## CO2
Time [year] | Depth [m] | Res Length [m] | Temp Gradient [C/m] | Temp Surface Air [C] | Temp Surface Rock [C] | dT Approach [C] | Transmissivity [m^3] | Config Number [-] | Fluid | Reservoir | Cooling Wet/Dry | orcFluid | Method | Silica? | CostYear | mass flow [kg/s] | Reservoir Heat [MWth] | Electric Power I-P Pair [MWe] | N_IP_Multiplier | SpCC (Brownfield) [$/kWe] | SpCC (Greenfield) [$/kWe] | LCOE (Brownfield) [$/MWh] | LCOE (Greenfield) [$/MWh] | Temp Production [C] | dP Surface [Mpa] | SolveTime [s] | C_T_G_N | C_pump_orc_N | C_coolingTowers_N | C_heatExchanger_N | C_recuperator_N | C_pump_prod_N | C_pump_inj_N | C_plant_otherEquipment_N | C_plant_installation_N | C_plant_indirectContingency_N | C_surfacePlant_N | C_gatheringSystem_N | C_wells_production_N | C_wells_injection_N | C_wellfield_N | C_exploration_N | C_stimulation_N | CapitalCost_N (Brownfield) | CapitalCost_N (Greenfield) | Trans [mD-m] | Electric Power 5-spot [MW] | Sp CC (Brownfield) [$/kWe] | Sp CC (Greenfield) [$/kWe] | LCOE (Brownfield) [$/MWh] | LCOE (Greenfield) [$/MWh]
1 | 1000 | 707 | 0.035 | 15 | 15 | 7 | 1e-13 | 5spot_SharedNeighbor | CO2 | Porous | Wet | R600a | MinimizeLCOE_Brownfield | IgnoreSilica | 2019 | 0 | 0 | 0 | 0 |  |  |  |  | 15 |  | 13.3212 | [19 empty] | 100 | 0
1 | 1000 | 707 | 0.035 | 15 | 15 | 7 | 1.3335e-13 | 5spot_SharedNeighbor | CO2 | Porous | Wet | R600a | MinimizeLCOE_Brownfield | IgnoreSilica | 2019 | 0 | 0 | 0 | 0 |  |  |  |  | 15 |  | 13.7054 | [19 empty] | 133.3521 | 0
1 | 1000 | 707 | 0.035 | 15 | 15 | 7 | 1.7783e-13 | 5spot_SharedNeighbor | CO2 | Porous | Wet | R600a | MinimizeLCOE_Brownfield | IgnoreSilica | 2019 | 0 | 0 | 0 | 0 |  |  |  |  | 15 |  | 15.3836 | [19 empty] | 177.8279 | 0
1 | 1000 | 707 | 0.035 | 15 | 15 | 7 | 2.3714e-13 | 5spot_SharedNeighbor | CO2 | Porous | Wet | R600a | MinimizeLCOE_Brownfield | IgnoreSilica | 2019 | 0 | 0 | 0 | 0 |  |  |  |  | 15 |  | 15.018 | [19 empty] | 237.1374 | 0
1 | 1000 | 707 | 0.035 | 15 | 15 | 7 | 3.1623e-13 | 5spot_SharedNeighbor | CO2 | Porous | Wet | R600a | MinimizeLCOE_Brownfield | IgnoreSilica | 2019 | 1.6 | 0.18062 | 8.5191e-05 | 4 | 13997433.1324 | 49831820.1235 | 285356.6073 | 1015889.0557 | 23.2898 | 0.13322 | 18.8788 | 6322.4179 | 0 | 6840.2181 | 0 | 0 | 0 | 0 | 5133.4281 | 13356.1268 | 9115.831 | 40768.0219 | 961560.8286 | 3767508.2258 | 3767508.2258 | 5798963.8404 | 2644637.3607 | 0 | 4769837.0763 | 16980946.5032 | 316.2278 | 0.00034077 | 13997433.1324 | 49831820.1235 | 285356.6073 | 1015889.0557
1 | 1000 | 707 | 0.035 | 15 | 15 | 7 | 4.217e-13 | 5spot_SharedNeighbor | CO2 | Porous | Wet | R600a | MinimizeLCOE_Brownfield | IgnoreSilica | 2019 | 1.6 | 0.18061 | 8.5214e-05 | 4 | 13993651.7539 | 49818298.4828 | 285279.5188 | 1015613.3988 | 23.29 | 0.13325 | 20.0512 | 6323.5544 | 0 | 6841.6469 | 0 | 0 | 0 | 0 | 5134.4285 | 13358.7298 | 9117.6076 | 40775.9672 | 961560.8286 | 3767508.2258 | 3767508.2258 | 5798963.8404 | 2644637.3607 | 0 | 4769845.0216 | 16980954.4485 | 421.6965 | 0.00034086 | 13993651.7539 | 49818298.4828 | 285279.5188 | 1015613.3988
1 | 1000 | 707 | 0.035 | 15 | 15 | 7 | 5.6234e-13 | 5spot_SharedNeighbor | CO2 | Porous | Wet | R600a | MinimizeLCOE_Brownfield | IgnoreSilica | 2019 | 1.6 | 0.1806 | 8.5232e-05 | 4 | 13990713.5245 | 49807791.82 | 285219.619 | 1015399.2063 | 23.2902 | 0.13328 | 21.7602 | 6324.4378 | 0 | 6842.7576 | 0 | 0 | 0 | 0 | 5135.2062 | 13360.7532 | 9118.9886 | 40782.1434 | 961560.8286 | 3767508.2258 | 3767508.2258 | 5798963.8404 | 2644637.3607 | 0 | 4769851.1978 | 16980960.6247 | 562.3413 | 0.00034093 | 13990713.5245 | 49807791.82 | 285219.619 | 1015399.2063
1 | 1000 | 707 | 0.035 | 15 | 15 | 7 | 7.4989e-13 | 5spot_SharedNeighbor | CO2 | Porous | Wet | R600a | MinimizeLCOE_Brownfield | IgnoreSilica | 2019 | 4.5064 | 0.523 | 0.00041877 | 4 | 2901839.9005 | 10191770.1544 | 59157.9314 | 207773.02 | 23.9196 | 0.22329 | 36.1681 | 18523.4753 | 0 | 23998.8278 | 0 | 0 | 0 | 0 | 16583.6982 | 43147.381 | 29448.9741 | 131702.3563 | 961560.8286 | 3767508.2258 | 3767508.2258 | 5798963.8404 | 2644637.3607 | 0 | 4860771.4108 | 17071880.8377 | 749.8942 | 0.0016751 | 2901839.9005 | 10191770.1544 | 59157.9314 | 207773.02
1 | 1000 | 707 | 0.035 | 15 | 15 | 7 | 1e-12 | 5spot_SharedNeighbor | CO2 | Porous | Wet | R600a | MinimizeLCOE_Brownfield | IgnoreSilica | 2019 | 5.9996 | 0.69895 | 0.00056024 | 4 | 2183449.2504 | 7632497.9986 | 44512.5663 | 155598.7954 | 23.9281 | 0.22443 | 39.0944 | 22621.1598 | 0 | 30315.1066 | 0 | 0 | 0 | 0 | 20645.1439 | 53714.4296 | 36661.2019 | 163957.0419 | 961560.8286 | 3767508.2258 | 3767508.2258 | 5798963.8404 | 2644637.3607 | 0 | 4893026.0963 | 17104135.5232 | 1000 | 0.002241 | 2183449.2504 | 7632497.9986 | 44512.5663 | 155598.7954
1 | 1000 | 707 | 0.035 | 15 | 15 | 7 | 1.3335e-12 | 5spot_SharedNeighbor | CO2 | Porous | Wet | R600a | MinimizeLCOE_Brownfield | IgnoreSilica | 2019 | 8.005 | 0.93545 | 0.00074779 | 4 | 1649175.9738 | 5731581.7414 | 33620.6829 | 116846.0463 | 23.9303 | 0.22466 | 34.1133 | 27593.7744 | 0 | 38229.8026 | 0 | 0 | 0 | 0 | 25671.195 | 66791.1836 | 45586.3552 | 203872.3109 | 961560.8286 | 3767508.2258 | 3767508.2258 | 5798963.8404 | 2644637.3607 | 0 | 4932941.3653 | 17144050.7922 | 1333.5214 | 0.0029912 | 1649175.9738 | 5731581.7414 | 33620.6829 | 116846.0463
1 | 1000 | 707 | 0.035 | 15 | 15 | 7 | 1.7783e-12 | 5spot_SharedNeighbor | CO2 | Porous | Wet | R600a | MinimizeLCOE_Brownfield | IgnoreSilica | 2019 | 10.6548 | 1.2478 | 0.00098958 | 4 | 1258388.6382 | 4343296.8456 | 25653.9545 | 88543.9809 | 23.924 | 0.22366 | 45.3254 | 33480.1971 | 0 | 47901.1042 | 0 | 0 | 0 | 0 | 31738.7075 | 82577.6064 | 56360.9132 | 252058.5284 | 961560.8286 | 3767508.2258 | 3767508.2258 | 5798963.8404 | 2644637.3607 | 0 | 4981127.5828 | 17192237.0097 | 1778.2794 | 0.0039583 | 1258388.6382 | 4343296.8456 | 25653.9545 | 88543.9809
1 | 1000 | 707 | 0.035 | 15 | 15 | 7 | 2.3714e-12 | 5spot_SharedNeighbor | CO2 | Porous | Wet | R600a | MinimizeLCOE_Brownfield | IgnoreSilica | 2019 | 14.2164 | 1.6675 | 0.0013001 | 4 | 969023.7175 | 3317117.0475 | 19754.8592 | 67623.9177 | 23.905 | 0.22079 | 37.0378 | 40452.5053 | 0 | 59725.5724 | 0 | 0 | 0 | 0 | 39069.4503 | 101650.6955 | 69378.6884 | 310276.912 | 961560.8286 | 3767508.2258 | 3767508.2258 | 5798963.8404 | 2644637.3607 | 0 | 5039345.9664 | 17250455.3933 | 2371.3737 | 0.0052004 | 969023.7175 | 3317117.0475 | 19754.8592 | 67623.9177
1 | 1000 | 707 | 0.035 | 15 | 15 | 7 | 3.1623e-12 | 5spot_SharedNeighbor | CO2 | Porous | Wet | R600a | MinimizeLCOE_Brownfield | IgnoreSilica | 2019 | 18.9279 | 2.2232 | 0.0016764 | 4 | 761477.7237 | 2582460.0326 | 15523.7534 | 52646.9408 | 23.8651 | 0.21484 | 44.5299 | 48309.0791 | 0 | 73487.2621 | 0 | 0 | 0 | 0 | 47500.5731 | 123586.7474 | 84350.4946 | 377234.1563 | 961560.8286 | 3767508.2258 | 3767508.2258 | 5798963.8404 | 2644637.3607 | 0 | 5106303.2107 | 17317412.6376 | 3162.2777 | 0.0067058 | 761477.7237 | 2582460.0326 | 15523.7534 | 52646.9408
1 | 1000 | 707 | 0.035 | 15 | 15 | 7 | 4.217e-12 | 5spot_SharedNeighbor | CO2 | Porous | Wet | R600a | MinimizeLCOE_Brownfield | IgnoreSilica | 2019 | 25.2226 | 2.9653 | 0.002101 | 4 | 616295.1208 | 2069338.9475 | 12564.0096 | 42186.2734 | 23.7906 | 0.2038 | 43.5856 | 56679.1589 | 0 | 88662.5864 | 0 | 0 | 0 | 0 | 56683.2807 | 147478.269 | 100656.949 | 450160.244 | 961560.8286 | 3767508.2258 | 3767508.2258 | 5798963.8404 | 2644637.3607 | 0 | 5179229.2984 | 17390338.7254 | 4216.965 | 0.0084038 | 616295.1208 | 2069338.9475 | 12564.0096 | 42186.2734
1 | 1000 | 707 | 0.035 | 15 | 15 | 7 | 5.6234e-12 | 5spot_SharedNeighbor | CO2 | Porous | Wet | R600a | MinimizeLCOE_Brownfield | IgnoreSilica | 2019 | 33.5396 | 3.9453 | 0.0018981 | 4 | 679276.0917 | 2287649.3756 | 13847.9619 | 46636.8268 | 23.3812 | 0.14444 | 47.3111 | 53788.611 | 0 | 84443.0141 | 0 | 0 | 0 | 0 | 53910.3338 | 140263.6299 | 95732.8095 | 428138.3982 | 961560.8286 | 3767508.2258 | 3767508.2258 | 5798963.8404 | 2644637.3607 | 0 | 5157207.4526 | 17368316.8796 | 5623.4133 | 0.0075922 | 679276.0917 | 2287649.3756 | 13847.9619 | 46636.8268
1 | 1000 | 707 | 0.035 | 15 | 15 | 7 | 7.4989e-12 | 5spot_SharedNeighbor | CO2 | Porous | Wet | R600a | MinimizeLCOE_Brownfield | IgnoreSilica | 2019 | 37.3755 | 4.3984 | 0.0019263 | 4 | 670403.5369 | 2255176.6711 | 13667.0829 | 45974.8268 | 23.3032 | 0.13302 | 49.4069 | 54644.2522 | 0 | 86310.6658 | 0 | 0 | 0 | 0 | 54972.418 | 143026.9552 | 97618.8359 | 436573.1271 | 961560.8286 | 3767508.2258 | 3767508.2258 | 5798963.8404 | 2644637.3607 | 0 | 5165642.1815 | 17376751.6084 | 7498.9421 | 0.0077053 | 670403.5369 | 2255176.6711 | 13667.0829 | 45974.8268
1 | 1000 | 707 | 0.035 | 15 | 15 | 7 | 1e-11 | 5spot_SharedNeighbor | CO2 | Porous | Wet | R600a | MinimizeLCOE_Brownfield | IgnoreSilica | 2019 | 37.3561 | 4.3958 | 0.0019266 | 4 | 670323.2359 | 2254901.2426 | 13665.4458 | 45969.2118 | 23.3037 | 0.1331 | 47.4952 | 54646.9319 | 0 | 86313.5678 | 0 | 0 | 0 | 0 | 54974.5949 | 143032.619 | 97622.7015 | 436590.4151 | 961560.8286 | 3767508.2258 | 3767508.2258 | 5798963.8404 | 2644637.3607 | 0 | 5165659.4695 | 17376768.8964 | 10000 | 0.0077062 | 670323.2359 | 2254901.2426 | 13665.4458 | 45969.2118
1 | 1000 | 707 | 0.035 | 15 | 15 | 7 | 1.3335e-11 | 5spot_SharedNeighbor | CO2 | Porous | Wet | R600a | MinimizeLCOE_Brownfield | IgnoreSilica | 2019 | 37.3561 | 4.3955 | 0.0019267 | 4 | 670279.1833 | 2254746.5001 | 13664.5478 | 45966.0572 | 23.3038 | 0.13311 | 48.1762 | 54649.4231 | 0 | 86317.9751 | 0 | 0 | 0 | 0 | 54977.2853 | 143039.619 | 97627.4791 | 436611.7817 | 961560.8286 | 3767508.2258 | 3767508.2258 | 5798963.8404 | 2644637.3607 | 0 | 5165680.8361 | 17376790.263 | 13335.2143 | 0.0077068 | 670279.1833 | 2254746.5001 | 13664.5478 | 45966.0572
1 | 1000 | 707 | 0.035 | 15 | 15 | 7 | 1.7783e-11 | 5spot_SharedNeighbor | CO2 | Porous | Wet | R600a | MinimizeLCOE_Brownfield | IgnoreSilica | 2019 | 37.3413 | 4.3937 | 0.0019266 | 4 | 670304.6045 | 2254840.8568 | 13665.066 | 45967.9808 | 23.3041 | 0.13315 | 55.9038 | 54646.568 | 0 | 86311.523 | 0 | 0 | 0 | 0 | 54973.6555 | 143030.1749 | 97621.0334 | 436582.9547 | 961560.8286 | 3767508.2258 | 3767508.2258 | 5798963.8404 | 2644637.3607 | 0 | 5165652.0091 | 17376761.4361 | 17782.7941 | 0.0077064 | 670304.6045 | 2254840.8568 | 13665.066 | 45967.9808
1 | 1000 | 707 | 0.035 | 15 | 15 | 7 | 2.3714e-11 | 5spot_SharedNeighbor | CO2 | Porous | Wet | R600a | MinimizeLCOE_Brownfield | IgnoreSilica | 2019 | 37.3218 | 4.3913 | 0.0019264 | 4 | 670381.3308 | 2255117.0126 | 13666.6302 | 45973.6106 | 23.3044 | 0.13319 | 53.6712 | 54640.3695 | 0 | 86298.7189 | 0 | 0 | 0 | 0 | 54966.2444 | 143010.8929 | 97607.873 | 436524.0987 | 961560.8286 | 3767508.2258 | 3767508.2258 | 5798963.8404 | 2644637.3607 | 0 | 5165593.1531 | 17376702.5801 | 23713.7371 | 0.0077055 | 670381.3308 | 2255117.0126 | 13666.6302 | 45973.6106
1 | 1000 | 707 | 0.035 | 15 | 15 | 7 | 3.1623e-11 | 5spot_SharedNeighbor | CO2 | Porous | Wet | R600a | MinimizeLCOE_Brownfield | IgnoreSilica | 2019 | 37.3218 | 4.3914 | 0.0019261 | 4 | 670483.2759 | 2255475.1146 | 13668.7085 | 45980.911 | 23.3043 | 0.13317 | 53.6586 | 54634.6065 | 0 | 86288.524 | 0 | 0 | 0 | 0 | 54960.0209 | 142994.7005 | 97596.8214 | 436474.6733 | 961560.8286 | 3767508.2258 | 3767508.2258 | 5798963.8404 | 2644637.3607 | 0 | 5165543.7277 | 17376653.1546 | 31622.7766 | 0.0077042 | 670483.2759 | 2255475.1146 | 13668.7085 | 45980.911
1 | 1000 | 707 | 0.035 | 15 | 15 | 7 | 4.217e-11 | 5spot_SharedNeighbor | CO2 | Porous | Wet | R600a | MinimizeLCOE_Brownfield | IgnoreSilica | 2019 | 37.3024 | 4.3892 | 0.0019257 | 4 | 670590.2507 | 2255857.5262 | 13670.8893 | 45988.7069 | 23.3045 | 0.13322 | 52.5815 | 54626.7015 | 0 | 86272.7019 | 0 | 0 | 0 | 0 | 54950.7673 | 142970.6246 | 97580.3891 | 436401.1844 | 961560.8286 | 3767508.2258 | 3767508.2258 | 5798963.8404 | 2644637.3607 | 0 | 5165470.2388 | 17376579.6657 | 42169.6503 | 0.0077029 | 670590.2507 | 2255857.5262 | 13670.8893 | 45988.7069
1 | 1000 | 707 | 0.035 | 15 | 15 | 7 | 5.6234e-11 | 5spot_SharedNeighbor | CO2 | Porous | Wet | R600a | MinimizeLCOE_Brownfield | IgnoreSilica | 2019 | 37.2977 | 4.3887 | 0.0019254 | 4 | 670690.2802 | 2256210.4824 | 13672.9285 | 45995.9024 | 23.3045 | 0.13321 | 54.2506 | 54620.6074 | 0 | 86261.4841 | 0 | 0 | 0 | 0 | 54944.0157 | 142953.0582 | 97568.3996 | 436347.565 | 961560.8286 | 3767508.2258 | 3767508.2258 | 5798963.8404 | 2644637.3607 | 0 | 5165416.6194 | 17376526.0463 | 56234.1325 | 0.0077016 | 670690.2802 | 2256210.4824 | 13672.9285 | 45995.9024
1 | 1000 | 707 | 0.035 | 15 | 15 | 7 | 7.4989e-11 | 5spot_SharedNeighbor | CO2 | Porous | Wet | R600a | MinimizeLCOE_Brownfield | IgnoreSilica | 2019 | 37.2829 | 4.387 | 0.0019251 | 4 | 670777.5824 | 2256522.2105 | 13674.7083 | 46002.2574 | 23.3047 | 0.13324 | 52.1203 | 54614.26 | 0 | 86248.8561 | 0 | 0 | 0 | 0 | 54936.6153 | 142933.8039 | 97555.2582 | 436288.7934 | 961560.8286 | 3767508.2258 | 3767508.2258 | 5798963.8404 | 2644637.3607 | 0 | 5165357.8478 | 17376467.2748 | 74989.4209 | 0.0077006 | 670777.5824 | 2256522.2105 | 13674.7083 | 46002.2574
1 | 1000 | 707 | 0.035 | 15 | 15 | 7 | 1e-10 | 5spot_SharedNeighbor | CO2 | Porous | Wet | R600a | MinimizeLCOE_Brownfield | IgnoreSilica | 2019 | 37.2855 | 4.3874 | 0.0019249 | 4 | 670850.4725 | 2256777.3658 | 13676.1943 | 46007.4591 | 23.3045 | 0.13322 | 41.3287 | 54610.3924 | 0 | 86242.2605 | 0 | 0 | 0 | 0 | 54932.5347 | 142923.187 | 97548.0119 | 436256.3865 | 961560.8286 | 3767508.2258 | 3767508.2258 | 5798963.8404 | 2644637.3607 | 0 | 5165325.4409 | 17376434.8678 | 100000 | 0.0076997 | 670850.4725 | 2256777.3658 | 13676.1943 | 46007.4591
1 | 1000 | 707 | 0.035 | 15 | 15 | 7 | 1.3335e-10 | 5spot_SharedNeighbor | CO2 | Porous | Wet | R600a | MinimizeLCOE_Brownfield | IgnoreSilica | 2019 | 37.2855 | 4.3874 | 0.0019247 | 4 | 670909.5796 | 2256984.9936 | 13677.3993 | 46011.6919 | 23.3045 | 0.13321 | 40.942 | 54607.0552 | 0 | 86236.3572 | 0 | 0 | 0 | 0 | 54928.9308 | 142913.8105 | 97541.6122 | 436227.7658 | 961560.8286 | 3767508.2258 | 3767508.2258 | 5798963.8404 | 2644637.3607 | 0 | 5165296.8202 | 17376406.2472 | 133352.1432 | 0.0076989 | 670909.5796 | 2256984.9936 | 13677.3993 | 46011.6919
1 | 1000 | 707 | 0.035 | 15 | 15 | 7 | 1.7783e-10 | 5spot_SharedNeighbor | CO2 | Porous | Wet | R600a | MinimizeLCOE_Brownfield | IgnoreSilica | 2019 | 37.2707 | 4.3857 | 0.0019246 | 4 | 670956.381 | 2257154.4545 | 13678.3534 | 46015.1466 | 23.3047 | 0.13324 | 49.4945 | 54602.9971 | 0 | 86227.7796 | 0 | 0 | 0 | 0 | 54924.0029 | 142900.9892 | 97532.8614 | 436188.6304 | 961560.8286 | 3767508.2258 | 3767508.2258 | 5798963.8404 | 2644637.3607 | 0 | 5165257.6848 | 17376367.1117 | 177827.941 | 0.0076984 | 670956.381 | 2257154.4545 | 13678.3534 | 46015.1466
1 | 1000 | 707 | 0.035 | 15 | 15 | 7 | 2.3714e-10 | 5spot_SharedNeighbor | CO2 | Porous | Wet | R600a | MinimizeLCOE_Brownfield | IgnoreSilica | 2019 | 37.2707 | 4.3858 | 0.0019245 | 4 | 670993.0135 | 2257283.1355 | 13679.1002 | 46017.7699 | 23.3047 | 0.13324 | 47.5804 | 54600.9294 | 0 | 86224.122 | 0 | 0 | 0 | 0 | 54921.77 | 142895.1796 | 97528.8963 | 436170.8972 | 961560.8286 | 3767508.2258 | 3767508.2258 | 5798963.8404 | 2644637.3607 | 0 | 5165239.9516 | 17376349.3786 | 237137.3706 | 0.0076979 | 670993.0135 | 2257283.1355 | 13679.1002 | 46017.7699
1 | 1000 | 707 | 0.035 | 15 | 15 | 7 | 3.1623e-10 | 5spot_SharedNeighbor | CO2 | Porous | Wet | R600a | MinimizeLCOE_Brownfield | IgnoreSilica | 2019 | 37.2707 | 4.3858 | 0.0019244 | 4 | 671021.3483 | 2257382.6685 | 13679.6778 | 46019.799 | 23.3046 | 0.13323 | 47.7153 | 54599.3301 | 0 | 86221.2931 | 0 | 0 | 0 | 0 | 54920.043 | 142890.6863 | 97525.8295 | 436157.1821 | 961560.8286 | 3767508.2258 | 3767508.2258 | 5798963.8404 | 2644637.3607 | 0 | 5165226.2365 | 17376335.6634 | 316227.766 | 0.0076976 | 671021.3483 | 2257382.6685 | 13679.6778 | 46019.799
1 | 1000 | 707 | 0.035 | 15 | 15 | 7 | 4.217e-10 | 5spot_SharedNeighbor | CO2 | Porous | Wet | R600a | MinimizeLCOE_Brownfield | IgnoreSilica | 2019 | 37.2707 | 4.3858 | 0.0019243 | 4 | 671043.0904 | 2257459.0434 | 13680.1211 | 46021.356 | 23.3046 | 0.13323 | 47.4044 | 54598.103 | 0 | 86219.1225 | 0 | 0 | 0 | 0 | 54918.718 | 142887.2387 | 97523.4765 | 436146.6587 | 961560.8286 | 3767508.2258 | 3767508.2258 | 5798963.8404 | 2644637.3607 | 0 | 5165215.7131 | 17376325.14 | 421696.5034 | 0.0076973 | 671043.0904 | 2257459.0434 | 13680.1211 | 46021.356
1 | 1000 | 707 | 0.035 | 15 | 15 | 7 | 5.6234e-10 | 5spot_SharedNeighbor | CO2 | Porous | Wet | R600a | MinimizeLCOE_Brownfield | IgnoreSilica | 2019 | 37.2707 | 4.3858 | 0.0019243 | 4 | 671059.676 | 2257517.3046 | 13680.4592 | 46022.5438 | 23.3046 | 0.13322 | 47.3653 | 54597.167 | 0 | 86217.4669 | 0 | 0 | 0 | 0 | 54917.7072 | 142884.6089 | 97521.6816 | 436138.6315 | 961560.8286 | 3767508.2258 | 3767508.2258 | 5798963.8404 | 2644637.3607 | 0 | 5165207.6859 | 17376317.1129 | 562341.3252 | 0.0076971 | 671059.676 | 2257517.3046 | 13680.4592 | 46022.5438
1 | 1000 | 707 | 0.035 | 15 | 15 | 7 | 7.4989e-10 | 5spot_SharedNeighbor | CO2 | Porous | Wet | R600a | MinimizeLCOE_Brownfield | IgnoreSilica | 2019 | 37.2707 | 4.3858 | 0.0019242 | 4 | 671072.2732 | 2257561.5552 | 13680.716 | 46023.4459 | 23.3046 | 0.13322 | 47.918 | 54596.4561 | 0 | 86216.2094 | 0 | 0 | 0 | 0 | 54916.9395 | 142882.6116 | 97520.3184 | 436132.535 | 961560.8286 | 3767508.2258 | 3767508.2258 | 5798963.8404 | 2644637.3607 | 0 | 5165201.5894 | 17376311.0163 | 749894.2093 | 0.0076969 | 671072.2732 | 2257561.5552 | 13680.716 | 46023.4459
1 | 1000 | 707 | 0.035 | 15 | 15 | 7 | 1e-09 | 5spot_SharedNeighbor | CO2 | Porous | Wet | R600a | MinimizeLCOE_Brownfield | IgnoreSilica | 2019 | 37.2707 | 4.3859 | 0.0019242 | 4 | 671081.8101 | 2257595.056 | 13680.9104 | 46024.1288 | 23.3045 | 0.13322 | 47.0286 | 54595.9179 | 0 | 86215.2574 | 0 | 0 | 0 | 0 | 54916.3584 | 142881.0996 | 97519.2864 | 436127.9196 | 961560.8286 | 3767508.2258 | 3767508.2258 | 5798963.8404 | 2644637.3607 | 0 | 5165196.974 | 17376306.4009 | 1000000 | 0.0076968 | 671081.8101 | 2257595.056 | 13680.9104 | 46024.1288
1 | 1000 | 707 | 0.035 | 15 | 15 | 7 | 1.3335e-09 | 5spot_SharedNeighbor | CO2 | Porous | Wet | R600a | MinimizeLCOE_Brownfield | IgnoreSilica | 2019 | 37.2512 | 4.3836 | 0.0019242 | 4 | 671089.0063 | 2257626.9753 | 13681.0571 | 46024.7796 | 23.305 | 0.13328 | 46.0012 | 54593.6539 | 0 | 86209.4167 | 0 | 0 | 0 | 0 | 54913.1975 | 142872.8757 | 97513.6734 | 436102.8173 | 961560.8286 | 3767508.2258 | 3767508.2258 | 5798963.8404 | 2644637.3607 | 0 | 5165171.8717 | 17376281.2987 | 1333521.4322 | 0.0076967 | 671089.0063 | 2257626.9753 | 13681.0571 | 46024.7796
1 | 1000 | 707 | 0.035 | 15 | 15 | 7 | 1.7783e-09 | 5spot_SharedNeighbor | CO2 | Porous | Wet | R600a | MinimizeLCOE_Brownfield | IgnoreSilica | 2019 | 37.2512 | 4.3836 | 0.0019242 | 4 | 671094.4249 | 2257646.0098 | 13681.1676 | 46025.1676 | 23.3049 | 0.13328 | 45.6615 | 54593.3482 | 0 | 86208.8758 | 0 | 0 | 0 | 0 | 54912.8674 | 142872.0167 | 97513.0871 | 436100.1952 | 961560.8286 | 3767508.2258 | 3767508.2258 | 5798963.8404 | 2644637.3607 | 0 | 5165169.2496 | 17376278.6765 | 1778279.41 | 0.0076966 | 671094.4249 | 2257646.0098 | 13681.1676 | 46025.1676
1 | 1000 | 707 | 0.035 | 15 | 15 | 7 | 2.3714e-09 | 5spot_SharedNeighbor | CO2 | Porous | Wet | R600a | MinimizeLCOE_Brownfield | IgnoreSilica | 2019 | 37.2512 | 4.3836 | 0.0019241 | 4 | 671098.5046 | 2257660.3407 | 13681.2507 | 46025.4598 | 23.3049 | 0.13328 | 46.5229 | 54593.1179 | 0 | 86208.4687 | 0 | 0 | 0 | 0 | 54912.6188 | 142871.3699 | 97512.6457 | 436098.221 | 961560.8286 | 3767508.2258 | 3767508.2258 | 5798963.8404 | 2644637.3607 | 0 | 5165167.2754 | 17376276.7023 | 2371373.7057 | 0.0076966 | 671098.5046 | 2257660.3407 | 13681.2507 | 46025.4598
1 | 1000 | 707 | 0.035 | 15 | 15 | 7 | 3.1623e-09 | 5spot_SharedNeighbor | CO2 | Porous | Wet | R600a | MinimizeLCOE_Brownfield | IgnoreSilica | 2019 | 37.2512 | 4.3836 | 0.0019241 | 4 | 671101.5731 | 2257671.1195 | 13681.3133 | 46025.6795 | 23.3049 | 0.13328 | 45.9664 | 54592.9448 | 0 | 86208.1624 | 0 | 0 | 0 | 0 | 54912.4318 | 142870.8835 | 97512.3137 | 436096.7361 | 961560.8286 | 3767508.2258 | 3767508.2258 | 5798963.8404 | 2644637.3607 | 0 | 5165165.7906 | 17376275.2175 | 3162277.6602 | 0.0076965 | 671101.5731 | 2257671.1195 | 13681.3133 | 46025.6795
1 | 1000 | 707 | 0.035 | 15 | 15 | 7 | 4.217e-09 | 5spot_SharedNeighbor | CO2 | Porous | Wet | R600a | MinimizeLCOE_Brownfield | IgnoreSilica | 2019 | 37.2512 | 4.3836 | 0.0019241 | 4 | 671103.8793 | 2257679.2206 | 13681.3603 | 46025.8446 | 23.3049 | 0.13328 | 45.5303 | 54592.8147 | 0 | 86207.9322 | 0 | 0 | 0 | 0 | 54912.2913 | 142870.5179 | 97512.0641 | 436095.6202 | 961560.8286 | 3767508.2258 | 3767508.2258 | 5798963.8404 | 2644637.3607 | 0 | 5165164.6746 | 17376274.1015 | 4216965.0343 | 0.0076965 | 671103.8793 | 2257679.2206 | 13681.3603 | 46025.8446
1 | 1000 | 707 | 0.035 | 15 | 15 | 7 | 5.6234e-09 | 5spot_SharedNeighbor | CO2 | Porous | Wet | R600a | MinimizeLCOE_Brownfield | IgnoreSilica | 2019 | 37.2512 | 4.3836 | 0.0019241 | 4 | 671105.6115 | 2257685.3057 | 13681.3956 | 46025.9687 | 23.3049 | 0.13328 | 45.8277 | 54592.7169 | 0 | 86207.7593 | 0 | 0 | 0 | 0 | 54912.1857 | 142870.2432 | 97511.8767 | 436094.7819 | 961560.8286 | 3767508.2258 | 3767508.2258 | 5798963.8404 | 2644637.3607 | 0 | 5165163.8363 | 17376273.2633 | 5623413.2519 | 0.0076965 | 671105.6115 | 2257685.3057 | 13681.3956 | 46025.9687
1 | 1000 | 707 | 0.035 | 15 | 15 | 7 | 7.4989e-09 | 5spot_SharedNeighbor | CO2 | Porous | Wet | R600a | MinimizeLCOE_Brownfield | IgnoreSilica | 2019 | 37.2512 | 4.3836 | 0.0019241 | 4 | 671106.9122 | 2257689.8746 | 13681.4221 | 46026.0618 | 23.3049 | 0.13328 | 45.8972 | 54592.6435 | 0 | 86207.6295 | 0 | 0 | 0 | 0 | 54912.1065 | 142870.0371 | 97511.736 | 436094.1526 | 961560.8286 | 3767508.2258 | 3767508.2258 | 5798963.8404 | 2644637.3607 | 0 | 5165163.207 | 17376272.6339 | 7498942.0933 | 0.0076965 | 671106.9122 | 2257689.8746 | 13681.4221 | 46026.0618
1 | 1000 | 707 | 0.035 | 15 | 15 | 7 | 1e-08 | 5spot_SharedNeighbor | CO2 | Porous | Wet | R600a | MinimizeLCOE_Brownfield | IgnoreSilica | 2019 | 37.2512 | 4.3836 | 0.0019241 | 4 | 671107.8885 | 2257693.3041 | 13681.442 | 46026.1318 | 23.3049 | 0.13328 | 46.5133 | 54592.5884 | 0 | 86207.5321 | 0 | 0 | 0 | 0 | 54912.047 | 142869.8823 | 97511.6303 | 436093.6801 | 961560.8286 | 3767508.2258 | 3767508.2258 | 5798963.8404 | 2644637.3607 | 0 | 5165162.7345 | 17376272.1615 | 10000000 | 0.0076965 | 671107.8885 | 2257693.3041 | 13681.442 | 46026.1318
1 | 1100 | 707 | 0.035 | 15 | 15 | 7 | 1e-13 | 5spot_SharedNeighbor | CO2 | Porous | Wet | R600a | MinimizeLCOE_Brownfield | IgnoreSilica | 2019 | 0.57453 | 0.053382 | 4.1543e-05 | 4 | 30597276.5604 | 107681413.9897 | 623766.8686 | 2195231.2741 | 23.5565 | 0.1733 | 32.4519 | 3803.6301 | 0 | 3692.1606 | 0 | 0 | 0 | 0 | 2923.3584 | 7605.9788 | 5191.2368 | 23216.3646 | 961560.8286 | 4099666.5474 | 4099666.5474 | 5959114.5985 | 2750527.5283 | 0 | 5084443.7406 | 17893752.4148 | 100 | 0.00016617 | 30597276.5604 | 107681413.9897 | 623766.8686 | 2195231.2741
1 | 1100 | 707 | 0.035 | 15 | 15 | 7 | 1.3335e-13 | 5spot_SharedNeighbor | CO2 | Porous | Wet | R600a | MinimizeLCOE_Brownfield | IgnoreSilica | 2019 | 0.75975 | 0.073126 | 7.2422e-05 | 4 | 17592128.6846 | 61809793.8591 | 358639.3384 | 1260076.2518 | 23.9198 | 0.22508 | 28.0875 | 5538.792 | 0 | 5759.5762 | 0 | 0 | 0 | 0 | 4406.3636 | 11464.4543 | 7824.7256 | 34993.9117 | 961560.8286 | 4099666.5474 | 4099666.5474 | 5959114.5985 | 2750527.5283 | 0 | 5096221.2878 | 17905529.9619 | 133.3521 | 0.00028969 | 17592128.6846 | 61809793.8591 | 358639.3384 | 1260076.2518
1 | 1100 | 707 | 0.035 | 15 | 15 | 7 | 1.7783e-13 | 5spot_SharedNeighbor | CO2 | Porous | Wet | R600a | MinimizeLCOE_Brownfield | IgnoreSilica | 2019 | 1.0155 | 0.10041 | 0.00012006 | 4 | 10644301.2065 | 37316854.0569 | 216998.4776 | 760754.5447 | 24.2584 | 0.27377 | 35.4662 | 7775.4744 | 0 | 8569.4955 | 0 | 0 | 0 | 0 | 6374.5383 | 16585.2409 | 11319.7677 | 50624.5168 | 961560.8286 | 4099666.5474 | 4099666.5474 | 5959114.5985 | 2750527.5283 | 0 | 5111851.8928 | 17921160.567 | 177.8279 | 0.00048024 | 10644301.2065 | 37316854.0569 | 216998.4776 | 760754.5447
1 | 1100 | 707 | 0.035 | 15 | 15 | 7 | 2.3714e-13 | 5spot_SharedNeighbor | CO2 | Porous | Wet | R600a | MinimizeLCOE_Brownfield | IgnoreSilica | 2019 | 1.3639 | 0.1376 | 0.00019215 | 4 | 6677798.1168 | 23343692.4884 | 136135.947 | 475892.7461 | 24.5744 | 0.31958 | 39.821 | 10653.0759 | 0 | 12363.7973 | 0 | 0 | 0 | 0 | 8976.5806 | 23355.2213 | 15940.4184 | 71289.0936 | 961560.8286 | 4099666.5474 | 4099666.5474 | 5959114.5985 | 2750527.5283 | 0 | 5132516.4696 | 17941825.1438 | 237.1374 | 0.00076859 | 6677798.1168 | 23343692.4884 | 136135.947 | 475892.7461
1 | 1100 | 707 | 0.035 | 15 | 15 | 7 | 3.1623e-13 | 5spot_SharedNeighbor | CO2 | Porous | Wet | R600a | MinimizeLCOE_Brownfield | IgnoreSilica | 2019 | 1.8264 | 0.18712 | 0.00026389 | 4 | 4881536.7956 | 17016719.5557 | 99516.7303 | 346908.845 | 24.6406 | 0.32901 | 139.4926 | 13286.3662 | 0 | 16019.4033 | 0 | 0 | 0 | 231.8282 | 11519.6631 | 29971.8003 | 20456.3696 | 91485.4306 | 961560.8286 | 4099666.5474 | 4099666.5474 | 5959114.5985 | 2750527.5283 | 0 | 5152712.8066 | 17962021.4808 | 316.2278 | 0.0010556 | 4881536.7956 | 17016719.5557 | 99516.7303 | 346908.845
1 | 1100 | 707 | 0.035 | 15 | 15 | 7 | 4.217e-13 | 5spot_SharedNeighbor | CO2 | Porous | Wet | R600a | MinimizeLCOE_Brownfield | IgnoreSilica | 2019 | 2.4293 | 0.25151 | 0.0004055 | 4 | 3196496.7977 | 11093761.1064 | 65164.9108 | 226161.3256 | 24.9206 | 0.37004 | 192.7876 | 17637.5882 | 0 | 22226.296 | 0 | 0 | 0 | 0 | 15546.9148 | 40449.8833 | 27607.8765 | 123468.5589 | 961560.8286 | 4099666.5474 | 4099666.5474 | 5959114.5985 | 2750527.5283 | 0 | 5184695.9349 | 17994004.6091 | 421.6965 | 0.001622 | 3196496.7977 | 11093761.1064 | 65164.9108 | 226161.3256
1 | 1100 | 707 | 0.035 | 15 | 15 | 7 | 5.6234e-13 | 5spot_SharedNeighbor | CO2 | Porous | Wet | R600a | MinimizeLCOE_Brownfield | IgnoreSilica | 2019 | 3.2267 | 0.33683 | 0.00054706 | 4 | 2383530.376 | 8237248.4721 | 48591.4907 | 167927.4518 | 24.9564 | 0.37517 | 261.4579 | 21648.596 | 0 | 28233.126 | 0 | 0 | 0 | 0 | 19453.8716 | 50614.9834 | 34545.7662 | 154496.3433 | 961560.8286 | 4099666.5474 | 4099666.5474 | 5959114.5985 | 2750527.5283 | 0 | 5215723.7193 | 18025032.3935 | 562.3413 | 0.0021882 | 2383530.376 | 8237248.4721 | 48591.4907 | 167927.4518
1 | 1100 | 707 | 0.035 | 15 | 15 | 7 | 7.4989e-13 | 5spot_SharedNeighbor | CO2 | Porous | Wet | R600a | MinimizeLCOE_Brownfield | IgnoreSilica | 2019 | 4.3166 | 0.45337 | 0.00074029 | 4 | 1774669.336 | 6100429.5403 | 36179.0348 | 124365.5076 | 24.9832 | 0.379 | 38.2244 | 26638.7892 | 0 | 35955.0928 | 0 | 0 | 0 | 0 | 24411.614 | 63514.012 | 43349.6183 | 193869.1263 | 961560.8286 | 4099666.5474 | 4099666.5474 | 5959114.5985 | 2750527.5283 | 0 | 5255096.5023 | 18064405.1765 | 749.8942 | 0.0029612 | 1774669.336 | 6100429.5403 | 36179.0348 | 124365.5076
1 | 1100 | 707 | 0.035 | 15 | 15 | 7 | 1e-12 | 5spot_SharedNeighbor | CO2 | Porous | Wet | R600a | MinimizeLCOE_Brownfield | IgnoreSilica | 2019 | 5.7439 | 0.60609 | 0.0011016 | 4 | 1207441.7706 | 4114372.7799 | 24615.3337 | 83877.0542 | 25.234 | 0.41608 | 32.6493 | 34821.6565 | 0 | 48907.4854 | 0 | 0 | 0 | 0 | 32654.3653 | 84959.9603 | 57986.9187 | 259330.3862 | 961560.8286 | 4099666.5474 | 4099666.5474 | 5959114.5985 | 2750527.5283 | 0 | 5320557.7623 | 18129866.4364 | 1000 | 0.0044065 | 1207441.7706 | 4114372.7799 | 24615.3337 | 83877.0542
1 | 1100 | 707 | 0.035 | 15 | 15 | 7 | 1.3335e-12 | 5spot_SharedNeighbor | CO2 | Porous | Wet | R600a | MinimizeLCOE_Brownfield | IgnoreSilica | 2019 | 7.669 | 0.812 | 0.0014761 | 4 | 911978.3939 | 3081447.1947 | 18591.9131 | 62819.469 | 25.2437 | 0.41744 | 44.086 | 42602.257 | 0 | 61817.5399 | 0 | 0 | 0 | 0 | 40723.7208 | 105954.7679 | 72316.3062 | 323414.5918 | 961560.8286 | 4099666.5474 | 4099666.5474 | 5959114.5985 | 2750527.5283 | 0 | 5384641.9679 | 18193950.642 | 1333.5214 | 0.0059044 | 911978.3939 | 3081447.1947 | 18591.9131 | 62819.469
1 | 1100 | 707 | 0.035 | 15 | 15 | 7 | 1.7783e-12 | 5spot_SharedNeighbor | CO2 | Porous | Wet | R600a | MinimizeLCOE_Brownfield | IgnoreSilica | 2019 | 10.2138 | 1.0844 | 0.0019641 | 4 | 695327.8266 | 2325769.8406 | 14175.1982 | 47413.964 | 25.243 | 0.41724 | 44.3488 | 51899.8951 | 0 | 77732.7688 | 0 | 0 | 0 | 0 | 50556.7389 | 131538.2641 | 89777.5681 | 401505.235 | 961560.8286 | 4099666.5474 | 4099666.5474 | 5959114.5985 | 2750527.5283 | 0 | 5462732.611 | 18272041.2852 | 1778.2794 | 0.0078563 | 695327.8266 | 2325769.8406 | 14175.1982 | 47413.964
1 | 1100 | 707 | 0.035 | 15 | 15 | 7 | 2.3714e-12 | 5spot_SharedNeighbor | CO2 | Porous | Wet | R600a | MinimizeLCOE_Brownfield | IgnoreSilica | 2019 | 13.622 | 1.4491 | 0.0026031 | 4 | 533852.6603 | 1764066.7741 | 10883.3086 | 35962.8873 | 25.2302 | 0.41521 | 53.964 | 63094.1835 | 0 | 97494.892 | 0 | 0 | 0 | 0 | 62629.7395 | 162949.735 | 111216.5424 | 497385.0924 | 961560.8286 | 4099666.5474 | 4099666.5474 | 5959114.5985 | 2750527.5283 | 0 | 5558612.4684 | 18367921.1426 | 2371.3737 | 0.010412 | 533852.6603 | 1764066.7741 | 10883.3086 | 35962.8873
1 | 1100 | 707 | 0.035 | 15 | 15 | 7 | 3.1623e-12 | 5spot_SharedNeighbor | CO2 | Porous | Wet | R600a | MinimizeLCOE_Brownfield | IgnoreSilica | 2019 | 18.1385 | 1.9325 | 0.0034143 | 4 | 415406.7251 | 1353319.101 | 8468.628 | 27589.2404 | 25.1979 | 0.41026 | 41.7904 | 76221.2379 | 0 | 121401.6762 | 0 | 0 | 0 | 0 | 77072.9365 | 200527.9709 | 136864.4606 | 612088.2821 | 961560.8286 | 4099666.5474 | 4099666.5474 | 5959114.5985 | 2750527.5283 | 0 | 5673315.6582 | 18482624.3324 | 3162.2777 | 0.013657 | 415406.7251 | 1353319.101 | 8468.628 | 27589.2404
1 | 1100 | 707 | 0.035 | 15 | 15 | 7 | 4.217e-12 | 5spot_SharedNeighbor | CO2 | Porous | Wet | R600a | MinimizeLCOE_Brownfield | IgnoreSilica | 2019 | 24.158 | 2.5761 | 0.004415 | 4 | 328865.1838 | 1054194.1805 | 6704.3616 | 21491.1743 | 25.1347 | 0.40063 | 36.3884 | 91291.2115 | 0 | 149738.8194 | 0 | 0 | 0 | 0 | 94001.712 | 244573.1724 | 166926.2156 | 746531.1309 | 961560.8286 | 4099666.5474 | 4099666.5474 | 5959114.5985 | 2750527.5283 | 0 | 5807758.5069 | 18617067.1811 | 4216.965 | 0.01766 | 328865.1838 | 1054194.1805 | 6704.3616 | 21491.1743
1 | 1100 | 707 | 0.035 | 15 | 15 | 7 | 5.6234e-12 | 5spot_SharedNeighbor | CO2 | Porous | Wet | R600a | MinimizeLCOE_Brownfield | IgnoreSilica | 2019 | 32.1239 | 3.4286 | 0.0049406 | 4 | 297915.8356 | 946084.76 | 6073.4173 | 19287.2175 | 24.7771 | 0.34734 | 45.9406 | 99728.3997 | 0 | 167048.1771 | 0 | 0 | 0 | 0 | 104042.8649 | 270698.1925 | 184757.0786 | 826274.7128 | 961560.8286 | 4099666.5474 | 4099666.5474 | 5959114.5985 | 2750527.5283 | 0 | 5887502.0889 | 18696810.7631 | 5623.4133 | 0.019762 | 297915.8356 | 946084.76 | 6073.4173 | 19287.2175
1 | 1100 | 707 | 0.035 | 15 | 15 | 7 | 7.4989e-12 | 5spot_SharedNeighbor | CO2 | Porous | Wet | R600a | MinimizeLCOE_Brownfield | IgnoreSilica | 2019 | 42.6576 | 4.5555 | 0.0058235 | 4 | 258004.1637 | 807902.1221 | 5259.7639 | 16470.1775 | 24.5611 | 0.31487 | 46.8477 | 112746.9921 | 0 | 193561.4333 | 0 | 0 | 0 | 0 | 119460.2859 | 310811.1592 | 212135.0027 | 948714.8731 | 961560.8286 | 4099666.5474 | 4099666.5474 | 5959114.5985 | 2750527.5283 | 0 | 6009942.2492 | 18819250.9234 | 7498.9421 | 0.023294 | 258004.1637 | 807902.1221 | 5259.7639 | 16470.1775
1 | 1100 | 707 | 0.035 | 15 | 15 | 7 | 1e-11 | 5spot_SharedNeighbor | CO2 | Porous | Wet | R600a | MinimizeLCOE_Brownfield | IgnoreSilica | 2019 | 43.469 | 4.6431 | 0.0058641 | 4 | 256486.033 | 802579.7928 | 5228.8147 | 16361.6746 | 24.5404 | 0.31178 | 511.4965 | 113387.1323 | 0 | 194941.4107 | 0 | 0 | 0 | 0 | 120248.1318 | 312860.9726 | 213534.0425 | 954971.6899 | 961560.8286 | 4099666.5474 | 4099666.5474 | 5959114.5985 | 2750527.5283 | 0 | 6016199.066 | 18825507.7402 | 10000 | 0.023456 | 256486.033 | 802579.7928 | 5228.8147 | 16361.6746
1 | 1100 | 707 | 0.035 | 15 | 15 | 7 | 1.3335e-11 | 5spot_SharedNeighbor | CO2 | Porous | Wet | R600a | MinimizeLCOE_Brownfield | IgnoreSilica | 2019 | 43.4394 | 4.6396 | 0.0058614 | 4 | 256586.0497 | 802925.0532 | 5230.8537 | 16368.7132 | 24.5408 | 0.31184 | 51.0847 | 113349.4986 | 0 | 194864.2261 | 0 | 0 | 0 | 0 | 120203.3526 | 312744.4665 | 213454.5246 | 954616.0684 | 961560.8286 | 4099666.5474 | 4099666.5474 | 5959114.5985 | 2750527.5283 | 0 | 6015843.4444 | 18825152.1186 | 13335.2143 | 0.023446 | 256586.0497 | 802925.0532 | 5230.8537 | 16368.7132
1 | 1100 | 707 | 0.035 | 15 | 15 | 7 | 1.7783e-11 | 5spot_SharedNeighbor | CO2 | Porous | Wet | R600a | MinimizeLCOE_Brownfield | IgnoreSilica | 2019 | 43.4005 | 4.6352 | 0.0058583 | 4 | 256703.4056 | 803331.0933 | 5233.2461 | 16376.9909 | 24.5414 | 0.31194 | 47.1692 | 113304.5576 | 0 | 194771.29 | 0 | 0 | 0 | 0 | 120149.5806 | 312604.5626 | 213359.0374 | 954189.0282 | 961560.8286 | 4099666.5474 | 4099666.5474 | 5959114.5985 | 2750527.5283 | 0 | 6015416.4042 | 18824725.0784 | 17782.7941 | 0.023433 | 256703.4056 | 803331.0933 | 5233.2461 | 16376.9909
1 | 1100 | 707 | 0.035 | 15 | 15 | 7 | 2.3714e-11 | 5spot_SharedNeighbor | CO2 | Porous | Wet | R600a | MinimizeLCOE_Brownfield | IgnoreSilica | 2019 | 43.381 | 4.633 | 0.0058563 | 4 | 256782.6944 | 803603.9174 | 5234.8626 | 16382.5528 | 24.5416 | 0.31196 | 45.9279 | 113275.5614 | 0 | 194712.5705 | 0 | 0 | 0 | 0 | 120115.3714 | 312515.5574 | 213298.2895 | 953917.3501 | 961560.8286 | 4099666.5474 | 4099666.5474 | 5959114.5985 | 2750527.5283 | 0 | 6015144.7261 | 18824453.4003 | 23713.7371 | 0.023425 | 256782.6944 | 803603.9174 | 5234.8626 | 16382.5528
1 | 1100 | 707 | 0.035 | 15 | 15 | 7 | 3.1623e-11 | 5spot_SharedNeighbor | CO2 | Porous | Wet | R600a | MinimizeLCOE_Brownfield | IgnoreSilica | 2019 | 43.3468 | 4.6293 | 0.0058535 | 4 | 256888.2216 | 803968.8909 | 5237.0139 | 16389.9933 | 24.5421 | 0.31204 | 53.2831 | 113235.3388 | 0 | 194629.5206 | 0 | 0 | 0 | 0 | 120067.2952 | 312390.4728 | 213212.9167 | 953535.5441 | 961560.8286 | 4099666.5474 | 4099666.5474 | 5959114.5985 | 2750527.5283 | 0 | 6014762.9201 | 18824071.5943 | 31622.7766 | 0.023414 | 256888.2216 | 803968.8909 | 5237.0139 | 16389.9933
1 | 1100 | 707 | 0.035 | 15 | 15 | 7 | 4.217e-11 | 5spot_SharedNeighbor | CO2 | Porous | Wet | R600a | MinimizeLCOE_Brownfield | IgnoreSilica | 2019 | 43.028 | 4.5953 | 0.0058358 | 4 | 257553.2773 | 806292.1609 | 5250.5719 | 16437.3563 | 24.5496 | 0.31316 | 530.352 | 112962.1602 | 0 | 194046.6888 | 0 | 0 | 0 | 0 | 119733.4511 | 311521.8791 | 212620.0836 | 950884.2627 | 961560.8286 | 4099666.5474 | 4099666.5474 | 5959114.5985 | 2750527.5283 | 0 | 6012111.6388 | 18821420.313 | 42169.6503 | 0.023343 | 257553.2773 | 806292.1609 | 5250.5719 | 16437.3563
1 | 1100 | 707 | 0.035 | 15 | 15 | 7 | 5.6234e-11 | 5spot_SharedNeighbor | CO2 | Porous | Wet | R600a | MinimizeLCOE_Brownfield | IgnoreSilica | 2019 | 43.028 | 4.5953 | 0.0058351 | 4 | 257581.68 | 806388.3599 | 5251.151 | 16439.3174 | 24.5494 | 0.31313 | 512.6764 | 112953.2064 | 0 | 194029.8865 | 0 | 0 | 0 | 0 | 119723.4062 | 311495.7443 | 212602.2461 | 950804.4896 | 961560.8286 | 4099666.5474 | 4099666.5474 | 5959114.5985 | 2750527.5283 | 0 | 6012031.8656 | 18821340.5398 | 56234.1325 | 0.02334 | 257581.68 | 806388.3599 | 5251.151 | 16439.3174
1 | 1100 | 707 | 0.035 | 15 | 15 | 7 | 7.4989e-11 | 5spot_SharedNeighbor | CO2 | Porous | Wet | R600a | MinimizeLCOE_Brownfield | IgnoreSilica | 2019 | 43.028 | 4.5953 | 0.0058345 | 4 | 257605.1783 | 806467.9481 | 5251.63 | 16440.94 | 24.5492 | 0.3131 | 511.0033 | 112945.7999 | 0 | 194015.9881 | 0 | 0 | 0 | 0 | 119715.0973 | 311474.1263 | 212587.4913 | 950738.503 | 961560.8286 | 4099666.5474 | 4099666.5474 | 5959114.5985 | 2750527.5283 | 0 | 6011965.879 | 18821274.5532 | 74989.4209 | 0.023338 | 257605.1783 | 806467.9481 | 5251.63 | 16440.94
1 | 1100 | 707 | 0.035 | 15 | 15 | 7 | 1e-10 | 5spot_SharedNeighbor | CO2 | Porous | Wet | R600a | MinimizeLCOE_Brownfield | IgnoreSilica | 2019 | 43.028 | 4.5953 | 0.005834 | 4 | 257624.1339 | 806532.1506 | 5252.0164 | 16442.2488 | 24.5491 | 0.31308 | 507.3411 | 112939.8262 | 0 | 194004.7782 | 0 | 0 | 0 | 0 | 119708.3957 | 311456.69 | 212575.5907 | 950685.2808 | 961560.8286 | 4099666.5474 | 4099666.5474 | 5959114.5985 | 2750527.5283 | 0 | 6011912.6568 | 18821221.331 | 100000 | 0.023336 | 257624.1339 | 806532.1506 | 5252.0164 | 16442.2488
1 | 1100 | 707 | 0.035 | 15 | 15 | 7 | 1.3335e-10 | 5spot_SharedNeighbor | CO2 | Porous | Wet | R600a | MinimizeLCOE_Brownfield | IgnoreSilica | 2019 | 43.028 | 4.5954 | 0.0058336 | 4 | 257639.142 | 806582.9831 | 5252.3224 | 16443.2851 | 24.5489 | 0.31307 | 508.079 | 112935.097 | 0 | 193995.9038 | 0 | 0 | 0 | 0 | 119703.0903 | 311442.8865 | 212566.1695 | 950643.147 | 961560.8286 | 4099666.5474 | 4099666.5474 | 5959114.5985 | 2750527.5283 | 0 | 6011870.523 | 18821179.1972 | 133352.1432 | 0.023334 | 257639.142 | 806582.9831 | 5252.3224 | 16443.2851
1 | 1100 | 707 | 0.035 | 15 | 15 | 7 | 1.7783e-10 | 5spot_SharedNeighbor | CO2 | Porous | Wet | R600a | MinimizeLCOE_Brownfield | IgnoreSilica | 2019 | 43.028 | 4.5954 | 0.0058333 | 4 | 257650.8616 | 806622.6772 | 5252.5613 | 16444.0943 | 24.5488 | 0.31305 | 504.7359 | 112931.4044 | 0 | 193988.9746 | 0 | 0 | 0 | 0 | 119698.9478 | 311432.1086 | 212558.8134 | 950610.2488 | 961560.8286 | 4099666.5474 | 4099666.5474 | 5959114.5985 | 2750527.5283 | 0 | 6011837.6248 | 18821146.299 | 177827.941 | 0.023333 | 257650.8616 | 806622.6772 | 5252.5613 | 16444.0943
1 | 1100 | 707 | 0.035 | 15 | 15 | 7 | 2.3714e-10 | 5spot_SharedNeighbor | CO2 | Porous | Wet | R600a | MinimizeLCOE_Brownfield | IgnoreSilica | 2019 | 43.028 | 4.5954 | 0.0058331 | 4 | 257659.9196 | 806653.3567 | 5252.746 | 16444.7198 | 24.5488 | 0.31304 | 502.9131 | 112928.5506 | 0 | 193983.6194 | 0 | 0 | 0 | 0 | 119695.7463 | 311423.779 | 212553.1283 | 950584.8236 | 961560.8286 | 4099666.5474 | 4099666.5474 | 5959114.5985 | 2750527.5283 | 0 | 6011812.1996 | 18821120.8738 | 237137.3706 | 0.023332 | 257659.9196 | 806653.3567 | 5252.746 | 16444.7198
1 | 1100 | 707 | 0.035 | 15 | 15 | 7 | 3.1623e-10 | 5spot_SharedNeighbor | CO2 | Porous | Wet | R600a | MinimizeLCOE_Brownfield | IgnoreSilica | 2019 | 43.028 | 4.5954 | 0.0058329 | 4 | 257666.8672 | 806676.8885 | 5252.8876 | 16445.1995 | 24.5487 | 0.31303 | 505.9505 | 112926.3618 | 0 | 193979.5121 | 0 | 0 | 0 | 0 | 119693.2909 | 311417.3903 | 212548.7679 | 950565.3231 | 961560.8286 | 4099666.5474 | 4099666.5474 | 5959114.5985 | 2750527.5283 | 0 | 6011792.6991 | 18821101.3733 | 316227.766 | 0.023332 | 257666.8672 | 806676.8885 | 5252.8876 | 16445.1995
1 | 1100 | 707 | 0.035 | 15 | 15 | 7 | 4.217e-10 | 5spot_SharedNeighbor | CO2 | Porous | Wet | R600a | MinimizeLCOE_Brownfield | IgnoreSilica | 2019 | 43.028 | 4.5954 | 0.0058328 | 4 | 257672.166 | 806694.8354 | 5252.9956 | 16445.5654 | 24.5487 | 0.31303 | 498.3479 | 112924.6926 | 0 | 193976.3798 | 0 | 0 | 0 | 0 | 119691.4182 | 311412.5182 | 212545.4425 | 950550.4514 | 961560.8286 | 4099666.5474 | 4099666.5474 | 5959114.5985 | 2750527.5283 | 0 | 6011777.8274 | 18821086.5016 | 421696.5034 | 0.023331 | 257672.166 | 806694.8354 | 5252.9956 | 16445.5654
1 | 1100 | 707 | 0.035 | 15 | 15 | 7 | 5.6234e-10 | 5spot_SharedNeighbor | CO2 | Porous | Wet | R600a | MinimizeLCOE_Brownfield | IgnoreSilica | 2019 | 43.028 | 4.5954 | 0.0058327 | 4 | 257676.19 | 806708.4648 | 5253.0777 | 16445.8432 | 24.5486 | 0.31302 | 493.1549 | 112923.425 | 0 | 193974.0011 | 0 | 0 | 0 | 0 | 119689.9962 | 311408.8182 | 212542.9172 | 950539.1577 | 961560.8286 | 4099666.5474 | 4099666.5474 | 5959114.5985 | 2750527.5283 | 0 | 6011766.5337 | 18821075.2079 | 562341.3252 | 0.023331 | 257676.19 | 806708.4648 | 5253.0777 | 16445.8432
1 | 1100 | 707 | 0.035 | 15 | 15 | 7 | 7.4989e-10 | 5spot_SharedNeighbor | CO2 | Porous | Wet | R600a | MinimizeLCOE_Brownfield | IgnoreSilica | 2019 | 43.028 | 4.5954 | 0.0058326 | 4 | 257679.2363 | 806718.7826 | 5253.1398 | 16446.0536 | 24.5486 | 0.31302 | 496.5249 | 112922.4654 | 0 | 193972.2004 | 0 | 0 | 0 | 0 | 119688.9196 | 311406.0173 | 212541.0056 | 950530.6083 | 961560.8286 | 4099666.5474 | 4099666.5474 | 5959114.5985 | 2750527.5283 | 0 | 6011757.9844 | 18821066.6585 | 749894.2093 | 0.02333 | 257679.2363 | 806718.7826 | 5253.1398 | 16446.0536
1 | 1100 | 707 | 0.035 | 15 | 15 | 7 | 1e-09 | 5spot_SharedNeighbor | CO2 | Porous | Wet | R600a | MinimizeLCOE_Brownfield | IgnoreSilica | 2019 | 43.028 | 4.5954 | 0.0058325 | 4 | 257681.5369 | 806726.5749 | 5253.1867 | 16446.2124 | 24.5486 | 0.31302 | 496.2354 | 112921.7407 | 0 | 193970.8405 | 0 | 0 | 0 | 0 | 119688.1066 | 311403.9021 | 212539.5619 | 950524.1517 | 961560.8286 | 4099666.5474 | 4099666.5474 | 5959114.5985 | 2750527.5283 | 0 | 6011751.5277 | 18821060.2019 | 1000000 | 0.02333 | 257681.5369 | 806726.5749 | 5253.1867 | 16446.2124
1 | 1100 | 707 | 0.035 | 15 | 15 | 7 | 1.3335e-09 | 5spot_SharedNeighbor | CO2 | Porous | Wet | R600a | MinimizeLCOE_Brownfield | IgnoreSilica | 2019 | 43.028 | 4.5954 | 0.0058325 | 4 | 257683.2713 | 806732.4495 | 5253.222 | 16446.3322 | 24.5486 | 0.31301 | 496.5885 | 112921.1943 | 0 | 193969.8153 | 0 | 0 | 0 | 0 | 119687.4937 | 311402.3074 | 212538.4735 | 950519.2842 | 961560.8286 | 4099666.5474 | 4099666.5474 | 5959114.5985 | 2750527.5283 | 0 | 6011746.6603 | 18821055.3344 | 1333521.4322 | 0.02333 | 257683.2713 | 806732.4495 | 5253.222 | 16446.3322
1 | 1100 | 707 | 0.035 | 15 | 15 | 7 | 1.7783e-09 | 5spot_SharedNeighbor | CO2 | Porous | Wet | R600a | MinimizeLCOE_Brownfield | IgnoreSilica | 2019 | 43.028 | 4.5954 | 0.0058325 | 4 | 257684.5772 | 806736.8723 | 5253.2486 | 16446.4223 | 24.5486 | 0.31301 | 494.5269 | 112920.783 | 0 | 193969.0434 | 0 | 0 | 0 | 0 | 119687.0323 | 311401.1068 | 212537.6541 | 950515.6196 | 961560.8286 | 4099666.5474 | 4099666.5474 | 5959114.5985 | 2750527.5283 | 0 | 6011742.9957 | 18821051.6698 | 1778279.41 | 0.02333 | 257684.5772 | 806736.8723 | 5253.2486 | 16446.4223
1 | 1100 | 707 | 0.035 | 15 | 15 | 7 | 2.3714e-09 | 5spot_SharedNeighbor | CO2 | Porous | Wet | R600a | MinimizeLCOE_Brownfield | IgnoreSilica | 2019 | 43.028 | 4.5955 | 0.0058324 | 4 | 257685.5593 | 806740.1989 | 5253.2687 | 16446.4902 | 24.5486 | 0.31301 | 504.8925 | 112920.4736 | 0 | 193968.4629 | 0 | 0 | 0 | 0 | 119686.6852 | 311400.2039 | 212537.0378 | 950512.8634 | 961560.8286 | 4099666.5474 | 4099666.5474 | 5959114.5985 | 2750527.5283 | 0 | 6011740.2394 | 18821048.9136 | 2371373.7057 | 0.02333 | 257685.5593 | 806740.1989 | 5253.2687 | 16446.4902
1 | 1100 | 707 | 0.035 | 15 | 15 | 7 | 3.1623e-09 | 5spot_SharedNeighbor | CO2 | Porous | Wet | R600a | MinimizeLCOE_Brownfield | IgnoreSilica | 2019 | 43.028 | 4.5955 | 0.0058324 | 4 | 257686.2975 | 806742.699 | 5253.2837 | 16446.5411 | 24.5486 | 0.31301 | 505.2006 | 112920.2411 | 0 | 193968.0266 | 0 | 0 | 0 | 0 | 119686.4244 | 311399.5252 | 212536.5746 | 950510.7918 | 961560.8286 | 4099666.5474 | 4099666.5474 | 5959114.5985 | 2750527.5283 | 0 | 6011738.1679 | 18821046.8421 | 3162277.6602 | 0.02333 | 257686.2975 | 806742.699 | 5253.2837 | 16446.5411
1 | 1100 | 707 | 0.035 | 15 | 15 | 7 | 4.217e-09 | 5spot_SharedNeighbor | CO2 | Porous | Wet | R600a | MinimizeLCOE_Brownfield | IgnoreSilica | 2019 | 43.028 | 4.5955 | 0.0058324 | 4 | 257686.8519 | 806744.577 | 5253.295 | 16446.5794 | 24.5486 | 0.31301 | 507.4025 | 112920.0665 | 0 | 193967.6988 | 0 | 0 | 0 | 0 | 119686.2285 | 311399.0154 | 212536.2266 | 950509.2358 | 961560.8286 | 4099666.5474 | 4099666.5474 | 5959114.5985 | 2750527.5283 | 0 | 6011736.6119 | 18821045.286 | 4216965.0343 | 0.02333 | 257686.8519 | 806744.577 | 5253.295 | 16446.5794
1 | 1100 | 707 | 0.035 | 15 | 15 | 7 | 5.6234e-09 | 5spot_SharedNeighbor | CO2 | Porous | Wet | R600a | MinimizeLCOE_Brownfield | IgnoreSilica | 2019 | 43.028 | 4.5955 | 0.0058324 | 4 | 257687.2683 | 806745.9871 | 5253.3035 | 16446.6082 | 24.5486 | 0.31301 | 505.9062 | 112919.9353 | 0 | 193967.4527 | 0 | 0 | 0 | 0 | 119686.0813 | 311398.6327 | 212535.9654 | 950508.0675 | 961560.8286 | 4099666.5474 | 4099666.5474 | 5959114.5985 | 2750527.5283 | 0 | 6011735.4435 | 18821044.1177 | 5623413.2519 | 0.02333 | 257687.2683 | 806745.9871 | 5253.3035 | 16446.6082
1 | 1100 | 707 | 0.035 | 15 | 15 | 7 | 7.4989e-09 | 5spot_SharedNeighbor | CO2 | Porous | Wet | R600a | MinimizeLCOE_Brownfield | IgnoreSilica | 2019 | 43.028 | 4.5955 | 0.0058324 | 4 | 257687.5808 | 806747.0455 | 5253.3099 | 16446.6297 | 24.5486 | 0.31301 | 504.4329 | 112919.8369 | 0 | 193967.268 | 0 | 0 | 0 | 0 | 119685.9709 | 311398.3454 | 212535.7693 | 950507.1906 | 961560.8286 | 4099666.5474 | 4099666.5474 | 5959114.5985 | 2750527.5283 | 0 | 6011734.5666 | 18821043.2408 | 7498942.0933 | 0.02333 | 257687.5808 | 806747.0455 | 5253.3099 | 16446.6297
1 | 1100 | 707 | 0.035 | 15 | 15 | 7 | 1e-08 | 5spot_SharedNeighbor | CO2 | Porous | Wet | R600a | MinimizeLCOE_Brownfield | IgnoreSilica | 2019 | 43.028 | 4.5955 | 0.0058324 | 4 | 257687.8152 | 806747.8397 | 5253.3147 | 16446.6459 | 24.5486 | 0.31301 | 501.9702 | 112919.763 | 0 | 193967.1294 | 0 | 0 | 0 | 0 | 119685.8881 | 311398.1298 | 212535.6222 | 950506.5325 | 961560.8286 | 4099666.5474 | 4099666.5474 | 5959114.5985 | 2750527.5283 | 0 | 6011733.9085 | 18821042.5827 | 10000000 | 0.02333 | 257687.8152 | 806747.8397 | 5253.3147 | 16446.6459
1 | 1200 | 707 | 0.035 | 15 | 15 | 7 | 1e-13 | 5spot_SharedNeighbor | CO2 | Porous | Wet | R600a | MinimizeLCOE_Brownfield | IgnoreSilica | 2019 | 0.51156 | 0.041467 | 0.00013659 | 4 | 9978070.4381 | 34542698.5528 | 203416.4622 | 704199.6325 | 26.0453 | 0.54035 | 26.601 | 8149.8266 | 0 | 8779.1282 | 0 | 0 | 0 | 0 | 6602.2924 | 17177.8104 | 11724.2086 | 52433.2661 | 961560.8286 | 4437684.9599 | 4437684.9599 | 6124832.4428 | 2858761.7322 | 0 | 5451679.0546 | 18872958.1896 | 100 | 0.00054637 | 9978070.4381 | 34542698.5528 | 203416.4622 | 704199.6325
1 | 1200 | 707 | 0.035 | 15 | 15 | 7 | 1.3335e-13 | 5spot_SharedNeighbor | CO2 | Porous | Wet | R600a | MinimizeLCOE_Brownfield | IgnoreSilica | 2019 | 0.72086 | 0.062674 | 0.00022401 | 4 | 6109570.0167 | 21088090.0407 | 124551.8486 | 429909.2392 | 26.5162 | 0.61084 | 25.317 | 11353.3981 | 0 | 12907.8271 | 0 | 0 | 0 | 0 | 9461.8778 | 24617.8652 | 16802.1988 | 75143.167 | 961560.8286 | 4437684.9599 | 4437684.9599 | 6124832.4428 | 2858761.7322 | 0 | 5474388.9555 | 18895668.0905 | 133.3521 | 0.00089604 | 6109570.0167 | 21088090.0407 | 124551.8486 | 429909.2392
1 | 1200 | 707 | 0.035 | 15 | 15 | 7 | 1.7783e-13 | 5spot_SharedNeighbor | CO2 | Porous | Wet | R600a | MinimizeLCOE_Brownfield | IgnoreSilica | 2019 | 0.97664 | 0.088527 | 0.00033986 | 4 | 4046638.3814 | 13919399.2448 | 82496.1969 | 283765.781 | 26.8923 | 0.66782 | 32.6296 | 15024.1289 | 0 | 17861.8073 | 0 | 0 | 0 | 0 | 12825.5151 | 33369.3594 | 22775.2735 | 101856.0842 | 961560.8286 | 4437684.9599 | 4437684.9599 | 6124832.4428 | 2858761.7322 | 0 | 5501101.8727 | 18922381.0076 | 177.8279 | 0.0013594 | 4046638.3814 | 13919399.2448 | 82496.1969 | 283765.781
1 | 1200 | 707 | 0.035 | 15 | 15 | 7 | 2.3714e-13 | 5spot_SharedNeighbor | CO2 | Porous | Wet | R600a | MinimizeLCOE_Brownfield | IgnoreSilica | 2019 | 1.3009 | 0.12133 | 0.00046643 | 4 | 2963032.7579 | 10156702.8732 | 60405.4306 | 207058.126 | 26.9983 | 0.68377 | 31.8757 | 18642.6217 | 0 | 22976.3561 | 0 | 0 | 0 | 0 | 16231.4013 | 42230.7768 | 28823.3729 | 128904.5288 | 961560.8286 | 4437684.9599 | 4437684.9599 | 6124832.4428 | 2858761.7322 | 0 | 5528150.3174 | 18949429.4523 | 237.1374 | 0.0018657 | 2963032.7579 | 10156702.8732 | 60405.4306 | 207058.126
1 | 1200 | 707 | 0.035 | 15 | 15 | 7 | 3.1623e-13 | 5spot_SharedNeighbor | CO2 | Porous | Wet | R600a | MinimizeLCOE_Brownfield | IgnoreSilica | 2019 | 1.6 | 0.15151 | 0.00062399 | 4 | 2227068.2697 | 7604276.9366 | 45401.799 | 155023.4709 | 27.2951 | 0.72939 | 35.134 | 22676.0279 | 0 | 28795.3217 | 0 | 0 | 0 | 0 | 20073.8263 | 52227.9784 | 35646.6684 | 159419.8226 | 961560.8286 | 4437684.9599 | 4437684.9599 | 6124832.4428 | 2858761.7322 | 0 | 5558665.6112 | 18979944.7461 | 316.2278 | 0.002496 | 2227068.2697 | 7604276.9366 | 45401.799 | 155023.4709
1 | 1200 | 707 | 0.035 | 15 | 15 | 7 | 4.217e-13 | 5spot_SharedNeighbor | CO2 | Porous | Wet | R600a | MinimizeLCOE_Brownfield | IgnoreSilica | 2019 | 1.6 | 0.1515 | 0.00062401 | 4 | 2227005.5456 | 7604059.757 | 45400.5203 | 155019.0434 | 27.2952 | 0.72941 | 37.0432 | 22676.4451 | 0 | 28795.9089 | 0 | 0 | 0 | 0 | 20074.2181 | 52228.9976 | 35647.3641 | 159422.9337 | 961560.8286 | 4437684.9599 | 4437684.9599 | 6124832.4428 | 2858761.7322 | 0 | 5558668.7223 | 18979947.8572 | 421.6965 | 0.002496 | 2227005.5456 | 7604059.757 | 45400.5203 | 155019.0434
1 | 1200 | 707 | 0.035 | 15 | 15 | 7 | 5.6234e-13 | 5spot_SharedNeighbor | CO2 | Porous | Wet | R600a | MinimizeLCOE_Brownfield | IgnoreSilica | 2019 | 1.6 | 0.1515 | 0.00062402 | 4 | 2226944.2859 | 7603847.648 | 45399.2714 | 155014.7193 | 27.2953 | 0.72943 | 38.4366 | 22676.8527 | 0 | 28796.4824 | 0 | 0 | 0 | 0 | 20074.6007 | 52229.9931 | 35648.0435 | 159425.9724 | 961560.8286 | 4437684.9599 | 4437684.9599 | 6124832.4428 | 2858761.7322 | 0 | 5558671.7609 | 18979950.8959 | 562.3413 | 0.0024961 | 2226944.2859 | 7603847.648 | 45399.2714 | 155014.7193
1 | 1200 | 707 | 0.035 | 15 | 15 | 7 | 7.4989e-13 | 5spot_SharedNeighbor | CO2 | Porous | Wet | R600a | MinimizeLCOE_Brownfield | IgnoreSilica | 2019 | 3.7754 | 0.37124 | 0.0015399 | 4 | 927490.7674 | 3106367.9649 | 18908.1538 | 63327.5126 | 27.4636 | 0.7551 | 38.7627 | 42151.4799 | 0 | 59177.0198 | 0 | 0 | 0 | 0 | 39518.1149 | 102818.0287 | 70175.4173 | 313840.0606 | 961560.8286 | 4437684.9599 | 4437684.9599 | 6124832.4428 | 2858761.7322 | 0 | 5713085.8491 | 19134364.9841 | 749.8942 | 0.0061597 | 927490.7674 | 3106367.9649 | 18908.1538 | 63327.5126
1 | 1200 | 707 | 0.035 | 15 | 15 | 7 | 1e-12 | 5spot_SharedNeighbor | CO2 | Porous | Wet | R600a | MinimizeLCOE_Brownfield | IgnoreSilica | 2019 | 3.7754 | 0.37124 | 0.00154 | 4 | 927466.6927 | 3106285.1257 | 18907.663 | 63325.8238 | 27.4637 | 0.75511 | 36.8353 | 42152.2131 | 0 | 59178.1557 | 0 | 0 | 0 | 0 | 39518.8439 | 102819.9253 | 70176.7117 | 313845.8497 | 961560.8286 | 4437684.9599 | 4437684.9599 | 6124832.4428 | 2858761.7322 | 0 | 5713091.6383 | 19134370.7732 | 1000 | 0.0061599 | 927466.6927 | 3106285.1257 | 18907.663 | 63325.8238
1 | 1200 | 707 | 0.035 | 15 | 15 | 7 | 1.3335e-12 | 5spot_SharedNeighbor | CO2 | Porous | Wet | R600a | MinimizeLCOE_Brownfield | IgnoreSilica | 2019 | 7.2884 | 0.72584 | 0.0031823 | 4 | 466653.9564 | 1521022.0945 | 9513.3721 | 31008.0927 | 27.7198 | 0.79486 | 49.0267 | 69417.4092 | 0 | 105218.9 | 0 | 0 | 0 | 0 | 68108.1606 | 177203.463 | 120945.0047 | 540892.9375 | 961560.8286 | 4437684.9599 | 4437684.9599 | 6124832.4428 | 2858761.7322 | 0 | 5940138.726 | 19361417.861 | 1333.5214 | 0.012729 | 466653.9564 | 1521022.0945 | 9513.3721 | 31008.0927
1 | 1200 | 707 | 0.035 | 15 | 15 | 7 | 1.7783e-12 | 5spot_SharedNeighbor | CO2 | Porous | Wet | R600a | MinimizeLCOE_Brownfield | IgnoreSilica | 2019 | 9.7191 | 0.97165 | 0.0042507 | 4 | 357166.68 | 1146519.7814 | 7281.3259 | 23373.3565 | 27.7271 | 0.79592 | 47.032 | 84839.1538 | 0 | 132649.5927 | 0 | 0 | 0 | 0 | 84820.6111 | 220685.8311 | 150622.6143 | 673617.803 | 961560.8286 | 4437684.9599 | 4437684.9599 | 6124832.4428 | 2858761.7322 | 0 | 6072863.5915 | 19494142.7265 | 1778.2794 | 0.017003 | 357166.68 | 1146519.7814 | 7281.3259 | 23373.3565
1 | 1200 | 707 | 0.035 | 15 | 15 | 7 | 2.3714e-12 | 5spot_SharedNeighbor | CO2 | Porous | Wet | R600a | MinimizeLCOE_Brownfield | IgnoreSilica | 2019 | 12.94 | 1.2968 | 0.0056528 | 4 | 275784.4022 | 869351.9316 | 5622.2381 | 17722.915 | 27.7238 | 0.7953 | 40.3829 | 103416.9111 | 0 | 166684.5809 | 0 | 0 | 0 | 0 | 105339.5819 | 274071.9839 | 187059.7606 | 836572.8183 | 961560.8286 | 4437684.9599 | 4437684.9599 | 6124832.4428 | 2858761.7322 | 0 | 6235818.6068 | 19657097.7418 | 2371.3737 | 0.022611 | 275784.4022 | 869351.9316 | 5622.2381 | 17722.915
1 | 1200 | 707 | 0.035 | 15 | 15 | 7 | 3.1623e-12 | 5spot_SharedNeighbor | CO2 | Porous | Wet | R600a | MinimizeLCOE_Brownfield | IgnoreSilica | 2019 | 17.2495 | 1.732 | 0.0074874 | 4 | 214888.9832 | 663018.4179 | 4380.8026 | 13516.5272 | 27.7012 | 0.79162 | 47.0785 | 125786.1371 | 0 | 208892.4902 | 0 | 0 | 0 | 0 | 130524.6647 | 339598.4031 | 231782.8882 | 1036584.5833 | 961560.8286 | 4437684.9599 | 4437684.9599 | 6124832.4428 | 2858761.7322 | 0 | 6435830.3719 | 19857109.5068 | 3162.2777 | 0.02995 | 214888.9832 | 663018.4179 | 4380.8026 | 13516.5272
1 | 1200 | 707 | 0.035 | 15 | 15 | 7 | 4.217e-12 | 5spot_SharedNeighbor | CO2 | Porous | Wet | R600a | MinimizeLCOE_Brownfield | IgnoreSilica | 2019 | 19.2058 | 1.9296 | 0.0083017 | 4 | 196376.2169 | 600548.8989 | 4003.3948 | 12243.0016 | 27.6862 | 0.7892 | 40.554 | 135190.6253 | 0 | 226994.3964 | 0 | 0 | 0 | 0 | 141252.1585 | 367509.1415 | 250832.5406 | 1121778.8622 | 961560.8286 | 4437684.9599 | 4437684.9599 | 6124832.4428 | 2858761.7322 | 0 | 6521024.6508 | 19942303.7857 | 4216.965 | 0.033207 | 196376.2169 | 600548.8989 | 4003.3948 | 12243.0016
1 | 1200 | 707 | 0.035 | 15 | 15 | 7 | 5.6234e-12 | 5spot_SharedNeighbor | CO2 | Porous | Wet | R600a | MinimizeLCOE_Brownfield | IgnoreSilica | 2019 | 19.2058 | 1.9295 | 0.0083019 | 4 | 196371.3303 | 600532.5937 | 4003.2952 | 12242.6692 | 27.6863 | 0.78922 | 40.6008 | 135193.1219 | 0 | 226998.9908 | 0 | 0 | 0 | 0 | 141254.9239 | 367516.3367 | 250837.4515 | 1121800.8248 | 961560.8286 | 4437684.9599 | 4437684.9599 | 6124832.4428 | 2858761.7322 | 0 | 6521046.6134 | 19942325.7483 | 5623.4133 | 0.033208 | 196371.3303 | 600532.5937 | 4003.2952 | 12242.6692
1 | 1200 | 707 | 0.035 | 15 | 15 | 7 | 7.4989e-12 | 5spot_SharedNeighbor | CO2 | Porous | Wet | R600a | MinimizeLCOE_Brownfield | IgnoreSilica | 2019 | 19.1863 | 1.9275 | 0.0082941 | 4 | 196532.8415 | 601077.0842 | 4006.5878 | 12253.7694 | 27.6865 | 0.78926 | 40.2085 | 135103.5268 | 0 | 226825.4211 | 0 | 0 | 0 | 0 | 141152.2897 | 367249.3035 | 250655.1959 | 1120985.737 | 961560.8286 | 4437684.9599 | 4437684.9599 | 6124832.4428 | 2858761.7322 | 0 | 6520231.5256 | 19941510.6605 | 7498.9421 | 0.033176 | 196532.8415 | 601077.0842 | 4006.5878 | 12253.7694
1 | 1200 | 707 | 0.035 | 15 | 15 | 7 | 1e-11 | 5spot_SharedNeighbor | CO2 | Porous | Wet | R600a | MinimizeLCOE_Brownfield | IgnoreSilica | 2019 | 19.1863 | 1.9275 | 0.0082941 | 4 | 196531.3275 | 601072.0324 | 4006.5569 | 12253.6664 | 27.6866 | 0.78926 | 40.6913 | 135104.2991 | 0 | 226826.8423 | 0 | 0 | 0 | 0 | 141153.1452 | 367251.5292 | 250656.7149 | 1120992.5307 | 961560.8286 | 4437684.9599 | 4437684.9599 | 6124832.4428 | 2858761.7322 | 0 | 6520238.3192 | 19941517.4542 | 10000 | 0.033177 | 196531.3275 | 601072.0324 | 4006.5569 | 12253.6664
1 | 1200 | 707 | 0.035 | 15 | 15 | 7 | 1.3335e-11 | 5spot_SharedNeighbor | CO2 | Porous | Wet | R600a | MinimizeLCOE_Brownfield | IgnoreSilica | 2019 | 19.1863 | 1.9275 | 0.0082941 | 4 | 196531.4731 | 601072.518 | 4006.5599 | 12253.6763 | 27.6866 | 0.78926 | 40.46 | 135104.2249 | 0 | 226826.7057 | 0 | 0 | 0 | 0 | 141153.0629 | 367251.3152 | 250656.5689 | 1120991.8776 | 961560.8286 | 4437684.9599 | 4437684.9599 | 6124832.4428 | 2858761.7322 | 0 | 6520237.6662 | 19941516.8011 | 13335.2143 | 0.033177 | 196531.4731 | 601072.518 | 4006.5599 | 12253.6763
1 | 1200 | 707 | 0.035 | 15 | 15 | 7 | 1.7783e-11 | 5spot_SharedNeighbor | CO2 | Porous | Wet | R600a | MinimizeLCOE_Brownfield | IgnoreSilica | 2019 | 19.1863 | 1.9275 | 0.0082941 | 4 | 196532.5759 | 601076.1979 | 4006.5824 | 12253.7513 | 27.6865 | 0.78926 | 40.531 | 135103.6623 | 0 | 226825.6705 | 0 | 0 | 0 | 0 | 141152.4398 | 367249.694 | 250655.4624 | 1120986.9289 | 961560.8286 | 4437684.9599 | 4437684.9599 | 6124832.4428 | 2858761.7322 | 0 | 6520232.7175 | 19941511.8524 | 17782.7941 | 0.033176 | 196532.5759 | 601076.1979 | 4006.5824 | 12253.7513
1 | 1200 | 707 | 0.035 | 15 | 15 | 7 | 2.3714e-11 | 5spot_SharedNeighbor | CO2 | Porous | Wet | R600a | MinimizeLCOE_Brownfield | IgnoreSilica | 2019 | 19.2058 | 1.9295 | 0.0083021 | 4 | 196368.8932 | 600524.4618 | 4003.2455 | 12242.5034 | 27.6863 | 0.78923 | 41.3598 | 135194.367 | 0 | 227001.2823 | 0 | 0 | 0 | 0 | 141256.3032 | 367519.9254 | 250839.9008 | 1121811.7788 | 961560.8286 | 4437684.9599 | 4437684.9599 | 6124832.4428 | 2858761.7322 | 0 | 6521057.5673 | 19942336.7023 | 23713.7371 | 0.033208 | 196368.8932 | 600524.4618 | 4003.2455 | 12242.5034
1 | 1200 | 707 | 0.035 | 15 | 15 | 7 | 3.1623e-11 | 5spot_SharedNeighbor | CO2 | Porous | Wet | R600a | MinimizeLCOE_Brownfield | IgnoreSilica | 2019 | 19.2058 | 1.9295 | 0.008302 | 4 | 196370.4638 | 600529.7024 | 4003.2775 | 12242.6103 | 27.6863 | 0.78922 | 42.0389 | 135193.5646 | 0 | 226999.8055 | 0 | 0 | 0 | 0 | 141255.4143 | 367517.6127 | 250838.3224 | 1121804.7195 | 961560.8286 | 4437684.9599 | 4437684.9599 | 6124832.4428 | 2858761.7322 | 0 | 6521050.508 | 19942329.643 | 31622.7766 | 0.033208 | 196370.4638 | 600529.7024 | 4003.2775 | 12242.6103
1 | 1200 | 707 | 0.035 | 15 | 15 | 7 | 4.217e-11 | 5spot_SharedNeighbor | CO2 | Porous | Wet | R600a | MinimizeLCOE_Brownfield | IgnoreSilica | 2019 | 19.2058 | 1.9295 | 0.0083019 | 4 | 196371.9135 | 600534.5396 | 4003.3071 | 12242.7089 | 27.6863 | 0.78922 | 42.3965 | 135192.8239 | 0 | 226998.4425 | 0 | 0 | 0 | 0 | 141254.5939 | 367515.478 | 250836.8654 | 1121798.2037 | 961560.8286 | 4437684.9599 | 4437684.9599 | 6124832.4428 | 2858761.7322 | 0 | 6521043.9922 | 19942323.1272 | 42169.6503 | 0.033208 | 196371.9135 | 600534.5396 | 4003.3071 | 12242.7089
1 | 1200 | 707 | 0.035 | 15 | 15 | 7 | 5.6234e-11 | 5spot_SharedNeighbor | CO2 | Porous | Wet | R600a | MinimizeLCOE_Brownfield | IgnoreSilica | 2019 | 19.2058 | 1.9295 | 0.0083018 | 4 | 196373.1642 | 600538.713 | 4003.3326 | 12242.794 | 27.6862 | 0.78921 | 42.2451 | 135192.1849 | 0 | 226997.2665 | 0 | 0 | 0 | 0 | 141253.886 | 367513.6363 | 250835.6085 | 1121792.5822 | 961560.8286 | 4437684.9599 | 4437684.9599 | 6124832.4428 | 2858761.7322 | 0 | 6521038.3708 | 19942317.5057 | 56234.1325 | 0.033207 | 196373.1642 | 600538.713 | 4003.3326 | 12242.794
1 | 1200 | 707 | 0.035 | 15 | 15 | 7 | 7.4989e-11 | 5spot_SharedNeighbor | CO2 | Porous | Wet | R600a | MinimizeLCOE_Brownfield | IgnoreSilica | 2019 | 19.2058 | 1.9296 | 0.0083018 | 4 | 196374.1988 | 600542.165 | 4003.3537 | 12242.8643 | 27.6862 | 0.78921 | 41.8926 | 135191.6564 | 0 | 226996.2938 | 0 | 0 | 0 | 0 | 141253.3006 | 367512.113 | 250834.5688 | 1121787.9325 | 961560.8286 | 4437684.9599 | 4437684.9599 | 6124832.4428 | 2858761.7322 | 0 | 6521033.721 | 19942312.856 | 74989.4209 | 0.033207 | 196374.1988 | 600542.165 | 4003.3537 | 12242.8643
1 | 1200 | 707 | 0.035 | 15 | 15 | 7 | 1e-10 | 5spot_SharedNeighbor | CO2 | Porous | Wet | R600a | MinimizeLCOE_Brownfield | IgnoreSilica | 2019 | 19.2058 | 1.9296 | 0.0083018 | 4 | 196375.0309 | 600544.9416 | 4003.3706 | 12242.9209 | 27.6862 | 0.78921 | 42.3772 | 135191.2312 | 0 | 226995.5114 | 0 | 0 | 0 | 0 | 141252.8296 | 367510.8878 | 250833.7325 | 1121784.1925 | 961560.8286 | 4437684.9599 | 4437684.9599 | 6124832.4428 | 2858761.7322 | 0 | 6521029.981 | 19942309.116 | 100000 | 0.033207 | 196375.0309 | 600544.9416 | 4003.3706 | 12242.9209
1 | 1200 | 707 | 0.035 | 15 | 15 | 7 | 1.3335e-10 | 5spot_SharedNeighbor | CO2 | Porous | Wet | R600a | MinimizeLCOE_Brownfield | IgnoreSilica | 2019 | 19.2058 | 1.9296 | 0.0083017 | 4 | 196375.6875 | 600547.1323 | 4003.384 | 12242.9656 | 27.6862 | 0.7892 | 42.8949 | 135190.8958 | 0 | 226994.8941 | 0 | 0 | 0 | 0 | 141252.4581 | 367509.921 | 250833.0727 | 1121781.2417 | 961560.8286 | 4437684.9599 | 4437684.9599 | 6124832.4428 | 2858761.7322 | 0 | 6521027.0303 | 19942306.1652 | 133352.1432 | 0.033207 | 196375.6875 | 600547.1323 | 4003.384 | 12242.9656
1 | 1200 | 707 | 0.035 | 15 | 15 | 7 | 1.7783e-10 | 5spot_SharedNeighbor | CO2 | Porous | Wet | R600a | MinimizeLCOE_Brownfield | IgnoreSilica | 2019 | 19.2058 | 1.9296 | 0.0083017 | 4 | 196376.1984 | 600548.8373 | 4003.3944 | 12243.0004 | 27.6862 | 0.7892 | 42.0104 | 135190.6347 | 0 | 226994.4137 | 0 | 0 | 0 | 0 | 141252.1689 | 367509.1687 | 250832.5592 | 1121778.9452 | 961560.8286 | 4437684.9599 | 4437684.9599 | 6124832.4428 | 2858761.7322 | 0 | 6521024.7337 | 19942303.8686 | 177827.941 | 0.033207 | 196376.1984 | 600548.8373 | 4003.3944 | 12243.0004
1 | 1200 | 707 | 0.035 | 15 | 15 | 7 | 2.3714e-10 | 5spot_SharedNeighbor | CO2 | Porous | Wet | R600a | MinimizeLCOE_Brownfield | IgnoreSilica | 2019 | 19.2058 | 1.9296 | 0.0083017 | 4 | 196376.5923 | 600550.1514 | 4003.4025 | 12243.0271 | 27.6862 | 0.7892 | 42.2804 | 135190.4335 | 0 | 226994.0434 | 0 | 0 | 0 | 0 | 141251.946 | 367508.5888 | 250832.1634 | 1121777.1751 | 961560.8286 | 4437684.9599 | 4437684.9599 | 6124832.4428 | 2858761.7322 | 0 | 6521022.9637 | 19942302.0986 | 237137.3706 | 0.033207 | 196376.5923 | 600550.1514 | 4003.4025 | 12243.0271
1 | 1200 | 707 | 0.035 | 15 | 15 | 7 | 3.1623e-10 | 5spot_SharedNeighbor | CO2 | Porous | Wet | R600a | MinimizeLCOE_Brownfield | IgnoreSilica | 2019 | 19.2252 | 1.9315 | 0.0083097 | 4 | 196212.0369 | 599995.5262 | 4000.0478 | 12231.7204 | 27.686 | 0.78917 | 43.9454 | 135281.7105 | 0 | 227170.7224 | 0 | 0 | 0 | 0 | 141356.4488 | 367780.4836 | 251017.7372 | 1122607.1025 | 961560.8286 | 4437684.9599 | 4437684.9599 | 6124832.4428 | 2858761.7322 | 0 | 6521852.8911 | 19943132.026 | 316227.766 | 0.033239 | 196212.0369 | 599995.5262 | 4000.0478 | 12231.7204
1 | 1200 | 707 | 0.035 | 15 | 15 | 7 | 4.217e-10 | 5spot_SharedNeighbor | CO2 | Porous | Wet | R600a | MinimizeLCOE_Brownfield | IgnoreSilica | 2019 | 19.2252 | 1.9315 | 0.0083097 | 4 | 196212.2663 | 599996.2917 | 4000.0524 | 12231.736 | 27.686 | 0.78917 | 44.3103 | 135281.5931 | 0 | 227170.5063 | 0 | 0 | 0 | 0 | 141356.3188 | 367780.1453 | 251017.5063 | 1122606.0698 | 961560.8286 | 4437684.9599 | 4437684.9599 | 6124832.4428 | 2858761.7322 | 0 | 6521851.8583 | 19943130.9933 | 421696.5034 | 0.033239 | 196212.2663 | 599996.2917 | 4000.0524 | 12231.736
1 | 1200 | 707 | 0.035 | 15 | 15 | 7 | 5.6234e-10 | 5spot_SharedNeighbor | CO2 | Porous | Wet | R600a | MinimizeLCOE_Brownfield | IgnoreSilica | 2019 | 19.2252 | 1.9315 | 0.0083097 | 4 | 196212.4403 | 599996.8722 | 4000.056 | 12231.7478 | 27.686 | 0.78917 | 42.7874 | 135281.5041 | 0 | 227170.3425 | 0 | 0 | 0 | 0 | 141356.2202 | 367779.8887 | 251017.3312 | 1122605.2866 | 961560.8286 | 4437684.9599 | 4437684.9599 | 6124832.4428 | 2858761.7322 | 0 | 6521851.0751 | 19943130.2101 | 562341.3252 | 0.033239 | 196212.4403 | 599996.8722 | 4000.056 | 12231.7478
1 | 1200 | 707 | 0.035 | 15 | 15 | 7 | 7.4989e-10 | 5spot_SharedNeighbor | CO2 | Porous | Wet | R600a | MinimizeLCOE_Brownfield | IgnoreSilica | 2019 | 19.2252 | 1.9316 | 0.0083097 | 4 | 196212.5719 | 599997.3111 | 4000.0587 | 12231.7567 | 27.686 | 0.78917 | 43.1977 | 135281.4368 | 0 | 227170.2186 | 0 | 0 | 0 | 0 | 141356.1456 | 367779.6947 | 251017.1987 | 1122604.6943 | 961560.8286 | 4437684.9599 | 4437684.9599 | 6124832.4428 | 2858761.7322 | 0 | 6521850.4829 | 19943129.6178 | 749894.2093 | 0.033239 | 196212.5719 | 599997.3111 | 4000.0587 | 12231.7567
1 | 1200 | 707 | 0.035 | 15 | 15 | 7 | 1e-09 | 5spot_SharedNeighbor | CO2 | Porous | Wet | R600a | MinimizeLCOE_Brownfield | IgnoreSilica | 2019 | 19.2252 | 1.9316 | 0.0083097 | 4 | 196212.6711 | 599997.6424 | 4000.0607 | 12231.7635 | 27.686 | 0.78917 | 42.9719 | 135281.386 | 0 | 227170.1251 | 0 | 0 | 0 | 0 | 141356.0893 | 367779.5483 | 251017.0988 | 1122604.2474 | 961560.8286 | 4437684.9599 | 4437684.9599 | 6124832.4428 | 2858761.7322 | 0 | 6521850.0359 | 19943129.1709 | 1000000 | 0.033239 | 196212.6711 | 599997.6424 | 4000.0607 | 12231.7635
1 | 1200 | 707 | 0.035 | 15 | 15 | 7 | 1.3335e-09 | 5spot_SharedNeighbor | CO2 | Porous | Wet | R600a | MinimizeLCOE_Brownfield | IgnoreSilica | 2019 | 19.2252 | 1.9316 | 0.0083097 | 4 | 196212.7459 | 599997.892 | 4000.0622 | 12231.7686 | 27.686 | 0.78917 | 42.2768 | 135281.3477 | 0 | 227170.0546 | 0 | 0 | 0 | 0 | 141356.0469 | 367779.4379 | 251017.0235 | 1122603.9107 | 961560.8286 | 4437684.9599 | 4437684.9599 | 6124832.4428 | 2858761.7322 | 0 | 6521849.6992 | 19943128.8342 | 1333521.4322 | 0.033239 | 196212.7459 | 599997.892 | 4000.0622 | 12231.7686
1 | 1200 | 707 | 0.035 | 15 | 15 | 7 | 1.7783e-09 | 5spot_SharedNeighbor | CO2 | Porous | Wet | R600a | MinimizeLCOE_Brownfield | IgnoreSilica | 2019 | 19.2252 | 1.9316 | 0.0083097 | 4 | 196212.8022 | 599998.0798 | 4000.0634 | 12231.7724 | 27.686 | 0.78917 | 44.1249 | 135281.3189 | 0 | 227170.0016 | 0 | 0 | 0 | 0 | 141356.015 | 367779.3549 | 251016.9668 | 1122603.6573 | 961560.8286 | 4437684.9599 | 4437684.9599 | 6124832.4428 | 2858761.7322 | 0 | 6521849.4458 | 19943128.5808 | 1778279.41 | 0.033239 | 196212.8022 | 599998.0798 | 4000.0634 | 12231.7724
1 | 1200 | 707 | 0.035 | 15 | 15 | 7 | 2.3714e-09 | 5spot_SharedNeighbor | CO2 | Porous | Wet | R600a | MinimizeLCOE_Brownfield | IgnoreSilica | 2019 | 19.2252 | 1.9316 | 0.0083097 | 4 | 196212.8445 | 599998.221 | 4000.0642 | 12231.7753 | 27.686 | 0.78917 | 44.6092 | 135281.2972 | 0 | 227169.9618 | 0 | 0 | 0 | 0 | 141355.991 | 367779.2925 | 251016.9243 | 1122603.4668 | 961560.8286 | 4437684.9599 | 4437684.9599 | 6124832.4428 | 2858761.7322 | 0 | 6521849.2553 | 19943128.3903 | 2371373.7057 | 0.033239 | 196212.8445 | 599998.221 | 4000.0642 | 12231.7753
1 | 1200 | 707 | 0.035 | 15 | 15 | 7 | 3.1623e-09 | 5spot_SharedNeighbor | CO2 | Porous | Wet | R600a | MinimizeLCOE_Brownfield | IgnoreSilica | 2019 | 19.2252 | 1.9316 | 0.0083097 | 4 | 196212.8763 | 599998.3271 | 4000.0649 | 12231.7775 | 27.686 | 0.78917 | 43.855 | 135281.281 | 0 | 227169.9318 | 0 | 0 | 0 | 0 | 141355.973 | 367779.2456 | 251016.8922 | 1122603.3236 | 961560.8286 | 4437684.9599 | 4437684.9599 | 6124832.4428 | 2858761.7322 | 0 | 6521849.1122 | 19943128.2471 | 3162277.6602 | 0.033239 | 196212.8763 | 599998.3271 | 4000.0649 | 12231.7775
1 | 1200 | 707 | 0.035 | 15 | 15 | 7 | 4.217e-09 | 5spot_SharedNeighbor | CO2 | Porous | Wet | R600a | MinimizeLCOE_Brownfield | IgnoreSilica | 2019 | 19.2252 | 1.9316 | 0.0083097 | 4 | 196212.9002 | 599998.4067 | 4000.0654 | 12231.7791 | 27.686 | 0.78917 | 44.4383 | 135281.2688 | 0 | 227169.9093 | 0 | 0 | 0 | 0 | 141355.9595 | 367779.2104 | 251016.8682 | 1122603.2161 | 961560.8286 | 4437684.9599 | 4437684.9599 | 6124832.4428 | 2858761.7322 | 0 | 6521849.0047 | 19943128.1396 | 4216965.0343 | 0.033239 | 196212.9002 | 599998.4067 | 4000.0654 | 12231.7791
1 | 1200 | 707 | 0.035 | 15 | 15 | 7 | 5.6234e-09 | 5spot_SharedNeighbor | CO2 | Porous | Wet | R600a | MinimizeLCOE_Brownfield | IgnoreSilica | 2019 | 19.2252 | 1.9316 | 0.0083097 | 4 | 196212.9182 | 599998.4666 | 4000.0657 | 12231.7803 | 27.686 | 0.78917 | 44.1669 | 135281.2596 | 0 | 227169.8924 | 0 | 0 | 0 | 0 | 141355.9493 | 367779.184 | 251016.8502 | 1122603.1354 | 961560.8286 | 4437684.9599 | 4437684.9599 | 6124832.4428 | 2858761.7322 | 0 | 6521848.924 | 19943128.0589 | 5623413.2519 | 0.033239 | 196212.9182 | 599998.4666 | 4000.0657 | 12231.7803
1 | 1200 | 707 | 0.035 | 15 | 15 | 7 | 7.4989e-09 | 5spot_SharedNeighbor | CO2 | Porous | Wet | R600a | MinimizeLCOE_Brownfield | IgnoreSilica | 2019 | 19.2252 | 1.9316 | 0.0083097 | 4 | 196212.9316 | 599998.5114 | 4000.066 | 12231.7812 | 27.686 | 0.78917 | 43.6447 | 135281.2527 | 0 | 227169.8798 | 0 | 0 | 0 | 0 | 141355.9417 | 367779.1641 | 251016.8366 | 1122603.0749 | 961560.8286 | 4437684.9599 | 4437684.9599 | 6124832.4428 | 2858761.7322 | 0 | 6521848.8634 | 19943127.9984 | 7498942.0933 | 0.033239 | 196212.9316 | 599998.5114 | 4000.066 | 12231.7812
1 | 1200 | 707 | 0.035 | 15 | 15 | 7 | 1e-08 | 5spot_SharedNeighbor | CO2 | Porous | Wet | R600a | MinimizeLCOE_Brownfield | IgnoreSilica | 2019 | 19.2252 | 1.9316 | 0.0083097 | 4 | 196212.9417 | 599998.5451 | 4000.0662 | 12231.7819 | 27.686 | 0.78917 | 42.6267 | 135281.2475 | 0 | 227169.8703 | 0 | 0 | 0 | 0 | 141355.9359 | 367779.1492 | 251016.8265 | 1122603.0294 | 961560.8286 | 4437684.9599 | 4437684.9599 | 6124832.4428 | 2858761.7322 | 0 | 6521848.818 | 19943127.9529 | 10000000 | 0.033239 | 196212.9417 | 599998.5451 | 4000.0662 | 12231.7819
1 | 1300 | 707 | 0.035 | 15 | 15 | 7 | 1e-13 | 5spot_SharedNeighbor | CO2 | Porous | Wet | R600a | MinimizeLCOE_Brownfield | IgnoreSilica | 2019 | 0.35302 | 0.021751 | 0.0001585 | 4 | 9147395.9627 | 31303035.1865 | 186482.0395 | 638154.7128 | 27.7875 | 0.80831 | 20.5921 | 8804.8516 | 0 | 9426.5945 | 0 | 0 | 0 | 0 | 7110.264 | 18499.4483 | 12626.2536 | 56467.412 | 961560.8286 | 4781563.4633 | 4781563.4633 | 6296117.3735 | 2969339.9724 | 0 | 5799591.7039 | 19846612.5132 | 100 | 0.00063402 | 9147395.9627 | 31303035.1865 | 186482.0395 | 638154.7128
1 | 1300 | 707 | 0.035 | 15 | 15 | 7 | 1.3335e-13 | 5spot_SharedNeighbor | CO2 | Porous | Wet | R600a | MinimizeLCOE_Brownfield | IgnoreSilica | 2019 | 0.35302 | 0.021751 | 0.00015851 | 4 | 9147204.761 | 31302377.7134 | 186478.1416 | 638141.3093 | 27.7875 | 0.80833 | 20.5036 | 8804.9722 | 0 | 9426.7416 | 0 | 0 | 0 | 0 | 7110.3684 | 18499.72 | 12626.439 | 56468.2412 | 961560.8286 | 4781563.4633 | 4781563.4633 | 6296117.3735 | 2969339.9724 | 0 | 5799592.5331 | 19846613.3423 | 133.3521 | 0.00063403 | 9147204.761 | 31302377.7134 | 186478.1416 | 638141.3093
1 | 1300 | 707 | 0.035 | 15 | 15 | 7 | 1.7783e-13 | 5spot_SharedNeighbor | CO2 | Porous | Wet | R600a | MinimizeLCOE_Brownfield | IgnoreSilica | 2019 | 0.35302 | 0.02175 | 0.00015851 | 4 | 9147109.8509 | 31302051.3522 | 186476.2067 | 638134.656 | 27.7876 | 0.80833 | 22.1594 | 8805.0321 | 0 | 9426.8145 | 0 | 0 | 0 | 0 | 7110.4202 | 18499.8548 | 12626.5311 | 56468.6528 | 961560.8286 | 4781563.4633 | 4781563.4633 | 6296117.3735 | 2969339.9724 | 0 | 5799592.9447 | 19846613.7539 | 177.8279 | 0.00063404 | 9147109.8509 | 31302051.3522 | 186476.2067 | 638134.656
1 | 1300 | 707 | 0.035 | 15 | 15 | 7 | 2.3714e-13 | 5spot_SharedNeighbor | CO2 | Porous | Wet | R600a | MinimizeLCOE_Brownfield | IgnoreSilica | 2019 | 0.35302 | 0.02175 | 0.00015851 | 4 | 9147098.7417 | 31302013.1517 | 186475.9802 | 638133.8772 | 27.7876 | 0.80833 | 23.7375 | 8805.0391 | 0 | 9426.8231 | 0 | 0 | 0 | 0 | 7110.4263 | 18499.8706 | 12626.5418 | 56468.7009 | 961560.8286 | 4781563.4633 | 4781563.4633 | 6296117.3735 | 2969339.9724 | 0 | 5799592.9928 | 19846613.8021 | 237.1374 | 0.00063404 | 9147098.7417 | 31302013.1517 | 186475.9802 | 638133.8772
1 | 1300 | 707 | 0.035 | 15 | 15 | 7 | 3.1623e-13 | 5spot_SharedNeighbor | CO2 | Porous | Wet | R600a | MinimizeLCOE_Brownfield | IgnoreSilica | 2019 | 1.6 | 0.14494 | 0.00044435 | 4 | 3495489.8989 | 11398696.7458 | 71260.2896 | 232377.851 | 29.8792 | 1.1407 | 23.372 | 49772.9984 | 0 | 101876.8241 | 0 | 0 | 0 | 0 | 59143.4308 | 153879.0749 | 105025.6305 | 469697.9586 | 961560.8286 | 4781563.4633 | 4781563.4633 | 6296117.3735 | 2969339.9724 | 0 | 6212822.2505 | 20259843.0598 | 316.2278 | 0.0017774 | 3495489.8989 | 11398696.7458 | 71260.2896 | 232377.851
1 | 1300 | 707 | 0.035 | 15 | 15 | 7 | 4.217e-13 | 5spot_SharedNeighbor | CO2 | Porous | Wet | R600a | MinimizeLCOE_Brownfield | IgnoreSilica | 2019 | 1.6 | 0.14493 | 0.0004444 | 4 | 3495086.2732 | 11397382.6247 | 71252.0611 | 232351.0609 | 29.8792 | 1.1407 | 27.1151 | 49773.1217 | 0 | 101876.1699 | 0 | 0 | 0 | 0 | 59143.2237 | 153878.5362 | 105025.2628 | 469696.3144 | 961560.8286 | 4781563.4633 | 4781563.4633 | 6296117.3735 | 2969339.9724 | 0 | 6212820.6063 | 20259841.4155 | 421.6965 | 0.0017776 | 3495086.2732 | 11397382.6247 | 71252.0611 | 232351.0609
1 | 1300 | 707 | 0.035 | 15 | 15 | 7 | 5.6234e-13 | 5spot_SharedNeighbor | CO2 | Porous | Wet | R600a | MinimizeLCOE_Brownfield | IgnoreSilica | 2019 | 1.6 | 0.14493 | 0.00044446 | 4 | 3494595.306 | 11395784.1384 | 71242.0521 | 232318.4736 | 29.8793 | 1.1407 | 26.9942 | 49773.2717 | 0 | 101875.3739 | 0 | 0 | 0 | 0 | 59142.9718 | 153877.8807 | 105024.8155 | 469694.3137 | 961560.8286 | 4781563.4633 | 4781563.4633 | 6296117.3735 | 2969339.9724 | 0 | 6212818.6056 | 20259839.4148 | 562.3413 | 0.0017778 | 3494595.306 | 11395784.1384 | 71242.0521 | 232318.4736
1 | 1300 | 707 | 0.035 | 15 | 15 | 7 | 7.4989e-13 | 5spot_SharedNeighbor | CO2 | Porous | Wet | R600a | MinimizeLCOE_Brownfield | IgnoreSilica | 2019 | 3.8802 | 0.36923 | 0.0030341 | 4 | 517010.1793 | 1674444.596 | 10539.9518 | 34135.8179 | 30.3031 | 1.2108 | 38.0064 | 67954.3584 | 0 | 103645.5577 | 0 | 0 | 0 | 0 | 66923.9673 | 174122.4349 | 118842.1397 | 531488.4581 | 961560.8286 | 4781563.4633 | 4781563.4633 | 6296117.3735 | 2969339.9724 | 0 | 6274612.7499 | 20321633.5592 | 749.8942 | 0.012136 | 517010.1793 | 1674444.596 | 10539.9518 | 34135.8179
1 | 1300 | 707 | 0.035 | 15 | 15 | 7 | 1e-12 | 5spot_SharedNeighbor | CO2 | Porous | Wet | R600a | MinimizeLCOE_Brownfield | IgnoreSilica | 2019 | 5.1689 | 0.49597 | 0.0040767 | 4 | 393095.6005 | 1254513.634 | 8013.7855 | 25574.9573 | 30.3487 | 1.2184 | 51.2841 | 83557.4076 | 0 | 131804.1976 | 0 | 0 | 0 | 0 | 83991.026 | 218527.4208 | 149149.455 | 667029.5069 | 961560.8286 | 4781563.4633 | 4781563.4633 | 6296117.3735 | 2969339.9724 | 0 | 6410153.7988 | 20457174.608 | 1000 | 0.016307 | 393095.6005 | 1254513.634 | 8013.7855 | 25574.9573
1 | 1300 | 707 | 0.035 | 15 | 15 | 7 | 1.3335e-12 | 5spot_SharedNeighbor | CO2 | Porous | Wet | R600a | MinimizeLCOE_Brownfield | IgnoreSilica | 2019 | 6.8816 | 0.66439 | 0.0054596 | 4 | 301208.0177 | 944439.4207 | 6140.5329 | 19253.675 | 30.3804 | 1.2236 | 42.8345 | 102493.2106 | 0 | 167009.7064 | 0 | 0 | 0 | 0 | 105106.1376 | 273464.6098 | 186645.2153 | 834718.8797 | 961560.8286 | 4781563.4633 | 4781563.4633 | 6296117.3735 | 2969339.9724 | 0 | 6577843.1716 | 20624863.9809 | 1333.5214 | 0.021838 | 301208.0177 | 944439.4207 | 6140.5329 | 19253.675
1 | 1300 | 707 | 0.035 | 15 | 15 | 7 | 1.7783e-12 | 5spot_SharedNeighbor | CO2 | Porous | Wet | R600a | MinimizeLCOE_Brownfield | IgnoreSilica | 2019 | 7.505 | 0.72569 | 0.005962 | 4 | 278268.5963 | 867291.4173 | 5672.8817 | 17680.9086 | 30.3876 | 1.2248 | 148.3795 | 108999.0685 | 0 | 179329.7118 | 0 | 0 | 0 | 0 | 112448.2243 | 292567.2134 | 199683.1348 | 893027.3528 | 961560.8286 | 4781563.4633 | 4781563.4633 | 6296117.3735 | 2969339.9724 | 0 | 6636151.6447 | 20683172.454 | 1778.2794 | 0.023848 | 278268.5963 | 867291.4173 | 5672.8817 | 17680.9086
1 | 1300 | 707 | 0.035 | 15 | 15 | 7 | 2.3714e-12 | 5spot_SharedNeighbor | CO2 | Porous | Wet | R600a | MinimizeLCOE_Brownfield | IgnoreSilica | 2019 | 12.2406 | 1.1912 | 0.0062835 | 4 | 314423.7124 | 873306.5401 | 6409.9527 | 17803.5351 | 30.4121 | 1.2277 | 45.3705 | 207034.5477 | 0 | 490239.628 | 0 | 0 | 0 | 0 | 271936.9285 | 707524.1061 | 482899.7406 | 2159634.951 | 961560.8286 | 4781563.4633 | 4781563.4633 | 6296117.3735 | 2969339.9724 | 0 | 7902759.2429 | 21949780.0522 | 2371.3737 | 0.025134 | 314423.7124 | 873306.5401 | 6409.9527 | 17803.5351
1 | 1300 | 707 | 0.035 | 15 | 15 | 7 | 3.1623e-12 | 5spot_SharedNeighbor | CO2 | Porous | Wet | R600a | MinimizeLCOE_Brownfield | IgnoreSilica | 2019 | 16.3091 | 1.5913 | 0.008281 | 4 | 254882.6321 | 678955.0107 | 5196.1272 | 13841.4162 | 30.4046 | 1.2259 | 39.4909 | 253189.4619 | 0 | 618433.2124 | 0 | 0 | 0 | 0 | 339932.843 | 884435.5276 | 603645.4209 | 2699636.4659 | 961560.8286 | 4781563.4633 | 4781563.4633 | 6296117.3735 | 2969339.9724 | 0 | 8442760.7578 | 22489781.5671 | 3162.2777 | 0.033124 | 254882.6321 | 678955.0107 | 5196.1272 | 13841.4162
1 | 1300 | 707 | 0.035 | 15 | 15 | 7 | 4.217e-12 | 5spot_SharedNeighbor | CO2 | Porous | Wet | R600a | MinimizeLCOE_Brownfield | IgnoreSilica | 2019 | 21.7265 | 2.1244 | 0.010722 | 4 | 212522.2598 | 540052.1209 | 4332.5537 | 11009.693 | 30.3676 | 1.22 | 48.2307 | 308940.1772 | 0 | 779597.9249 | 0 | 0 | 0 | 0 | 424529.8598 | 1104539.6122 | 753870.9814 | 3371478.5556 | 961560.8286 | 4781563.4633 | 4781563.4633 | 6296117.3735 | 2969339.9724 | 0 | 9114602.8475 | 23161623.6567 | 4216.965 | 0.042888 | 212522.2598 | 540052.1209 | 4332.5537 | 11009.693
1 | 1300 | 707 | 0.035 | 15 | 15 | 7 | 5.6234e-12 | 5spot_SharedNeighbor | CO2 | Porous | Wet | R600a | MinimizeLCOE_Brownfield | IgnoreSilica | 2019 | 28.8986 | 2.8301 | 0.022514 | 4 | 90940.1803 | 246922.7639 | 1853.9386 | 5033.8545 | 30.2931 | 1.2082 | 50.6712 | 274353.0599 | 0 | 515539.9729 | 0 | 0 | 0 | 0 | 308058.2828 | 801504.4605 | 547043.2635 | 2446499.0397 | 961560.8286 | 4781563.4633 | 4781563.4633 | 6296117.3735 | 2969339.9724 | 0 | 8189623.3316 | 22236644.1408 | 5623.4133 | 0.090055 | 90940.1803 | 246922.7639 | 1853.9386 | 5033.8545
1 | 1300 | 707 | 0.035 | 15 | 15 | 7 | 7.4989e-12 | 5spot_SharedNeighbor | CO2 | Porous | Wet | R600a | MinimizeLCOE_Brownfield | IgnoreSilica | 2019 | 38.3534 | 3.7601 | 0.029092 | 4 | 74756.5011 | 195470.2732 | 1524.0124 | 3984.9259 | 30.1612 | 1.1856 | 30.8924 | 326872.1597 | 0 | 627527.1615 | 0 | 0 | 0 | 0 | 372215.7353 | 968428.9912 | 660972.6857 | 2956016.7334 | 961560.8286 | 4781563.4633 | 4781563.4633 | 6296117.3735 | 2969339.9724 | 0 | 8699141.0253 | 22746161.8346 | 7498.9421 | 0.11637 | 74756.5011 | 195470.2732 | 1524.0124 | 3984.9259
1 | 1300 | 707 | 0.035 | 15 | 15 | 7 | 1e-11 | 5spot_SharedNeighbor | CO2 | Porous | Wet | R600a | MinimizeLCOE_Brownfield | IgnoreSilica | 2019 | 42.6576 | 4.1826 | 0.031869 | 4 | 69839.8323 | 180032.4271 | 1423.7794 | 3670.2045 | 30.0875 | 1.173 | 47.8062 | 347766.3976 | 0 | 672443.1324 | 0 | 0 | 0 | 0 | 397881.7167 | 1035206.6101 | 706549.7828 | 3159847.6396 | 961560.8286 | 4781563.4633 | 4781563.4633 | 6296117.3735 | 2969339.9724 | 0 | 8902971.9315 | 22949992.7407 | 10000 | 0.12748 | 69839.8323 | 180032.4271 | 1423.7794 | 3670.2045
1 | 1300 | 707 | 0.035 | 15 | 15 | 7 | 1.3335e-11 | 5spot_SharedNeighbor | CO2 | Porous | Wet | R600a | MinimizeLCOE_Brownfield | IgnoreSilica | 2019 | 42.6279 | 4.1796 | 0.03185 | 4 | 69871.2869 | 180131.2385 | 1424.4207 | 3672.2189 | 30.0879 | 1.1731 | 56.019 | 347620.6641 | 0 | 672126.6915 | 0 | 0 | 0 | 0 | 397701.4687 | 1034737.6417 | 706229.7022 | 3158416.1682 | 961560.8286 | 4781563.4633 | 4781563.4633 | 6296117.3735 | 2969339.9724 | 0 | 8901540.4601 | 22948561.2694 | 13335.2143 | 0.1274 | 69871.2869 | 180131.2385 | 1424.4207 | 3672.2189
1 | 1300 | 707 | 0.035 | 15 | 15 | 7 | 1.7783e-11 | 5spot_SharedNeighbor | CO2 | Porous | Wet | R600a | MinimizeLCOE_Brownfield | IgnoreSilica | 2019 | 42.6279 | 4.1795 | 0.031849 | 4 | 69872.5285 | 180135.5164 | 1424.446 | 3672.3062 | 30.0877 | 1.1731 | 57.3417 | 347612.5756 | 0 | 672106.7072 | 0 | 0 | 0 | 0 | 397690.5203 | 1034709.1563 | 706210.2603 | 3158329.2199 | 961560.8286 | 4781563.4633 | 4781563.4633 | 6296117.3735 | 2969339.9724 | 0 | 8901453.5118 | 22948474.321 | 17782.7941 | 0.1274 | 69872.5285 | 180135.5164 | 1424.446 | 3672.3062
1 | 1300 | 707 | 0.035 | 15 | 15 | 7 | 2.3714e-11 | 5spot_SharedNeighbor | CO2 | Porous | Wet | R600a | MinimizeLCOE_Brownfield | IgnoreSilica | 2019 | 42.6085 | 4.1776 | 0.031836 | 4 | 69893.6073 | 180201.862 | 1424.8757 | 3673.6587 | 30.088 | 1.1731 | 56.0464 | 347514.2177 | 0 | 671892.3375 | 0 | 0 | 0 | 0 | 397568.5565 | 1034391.8316 | 705993.6797 | 3157360.623 | 961560.8286 | 4781563.4633 | 4781563.4633 | 6296117.3735 | 2969339.9724 | 0 | 8900484.9149 | 22947505.7241 | 23713.7371 | 0.12734 | 69893.6073 | 180201.862 | 1424.8757 | 3673.6587
1 | 1300 | 707 | 0.035 | 15 | 15 | 7 | 3.1623e-11 | 5spot_SharedNeighbor | CO2 | Porous | Wet | R600a | MinimizeLCOE_Brownfield | IgnoreSilica | 2019 | 42.6085 | 4.1775 | 0.031835 | 4 | 69894.8905 | 180206.2838 | 1424.9019 | 3673.7488 | 30.0878 | 1.1731 | 54.9463 | 347505.8608 | 0 | 671871.688 | 0 | 0 | 0 | 0 | 397557.244 | 1034362.3987 | 705973.5911 | 3157270.7826 | 961560.8286 | 4781563.4633 | 4781563.4633 | 6296117.3735 | 2969339.9724 | 0 | 8900395.0745 | 22947415.8837 | 31622.7766 | 0.12734 | 69894.8905 | 180206.2838 | 1424.9019 | 3673.7488
1 | 1300 | 707 | 0.035 | 15 | 15 | 7 | 4.217e-11 | 5spot_SharedNeighbor | CO2 | Porous | Wet | R600a | MinimizeLCOE_Brownfield | IgnoreSilica | 2019 | 42.6085 | 4.1775 | 0.031834 | 4 | 69896.0788 | 180210.3786 | 1424.9261 | 3673.8323 | 30.0877 | 1.1731 | 54.7936 | 347498.1223 | 0 | 671852.5664 | 0 | 0 | 0 | 0 | 397546.7686 | 1034335.1438 | 705954.9891 | 3157187.5901 | 961560.8286 | 4781563.4633 | 4781563.4633 | 6296117.3735 | 2969339.9724 | 0 | 8900311.882 | 22947332.6912 | 42169.6503 | 0.12734 | 69896.0788 | 180210.3786 | 1424.9261 | 3673.8323
1 | 1300 | 707 | 0.035 | 15 | 15 | 7 | 5.6234e-11 | 5spot_SharedNeighbor | CO2 | Porous | Wet | R600a | MinimizeLCOE_Brownfield | IgnoreSilica | 2019 | 42.6085 | 4.1775 | 0.031833 | 4 | 69897.1195 | 180213.9648 | 1424.9473 | 3673.9054 | 30.0876 | 1.1731 | 54.0018 | 347491.3452 | 0 | 671835.8206 | 0 | 0 | 0 | 0 | 397537.5947 | 1034311.2752 | 705938.6983 | 3157114.734 | 961560.8286 | 4781563.4633 | 4781563.4633 | 6296117.3735 | 2969339.9724 | 0 | 8900239.0259 | 22947259.8351 | 56234.1325 | 0.12733 | 69897.1195 | 180213.9648 | 1424.9473 | 3673.9054
1 | 1300 | 707 | 0.035 | 15 | 15 | 7 | 7.4989e-11 | 5spot_SharedNeighbor | CO2 | Porous | Wet | R600a | MinimizeLCOE_Brownfield | IgnoreSilica | 2019 | 42.6085 | 4.1775 | 0.031833 | 4 | 69897.9941 | 180216.9786 | 1424.9652 | 3673.9669 | 30.0875 | 1.173 | 54.9189 | 347485.6502 | 0 | 671821.7488 | 0 | 0 | 0 | 0 | 397529.8856 | 1034291.2178 | 705925.0087 | 3157053.5113 | 961560.8286 | 4781563.4633 | 4781563.4633 | 6296117.3735 | 2969339.9724 | 0 | 8900177.8032 | 22947198.6124 | 74989.4209 | 0.12733 | 69897.9941 | 180216.9786 | 1424.9652 | 3673.9669
1 | 1300 | 707 | 0.035 | 15 | 15 | 7 | 1e-10 | 5spot_SharedNeighbor | CO2 | Porous | Wet | R600a | MinimizeLCOE_Brownfield | IgnoreSilica | 2019 | 42.6085 | 4.1775 | 0.031832 | 4 | 69898.7073 | 180219.4362 | 1424.9797 | 3674.017 | 30.0874 | 1.173 | 54.9649 | 347481.0063 | 0 | 671810.2742 | 0 | 0 | 0 | 0 | 397523.5994 | 1034274.8624 | 705913.8458 | 3157003.5882 | 961560.8286 | 4781563.4633 | 4781563.4633 | 6296117.3735 | 2969339.9724 | 0 | 8900127.8801 | 22947148.6893 | 100000 | 0.12733 | 69898.7073 | 180219.4362 | 1424.9797 | 3674.017
1 | 1300 | 707 | 0.035 | 15 | 15 | 7 | 1.3335e-10 | 5spot_SharedNeighbor | CO2 | Porous | Wet | R600a | MinimizeLCOE_Brownfield | IgnoreSilica | 2019 | 42.6085 | 4.1775 | 0.031832 | 4 | 69899.2763 | 180221.397 | 1424.9913 | 3674.0569 | 30.0873 | 1.173 | 55.3998 | 347477.3015 | 0 | 671801.1201 | 0 | 0 | 0 | 0 | 397518.5844 | 1034261.8144 | 705904.9403 | 3156963.7608 | 961560.8286 | 4781563.4633 | 4781563.4633 | 6296117.3735 | 2969339.9724 | 0 | 8900088.0527 | 22947108.862 | 133352.1432 | 0.12733 | 69899.2763 | 180221.397 | 1424.9913 | 3674.0569
1 | 1300 | 707 | 0.035 | 15 | 15 | 7 | 1.7783e-10 | 5spot_SharedNeighbor | CO2 | Porous | Wet | R600a | MinimizeLCOE_Brownfield | IgnoreSilica | 2019 | 42.6085 | 4.1775 | 0.031832 | 4 | 69899.723 | 180222.9364 | 1425.0004 | 3674.0883 | 30.0873 | 1.173 | 55.5327 | 347474.3929 | 0 | 671793.9333 | 0 | 0 | 0 | 0 | 397514.6472 | 1034251.5705 | 705897.9486 | 3156932.4925 | 961560.8286 | 4781563.4633 | 4781563.4633 | 6296117.3735 | 2969339.9724 | 0 | 8900056.7844 | 22947077.5936 | 177827.941 | 0.12733 | 69899.723 | 180222.9364 | 1425.0004 | 3674.0883
1 | 1300 | 707 | 0.035 | 15 | 15 | 7 | 2.3714e-10 | 5spot_SharedNeighbor | CO2 | Porous | Wet | R600a | MinimizeLCOE_Brownfield | IgnoreSilica | 2019 | 42.6085 | 4.1775 | 0.031831 | 4 | 69900.0697 | 180224.1309 | 1425.0075 | 3674.1127 | 30.0872 | 1.173 | 54.7665 | 347472.136 | 0 | 671788.357 | 0 | 0 | 0 | 0 | 397511.5923 | 1034243.6223 | 705892.5238 | 3156908.2313 | 961560.8286 | 4781563.4633 | 4781563.4633 | 6296117.3735 | 2969339.9724 | 0 | 8900032.5232 | 22947053.3325 | 237137.3706 | 0.12733 | 69900.0697 | 180224.1309 | 1425.0075 | 3674.1127
1 | 1300 | 707 | 0.035 | 15 | 15 | 7 | 3.1623e-10 | 5spot_SharedNeighbor | CO2 | Porous | Wet | R600a | MinimizeLCOE_Brownfield | IgnoreSilica | 2019 | 42.6085 | 4.1775 | 0.031831 | 4 | 69900.3363 | 180225.0497 | 1425.0129 | 3674.1314 | 30.0872 | 1.173 | 54.836 | 347470.4001 | 0 | 671784.0678 | 0 | 0 | 0 | 0 | 397509.2425 | 1034237.5086 | 705888.3511 | 3156889.5701 | 961560.8286 | 4781563.4633 | 4781563.4633 | 6296117.3735 | 2969339.9724 | 0 | 8900013.862 | 22947034.6713 | 316227.766 | 0.12732 | 69900.3363 | 180225.0497 | 1425.0129 | 3674.1314
1 | 1300 | 707 | 0.035 | 15 | 15 | 7 | 4.217e-10 | 5spot_SharedNeighbor | CO2 | Porous | Wet | R600a | MinimizeLCOE_Brownfield | IgnoreSilica | 2019 | 42.6085 | 4.1775 | 0.031831 | 4 | 69900.5401 | 180225.7519 | 1425.0171 | 3674.1457 | 30.0872 | 1.173 | 55.6098 | 347469.0735 | 0 | 671780.7899 | 0 | 0 | 0 | 0 | 397507.4467 | 1034232.8363 | 705885.1622 | 3156875.3086 | 961560.8286 | 4781563.4633 | 4781563.4633 | 6296117.3735 | 2969339.9724 | 0 | 8899999.6005 | 22947020.4097 | 421696.5034 | 0.12732 | 69900.5401 | 180225.7519 | 1425.0171 | 3674.1457
1 | 1300 | 707 | 0.035 | 15 | 15 | 7 | 5.6234e-10 | 5spot_SharedNeighbor | CO2 | Porous | Wet | R600a | MinimizeLCOE_Brownfield | IgnoreSilica | 2019 | 42.6085 | 4.1775 | 0.031831 | 4 | 69900.6951 | 180226.286 | 1425.0202 | 3674.1566 | 30.0872 | 1.173 | 55.1369 | 347468.0644 | 0 | 671778.2968 | 0 | 0 | 0 | 0 | 397506.0809 | 1034229.2827 | 705882.7367 | 3156864.4614 | 961560.8286 | 4781563.4633 | 4781563.4633 | 6296117.3735 | 2969339.9724 | 0 | 8899988.7533 | 22947009.5626 | 562341.3252 | 0.12732 | 69900.6951 | 180226.286 | 1425.0202 | 3674.1566
1 | 1300 | 707 | 0.035 | 15 | 15 | 7 | 7.4989e-10 | 5spot_SharedNeighbor | CO2 | Porous | Wet | R600a | MinimizeLCOE_Brownfield | IgnoreSilica | 2019 | 42.6085 | 4.1775 | 0.031831 | 4 | 69900.8125 | 180226.6908 | 1425.0226 | 3674.1649 | 30.0871 | 1.173 | 55.1718 | 347467.2997 | 0 | 671776.4073 | 0 | 0 | 0 | 0 | 397505.0457 | 1034226.5895 | 705880.8985 | 3156856.2407 | 961560.8286 | 4781563.4633 | 4781563.4633 | 6296117.3735 | 2969339.9724 | 0 | 8899980.5326 | 22947001.3419 | 749894.2093 | 0.12732 | 69900.8125 | 180226.6908 | 1425.0226 | 3674.1649
1 | 1300 | 707 | 0.035 | 15 | 15 | 7 | 1e-09 | 5spot_SharedNeighbor | CO2 | Porous | Wet | R600a | MinimizeLCOE_Brownfield | IgnoreSilica | 2019 | 42.6085 | 4.1776 | 0.031831 | 4 | 69900.9013 | 180226.9967 | 1425.0244 | 3674.1711 | 30.0871 | 1.173 | 54.9463 | 347466.7217 | 0 | 671774.9791 | 0 | 0 | 0 | 0 | 397504.2633 | 1034224.5538 | 705879.5092 | 3156850.0271 | 961560.8286 | 4781563.4633 | 4781563.4633 | 6296117.3735 | 2969339.9724 | 0 | 8899974.319 | 22946995.1282 | 1000000 | 0.12732 | 69900.9013 | 180226.9967 | 1425.0244 | 3674.1711
1 | 1300 | 707 | 0.035 | 15 | 15 | 7 | 1.3335e-09 | 5spot_SharedNeighbor | CO2 | Porous | Wet | R600a | MinimizeLCOE_Brownfield | IgnoreSilica | 2019 | 42.6085 | 4.1776 | 0.031831 | 4 | 69900.9683 | 180227.2275 | 1425.0258 | 3674.1758 | 30.0871 | 1.173 | 54.579 | 347466.2857 | 0 | 671773.9018 | 0 | 0 | 0 | 0 | 397503.6731 | 1034223.0182 | 705878.4611 | 3156845.3398 | 961560.8286 | 4781563.4633 | 4781563.4633 | 6296117.3735 | 2969339.9724 | 0 | 8899969.6317 | 22946990.4409 | 1333521.4322 | 0.12732 | 69900.9683 | 180227.2275 | 1425.0258 | 3674.1758
1 | 1300 | 707 | 0.035 | 15 | 15 | 7 | 1.7783e-09 | 5spot_SharedNeighbor | CO2 | Porous | Wet | R600a | MinimizeLCOE_Brownfield | IgnoreSilica | 2019 | 42.6085 | 4.1776 | 0.031831 | 4 | 69901.0188 | 180227.4014 | 1425.0268 | 3674.1794 | 30.0871 | 1.173 | 55.0494 | 347465.9572 | 0 | 671773.0903 | 0 | 0 | 0 | 0 | 397503.2285 | 1034221.8615 | 705877.6716 | 3156841.8091 | 961560.8286 | 4781563.4633 | 4781563.4633 | 6296117.3735 | 2969339.9724 | 0 | 8899966.101 | 22946986.9103 | 1778279.41 | 0.12732 | 69901.0188 | 180227.4014 | 1425.0268 | 3674.1794
1 | 1300 | 707 | 0.035 | 15 | 15 | 7 | 2.3714e-09 | 5spot_SharedNeighbor | CO2 | Porous | Wet | R600a | MinimizeLCOE_Brownfield | IgnoreSilica | 2019 | 42.6085 | 4.1776 | 0.031831 | 4 | 69901.0567 | 180227.5322 | 1425.0276 | 3674.182 | 30.0871 | 1.173 | 54.855 | 347465.7101 | 0 | 671772.4797 | 0 | 0 | 0 | 0 | 397502.894 | 1034220.9912 | 705877.0776 | 3156839.1527 | 961560.8286 | 4781563.4633 | 4781563.4633 | 6296117.3735 | 2969339.9724 | 0 | 8899963.4446 | 22946984.2539 | 2371373.7057 | 0.12732 | 69901.0567 | 180227.5322 | 1425.0276 | 3674.182
1 | 1300 | 707 | 0.035 | 15 | 15 | 7 | 3.1623e-09 | 5spot_SharedNeighbor | CO2 | Porous | Wet | R600a | MinimizeLCOE_Brownfield | IgnoreSilica | 2019 | 42.6085 | 4.1776 | 0.031831 | 4 | 69901.0853 | 180227.6305 | 1425.0282 | 3674.184 | 30.0871 | 1.173 | 54.8815 | 347465.5243 | 0 | 671772.0207 | 0 | 0 | 0 | 0 | 397502.6426 | 1034220.337 | 705876.6311 | 3156837.1557 | 961560.8286 | 4781563.4633 | 4781563.4633 | 6296117.3735 | 2969339.9724 | 0 | 8899961.4476 | 22946982.2569 | 3162277.6602 | 0.12732 | 69901.0853 | 180227.6305 | 1425.0282 | 3674.184
1 | 1300 | 707 | 0.035 | 15 | 15 | 7 | 4.217e-09 | 5spot_SharedNeighbor | CO2 | Porous | Wet | R600a | MinimizeLCOE_Brownfield | IgnoreSilica | 2019 | 42.6085 | 4.1776 | 0.031831 | 4 | 69901.1067 | 180227.7044 | 1425.0286 | 3674.1855 | 30.0871 | 1.173 | 54.8211 | 347465.3848 | 0 | 671771.6759 | 0 | 0 | 0 | 0 | 397502.4537 | 1034219.8455 | 705876.2956 | 3156835.6554 | 961560.8286 | 4781563.4633 | 4781563.4633 | 6296117.3735 | 2969339.9724 | 0 | 8899959.9473 | 22946980.7565 | 4216965.0343 | 0.12732 | 69901.1067 | 180227.7044 | 1425.0286 | 3674.1855
1 | 1300 | 707 | 0.035 | 15 | 15 | 7 | 5.6234e-09 | 5spot_SharedNeighbor | CO2 | Porous | Wet | R600a | MinimizeLCOE_Brownfield | IgnoreSilica | 2019 | 42.6085 | 4.1776 | 0.031831 | 4 | 69901.1228 | 180227.7598 | 1425.0289 | 3674.1867 | 30.0871 | 1.173 | 54.7056 | 347465.28 | 0 | 671771.4169 | 0 | 0 | 0 | 0 | 397502.3118 | 1034219.4763 | 705876.0437 | 3156834.5287 | 961560.8286 | 4781563.4633 | 4781563.4633 | 6296117.3735 | 2969339.9724 | 0 | 8899958.8206 | 22946979.6299 | 5623413.2519 | 0.12732 | 69901.1228 | 180227.7598 | 1425.0289 | 3674.1867
1 | 1300 | 707 | 0.035 | 15 | 15 | 7 | 7.4989e-09 | 5spot_SharedNeighbor | CO2 | Porous | Wet | R600a | MinimizeLCOE_Brownfield | IgnoreSilica | 2019 | 42.6085 | 4.1776 | 0.031831 | 4 | 69901.1349 | 180227.8015 | 1425.0292 | 3674.1875 | 30.0871 | 1.173 | 54.7001 | 347465.2013 | 0 | 671771.2225 | 0 | 0 | 0 | 0 | 397502.2053 | 1034219.1993 | 705875.8546 | 3156833.6829 | 961560.8286 | 4781563.4633 | 4781563.4633 | 6296117.3735 | 2969339.9724 | 0 | 8899957.9748 | 22946978.7841 | 7498942.0933 | 0.12732 | 69901.1349 | 180227.8015 | 1425.0292 | 3674.1875
1 | 1300 | 707 | 0.035 | 15 | 15 | 7 | 1e-08 | 5spot_SharedNeighbor | CO2 | Porous | Wet | R600a | MinimizeLCOE_Brownfield | IgnoreSilica | 2019 | 42.6085 | 4.1776 | 0.031831 | 4 | 69901.144 | 180227.8327 | 1425.0294 | 3674.1881 | 30.0871 | 1.173 | 55.2284 | 347465.1422 | 0 | 671771.0766 | 0 | 0 | 0 | 0 | 397502.1254 | 1034218.9913 | 705875.7126 | 3156833.0482 | 961560.8286 | 4781563.4633 | 4781563.4633 | 6296117.3735 | 2969339.9724 | 0 | 8899957.3401 | 22946978.1494 | 10000000 | 0.12732 | 69901.144 | 180227.8327 | 1425.0294 | 3674.1881
1 | 1400 | 707 | 0.035 | 15 | 15 | 7 | 1e-13 | 5spot_SharedNeighbor | CO2 | Porous | Wet | R600a | MinimizeLCOE_Brownfield | IgnoreSilica | 2019 | 0.441 | 0.027491 | 0.00034481 | 4 | 4492501.5658 | 15140824.1089 | 91585.721 | 308666.1789 | 30.2982 | 1.2102 | 21.8799 | 15210.5274 | 0 | 18157.8134 | 0 | 0 | 0 | 0 | 13013.6529 | 33858.8554 | 23109.3645 | 103350.2135 | 961560.8286 | 5131302.0575 | 5131302.0575 | 6472969.3905 | 3082262.2491 | 0 | 6196213.0997 | 20882746.7967 | 100 | 0.0013792 | 4492501.5658 | 15140824.1089 | 91585.721 | 308666.1789
1 | 1400 | 707 | 0.035 | 15 | 15 | 7 | 1.3335e-13 | 5spot_SharedNeighbor | CO2 | Porous | Wet | R600a | MinimizeLCOE_Brownfield | IgnoreSilica | 2019 | 0.60417 | 0.043594 | 0.00041806 | 4 | 3765696.6336 | 12548328.4015 | 76768.8194 | 255814.6473 | 30.7846 | 1.2914 | 17.1311 | 25352.4412 | 0 | 40585.9774 | 0 | 0 | 0 | 0 | 25715.9833 | 66907.7134 | 45665.8892 | 204228.0046 | 961560.8286 | 5131302.0575 | 5131302.0575 | 6472969.3905 | 3082262.2491 | 0 | 6297090.8907 | 20983624.5878 | 133.3521 | 0.0016722 | 3765696.6336 | 12548328.4015 | 76768.8194 | 255814.6473
1 | 1400 | 707 | 0.035 | 15 | 15 | 7 | 1.7783e-13 | 5spot_SharedNeighbor | CO2 | Porous | Wet | R600a | MinimizeLCOE_Brownfield | IgnoreSilica | 2019 | 0.86458 | 0.069182 | 0.00074156 | 4 | 2142832.586 | 7094056.5504 | 43684.5407 | 144621.9382 | 31.2768 | 1.37 | 32.1442 | 32919.7815 | 0 | 52090.8194 | 0 | 0 | 0 | 0 | 33154.1343 | 86260.2567 | 58874.3977 | 263299.3896 | 961560.8286 | 5131302.0575 | 5131302.0575 | 6472969.3905 | 3082262.2491 | 0 | 6356162.2757 | 21042695.9728 | 177.8279 | 0.0029662 | 2142832.586 | 7094056.5504 | 43684.5407 | 144621.9382
1 | 1400 | 707 | 0.035 | 15 | 15 | 7 | 2.3714e-13 | 5spot_SharedNeighbor | CO2 | Porous | Wet | R600a | MinimizeLCOE_Brownfield | IgnoreSilica | 2019 | 1.1424 | 0.096403 | 0.0010676 | 4 | 1505278.0102 | 4944306.4132 | 30687.1283 | 100796.3739 | 31.5868 | 1.4154 | 28.9694 | 41302.2539 | 0 | 67018.9243 | 0 | 0 | 0 | 0 | 42245.2595 | 109913.4996 | 75018.2219 | 335498.1593 | 961560.8286 | 5131302.0575 | 5131302.0575 | 6472969.3905 | 3082262.2491 | 0 | 6428361.0454 | 21114894.7424 | 237.1374 | 0.0042705 | 1505278.0102 | 4944306.4132 | 30687.1283 | 100796.3739
1 | 1400 | 707 | 0.035 | 15 | 15 | 7 | 3.1623e-13 | 5spot_SharedNeighbor | CO2 | Porous | Wet | R600a | MinimizeLCOE_Brownfield | IgnoreSilica | 2019 | 1.6 | 0.14034 | 0.0013499 | 4 | 1215146.2694 | 3935006.5048 | 24772.4003 | 80220.4301 | 31.8835 | 1.4563 | 27.1012 | 53759.7557 | 0 | 90041.0911 | 0 | 0 | 0 | 7497.4066 | 59006.3189 | 153522.3378 | 104782.1501 | 468609.0603 | 961560.8286 | 5131302.0575 | 5131302.0575 | 6472969.3905 | 3082262.2491 | 0 | 6561471.9464 | 21248005.6435 | 316.2278 | 0.0053997 | 1215146.2694 | 3935006.5048 | 24772.4003 | 80220.4301
1 | 1400 | 707 | 0.035 | 15 | 15 | 7 | 4.217e-13 | 5spot_SharedNeighbor | CO2 | Porous | Wet | R600a | MinimizeLCOE_Brownfield | IgnoreSilica | 2019 | 1.6 | 0.14118 | 0.0016118 | 4 | 1014104.242 | 3292034.8202 | 20673.8867 | 67112.5826 | 31.8836 | 1.4563 | 29.4125 | 53759.8186 | 0 | 90040.3488 | 0 | 0 | 0 | 0 | 56082.0653 | 145914.0299 | 99589.3236 | 445385.5862 | 961560.8286 | 5131302.0575 | 5131302.0575 | 6472969.3905 | 3082262.2491 | 0 | 6538248.4723 | 21224782.1694 | 421.6965 | 0.0064473 | 1014104.242 | 3292034.8202 | 20673.8867 | 67112.5826
1 | 1400 | 707 | 0.035 | 15 | 15 | 7 | 5.6234e-13 | 5spot_SharedNeighbor | CO2 | Porous | Wet | R600a | MinimizeLCOE_Brownfield | IgnoreSilica | 2019 | 1.6 | 0.14118 | 0.0016119 | 4 | 1014074.3736 | 3291938.5979 | 20673.2777 | 67110.621 | 31.8837 | 1.4564 | 28.9459 | 53759.882 | 0 | 90039.6015 | 0 | 0 | 0 | 0 | 56081.7986 | 145913.3359 | 99588.85 | 445383.4679 | 961560.8286 | 5131302.0575 | 5131302.0575 | 6472969.3905 | 3082262.2491 | 0 | 6538246.354 | 21224780.0511 | 562.3413 | 0.0064475 | 1014074.3736 | 3291938.5979 | 20673.2777 | 67110.621
1 | 1400 | 707 | 0.035 | 15 | 15 | 7 | 7.4989e-13 | 5spot_SharedNeighbor | CO2 | Porous | Wet | R600a | MinimizeLCOE_Brownfield | IgnoreSilica | 2019 | 3.6439 | 0.34095 | 0.0040691 | 4 | 427544.9371 | 1329857.9514 | 8716.0818 | 27110.9531 | 32.3373 | 1.5142 | 36.3957 | 99313.7712 | 0 | 180317.61 | 0 | 0 | 0 | 0 | 109056.2386 | 283741.9624 | 193659.7197 | 866089.3019 | 961560.8286 | 5131302.0575 | 5131302.0575 | 6472969.3905 | 3082262.2491 | 0 | 6958952.188 | 21645485.8851 | 749.8942 | 0.016277 | 427544.9371 | 1329857.9514 | 8716.0818 | 27110.9531
1 | 1400 | 707 | 0.035 | 15 | 15 | 7 | 1e-12 | 5spot_SharedNeighbor | CO2 | Porous | Wet | R600a | MinimizeLCOE_Brownfield | IgnoreSilica | 2019 | 4.8742 | 0.4612 | 0.0055502 | 4 | 323525.393 | 985056.8802 | 6595.5027 | 20081.7169 | 32.4307 | 1.5254 | 41.6992 | 122610.7005 | 0 | 229204.9618 | 0 | 0 | 0 | 0 | 137208.1083 | 356987.3525 | 243651.2034 | 1089662.3265 | 961560.8286 | 5131302.0575 | 5131302.0575 | 6472969.3905 | 3082262.2491 | 0 | 7182525.2126 | 21869058.9097 | 1000 | 0.022201 | 323525.393 | 985056.8802 | 6595.5027 | 20081.7169
1 | 1400 | 707 | 0.035 | 15 | 15 | 7 | 1.3335e-12 | 5spot_SharedNeighbor | CO2 | Porous | Wet | R600a | MinimizeLCOE_Brownfield | IgnoreSilica | 2019 | 6.4944 | 0.61937 | 0.0075005 | 4 | 248553.6996 | 738070.6663 | 5067.1034 | 15046.5688 | 32.5 | 1.5335 | 35.1968 | 150649.0371 | 0 | 289827.7761 | 0 | 0 | 0 | 0 | 171785.9572 | 446951.8224 | 305053.8027 | 1364268.3954 | 961560.8286 | 5131302.0575 | 5131302.0575 | 6472969.3905 | 3082262.2491 | 0 | 7457131.2815 | 22143664.9786 | 1333.5214 | 0.030002 | 248553.6996 | 738070.6663 | 5067.1034 | 15046.5688
1 | 1400 | 707 | 0.035 | 15 | 15 | 7 | 1.7783e-12 | 5spot_SharedNeighbor | CO2 | Porous | Wet | R600a | MinimizeLCOE_Brownfield | IgnoreSilica | 2019 | 8.6669 | 0.83179 | 0.010087 | 4 | 193413.9327 | 557419.4219 | 3943.0046 | 11363.7489 | 32.546 | 1.5385 | 48.2576 | 185036.9037 | 0 | 366621.9746 | 0 | 0 | 0 | 705.0929 | 215421.9488 | 560483.7215 | 382541.6567 | 1710811.2982 | 961560.8286 | 5131302.0575 | 5131302.0575 | 6472969.3905 | 3082262.2491 | 0 | 7803674.1843 | 22490207.8814 | 1778.2794 | 0.040347 | 193413.9327 | 557419.4219 | 3943.0046 | 11363.7489
1 | 1400 | 707 | 0.035 | 15 | 15 | 7 | 2.3714e-12 | 5spot_SharedNeighbor | CO2 | Porous | Wet | R600a | MinimizeLCOE_Brownfield | IgnoreSilica | 2019 | 11.5439 | 1.1127 | 0.013515 | 4 | 152182.3125 | 423845.5544 | 3102.4423 | 8640.6649 | 32.5751 | 1.5414 | 38.1634 | 226684.2634 | 0 | 462425.4535 | 0 | 0 | 0 | 0 | 268752.7896 | 699239.6298 | 477245.4153 | 2134347.5516 | 961560.8286 | 5131302.0575 | 5131302.0575 | 6472969.3905 | 3082262.2491 | 0 | 8227210.4377 | 22913744.1348 | 2371.3737 | 0.054062 | 152182.3125 | 423845.5544 | 3102.4423 | 8640.6649
1 | 1400 | 707 | 0.035 | 15 | 15 | 7 | 3.1623e-12 | 5spot_SharedNeighbor | CO2 | Porous | Wet | R600a | MinimizeLCOE_Brownfield | IgnoreSilica | 2019 | 15.3838 | 1.488 | 0.017995 | 4 | 121683.885 | 325725.2852 | 2480.6906 | 6640.3505 | 32.5799 | 1.5409 | 38.9977 | 277441.3559 | 0 | 583232.3455 | 0 | 0 | 0 | 0 | 335662.7435 | 873325.6048 | 596062.6703 | 2665724.7201 | 961560.8286 | 5131302.0575 | 5131302.0575 | 6472969.3905 | 3082262.2491 | 0 | 8758587.6062 | 23445121.3033 | 3162.2777 | 0.071978 | 121683.885 | 325725.2852 | 2480.6906 | 6640.3505
1 | 1400 | 707 | 0.035 | 15 | 15 | 7 | 4.217e-12 | 5spot_SharedNeighbor | CO2 | Porous | Wet | R600a | MinimizeLCOE_Brownfield | IgnoreSilica | 2019 | 20.487 | 1.9868 | 0.023774 | 4 | 99039.2739 | 253476.2374 | 2019.0496 | 5167.456 | 32.5568 | 1.5364 | 50.281 | 338869.3552 | 0 | 734824.3647 | 0 | 0 | 0 | 0 | 418740.5508 | 1089477.0176 | 743590.451 | 3325501.7392 | 961560.8286 | 5131302.0575 | 5131302.0575 | 6472969.3905 | 3082262.2491 | 0 | 9418364.6253 | 24104898.3224 | 4216.965 | 0.095097 | 99039.2739 | 253476.2374 | 2019.0496 | 5167.456
1 | 1400 | 707 | 0.035 | 15 | 15 | 7 | 5.6234e-12 | 5spot_SharedNeighbor | CO2 | Porous | Wet | R600a | MinimizeLCOE_Brownfield | IgnoreSilica | 2019 | 27.228 | 2.6452 | 0.031032 | 4 | 82424.7443 | 200740.5094 | 1680.3399 | 4092.3668 | 32.495 | 1.5263 | 46.3738 | 412378.728 | 0 | 923811.2054 | 0 | 0 | 0 | 0 | 521114.074 | 1355831.9255 | 925383.1487 | 4138519.0816 | 961560.8286 | 5131302.0575 | 5131302.0575 | 6472969.3905 | 3082262.2491 | 0 | 10231381.9677 | 24917915.6648 | 5623.4133 | 0.12413 | 82424.7443 | 200740.5094 | 1680.3399 | 4092.3668
1 | 1400 | 707 | 0.035 | 15 | 15 | 7 | 7.4989e-12 | 5spot_SharedNeighbor | CO2 | Porous | Wet | R600a | MinimizeLCOE_Brownfield | IgnoreSilica | 2019 | 36.146 | 3.5166 | 0.039673 | 4 | 70789.6604 | 163336.6094 | 1443.143 | 3329.8377 | 32.3643 | 1.5058 | 33.7911 | 499471.0159 | 0 | 1160369.1529 | 0 | 0 | 0 | 0 | 647337.6658 | 1684239.8193 | 1149528.2843 | 5140945.9383 | 961560.8286 | 5131302.0575 | 5131302.0575 | 6472969.3905 | 3082262.2491 | 0 | 11233808.8245 | 25920342.5215 | 7498.9421 | 0.15869 | 70789.6604 | 163336.6094 | 1443.143 | 3329.8377
1 | 1400 | 707 | 0.035 | 15 | 15 | 7 | 1e-11 | 5spot_SharedNeighbor | CO2 | Porous | Wet | R600a | MinimizeLCOE_Brownfield | IgnoreSilica | 2019 | 47.7855 | 4.6532 | 0.048764 | 4 | 63811.6104 | 139105.2689 | 1300.886 | 2835.8491 | 32.1208 | 1.4686 | 30.7056 | 599040.4624 | 0 | 1452460.9769 | 0 | 0 | 0 | 0 | 800085.5613 | 2081658.5104 | 1420774.7072 | 6354020.2182 | 961560.8286 | 5131302.0575 | 5131302.0575 | 6472969.3905 | 3082262.2491 | 0 | 12446883.1043 | 27133416.8014 | 10000 | 0.19506 | 63811.6104 | 139105.2689 | 1300.886 | 2835.8491
1 | 1400 | 707 | 0.035 | 15 | 15 | 7 | 1.3335e-11 | 5spot_SharedNeighbor | CO2 | Porous | Wet | R600a | MinimizeLCOE_Brownfield | IgnoreSilica | 2019 | 57.4681 | 5.5973 | 0.053757 | 4 | 62264.9533 | 130565.8922 | 1269.3553 | 2661.7623 | 31.8501 | 1.4277 | 54.1163 | 670769.3667 | 0 | 1684792.3508 | 0 | 0 | 0 | 0 | 918669.0698 | 2390188.4747 | 1631352.7475 | 7295772.0095 | 961560.8286 | 5131302.0575 | 5131302.0575 | 6472969.3905 | 3082262.2491 | 0 | 13388634.8956 | 28075168.5927 | 13335.2143 | 0.21503 | 62264.9533 | 130565.8922 | 1269.3553 | 2661.7623
1 | 1400 | 707 | 0.035 | 15 | 15 | 7 | 1.7783e-11 | 5spot_SharedNeighbor | CO2 | Porous | Wet | R600a | MinimizeLCOE_Brownfield | IgnoreSilica | 2019 | 57.3755 | 5.5879 | 0.053699 | 4 | 62289.0759 | 130663.8042 | 1269.8471 | 2663.7584 | 31.8515 | 1.4279 | 54.9535 | 670050.7904 | 0 | 1682518.7718 | 0 | 0 | 0 | 0 | 917502.1293 | 2387152.3348 | 1629280.5195 | 7286504.5457 | 961560.8286 | 5131302.0575 | 5131302.0575 | 6472969.3905 | 3082262.2491 | 0 | 13379367.4319 | 28065901.1289 | 17782.7941 | 0.21479 | 62289.0759 | 130663.8042 | 1269.8471 | 2663.7584
1 | 1400 | 707 | 0.035 | 15 | 15 | 7 | 2.3714e-11 | 5spot_SharedNeighbor | CO2 | Porous | Wet | R600a | MinimizeLCOE_Brownfield | IgnoreSilica | 2019 | 57.3024 | 5.5804 | 0.053652 | 4 | 62308.983 | 130743.1332 | 1270.2529 | 2665.3756 | 31.8525 | 1.4281 | 58.0404 | 669479.9522 | 0 | 1680718.0997 | 0 | 0 | 0 | 0 | 916577.2402 | 2384745.9632 | 1627638.1215 | 7279159.3768 | 961560.8286 | 5131302.0575 | 5131302.0575 | 6472969.3905 | 3082262.2491 | 0 | 13372022.2629 | 28058555.96 | 23713.7371 | 0.21461 | 62308.983 | 130743.1332 | 1270.2529 | 2665.3756
1 | 1400 | 707 | 0.035 | 15 | 15 | 7 | 3.1623e-11 | 5spot_SharedNeighbor | CO2 | Porous | Wet | R600a | MinimizeLCOE_Brownfield | IgnoreSilica | 2019 | 57.2512 | 5.5752 | 0.053617 | 4 | 62325.8167 | 130804.9483 | 1270.5961 | 2666.6358 | 31.853 | 1.4282 | 52.3605 | 669073.2475 | 0 | 1679454.5112 | 0 | 0 | 0 | 0 | 915925.8259 | 2383051.1167 | 1626481.354 | 7273986.0552 | 961560.8286 | 5131302.0575 | 5131302.0575 | 6472969.3905 | 3082262.2491 | 0 | 13366848.9413 | 28053382.6384 | 31622.7766 | 0.21447 | 62325.8167 | 130804.9483 | 1270.5961 | 2666.6358
1 | 1400 | 707 | 0.035 | 15 | 15 | 7 | 4.217e-11 | 5spot_SharedNeighbor | CO2 | Porous | Wet | R600a | MinimizeLCOE_Brownfield | IgnoreSilica | 2019 | 57.1929 | 5.5693 | 0.053582 | 4 | 62339.9244 | 130864.163 | 1270.8837 | 2667.843 | 31.854 | 1.4283 | 46.4804 | 668626.9652 | 0 | 1678036.1509 | 0 | 0 | 0 | 0 | 915198.6153 | 2381159.0639 | 1625189.9891 | 7268210.7844 | 961560.8286 | 5131302.0575 | 5131302.0575 | 6472969.3905 | 3082262.2491 | 0 | 13361073.6705 | 28047607.3676 | 42169.6503 | 0.21433 | 62339.9244 | 130864.163 | 1270.8837 | 2667.843
1 | 1400 | 707 | 0.035 | 15 | 15 | 7 | 5.6234e-11 | 5spot_SharedNeighbor | CO2 | Porous | Wet | R600a | MinimizeLCOE_Brownfield | IgnoreSilica | 2019 | 57.1586 | 5.5659 | 0.053558 | 4 | 62351.5251 | 130906.1615 | 1271.1202 | 2668.6992 | 31.8544 | 1.4284 | 52.8608 | 668355.9144 | 0 | 1677196.8 | 0 | 0 | 0 | 0 | 914765.5586 | 2380032.3393 | 1624420.9764 | 7264771.5888 | 961560.8286 | 5131302.0575 | 5131302.0575 | 6472969.3905 | 3082262.2491 | 0 | 13357634.4749 | 28044168.172 | 56234.1325 | 0.21423 | 62351.5251 | 130906.1615 | 1271.1202 | 2668.6992
1 | 1400 | 707 | 0.035 | 15 | 15 | 7 | 7.4989e-11 | 5spot_SharedNeighbor | CO2 | Porous | Wet | R600a | MinimizeLCOE_Brownfield | IgnoreSilica | 2019 | 57.1346 | 5.5634 | 0.05354 | 4 | 62360.8832 | 130938.2725 | 1271.311 | 2669.3538 | 31.8546 | 1.4284 | 51.86 | 668162.6493 | 0 | 1676606.2266 | 0 | 0 | 0 | 0 | 914459.8616 | 2379236.9784 | 1623878.1262 | 7262343.842 | 961560.8286 | 5131302.0575 | 5131302.0575 | 6472969.3905 | 3082262.2491 | 0 | 13355206.7282 | 28041740.4252 | 74989.4209 | 0.21416 | 62360.8832 | 130938.2725 | 1271.311 | 2669.3538
1 | 1400 | 707 | 0.035 | 15 | 15 | 7 | 1e-10 | 5spot_SharedNeighbor | CO2 | Porous | Wet | R600a | MinimizeLCOE_Brownfield | IgnoreSilica | 2019 | 57.1197 | 5.5619 | 0.053528 | 4 | 62368.3093 | 130961.6491 | 1271.4623 | 2669.8304 | 31.8546 | 1.4284 | 50.1938 | 668039.3863 | 0 | 1676240.1644 | 0 | 0 | 0 | 0 | 914269.0248 | 2378740.4601 | 1623539.2422 | 7260828.2777 | 961560.8286 | 5131302.0575 | 5131302.0575 | 6472969.3905 | 3082262.2491 | 0 | 13353691.1638 | 28040224.8609 | 100000 | 0.21411 | 62368.3093 | 130961.6491 | 1271.4623 | 2669.8304
1 | 1400 | 707 | 0.035 | 15 | 15 | 7 | 1.3335e-10 | 5spot_SharedNeighbor | CO2 | Porous | Wet | R600a | MinimizeLCOE_Brownfield | IgnoreSilica | 2019 | 57.1003 | 5.56 | 0.053515 | 4 | 62374.1226 | 130983.7356 | 1271.5809 | 2670.2806 | 31.8549 | 1.4285 | 48.4404 | 667888.9533 | 0 | 1675769.7616 | 0 | 0 | 0 | 0 | 914026.8988 | 2378110.498 | 1623109.2802 | 7258905.392 | 961560.8286 | 5131302.0575 | 5131302.0575 | 6472969.3905 | 3082262.2491 | 0 | 13351768.2781 | 28038301.9752 | 133352.1432 | 0.21406 | 62374.1226 | 130983.7356 | 1271.5809 | 2670.2806
1 | 1400 | 707 | 0.035 | 15 | 15 | 7 | 1.7783e-10 | 5spot_SharedNeighbor | CO2 | Porous | Wet | R600a | MinimizeLCOE_Brownfield | IgnoreSilica | 2019 | 57.0855 | 5.5585 | 0.053505 | 4 | 62378.627 | 131000.7192 | 1271.6727 | 2670.6269 | 31.8551 | 1.4285 | 59.2549 | 667774.2891 | 0 | 1675411.7404 | 0 | 0 | 0 | 0 | 913842.5515 | 2377630.8641 | 1622781.9202 | 7257441.3653 | 961560.8286 | 5131302.0575 | 5131302.0575 | 6472969.3905 | 3082262.2491 | 0 | 13350304.2514 | 28036837.9485 | 177827.941 | 0.21402 | 62378.627 | 131000.7192 | 1271.6727 | 2670.6269
1 | 1400 | 707 | 0.035 | 15 | 15 | 7 | 2.3714e-10 | 5spot_SharedNeighbor | CO2 | Porous | Wet | R600a | MinimizeLCOE_Brownfield | IgnoreSilica | 2019 | 57.066 | 5.5566 | 0.053495 | 4 | 62382.0903 | 131017.6787 | 1271.7433 | 2670.9726 | 31.8555 | 1.4286 | 54.9483 | 667630.5737 | 0 | 1674947.1409 | 0 | 0 | 0 | 0 | 913605.3087 | 2377013.607 | 1622360.6295 | 7255557.2599 | 961560.8286 | 5131302.0575 | 5131302.0575 | 6472969.3905 | 3082262.2491 | 0 | 13348420.146 | 28034953.8431 | 237137.3706 | 0.21398 | 62382.0903 | 131017.6787 | 1271.7433 | 2670.9726
1 | 1400 | 707 | 0.035 | 15 | 15 | 7 | 3.1623e-10 | 5spot_SharedNeighbor | CO2 | Porous | Wet | R600a | MinimizeLCOE_Brownfield | IgnoreSilica | 2019 | 57.066 | 5.5566 | 0.053492 | 4 | 62384.7347 | 131023.4249 | 1271.7972 | 2671.0897 | 31.8553 | 1.4286 | 55.2729 | 667623.4715 | 0 | 1674942.1654 | 0 | 0 | 0 | 0 | 913600.5984 | 2377001.3517 | 1622352.2651 | 7255519.852 | 961560.8286 | 5131302.0575 | 5131302.0575 | 6472969.3905 | 3082262.2491 | 0 | 13348382.7382 | 28034916.4352 | 316227.766 | 0.21397 | 62384.7347 | 131023.4249 | 1271.7972 | 2671.0897
1 | 1400 | 707 | 0.035 | 15 | 15 | 7 | 4.217e-10 | 5spot_SharedNeighbor | CO2 | Porous | Wet | R600a | MinimizeLCOE_Brownfield | IgnoreSilica | 2019 | 57.064 | 5.5563 | 0.05349 | 4 | 62386.7467 | 131028.7787 | 1271.8382 | 2671.1989 | 31.8553 | 1.4286 | 54.861 | 667604.0839 | 0 | 1674890.7215 | 0 | 0 | 0 | 0 | 913572.9741 | 2376929.479 | 1622303.2105 | 7255300.469 | 961560.8286 | 5131302.0575 | 5131302.0575 | 6472969.3905 | 3082262.2491 | 0 | 13348163.3551 | 28034697.0522 | 421696.5034 | 0.21396 | 62386.7467 | 131028.7787 | 1271.8382 | 2671.1989
1 | 1400 | 707 | 0.035 | 15 | 15 | 7 | 5.6234e-10 | 5spot_SharedNeighbor | CO2 | Porous | Wet | R600a | MinimizeLCOE_Brownfield | IgnoreSilica | 2019 | 57.0466 | 5.5546 | 0.053482 | 4 | 62388.2721 | 131040.5403 | 1271.8693 | 2671.4387 | 31.8557 | 1.4286 | 53.482 | 667479.6932 | 0 | 1674477.8938 | 0 | 0 | 0 | 0 | 913363.4589 | 2376384.3635 | 1621931.1579 | 7253636.5673 | 961560.8286 | 5131302.0575 | 5131302.0575 | 6472969.3905 | 3082262.2491 | 0 | 13346499.4534 | 28033033.1505 | 562341.3252 | 0.21393 | 62388.2721 | 131040.5403 | 1271.8693 | 2671.4387
1 | 1400 | 707 | 0.035 | 15 | 15 | 7 | 7.4989e-10 | 5spot_SharedNeighbor | CO2 | Porous | Wet | R600a | MinimizeLCOE_Brownfield | IgnoreSilica | 2019 | 57.0466 | 5.5546 | 0.053481 | 4 | 62389.4236 | 131043.0399 | 1271.8928 | 2671.4896 | 31.8557 | 1.4286 | 52.9765 | 667476.64 | 0 | 1674475.8598 | 0 | 0 | 0 | 0 | 913361.4749 | 2376379.2016 | 1621927.6348 | 7253620.8112 | 961560.8286 | 5131302.0575 | 5131302.0575 | 6472969.3905 | 3082262.2491 | 0 | 13346483.6973 | 28033017.3944 | 749894.2093 | 0.21392 | 62389.4236 | 131043.0399 | 1271.8928 | 2671.4896
1 | 1400 | 707 | 0.035 | 15 | 15 | 7 | 1e-09 | 5spot_SharedNeighbor | CO2 | Porous | Wet | R600a | MinimizeLCOE_Brownfield | IgnoreSilica | 2019 | 57.0466 | 5.5546 | 0.05348 | 4 | 62390.2925 | 131044.9258 | 1271.9105 | 2671.5281 | 31.8556 | 1.4286 | 53.6706 | 667474.3415 | 0 | 1674474.3429 | 0 | 0 | 0 | 0 | 913359.9869 | 2376375.33 | 1621924.9923 | 7253608.9935 | 961560.8286 | 5131302.0575 | 5131302.0575 | 6472969.3905 | 3082262.2491 | 0 | 13346471.8796 | 28033005.5767 | 1000000 | 0.21392 | 62390.2925 | 131044.9258 | 1271.9105 | 2671.5281
1 | 1400 | 707 | 0.035 | 15 | 15 | 7 | 1.3335e-09 | 5spot_SharedNeighbor | CO2 | Porous | Wet | R600a | MinimizeLCOE_Brownfield | IgnoreSilica | 2019 | 57.0466 | 5.5546 | 0.053479 | 4 | 62390.9471 | 131046.3463 | 1271.9238 | 2671.557 | 31.8556 | 1.4286 | 53.3138 | 667472.6127 | 0 | 1674473.21 | 0 | 0 | 0 | 0 | 913358.8708 | 2376372.4263 | 1621923.0105 | 7253600.1303 | 961560.8286 | 5131302.0575 | 5131302.0575 | 6472969.3905 | 3082262.2491 | 0 | 13346463.0164 | 28032996.7135 | 1333521.4322 | 0.21392 | 62390.9471 | 131046.3463 | 1271.9238 | 2671.557
1 | 1400 | 707 | 0.035 | 15 | 15 | 7 | 1.7783e-09 | 5spot_SharedNeighbor | CO2 | Porous | Wet | R600a | MinimizeLCOE_Brownfield | IgnoreSilica | 2019 | 57.0466 | 5.5546 | 0.053479 | 4 | 62391.4397 | 131047.4153 | 1271.9339 | 2671.5788 | 31.8555 | 1.4286 | 53.4724 | 667471.3134 | 0 | 1674472.3632 | 0 | 0 | 0 | 0 | 913358.0339 | 2376370.2486 | 1621921.5242 | 7253593.4833 | 961560.8286 | 5131302.0575 | 5131302.0575 | 6472969.3905 | 3082262.2491 | 0 | 13346456.3694 | 28032990.0665 | 1778279.41 | 0.21391 | 62391.4397 | 131047.4153 | 1271.9339 | 2671.5788
1 | 1400 | 707 | 0.035 | 15 | 15 | 7 | 2.3714e-09 | 5spot_SharedNeighbor | CO2 | Porous | Wet | R600a | MinimizeLCOE_Brownfield | IgnoreSilica | 2019 | 57.0466 | 5.5546 | 0.053478 | 4 | 62391.8101 | 131048.2189 | 1271.9414 | 2671.5952 | 31.8555 | 1.4286 | 53.9495 | 667470.3375 | 0 | 1674471.7296 | 0 | 0 | 0 | 0 | 913357.4062 | 2376368.6155 | 1621920.4096 | 7253588.4983 | 961560.8286 | 5131302.0575 | 5131302.0575 | 6472969.3905 | 3082262.2491 | 0 | 13346451.3844 | 28032985.0815 | 2371373.7057 | 0.21391 | 62391.8101 | 131048.2189 | 1271.9414 | 2671.5952
1 | 1400 | 707 | 0.035 | 15 | 15 | 7 | 3.1623e-09 | 5spot_SharedNeighbor | CO2 | Porous | Wet | R600a | MinimizeLCOE_Brownfield | IgnoreSilica | 2019 | 57.042 | 5.5542 | 0.053476 | 4 | 62392.0884 | 131051.0692 | 1271.9471 | 2671.6533 | 31.8556 | 1.4286 | 52.6609 | 667437.6173 | 0 | 1674362.245 | 0 | 0 | 0 | 0 | 913301.9463 | 2376224.3203 | 1621821.9251 | 7253148.0541 | 961560.8286 | 5131302.0575 | 5131302.0575 | 6472969.3905 | 3082262.2491 | 0 | 13346010.9402 | 28032544.6373 | 3162277.6602 | 0.21391 | 62392.0884 | 131051.0692 | 1271.9471 | 2671.6533
1 | 1400 | 707 | 0.035 | 15 | 15 | 7 | 4.217e-09 | 5spot_SharedNeighbor | CO2 | Porous | Wet | R600a | MinimizeLCOE_Brownfield | IgnoreSilica | 2019 | 57.042 | 5.5542 | 0.053476 | 4 | 62392.2973 | 131051.5224 | 1271.9514 | 2671.6625 | 31.8556 | 1.4286 | 53.2749 | 667437.0676 | 0 | 1674361.8901 | 0 | 0 | 0 | 0 | 913301.5935 | 2376223.4024 | 1621821.2987 | 7253145.2524 | 961560.8286 | 5131302.0575 | 5131302.0575 | 6472969.3905 | 3082262.2491 | 0 | 13346008.1385 | 28032541.8356 | 4216965.0343 | 0.2139 | 62392.2973 | 131051.5224 | 1271.9514 | 2671.6625
1 | 1400 | 707 | 0.035 | 15 | 15 | 7 | 5.6234e-09 | 5spot_SharedNeighbor | CO2 | Porous | Wet | R600a | MinimizeLCOE_Brownfield | IgnoreSilica | 2019 | 57.042 | 5.5542 | 0.053476 | 4 | 62392.4542 | 131051.8627 | 1271.9546 | 2671.6695 | 31.8556 | 1.4286 | 53.8605 | 667436.6551 | 0 | 1674361.6243 | 0 | 0 | 0 | 0 | 913301.329 | 2376222.7141 | 1621820.8289 | 7253143.1513 | 961560.8286 | 5131302.0575 | 5131302.0575 | 6472969.3905 | 3082262.2491 | 0 | 13346006.0374 | 28032539.7345 | 5623413.2519 | 0.2139 | 62392.4542 | 131051.8627 | 1271.9546 | 2671.6695
1 | 1400 | 707 | 0.035 | 15 | 15 | 7 | 7.4989e-09 | 5spot_SharedNeighbor | CO2 | Porous | Wet | R600a | MinimizeLCOE_Brownfield | IgnoreSilica | 2019 | 57.042 | 5.5541 | 0.053476 | 4 | 62392.5719 | 131052.118 | 1271.957 | 2671.6747 | 31.8556 | 1.4286 | 53.4671 | 667436.3456 | 0 | 1674361.4251 | 0 | 0 | 0 | 0 | 913301.1306 | 2376222.1979 | 1621820.4765 | 7253141.5757 | 961560.8286 | 5131302.0575 | 5131302.0575 | 6472969.3905 | 3082262.2491 | 0 | 13346004.4618 | 28032538.1589 | 7498942.0933 | 0.2139 | 62392.5719 | 131052.118 | 1271.957 | 2671.6747
1 | 1400 | 707 | 0.035 | 15 | 15 | 7 | 1e-08 | 5spot_SharedNeighbor | CO2 | Porous | Wet | R600a | MinimizeLCOE_Brownfield | IgnoreSilica | 2019 | 57.042 | 5.5541 | 0.053476 | 4 | 62392.6602 | 131052.3096 | 1271.9588 | 2671.6786 | 31.8556 | 1.4286 | 54.1291 | 667436.1134 | 0 | 1674361.2758 | 0 | 0 | 0 | 0 | 913300.9818 | 2376221.8108 | 1621820.2123 | 7253140.3941 | 961560.8286 | 5131302.0575 | 5131302.0575 | 6472969.3905 | 3082262.2491 | 0 | 13346003.2802 | 28032536.9773 | 10000000 | 0.2139 | 62392.6602 | 131052.3096 | 1271.9588 | 2671.6786
1 | 1500 | 707 | 0.035 | 15 | 15 | 7 | 1e-13 | 5spot_SharedNeighbor | CO2 | Porous | Wet | R600a | MinimizeLCOE_Brownfield | IgnoreSilica | 2019 | 0.44303 | 0.025069 | 0.00045918 | 4 | 3587734.3811 | 11939398.0081 | 73140.8181 | 243400.7776 | 31.6923 | 1.4477 | 32.3944 | 19743.1171 | 0 | 25867.109 | 0 | 0 | 0 | 0 | 17787.9882 | 46280.6964 | 31587.5262 | 141266.4368 | 961560.8286 | 5486900.7426 | 5486900.7426 | 6655388.4938 | 3197528.562 | 0 | 6589728.008 | 21929545.8064 | 100 | 0.0018367 | 3587734.3811 | 11939398.0081 | 73140.8181 | 243400.7776
1 | 1500 | 707 | 0.035 | 15 | 15 | 7 | 1.3335e-13 | 5spot_SharedNeighbor | CO2 | Porous | Wet | R600a | MinimizeLCOE_Brownfield | IgnoreSilica | 2019 | 0.60417 | 0.040881 | 0.00072216 | 4 | 2300318.9186 | 7610748.5285 | 46895.1126 | 155155.4031 | 32.4149 | 1.5641 | 26.3988 | 26550.6534 | 0 | 35800.112 | 0 | 0 | 0 | 1023.9818 | 24716.1514 | 64306.3561 | 43890.4094 | 196287.6641 | 961560.8286 | 5486900.7426 | 5486900.7426 | 6655388.4938 | 3197528.562 | 0 | 6644749.2353 | 21984567.0338 | 133.3521 | 0.0028886 | 2300318.9186 | 7610748.5285 | 46895.1126 | 155155.4031
1 | 1500 | 707 | 0.035 | 15 | 15 | 7 | 1.7783e-13 | 5spot_SharedNeighbor | CO2 | Porous | Wet | R600a | MinimizeLCOE_Brownfield | IgnoreSilica | 2019 | 0.81087 | 0.061243 | 0.0010873 | 4 | 1542204.3789 | 5069285.9583 | 31439.9222 | 103344.251 | 32.9801 | 1.6486 | 38.299 | 34465.2136 | 0 | 47770.231 | 0 | 0 | 0 | 1329.3593 | 32590.2735 | 84793.2065 | 57873.1058 | 258821.3898 | 961560.8286 | 5486900.7426 | 5486900.7426 | 6655388.4938 | 3197528.562 | 0 | 6707282.961 | 22047100.7594 | 177.8279 | 0.0043492 | 1542204.3789 | 5069285.9583 | 31439.9222 | 103344.251
1 | 1500 | 707 | 0.035 | 15 | 15 | 7 | 2.3714e-13 | 5spot_SharedNeighbor | CO2 | Porous | Wet | R600a | MinimizeLCOE_Brownfield | IgnoreSilica | 2019 | 1.0692 | 0.086803 | 0.001586 | 4 | 1067915.6143 | 3485970.0886 | 21770.9043 | 71066.2154 | 33.4176 | 1.7098 | 31.9262 | 43472.6988 | 0 | 61863.8012 | 0 | 0 | 0 | 0 | 41081.235 | 106884.9466 | 72951.1723 | 326253.8541 | 961560.8286 | 5486900.7426 | 5486900.7426 | 6655388.4938 | 3197528.562 | 0 | 6774715.4253 | 22114533.2237 | 237.1374 | 0.0063439 | 1067915.6143 | 3485970.0886 | 21770.9043 | 71066.2154
1 | 1500 | 707 | 0.035 | 15 | 15 | 7 | 3.1623e-13 | 5spot_SharedNeighbor | CO2 | Porous | Wet | R600a | MinimizeLCOE_Brownfield | IgnoreSilica | 2019 | 1.4375 | 0.12304 | 0.0022755 | 4 | 754711.689 | 2440026.7785 | 15385.8186 | 49743.2463 | 33.7977 | 1.7599 | 108.4911 | 55150.916 | 0 | 80763.0375 | 0 | 0 | 0 | 0 | 53006.4419 | 137911.8886 | 94127.6978 | 420959.9818 | 961560.8286 | 5486900.7426 | 5486900.7426 | 6655388.4938 | 3197528.562 | 0 | 6869421.553 | 22209239.3514 | 316.2278 | 0.009102 | 754711.689 | 2440026.7785 | 15385.8186 | 49743.2463
1 | 1500 | 707 | 0.035 | 15 | 15 | 7 | 4.217e-13 | 5spot_SharedNeighbor | CO2 | Porous | Wet | R600a | MinimizeLCOE_Brownfield | IgnoreSilica | 2019 | 1.9237 | 0.17086 | 0.0031945 | 4 | 546681.9962 | 1747178.7134 | 11144.8519 | 35618.6013 | 34.0954 | 1.7972 | 150.0274 | 69159.803 | 0 | 104213.8326 | 0 | 0 | 0 | 0 | 67615.7179 | 175922.228 | 120070.5355 | 536982.117 | 961560.8286 | 5486900.7426 | 5486900.7426 | 6655388.4938 | 3197528.562 | 0 | 6985443.6882 | 22325261.4866 | 421.6965 | 0.012778 | 546681.9962 | 1747178.7134 | 11144.8519 | 35618.6013
1 | 1500 | 707 | 0.035 | 15 | 15 | 7 | 5.6234e-13 | 5spot_SharedNeighbor | CO2 | Porous | Wet | R600a | MinimizeLCOE_Brownfield | IgnoreSilica | 2019 | 2.5655 | 0.23396 | 0.0044139 | 4 | 403712.5112 | 1272544.5763 | 8230.2256 | 25942.5424 | 34.327 | 1.8249 | 203.762 | 86001.1868 | 0 | 133340.1971 | 0 | 0 | 0 | 0 | 85543.1397 | 222565.7022 | 151905.665 | 679355.8908 | 961560.8286 | 5486900.7426 | 5486900.7426 | 6655388.4938 | 3197528.562 | 0 | 7127817.462 | 22467635.2604 | 562.3413 | 0.017656 | 403712.5112 | 1272544.5763 | 8230.2256 | 25942.5424
1 | 1500 | 707 | 0.035 | 15 | 15 | 7 | 7.4989e-13 | 5spot_SharedNeighbor | CO2 | Porous | Wet | R600a | MinimizeLCOE_Brownfield | IgnoreSilica | 2019 | 3.4346 | 0.31937 | 0.006055 | 4 | 301831.1028 | 935186.6461 | 6153.2353 | 19065.0447 | 34.5092 | 1.846 | 35.5946 | 106794.057 | 0 | 170465.9594 | 0 | 0 | 0 | 1006.5938 | 108523.978 | 282357.1294 | 192714.5427 | 861862.2603 | 961560.8286 | 5486900.7426 | 5486900.7426 | 6655388.4938 | 3197528.562 | 0 | 7310323.8315 | 22650141.63 | 749.8942 | 0.02422 | 301831.1028 | 935186.6461 | 6153.2353 | 19065.0447
1 | 1500 | 707 | 0.035 | 15 | 15 | 7 | 1e-12 | 5spot_SharedNeighbor | CO2 | Porous | Wet | R600a | MinimizeLCOE_Brownfield | IgnoreSilica | 2019 | 4.577 | 0.43168 | 0.0082495 | 4 | 228100.1278 | 692971.7647 | 4650.1296 | 14127.1667 | 34.6468 | 1.8615 | 43.8491 | 131748.4009 | 0 | 216424.0456 | 0 | 0 | 0 | 0 | 135787.2541 | 353290.5814 | 241128.0812 | 1078378.3632 | 961560.8286 | 5486900.7426 | 5486900.7426 | 6655388.4938 | 3197528.562 | 0 | 7526839.9344 | 22866657.7329 | 1000 | 0.032998 | 228100.1278 | 692971.7647 | 4650.1296 | 14127.1667
1 | 1500 | 707 | 0.035 | 15 | 15 | 7 | 1.3335e-12 | 5spot_SharedNeighbor | CO2 | Porous | Wet | R600a | MinimizeLCOE_Brownfield | IgnoreSilica | 2019 | 6.1117 | 0.58251 | 0.01115 | 4 | 175033.0088 | 518978.8658 | 3568.2846 | 10580.0862 | 34.7499 | 1.8727 | 38.7085 | 162385.5661 | 0 | 274625.8416 | 0 | 0 | 0 | 1417.4692 | 170987.262 | 444873.7815 | 303635.4971 | 1357925.4177 | 961560.8286 | 5486900.7426 | 5486900.7426 | 6655388.4938 | 3197528.562 | 0 | 7806386.9889 | 23146204.7873 | 1333.5214 | 0.0446 | 175033.0088 | 518978.8658 | 3568.2846 | 10580.0862
1 | 1500 | 707 | 0.035 | 15 | 15 | 7 | 1.7783e-12 | 5spot_SharedNeighbor | CO2 | Porous | Wet | R600a | MinimizeLCOE_Brownfield | IgnoreSilica | 2019 | 8.1332 | 0.78127 | 0.01502 | 4 | 135488.5226 | 390808.0323 | 2762.1168 | 7967.1503 | 34.8244 | 1.8805 | 48.2191 | 199311.2378 | 0 | 346916.7143 | 0 | 0 | 0 | 0 | 213028.9013 | 554257.5031 | 378292.1347 | 1691806.4913 | 961560.8286 | 5486900.7426 | 5486900.7426 | 6655388.4938 | 3197528.562 | 0 | 8140268.0625 | 23480085.8609 | 1778.2794 | 0.060081 | 135488.5226 | 390808.0323 | 2762.1168 | 7967.1503
1 | 1500 | 707 | 0.035 | 15 | 15 | 7 | 2.3714e-12 | 5spot_SharedNeighbor | CO2 | Porous | Wet | R600a | MinimizeLCOE_Brownfield | IgnoreSilica | 2019 | 10.8569 | 1.0491 | 0.020174 | 4 | 106147.3171 | 296237.5783 | 2163.9566 | 6039.2037 | 34.8732 | 1.885 | 54.3197 | 244815.702 | 0 | 438811.4128 | 0 | 0 | 0 | 0 | 266614.5748 | 693676.4334 | 473448.4194 | 2117366.5423 | 961560.8286 | 5486900.7426 | 5486900.7426 | 6655388.4938 | 3197528.562 | 0 | 8565828.1136 | 23905645.912 | 2371.3737 | 0.080698 | 106147.3171 | 296237.5783 | 2163.9566 | 6039.2037
1 | 1500 | 707 | 0.035 | 15 | 15 | 7 | 3.1623e-12 | 5spot_SharedNeighbor | CO2 | Porous | Wet | R600a | MinimizeLCOE_Brownfield | IgnoreSilica | 2019 | 14.4527 | 1.4025 | 0.026928 | 4 | 84396.6411 | 226814.1636 | 1720.5397 | 4623.9135 | 34.8981 | 1.8865 | 43.2336 | 299748.7121 | 0 | 553238.0486 | 0 | 0 | 0 | 0 | 332664.8367 | 865525.6661 | 590739.0519 | 2641916.3153 | 961560.8286 | 5486900.7426 | 5486900.7426 | 6655388.4938 | 3197528.562 | 0 | 9090377.8866 | 24430195.685 | 3162.2777 | 0.10771 | 84396.6411 | 226814.1636 | 1720.5397 | 4623.9135
1 | 1500 | 707 | 0.035 | 15 | 15 | 7 | 4.217e-12 | 5spot_SharedNeighbor | CO2 | Porous | Wet | R600a | MinimizeLCOE_Brownfield | IgnoreSilica | 2019 | 19.2586 | 1.8749 | 0.035811 | 4 | 68030.5678 | 175118.1541 | 1386.8951 | 3570.0204 | 34.8935 | 1.8839 | 44.5262 | 366749.9997 | 0 | 697616.5098 | 0 | 0 | 0 | 0 | 415102.9387 | 1080012.6972 | 737130.8579 | 3296613.0033 | 961560.8286 | 5486900.7426 | 5486900.7426 | 6655388.4938 | 3197528.562 | 0 | 9745074.5745 | 25084892.3729 | 4216.965 | 0.14325 | 68030.5678 | 175118.1541 | 1386.8951 | 3570.0204
1 | 1500 | 707 | 0.035 | 15 | 15 | 7 | 5.6234e-12 | 5spot_SharedNeighbor | CO2 | Porous | Wet | R600a | MinimizeLCOE_Brownfield | IgnoreSilica | 2019 | 25.6124 | 2.4995 | 0.047221 | 4 | 55869.0172 | 137081.244 | 1138.9655 | 2794.5866 | 34.8487 | 1.8754 | 32.5915 | 447262.4725 | 0 | 877908.1902 | 0 | 0 | 0 | 0 | 516816.5585 | 1344650.6715 | 917751.7131 | 4104389.6057 | 961560.8286 | 5486900.7426 | 5486900.7426 | 6655388.4938 | 3197528.562 | 0 | 10552851.1769 | 25892668.9753 | 5623.4133 | 0.18889 | 55869.0172 | 137081.244 | 1138.9655 | 2794.5866
1 | 1500 | 707 | 0.035 | 15 | 15 | 7 | 7.4989e-12 | 5spot_SharedNeighbor | CO2 | Porous | Wet | R600a | MinimizeLCOE_Brownfield | IgnoreSilica | 2019 | 33.9922 | 3.3233 | 0.061492 | 4 | 46939.876 | 109304.476 | 956.9329 | 2228.3196 | 34.7424 | 1.8574 | 40.8329 | 543062.3602 | 0 | 1102698.1145 | 0 | 0 | 0 | 0 | 641846.5851 | 1669953.1537 | 1139777.3415 | 5097337.5551 | 961560.8286 | 5486900.7426 | 5486900.7426 | 6655388.4938 | 3197528.562 | 0 | 11545799.1263 | 26885616.9247 | 7498.9421 | 0.24597 | 46939.876 | 109304.476 | 956.9329 | 2228.3196
1 | 1500 | 707 | 0.035 | 15 | 15 | 7 | 1e-11 | 5spot_SharedNeighbor | CO2 | Porous | Wet | R600a | MinimizeLCOE_Brownfield | IgnoreSilica | 2019 | 44.9428 | 4.3996 | 0.078336 | 4 | 40694.0847 | 89648.9712 | 829.604 | 1827.6155 | 34.5352 | 1.8239 | 42.7731 | 654314.7064 | 0 | 1380671.066 | 0 | 0 | 0 | 0 | 793644.4512 | 2064900.0633 | 1409336.7226 | 6302867.0095 | 961560.8286 | 5486900.7426 | 5486900.7426 | 6655388.4938 | 3197528.562 | 0 | 12751328.5808 | 28091146.3792 | 10000 | 0.31335 | 40694.0847 | 89648.9712 | 829.604 | 1827.6155
1 | 1500 | 707 | 0.035 | 15 | 15 | 7 | 1.3335e-11 | 5spot_SharedNeighbor | CO2 | Porous | Wet | R600a | MinimizeLCOE_Brownfield | IgnoreSilica | 2019 | 59.0884 | 5.7869 | 0.095893 | 4 | 36987.3239 | 76979.5472 | 754.0366 | 1569.3322 | 34.153 | 1.7637 | 52.0276 | 777990.3804 | 0 | 1720599.6312 | 0 | 0 | 0 | 0 | 974450.1045 | 2535319.2848 | 1730407.5075 | 7738766.9085 | 961560.8286 | 5486900.7426 | 5486900.7426 | 6655388.4938 | 3197528.562 | 0 | 14187228.4797 | 29527046.2782 | 13335.2143 | 0.38357 | 36987.3239 | 76979.5472 | 754.0366 | 1569.3322
1 | 1500 | 707 | 0.035 | 15 | 15 | 7 | 1.7783e-11 | 5spot_SharedNeighbor | CO2 | Porous | Wet | R600a | MinimizeLCOE_Brownfield | IgnoreSilica | 2019 | 70.4501 | 6.8963 | 0.10534 | 4 | 36203.5778 | 72609.3228 | 738.0589 | 1480.2393 | 33.7437 | 1.7004 | 56.3788 | 861588.1438 | 0 | 1981631.2939 | 0 | 0 | 0 | 0 | 1108855.5807 | 2885014.7633 | 1969081.8571 | 8806171.6387 | 961560.8286 | 5486900.7426 | 5486900.7426 | 6655388.4938 | 3197528.562 | 0 | 15254633.2099 | 30594451.0084 | 17782.7941 | 0.42136 | 36203.5778 | 72609.3228 | 738.0589 | 1480.2393
1 | 1500 | 707 | 0.035 | 15 | 15 | 7 | 2.3714e-11 | 5spot_SharedNeighbor | CO2 | Porous | Wet | R600a | MinimizeLCOE_Brownfield | IgnoreSilica | 2019 | 70.325 | 6.8833 | 0.1052 | 4 | 36222.5638 | 72677.3723 | 738.446 | 1481.6265 | 33.7454 | 1.7008 | 61.4484 | 860557.8201 | 0 | 1978612.3378 | 0 | 0 | 0 | 0 | 1107276.3616 | 2880905.9593 | 1966277.5139 | 8793629.9928 | 961560.8286 | 5486900.7426 | 5486900.7426 | 6655388.4938 | 3197528.562 | 0 | 15242091.564 | 30581909.3624 | 23713.7371 | 0.42079 | 36222.5638 | 72677.3723 | 738.446 | 1481.6265
1 | 1500 | 707 | 0.035 | 15 | 15 | 7 | 3.1623e-11 | 5spot_SharedNeighbor | CO2 | Porous | Wet | R600a | MinimizeLCOE_Brownfield | IgnoreSilica | 2019 | 70.2324 | 6.8736 | 0.10509 | 4 | 36237.9586 | 72730.6913 | 738.7598 | 1482.7135 | 33.7464 | 1.701 | 63.1772 | 859782.0354 | 0 | 1976363.2631 | 0 | 0 | 0 | 0 | 1106096.6664 | 2877836.6344 | 1964182.6366 | 8784261.2359 | 961560.8286 | 5486900.7426 | 5486900.7426 | 6655388.4938 | 3197528.562 | 0 | 15232722.8071 | 30572540.6055 | 31622.7766 | 0.42035 | 36237.9586 | 72730.6913 | 738.7598 | 1482.7135
1 | 1500 | 707 | 0.035 | 15 | 15 | 7 | 4.217e-11 | 5spot_SharedNeighbor | CO2 | Porous | Wet | R600a | MinimizeLCOE_Brownfield | IgnoreSilica | 2019 | 70.1593 | 6.8659 | 0.105 | 4 | 36250.4251 | 72773.4607 | 739.0139 | 1483.5854 | 33.7471 | 1.7011 | 66.2612 | 859167.5682 | 0 | 1974587.7151 | 0 | 0 | 0 | 0 | 1105164.5605 | 2875411.486 | 1962527.423 | 8776858.7528 | 961560.8286 | 5486900.7426 | 5486900.7426 | 6655388.4938 | 3197528.562 | 0 | 15225320.324 | 30565138.1224 | 42169.6503 | 0.42 | 36250.4251 | 72773.4607 | 739.0139 | 1483.5854
1 | 1500 | 707 | 0.035 | 15 | 15 | 7 | 5.6234e-11 | 5spot_SharedNeighbor | CO2 | Porous | Wet | R600a | MinimizeLCOE_Brownfield | IgnoreSilica | 2019 | 70.1035 | 6.86 | 0.10493 | 4 | 36260.4174 | 72807.0889 | 739.2177 | 1484.271 | 33.7476 | 1.7013 | 49.7876 | 858695.9776 | 0 | 1973234.2685 | 0 | 0 | 0 | 0 | 1104452.796 | 2873559.6207 | 1961263.4869 | 8771206.1496 | 961560.8286 | 5486900.7426 | 5486900.7426 | 6655388.4938 | 3197528.562 | 0 | 15219667.7208 | 30559485.5192 | 56234.1325 | 0.41973 | 36260.4174 | 72807.0889 | 739.2177 | 1484.271
1 | 1500 | 707 | 0.035 | 15 | 15 | 7 | 7.4989e-11 | 5spot_SharedNeighbor | CO2 | Porous | Wet | R600a | MinimizeLCOE_Brownfield | IgnoreSilica | 2019 | 70.0498 | 6.8545 | 0.10487 | 4 | 36268.3289 | 72835.7842 | 739.3789 | 1484.856 | 33.7484 | 1.7014 | 54.449 | 858258.8786 | 0 | 1971949.9761 | 0 | 0 | 0 | 0 | 1103781.4534 | 2871812.9249 | 1960071.3311 | 8765874.5642 | 961560.8286 | 5486900.7426 | 5486900.7426 | 6655388.4938 | 3197528.562 | 0 | 15214336.1354 | 30554153.9338 | 74989.4209 | 0.41949 | 36268.3289 | 72835.7842 | 739.3789 | 1484.856
1 | 1500 | 707 | 0.035 | 15 | 15 | 7 | 1e-10 | 5spot_SharedNeighbor | CO2 | Porous | Wet | R600a | MinimizeLCOE_Brownfield | IgnoreSilica | 2019 | 70.0233 | 6.8517 | 0.10484 | 4 | 36274.5222 | 72854.8465 | 739.5052 | 1485.2446 | 33.7484 | 1.7014 | 63.0414 | 858022.3126 | 0 | 1971296.965 | 0 | 0 | 0 | 0 | 1103434.5183 | 2870910.271 | 1959455.2512 | 8763119.318 | 961560.8286 | 5486900.7426 | 5486900.7426 | 6655388.4938 | 3197528.562 | 0 | 15211580.8892 | 30551398.6876 | 100000 | 0.41935 | 36274.5222 | 72854.8465 | 739.5052 | 1485.2446
1 | 1500 | 707 | 0.035 | 15 | 15 | 7 | 1.3335e-10 | 5spot_SharedNeighbor | CO2 | Porous | Wet | R600a | MinimizeLCOE_Brownfield | IgnoreSilica | 2019 | 69.989 | 6.8481 | 0.1048 | 4 | 36279.3234 | 72872.6084 | 739.6031 | 1485.6067 | 33.749 | 1.7015 | 69.5608 | 857746.6838 | 0 | 1970482.914 | 0 | 0 | 0 | 0 | 1103009.5431 | 2869804.5728 | 1958700.5895 | 8759744.3033 | 961560.8286 | 5486900.7426 | 5486900.7426 | 6655388.4938 | 3197528.562 | 0 | 15208205.8745 | 30548023.6729 | 133352.1432 | 0.4192 | 36279.3234 | 72872.6084 | 739.6031 | 1485.6067
1 | 1500 | 707 | 0.035 | 15 | 15 | 7 | 1.7783e-10 | 5spot_SharedNeighbor | CO2 | Porous | Wet | R600a | MinimizeLCOE_Brownfield | IgnoreSilica | 2019 | 69.965 | 6.8457 | 0.10477 | 4 | 36283.0173 | 72885.7713 | 739.6784 | 1485.875 | 33.7493 | 1.7016 | 67.8034 | 857550.2898 | 0 | 1969908.8713 | 0 | 0 | 0 | 0 | 1102709.0728 | 2869022.8108 | 1958167.0209 | 8757358.0657 | 961560.8286 | 5486900.7426 | 5486900.7426 | 6655388.4938 | 3197528.562 | 0 | 15205819.6369 | 30545637.4354 | 177827.941 | 0.41909 | 36283.0173 | 72885.7713 | 739.6784 | 1485.875
1 | 1500 | 707 | 0.035 | 15 | 15 | 7 | 2.3714e-10 | 5spot_SharedNeighbor | CO2 | Porous | Wet | R600a | MinimizeLCOE_Brownfield | IgnoreSilica | 2019 | 69.9501 | 6.8441 | 0.10475 | 4 | 36285.8418 | 72895.0488 | 739.736 | 1486.0642 | 33.7494 | 1.7016 | 66.147 | 857424.5262 | 0 | 1969551.3686 | 0 | 0 | 0 | 0 | 1102520.599 | 2868532.4405 | 1957832.3331 | 8755861.2673 | 961560.8286 | 5486900.7426 | 5486900.7426 | 6655388.4938 | 3197528.562 | 0 | 15204322.8385 | 30544140.637 | 237137.3706 | 0.41902 | 36285.8418 | 72895.0488 | 739.736 | 1486.0642
1 | 1500 | 707 | 0.035 | 15 | 15 | 7 | 3.1623e-10 | 5spot_SharedNeighbor | CO2 | Porous | Wet | R600a | MinimizeLCOE_Brownfield | IgnoreSilica | 2019 | 69.9307 | 6.8422 | 0.10473 | 4 | 36287.9917 | 72903.8932 | 739.7798 | 1486.2445 | 33.7498 | 1.7017 | 64.3588 | 857273.7199 | 0 | 1969095.4553 | 0 | 0 | 0 | 0 | 1102283.9783 | 2867916.802 | 1957412.1472 | 8753982.1027 | 961560.8286 | 5486900.7426 | 5486900.7426 | 6655388.4938 | 3197528.562 | 0 | 15202443.6739 | 30542261.4724 | 316227.766 | 0.41894 | 36287.9917 | 72903.8932 | 739.7798 | 1486.2445
1 | 1500 | 707 | 0.035 | 15 | 15 | 7 | 4.217e-10 | 5spot_SharedNeighbor | CO2 | Porous | Wet | R600a | MinimizeLCOE_Brownfield | IgnoreSilica | 2019 | 69.9307 | 6.8421 | 0.10473 | 4 | 36289.6215 | 72907.3767 | 739.813 | 1486.3155 | 33.7496 | 1.7017 | 64.561 | 857258.989 | 0 | 1969082.1517 | 0 | 0 | 0 | 0 | 1102273.0449 | 2867888.3555 | 1957392.7318 | 8753895.2729 | 961560.8286 | 5486900.7426 | 5486900.7426 | 6655388.4938 | 3197528.562 | 0 | 15202356.8441 | 30542174.6426 | 421696.5034 | 0.41892 | 36289.6215 | 72907.3767 | 739.813 | 1486.3155
1 | 1500 | 707 | 0.035 | 15 | 15 | 7 | 5.6234e-10 | 5spot_SharedNeighbor | CO2 | Porous | Wet | R600a | MinimizeLCOE_Brownfield | IgnoreSilica | 2019 | 69.9112 | 6.8402 | 0.10471 | 4 | 36290.8547 | 72914.2608 | 739.8382 | 1486.4558 | 33.7501 | 1.7018 | 63.0091 | 857116.5574 | 0 | 1968634.0172 | 0 | 0 | 0 | 0 | 1102042.7241 | 2867289.1081 | 1956983.7332 | 8752066.1401 | 961560.8286 | 5486900.7426 | 5486900.7426 | 6655388.4938 | 3197528.562 | 0 | 15200527.7113 | 30540345.5097 | 562341.3252 | 0.41885 | 36290.8547 | 72914.2608 | 739.8382 | 1486.4558
1 | 1500 | 707 | 0.035 | 15 | 15 | 7 | 7.4989e-10 | 5spot_SharedNeighbor | CO2 | Porous | Wet | R600a | MinimizeLCOE_Brownfield | IgnoreSilica | 2019 | 69.9159 | 6.8406 | 0.10471 | 4 | 36291.7844 | 72915.2352 | 739.8571 | 1486.4757 | 33.7498 | 1.7017 | 73.3791 | 857139.4531 | 0 | 1968730.8599 | 0 | 0 | 0 | 0 | 1102089.4221 | 2867410.6066 | 1957066.6584 | 8752437.0001 | 961560.8286 | 5486900.7426 | 5486900.7426 | 6655388.4938 | 3197528.562 | 0 | 15200898.5713 | 30540716.3697 | 749894.2093 | 0.41885 | 36291.7844 | 72915.2352 | 739.8571 | 1486.4757
1 | 1500 | 707 | 0.035 | 15 | 15 | 7 | 1e-09 | 5spot_SharedNeighbor | CO2 | Porous | Wet | R600a | MinimizeLCOE_Brownfield | IgnoreSilica | 2019 | 69.9159 | 6.8405 | 0.10471 | 4 | 36292.4855 | 72916.7327 | 739.8714 | 1486.5062 | 33.7497 | 1.7017 | 72.8834 | 857133.1506 | 0 | 1968725.2476 | 0 | 0 | 0 | 0 | 1102084.7753 | 2867398.5167 | 1957058.4068 | 8752400.097 | 961560.8286 | 5486900.7426 | 5486900.7426 | 6655388.4938 | 3197528.562 | 0 | 15200861.6682 | 30540679.4666 | 1000000 | 0.41884 | 36292.4855 | 72916.7327 | 739.8714 | 1486.5062
1 | 1500 | 707 | 0.035 | 15 | 15 | 7 | 1.3335e-09 | 5spot_SharedNeighbor | CO2 | Porous | Wet | R600a | MinimizeLCOE_Brownfield | IgnoreSilica | 2019 | 69.9159 | 6.8405 | 0.10471 | 4 | 36293.0133 | 72917.8598 | 739.8822 | 1486.5292 | 33.7496 | 1.7017 | 72.8829 | 857128.4109 | 0 | 1968721.0378 | 0 | 0 | 0 | 0 | 1102081.285 | 2867389.4356 | 1957052.2088 | 8752372.378 | 961560.8286 | 5486900.7426 | 5486900.7426 | 6655388.4938 | 3197528.562 | 0 | 15200833.9492 | 30540651.7477 | 1333521.4322 | 0.41884 | 36293.0133 | 72917.8598 | 739.8822 | 1486.5292
1 | 1500 | 707 | 0.035 | 15 | 15 | 7 | 1.7783e-09 | 5spot_SharedNeighbor | CO2 | Porous | Wet | R600a | MinimizeLCOE_Brownfield | IgnoreSilica | 2019 | 69.8964 | 6.8386 | 0.1047 | 4 | 36293.4101 | 72922.9574 | 739.8903 | 1486.6331 | 33.7503 | 1.7018 | 70.3865 | 856993.5418 | 0 | 1968279.7444 | 0 | 0 | 0 | 0 | 1101856.5816 | 2866804.8035 | 1956653.1853 | 8750587.8567 | 961560.8286 | 5486900.7426 | 5486900.7426 | 6655388.4938 | 3197528.562 | 0 | 15199049.4279 | 30538867.2263 | 1778279.41 | 0.41878 | 36293.4101 | 72922.9574 | 739.8903 | 1486.6331
1 | 1500 | 707 | 0.035 | 15 | 15 | 7 | 2.3714e-09 | 5spot_SharedNeighbor | CO2 | Porous | Wet | R600a | MinimizeLCOE_Brownfield | IgnoreSilica | 2019 | 69.8964 | 6.8386 | 0.10469 | 4 | 36293.708 | 72923.5934 | 739.8963 | 1486.6461 | 33.7503 | 1.7018 | 71.3423 | 856990.8705 | 0 | 1968277.3804 | 0 | 0 | 0 | 0 | 1101854.6178 | 2866799.6941 | 1956649.6981 | 8750572.2609 | 961560.8286 | 5486900.7426 | 5486900.7426 | 6655388.4938 | 3197528.562 | 0 | 15199033.8321 | 30538851.6305 | 2371373.7057 | 0.41878 | 36293.708 | 72923.5934 | 739.8963 | 1486.6461
1 | 1500 | 707 | 0.035 | 15 | 15 | 7 | 3.1623e-09 | 5spot_SharedNeighbor | CO2 | Porous | Wet | R600a | MinimizeLCOE_Brownfield | IgnoreSilica | 2019 | 69.8964 | 6.8386 | 0.10469 | 4 | 36293.9317 | 72924.0712 | 739.9009 | 1486.6558 | 33.7502 | 1.7018 | 71.2749 | 856988.8648 | 0 | 1968275.6074 | 0 | 0 | 0 | 0 | 1101853.1442 | 2866795.86 | 1956647.0812 | 8750560.5576 | 961560.8286 | 5486900.7426 | 5486900.7426 | 6655388.4938 | 3197528.562 | 0 | 15199022.1288 | 30538839.9272 | 3162277.6602 | 0.41878 | 36293.9317 | 72924.0712 | 739.9009 | 1486.6558
1 | 1500 | 707 | 0.035 | 15 | 15 | 7 | 4.217e-09 | 5spot_SharedNeighbor | CO2 | Porous | Wet | R600a | MinimizeLCOE_Brownfield | IgnoreSilica | 2019 | 69.8964 | 6.8386 | 0.10469 | 4 | 36294.0997 | 72924.4298 | 739.9043 | 1486.6631 | 33.7502 | 1.7018 | 71.1352 | 856987.3594 | 0 | 1968274.2778 | 0 | 0 | 0 | 0 | 1101852.0385 | 2866792.9833 | 1956645.1178 | 8750551.7768 | 961560.8286 | 5486900.7426 | 5486900.7426 | 6655388.4938 | 3197528.562 | 0 | 15199013.348 | 30538831.1465 | 4216965.0343 | 0.41877 | 36294.0997 | 72924.4298 | 739.9043 | 1486.6631
1 | 1500 | 707 | 0.035 | 15 | 15 | 7 | 5.6234e-09 | 5spot_SharedNeighbor | CO2 | Porous | Wet | R600a | MinimizeLCOE_Brownfield | IgnoreSilica | 2019 | 69.8964 | 6.8386 | 0.10469 | 4 | 36294.2258 | 72924.699 | 739.9069 | 1486.6686 | 33.7502 | 1.7018 | 70.851 | 856986.2298 | 0 | 1968273.2806 | 0 | 0 | 0 | 0 | 1101851.2091 | 2866790.8252 | 1956643.6449 | 8750545.1896 | 961560.8286 | 5486900.7426 | 5486900.7426 | 6655388.4938 | 3197528.562 | 0 | 15199006.7608 | 30538824.5593 | 5623413.2519 | 0.41877 | 36294.2258 | 72924.699 | 739.9069 | 1486.6686
1 | 1500 | 707 | 0.035 | 15 | 15 | 7 | 7.4989e-09 | 5spot_SharedNeighbor | CO2 | Porous | Wet | R600a | MinimizeLCOE_Brownfield | IgnoreSilica | 2019 | 69.8964 | 6.8386 | 0.10469 | 4 | 36294.3204 | 72924.901 | 739.9088 | 1486.6727 | 33.7502 | 1.7018 | 71.4402 | 856985.3822 | 0 | 1968272.5329 | 0 | 0 | 0 | 0 | 1101850.5869 | 2866789.2065 | 1956642.54 | 8750540.2485 | 961560.8286 | 5486900.7426 | 5486900.7426 | 6655388.4938 | 3197528.562 | 0 | 15199001.8197 | 30538819.6181 | 7498942.0933 | 0.41877 | 36294.3204 | 72924.901 | 739.9088 | 1486.6727
1 | 1500 | 707 | 0.035 | 15 | 15 | 7 | 1e-08 | 5spot_SharedNeighbor | CO2 | Porous | Wet | R600a | MinimizeLCOE_Brownfield | IgnoreSilica | 2019 | 69.8964 | 6.8386 | 0.10469 | 4 | 36294.3914 | 72925.0526 | 739.9103 | 1486.6758 | 33.7501 | 1.7018 | 69.8677 | 856984.7464 | 0 | 1968271.9721 | 0 | 0 | 0 | 0 | 1101850.1202 | 2866787.9923 | 1956641.7113 | 8750536.5423 | 961560.8286 | 5486900.7426 | 5486900.7426 | 6655388.4938 | 3197528.562 | 0 | 15198998.1135 | 30538815.912 | 10000000 | 0.41877 | 36294.3914 | 72925.0526 | 739.9103 | 1486.6758
1 | 1600 | 707 | 0.035 | 15 | 15 | 7 | 1e-13 | 5spot_SharedNeighbor | CO2 | Porous | Wet | R600a | MinimizeLCOE_Brownfield | IgnoreSilica | 2019 | 0.40413 | 0.018895 | 0.00055683 | 4 | 3115237.4105 | 10301780.7488 | 63508.3283 | 210015.7348 | 32.7977 | 1.6624 | 28.3085 | 19352.0062 | 0 | 22224.0335 | 0 | 0 | 0 | 0 | 16214.6555 | 42187.2075 | 28793.636 | 128771.5386 | 961560.8286 | 5848359.5185 | 5848359.5185 | 6843374.6835 | 3315138.9113 | 0 | 6938691.8857 | 22945564.999 | 100 | 0.0022273 | 3115237.4105 | 10301780.7488 | 63508.3283 | 210015.7348
1 | 1600 | 707 | 0.035 | 15 | 15 | 7 | 1.3335e-13 | 5spot_SharedNeighbor | CO2 | Porous | Wet | R600a | MinimizeLCOE_Brownfield | IgnoreSilica | 2019 | 0.55046 | 0.033378 | 0.00089523 | 4 | 1951736.9489 | 6421759.1693 | 39788.7976 | 130916.2467 | 33.7547 | 1.8138 | 21.1676 | 26400.8256 | 0 | 31433.947 | 0 | 0 | 0 | 0 | 22555.5613 | 58684.9437 | 40053.6799 | 179128.9575 | 961560.8286 | 5848359.5185 | 5848359.5185 | 6843374.6835 | 3315138.9113 | 0 | 6989049.3047 | 22995922.418 | 133.3521 | 0.0035809 | 1951736.9489 | 6421759.1693 | 39788.7976 | 130916.2467
1 | 1600 | 707 | 0.035 | 15 | 15 | 7 | 1.7783e-13 | 5spot_SharedNeighbor | CO2 | Porous | Wet | R600a | MinimizeLCOE_Brownfield | IgnoreSilica | 2019 | 0.75252 | 0.053283 | 0.0013571 | 4 | 1300321.0987 | 4248955.3128 | 26508.8044 | 86620.7012 | 34.5736 | 1.9325 | 32.843 | 35256.1505 | 0 | 43407.4676 | 0 | 0 | 0 | 1719.3222 | 31349.3467 | 81564.5696 | 55669.4947 | 248966.3513 | 961560.8286 | 5848359.5185 | 5848359.5185 | 6843374.6835 | 3315138.9113 | 0 | 7058886.6985 | 23065759.8118 | 177.8279 | 0.0054286 | 1300321.0987 | 4248955.3128 | 26508.8044 | 86620.7012
1 | 1600 | 707 | 0.035 | 15 | 15 | 7 | 2.3714e-13 | 5spot_SharedNeighbor | CO2 | Porous | Wet | R600a | MinimizeLCOE_Brownfield | IgnoreSilica | 2019 | 1.0109 | 0.078998 | 0.0020013 | 4 | 891430.3587 | 2890961.0183 | 18173.0136 | 58936.1507 | 35.21 | 2.018 | 26.9498 | 45530.1709 | 0 | 57792.3934 | 0 | 0 | 0 | 2016.121 | 41082.0872 | 106887.1639 | 72952.6857 | 326260.622 | 961560.8286 | 5848359.5185 | 5848359.5185 | 6843374.6835 | 3315138.9113 | 0 | 7136180.9692 | 23143054.0825 | 237.1374 | 0.0080053 | 891430.3587 | 2890961.0183 | 18173.0136 | 58936.1507
1 | 1600 | 707 | 0.035 | 15 | 15 | 7 | 3.1623e-13 | 5spot_SharedNeighbor | CO2 | Porous | Wet | R600a | MinimizeLCOE_Brownfield | IgnoreSilica | 2019 | 1.3402 | 0.11197 | 0.0028897 | 4 | 624655.1615 | 2009470.2226 | 12734.4404 | 40965.7685 | 35.7085 | 2.081 | 95.4384 | 57455.7154 | 0 | 75041.2053 | 0 | 0 | 0 | 0 | 51673.7991 | 134444.6254 | 91761.2194 | 410376.5646 | 961560.8286 | 5848359.5185 | 5848359.5185 | 6843374.6835 | 3315138.9113 | 0 | 7220296.9118 | 23227170.0251 | 316.2278 | 0.011559 | 624655.1615 | 2009470.2226 | 12734.4404 | 40965.7685
1 | 1600 | 707 | 0.035 | 15 | 15 | 7 | 4.217e-13 | 5spot_SharedNeighbor | CO2 | Porous | Wet | R600a | MinimizeLCOE_Brownfield | IgnoreSilica | 2019 | 1.807 | 0.15835 | 0.0040623 | 4 | 452063.2815 | 1437152.8652 | 9215.9215 | 29298.3051 | 36.1313 | 2.1314 | 136.471 | 72825.1633 | 0 | 98041.6111 | 0 | 0 | 0 | 2101.2649 | 67457.5353 | 175510.6694 | 119789.6382 | 535725.8821 | 961560.8286 | 5848359.5185 | 5848359.5185 | 6843374.6835 | 3315138.9113 | 0 | 7345646.2292 | 23352519.3425 | 421.6965 | 0.016249 | 452063.2815 | 1437152.8652 | 9215.9215 | 29298.3051
1 | 1600 | 707 | 0.035 | 15 | 15 | 7 | 5.6234e-13 | 5spot_SharedNeighbor | CO2 | Porous | Wet | R600a | MinimizeLCOE_Brownfield | IgnoreSilica | 2019 | 2.4099 | 0.21847 | 0.0056539 | 4 | 331054.1181 | 1038839.404 | 6748.986 | 21178.1464 | 36.4547 | 2.1682 | 187.9379 | 90886.7355 | 0 | 125959.4381 | 0 | 0 | 0 | 1738.7696 | 85248.1279 | 221798.1419 | 151381.7894 | 677013.0024 | 961560.8286 | 5848359.5185 | 5848359.5185 | 6843374.6835 | 3315138.9113 | 0 | 7486933.3495 | 23493806.4628 | 562.3413 | 0.022615 | 331054.1181 | 1038839.404 | 6748.986 | 21178.1464
1 | 1600 | 707 | 0.035 | 15 | 15 | 7 | 7.4989e-13 | 5spot_SharedNeighbor | CO2 | Porous | Wet | R600a | MinimizeLCOE_Brownfield | IgnoreSilica | 2019 | 3.2151 | 0.29874 | 0.0077821 | 4 | 246169.213 | 760390.9554 | 5018.4924 | 15501.5981 | 36.7085 | 2.196 | 37.4814 | 112887.2694 | 0 | 161057.0228 | 0 | 0 | 0 | 1435.3122 | 107398.0457 | 279427.6845 | 190715.1364 | 852920.4709 | 961560.8286 | 5848359.5185 | 5848359.5185 | 6843374.6835 | 3315138.9113 | 0 | 7662840.8181 | 23669713.9314 | 749.8942 | 0.031128 | 246169.213 | 760390.9554 | 5018.4924 | 15501.5981
1 | 1600 | 707 | 0.035 | 15 | 15 | 7 | 1e-12 | 5spot_SharedNeighbor | CO2 | Porous | Wet | R600a | MinimizeLCOE_Brownfield | IgnoreSilica | 2019 | 4.2823 | 0.40512 | 0.010624 | 4 | 185341.4929 | 561995.4915 | 3778.437 | 11457.0383 | 36.9051 | 2.2169 | 36.8051 | 139521.6388 | 0 | 204860.7186 | 0 | 0 | 0 | 0 | 134309.1194 | 349444.778 | 238503.2414 | 1066639.4962 | 961560.8286 | 5848359.5185 | 5848359.5185 | 6843374.6835 | 3315138.9113 | 0 | 7876559.8433 | 23883432.9567 | 1000 | 0.042498 | 185341.4929 | 561995.4915 | 3778.437 | 11457.0383
1 | 1600 | 707 | 0.035 | 15 | 15 | 7 | 1.3335e-12 | 5spot_SharedNeighbor | CO2 | Porous | Wet | R600a | MinimizeLCOE_Brownfield | IgnoreSilica | 2019 | 5.7218 | 0.54864 | 0.014415 | 4 | 141391.8069 | 419007.9265 | 2882.4632 | 8542.0433 | 37.0531 | 2.2319 | 42.2888 | 172338.3189 | 0 | 260570.4271 | 0 | 0 | 0 | 536.7672 | 169043.7502 | 439817.1623 | 300184.2506 | 1342490.6763 | 961560.8286 | 5848359.5185 | 5848359.5185 | 6843374.6835 | 3315138.9113 | 0 | 8152411.0235 | 24159284.1368 | 1333.5214 | 0.057658 | 141391.8069 | 419007.9265 | 2882.4632 | 8542.0433
1 | 1600 | 707 | 0.035 | 15 | 15 | 7 | 1.7783e-12 | 5spot_SharedNeighbor | CO2 | Porous | Wet | R600a | MinimizeLCOE_Brownfield | IgnoreSilica | 2019 | 7.6339 | 0.73922 | 0.019455 | 4 | 109124.6325 | 314814.4792 | 2224.6532 | 6417.919 | 37.1641 | 2.2428 | 40.7447 | 212204.5686 | 0 | 330278.7938 | 0 | 0 | 0 | 644.8777 | 211820.0137 | 551112.2253 | 376145.418 | 1682205.897 | 961560.8286 | 5848359.5185 | 5848359.5185 | 6843374.6835 | 3315138.9113 | 0 | 8492126.2442 | 24498999.3575 | 1778.2794 | 0.07782 | 109124.6325 | 314814.4792 | 2224.6532 | 6417.919
1 | 1600 | 707 | 0.035 | 15 | 15 | 7 | 2.3714e-12 | 5spot_SharedNeighbor | CO2 | Porous | Wet | R600a | MinimizeLCOE_Brownfield | IgnoreSilica | 2019 | 10.1749 | 0.99243 | 0.02615 | 4 | 85188.5987 | 238217.4679 | 1736.6848 | 4856.3853 | 37.2431 | 2.2502 | 38.7773 | 260684.6113 | 0 | 417605.5989 | 0 | 0 | 0 | 0 | 264533.182 | 688261.0763 | 469752.3269 | 2100836.7955 | 961560.8286 | 5848359.5185 | 5848359.5185 | 6843374.6835 | 3315138.9113 | 0 | 8910757.1426 | 24917630.2559 | 2371.3737 | 0.1046 | 85188.5987 | 238217.4679 | 1736.6848 | 4856.3853
1 | 1600 | 707 | 0.035 | 15 | 15 | 7 | 3.1623e-12 | 5spot_SharedNeighbor | CO2 | Porous | Wet | R600a | MinimizeLCOE_Brownfield | IgnoreSilica | 2019 | 13.5707 | 1.331 | 0.035012 | 4 | 67395.3912 | 181690.6086 | 1373.9462 | 3704.0088 | 37.2893 | 2.2533 | 39.1854 | 319926.6882 | 0 | 527766.0853 | 0 | 0 | 0 | 1027.7619 | 331001.0088 | 861196.7273 | 587784.4622 | 2628702.7338 | 961560.8286 | 5848359.5185 | 5848359.5185 | 6843374.6835 | 3315138.9113 | 0 | 9438623.081 | 25445496.1943 | 3162.2777 | 0.14005 | 67395.3912 | 181690.6086 | 1373.9462 | 3704.0088
1 | 1600 | 707 | 0.035 | 15 | 15 | 7 | 4.217e-12 | 5spot_SharedNeighbor | CO2 | Porous | Wet | R600a | MinimizeLCOE_Brownfield | IgnoreSilica | 2019 | 18.0601 | 1.7783 | 0.046667 | 4 | 54013.0398 | 139762.8365 | 1101.1289 | 2849.2545 | 37.3068 | 2.2529 | 50.5538 | 391527.1451 | 0 | 665108.2223 | 0 | 0 | 0 | 0 | 412087.7933 | 1072167.9073 | 731776.6276 | 3272667.6954 | 961560.8286 | 5848359.5185 | 5848359.5185 | 6843374.6835 | 3315138.9113 | 0 | 10082588.0426 | 26089461.1559 | 4216.965 | 0.18667 | 54013.0398 | 139762.8365 | 1101.1289 | 2849.2545
1 | 1600 | 707 | 0.035 | 15 | 15 | 7 | 5.6234e-12 | 5spot_SharedNeighbor | CO2 | Porous | Wet | R600a | MinimizeLCOE_Brownfield | IgnoreSilica | 2019 | 24.0311 | 2.3737 | 0.061847 | 4 | 44004.064 | 108707.9122 | 897.0824 | 2216.1578 | 37.2808 | 2.2459 | 42.793 | 478280.7104 | 0 | 837756.4841 | 0 | 0 | 0 | 0 | 513254.5059 | 1335382.9413 | 911426.2968 | 4076100.9385 | 961560.8286 | 5848359.5185 | 5848359.5185 | 6843374.6835 | 3315138.9113 | 0 | 10886021.2856 | 26892894.3989 | 5623.4133 | 0.24739 | 44004.064 | 108707.9122 | 897.0824 | 2216.1578
1 | 1600 | 707 | 0.035 | 15 | 15 | 7 | 7.4989e-12 | 5spot_SharedNeighbor | CO2 | Porous | Wet | R600a | MinimizeLCOE_Brownfield | IgnoreSilica | 2019 | 31.8922 | 3.1573 | 0.081207 | 4 | 36548.1613 | 85826.3881 | 745.0837 | 1749.687 | 37.1998 | 2.2305 | 41.8417 | 581843.0534 | 0 | 1052472.7087 | 0 | 0 | 0 | 0 | 637383.1472 | 1658340.2038 | 1131851.2646 | 5061890.3777 | 961560.8286 | 5848359.5185 | 5848359.5185 | 6843374.6835 | 3315138.9113 | 0 | 11871810.7248 | 27878683.8381 | 7498.9421 | 0.32483 | 36548.1613 | 85826.3881 | 745.0837 | 1749.687
1 | 1600 | 707 | 0.035 | 15 | 15 | 7 | 1e-11 | 5spot_SharedNeighbor | CO2 | Porous | Wet | R600a | MinimizeLCOE_Brownfield | IgnoreSilica | 2019 | 42.1869 | 4.1837 | 0.10505 | 4 | 31112.3566 | 69207.5212 | 634.2675 | 1410.8889 | 37.0264 | 2.2004 | 51.0043 | 703470.1492 | 0 | 1318614.1703 | 0 | 0 | 0 | 0 | 788612.8846 | 2051808.959 | 1400401.775 | 6262907.9381 | 961560.8286 | 5848359.5185 | 5848359.5185 | 6843374.6835 | 3315138.9113 | 0 | 13072828.2852 | 29079701.3985 | 10000 | 0.42018 | 31112.3566 | 69207.5212 | 634.2675 | 1410.8889
1 | 1600 | 707 | 0.035 | 15 | 15 | 7 | 1.3335e-11 | 5spot_SharedNeighbor | CO2 | Porous | Wet | R600a | MinimizeLCOE_Brownfield | IgnoreSilica | 2019 | 55.4421 | 5.5029 | 0.13233 | 4 | 27399.8022 | 57640.0397 | 558.582 | 1175.0702 | 36.7028 | 2.1466 | 39.3117 | 840966.6511 | 0 | 1642989.8281 | 0 | 0 | 0 | 0 | 968743.0269 | 2520470.6395 | 1720273.0019 | 7693443.1475 | 961560.8286 | 5848359.5185 | 5848359.5185 | 6843374.6835 | 3315138.9113 | 0 | 14503363.4947 | 30510236.608 | 13335.2143 | 0.52932 | 27399.8022 | 57640.0397 | 558.582 | 1175.0702
1 | 1600 | 707 | 0.035 | 15 | 15 | 7 | 1.7783e-11 | 5spot_SharedNeighbor | CO2 | Porous | Wet | R600a | MinimizeLCOE_Brownfield | IgnoreSilica | 2019 | 72.1675 | 7.1602 | 0.15899 | 4 | 25403.0615 | 50573.3038 | 517.8758 | 1031.0052 | 36.1199 | 2.0526 | 54.4635 | 986385.8604 | 0 | 2030807.4186 | 0 | 0 | 0 | 0 | 1176705.3788 | 3061546.0202 | 2089568.0673 | 9345012.7454 | 961560.8286 | 5848359.5185 | 5848359.5185 | 6843374.6835 | 3315138.9113 | 0 | 16154933.0925 | 32161806.2058 | 17782.7941 | 0.63594 | 25403.0615 | 50573.3038 | 517.8758 | 1031.0052
1 | 1600 | 707 | 0.035 | 15 | 15 | 7 | 2.3714e-11 | 5spot_SharedNeighbor | CO2 | Porous | Wet | R600a | MinimizeLCOE_Brownfield | IgnoreSilica | 2019 | 81.1144 | 8.0402 | 0.16861 | 4 | 25166.6341 | 48900.2641 | 513.0559 | 996.898 | 35.7226 | 1.9897 | 66.6698 | 1051254.5108 | 0 | 2230177.1089 | 0 | 0 | 0 | 0 | 1279758.3317 | 3329668.6645 | 2272567.2814 | 10163425.8972 | 961560.8286 | 5848359.5185 | 5848359.5185 | 6843374.6835 | 3315138.9113 | 0 | 16973346.2444 | 32980219.3577 | 23713.7371 | 0.67444 | 25166.6341 | 48900.2641 | 513.0559 | 996.898
1 | 1600 | 707 | 0.035 | 15 | 15 | 7 | 3.1623e-11 | 5spot_SharedNeighbor | CO2 | Porous | Wet | R600a | MinimizeLCOE_Brownfield | IgnoreSilica | 2019 | 81.0024 | 8.0279 | 0.16841 | 4 | 25179.4954 | 48941.6168 | 513.3181 | 997.7411 | 35.7233 | 1.99 | 66.6747 | 1050225.9344 | 0 | 2227432.1022 | 0 | 0 | 0 | 0 | 1278286.6343 | 3325839.6097 | 2269953.8728 | 10151738.1534 | 961560.8286 | 5848359.5185 | 5848359.5185 | 6843374.6835 | 3315138.9113 | 0 | 16961658.5005 | 32968531.6139 | 31622.7766 | 0.67363 | 25179.4954 | 48941.6168 | 513.3181 | 997.7411
1 | 1600 | 707 | 0.035 | 15 | 15 | 7 | 4.217e-11 | 5spot_SharedNeighbor | CO2 | Porous | Wet | R600a | MinimizeLCOE_Brownfield | IgnoreSilica | 2019 | 80.9124 | 8.0181 | 0.16825 | 4 | 25189.7804 | 48974.7554 | 513.5277 | 998.4166 | 35.7239 | 1.9902 | 57.7298 | 1049401.2807 | 0 | 2225229.5982 | 0 | 0 | 0 | 0 | 1277106.0428 | 3322767.9529 | 2267857.4039 | 10142362.2786 | 961560.8286 | 5848359.5185 | 5848359.5185 | 6843374.6835 | 3315138.9113 | 0 | 16952282.6257 | 32959155.739 | 42169.6503 | 0.67298 | 25189.7804 | 48974.7554 | 513.5277 | 998.4166
1 | 1600 | 707 | 0.035 | 15 | 15 | 7 | 5.6234e-11 | 5spot_SharedNeighbor | CO2 | Porous | Wet | R600a | MinimizeLCOE_Brownfield | IgnoreSilica | 2019 | 80.8346 | 8.0096 | 0.16811 | 4 | 25197.9435 | 49001.8502 | 513.6942 | 998.969 | 35.7247 | 1.9904 | 59.9216 | 1048704.9211 | 0 | 2223345.2321 | 0 | 0 | 0 | 0 | 1276099.5597 | 3320149.2904 | 2266070.113 | 10134369.1164 | 961560.8286 | 5848359.5185 | 5848359.5185 | 6843374.6835 | 3315138.9113 | 0 | 16944289.4635 | 32951162.5768 | 56234.1325 | 0.67245 | 25197.9435 | 49001.8502 | 513.6942 | 998.969
1 | 1600 | 707 | 0.035 | 15 | 15 | 7 | 7.4989e-11 | 5spot_SharedNeighbor | CO2 | Porous | Wet | R600a | MinimizeLCOE_Brownfield | IgnoreSilica | 2019 | 80.766 | 8.0023 | 0.168 | 4 | 25204.3597 | 49024.0662 | 513.825 | 999.4219 | 35.7257 | 1.9906 | 64.0015 | 1048108.6207 | 0 | 2221704.845 | 0 | 0 | 0 | 0 | 1275227.2516 | 3317879.7237 | 2264521.087 | 10127441.5281 | 961560.8286 | 5848359.5185 | 5848359.5185 | 6843374.6835 | 3315138.9113 | 0 | 16937361.8753 | 32944234.9886 | 74989.4209 | 0.672 | 25204.3597 | 49024.0662 | 513.825 | 999.4219
1 | 1600 | 707 | 0.035 | 15 | 15 | 7 | 1e-10 | 5spot_SharedNeighbor | CO2 | Porous | Wet | R600a | MinimizeLCOE_Brownfield | IgnoreSilica | 2019 | 80.7271 | 7.998 | 0.16793 | 4 | 25209.3553 | 49039.5463 | 513.9268 | 999.7375 | 35.7258 | 1.9907 | 61.1089 | 1047742.9484 | 0 | 2220747.9229 | 0 | 0 | 0 | 0 | 1274711.4398 | 3316537.6871 | 2263605.1195 | 10123345.1178 | 961560.8286 | 5848359.5185 | 5848359.5185 | 6843374.6835 | 3315138.9113 | 0 | 16933265.4649 | 32940138.5782 | 100000 | 0.67171 | 25209.3553 | 49039.5463 | 513.9268 | 999.7375
1 | 1600 | 707 | 0.035 | 15 | 15 | 7 | 1.3335e-10 | 5spot_SharedNeighbor | CO2 | Porous | Wet | R600a | MinimizeLCOE_Brownfield | IgnoreSilica | 2019 | 80.6929 | 7.9943 | 0.16787 | 4 | 25213.213 | 49052.0263 | 514.0055 | 999.9919 | 35.726 | 1.9907 | 66.5246 | 1047432.4065 | 0 | 2219917.3992 | 0 | 0 | 0 | 0 | 1274266.4242 | 3315379.8479 | 2262814.8704 | 10119810.9483 | 961560.8286 | 5848359.5185 | 5848359.5185 | 6843374.6835 | 3315138.9113 | 0 | 16929731.2955 | 32936604.4088 | 133352.1432 | 0.67146 | 25213.213 | 49052.0263 | 514.0055 | 999.9919
1 | 1600 | 707 | 0.035 | 15 | 15 | 7 | 1.7783e-10 | 5spot_SharedNeighbor | CO2 | Porous | Wet | R600a | MinimizeLCOE_Brownfield | IgnoreSilica | 2019 | 80.654 | 7.9902 | 0.16781 | 4 | 25216.1725 | 49063.1791 | 514.0658 | 1000.2193 | 35.7268 | 1.9909 | 64.3419 | 1047109.1544 | 0 | 2219003.9748 | 0 | 0 | 0 | 0 | 1273784.1204 | 3314124.9922 | 2261958.4056 | 10115980.6474 | 961560.8286 | 5848359.5185 | 5848359.5185 | 6843374.6835 | 3315138.9113 | 0 | 16925900.9945 | 32932774.1078 | 177827.941 | 0.67123 | 25216.1725 | 49063.1791 | 514.0658 | 1000.2193
1 | 1600 | 707 | 0.035 | 15 | 15 | 7 | 2.3714e-10 | 5spot_SharedNeighbor | CO2 | Porous | Wet | R600a | MinimizeLCOE_Brownfield | IgnoreSilica | 2019 | 80.6345 | 7.9881 | 0.16777 | 4 | 25218.4303 | 49070.4038 | 514.1118 | 1000.3666 | 35.727 | 1.9909 | 62.1122 | 1046931.9017 | 0 | 2218532.4557 | 0 | 0 | 0 | 0 | 1273531.0994 | 3313466.6834 | 2261509.0964 | 10113971.2366 | 961560.8286 | 5848359.5185 | 5848359.5185 | 6843374.6835 | 3315138.9113 | 0 | 16923891.5838 | 32930764.6971 | 237137.3706 | 0.67109 | 25218.4303 | 49070.4038 | 514.1118 | 1000.3666
1 | 1600 | 707 | 0.035 | 15 | 15 | 7 | 3.1623e-10 | 5spot_SharedNeighbor | CO2 | Porous | Wet | R600a | MinimizeLCOE_Brownfield | IgnoreSilica | 2019 | 80.6345 | 7.988 | 0.16776 | 4 | 25220.146 | 49074.0382 | 514.1468 | 1000.4406 | 35.7264 | 1.9909 | 62.616 | 1046897.281 | 0 | 2218499.2853 | 0 | 0 | 0 | 0 | 1273504.6609 | 3313397.8959 | 2261462.1474 | 10113761.2705 | 961560.8286 | 5848359.5185 | 5848359.5185 | 6843374.6835 | 3315138.9113 | 0 | 16923681.6177 | 32930554.731 | 316227.766 | 0.67104 | 25220.146 | 49074.0382 | 514.1468 | 1000.4406
1 | 1600 | 707 | 0.035 | 15 | 15 | 7 | 4.217e-10 | 5spot_SharedNeighbor | CO2 | Porous | Wet | R600a | MinimizeLCOE_Brownfield | IgnoreSilica | 2019 | 80.6151 | 7.986 | 0.16773 | 4 | 25221.4453 | 49079.2303 | 514.1733 | 1000.5465 | 35.7269 | 1.991 | 60.4859 | 1046739.5587 | 0 | 2218046.881 | 0 | 0 | 0 | 0 | 1273266.7115 | 3312778.8003 | 2261039.602 | 10111871.5535 | 961560.8286 | 5848359.5185 | 5848359.5185 | 6843374.6835 | 3315138.9113 | 0 | 16921791.9007 | 32928665.014 | 421696.5034 | 0.67093 | 25221.4453 | 49079.2303 | 514.1733 | 1000.5465
1 | 1600 | 707 | 0.035 | 15 | 15 | 7 | 5.6234e-10 | 5spot_SharedNeighbor | CO2 | Porous | Wet | R600a | MinimizeLCOE_Brownfield | IgnoreSilica | 2019 | 80.5956 | 7.984 | 0.16771 | 4 | 25222.4274 | 49083.751 | 514.1933 | 1000.6387 | 35.7274 | 1.9911 | 58.9773 | 1046588.2607 | 0 | 2217600.6911 | 0 | 0 | 0 | 0 | 1273033.6912 | 3312172.5294 | 2260625.8097 | 10110020.9821 | 961560.8286 | 5848359.5185 | 5848359.5185 | 6843374.6835 | 3315138.9113 | 0 | 16919941.3292 | 32926814.4425 | 562341.3252 | 0.67083 | 25222.4274 | 49083.751 | 514.1933 | 1000.6387
1 | 1600 | 707 | 0.035 | 15 | 15 | 7 | 7.4989e-10 | 5spot_SharedNeighbor | CO2 | Porous | Wet | R600a | MinimizeLCOE_Brownfield | IgnoreSilica | 2019 | 80.6003 | 7.9844 | 0.16771 | 4 | 25223.1676 | 49084.7366 | 514.2084 | 1000.6587 | 35.727 | 1.991 | 69.422 | 1046604.7194 | 0 | 2217688.3725 | 0 | 0 | 0 | 0 | 1273074.3058 | 3312278.2003 | 2260697.9322 | 10110343.5301 | 961560.8286 | 5848359.5185 | 5848359.5185 | 6843374.6835 | 3315138.9113 | 0 | 16920263.8772 | 32927136.9905 | 749894.2093 | 0.67082 | 25223.1676 | 49084.7366 | 514.2084 | 1000.6587
1 | 1600 | 707 | 0.035 | 15 | 15 | 7 | 1e-09 | 5spot_SharedNeighbor | CO2 | Porous | Wet | R600a | MinimizeLCOE_Brownfield | IgnoreSilica | 2019 | 80.6003 | 7.9843 | 0.1677 | 4 | 25223.7254 | 49085.9172 | 514.2198 | 1000.6828 | 35.7268 | 1.991 | 69.0711 | 1046593.5288 | 0 | 2217677.7895 | 0 | 0 | 0 | 0 | 1273065.8141 | 3312256.1067 | 2260682.8529 | 10110276.092 | 961560.8286 | 5848359.5185 | 5848359.5185 | 6843374.6835 | 3315138.9113 | 0 | 16920196.4392 | 32927069.5525 | 1000000 | 0.6708 | 25223.7254 | 49085.9172 | 514.2198 | 1000.6828
1 | 1600 | 707 | 0.035 | 15 | 15 | 7 | 1.3335e-09 | 5spot_SharedNeighbor | CO2 | Porous | Wet | R600a | MinimizeLCOE_Brownfield | IgnoreSilica | 2019 | 80.5808 | 7.9824 | 0.16768 | 4 | 25224.1451 | 49089.2471 | 514.2283 | 1000.7507 | 35.7275 | 1.9911 | 67.1077 | 1046453.5695 | 0 | 2217242.4414 | 0 | 0 | 0 | 0 | 1272841.4443 | 3311672.3423 | 2260284.4217 | 10108494.2192 | 961560.8286 | 5848359.5185 | 5848359.5185 | 6843374.6835 | 3315138.9113 | 0 | 16918414.5663 | 32925287.6796 | 1333521.4322 | 0.67072 | 25224.1451 | 49089.2471 | 514.2283 | 1000.7507
1 | 1600 | 707 | 0.035 | 15 | 15 | 7 | 1.7783e-09 | 5spot_SharedNeighbor | CO2 | Porous | Wet | R600a | MinimizeLCOE_Brownfield | IgnoreSilica | 2019 | 80.5808 | 7.9823 | 0.16768 | 4 | 25224.4603 | 49089.9142 | 514.2347 | 1000.7643 | 35.7274 | 1.9911 | 67.1598 | 1046447.2532 | 0 | 2217236.4848 | 0 | 0 | 0 | 0 | 1272836.6578 | 3311659.889 | 2260275.922 | 10108456.2069 | 961560.8286 | 5848359.5185 | 5848359.5185 | 6843374.6835 | 3315138.9113 | 0 | 16918376.5541 | 32925249.6674 | 1778279.41 | 0.67071 | 25224.4603 | 49089.9142 | 514.2347 | 1000.7643
1 | 1600 | 707 | 0.035 | 15 | 15 | 7 | 2.3714e-09 | 5spot_SharedNeighbor | CO2 | Porous | Wet | R600a | MinimizeLCOE_Brownfield | IgnoreSilica | 2019 | 80.5808 | 7.9823 | 0.16768 | 4 | 25224.6972 | 49090.4154 | 514.2396 | 1000.7745 | 35.7274 | 1.9911 | 69.363 | 1046442.5092 | 0 | 2217232.0149 | 0 | 0 | 0 | 0 | 1272833.0644 | 3311650.5396 | 2260269.5409 | 10108427.6689 | 961560.8286 | 5848359.5185 | 5848359.5185 | 6843374.6835 | 3315138.9113 | 0 | 16918348.016 | 32925221.1293 | 2371373.7057 | 0.67071 | 25224.6972 | 49090.4154 | 514.2396 | 1000.7745
1 | 1600 | 707 | 0.035 | 15 | 15 | 7 | 3.1623e-09 | 5spot_SharedNeighbor | CO2 | Porous | Wet | R600a | MinimizeLCOE_Brownfield | IgnoreSilica | 2019 | 80.5808 | 7.9823 | 0.16768 | 4 | 25224.8751 | 49090.7918 | 514.2432 | 1000.7822 | 35.7273 | 1.9911 | 66.7277 | 1046438.9474 | 0 | 2217228.6612 | 0 | 0 | 0 | 0 | 1272830.3673 | 3311643.5224 | 2260264.7515 | 10108406.2498 | 961560.8286 | 5848359.5185 | 5848359.5185 | 6843374.6835 | 3315138.9113 | 0 | 16918326.597 | 32925199.7103 | 3162277.6602 | 0.6707 | 25224.8751 | 49090.7918 | 514.2432 | 1000.7822
1 | 1600 | 707 | 0.035 | 15 | 15 | 7 | 4.217e-09 | 5spot_SharedNeighbor | CO2 | Porous | Wet | R600a | MinimizeLCOE_Brownfield | IgnoreSilica | 2019 | 80.5808 | 7.9823 | 0.16767 | 4 | 25225.0086 | 49091.0744 | 514.2459 | 1000.788 | 35.7272 | 1.991 | 67.2089 | 1046436.2741 | 0 | 2217226.1452 | 0 | 0 | 0 | 0 | 1272828.3435 | 3311638.2569 | 2260261.1577 | 10108390.1774 | 961560.8286 | 5848359.5185 | 5848359.5185 | 6843374.6835 | 3315138.9113 | 0 | 16918310.5246 | 32925183.6379 | 4216965.0343 | 0.6707 | 25225.0086 | 49091.0744 | 514.2459 | 1000.788
1 | 1600 | 707 | 0.035 | 15 | 15 | 7 | 5.6234e-09 | 5spot_SharedNeighbor | CO2 | Porous | Wet | R600a | MinimizeLCOE_Brownfield | IgnoreSilica | 2019 | 80.5808 | 7.9823 | 0.16767 | 4 | 25225.1088 | 49091.2864 | 514.248 | 1000.7923 | 35.7272 | 1.991 | 67.0005 | 1046434.268 | 0 | 2217224.258 | 0 | 0 | 0 | 0 | 1272826.8252 | 3311634.3064 | 2260258.4614 | 10108378.1189 | 961560.8286 | 5848359.5185 | 5848359.5185 | 6843374.6835 | 3315138.9113 | 0 | 16918298.4661 | 32925171.5794 | 5623413.2519 | 0.67069 | 25225.1088 | 49091.2864 | 514.248 | 1000.7923
1 | 1600 | 707 | 0.035 | 15 | 15 | 7 | 7.4989e-09 | 5spot_SharedNeighbor | CO2 | Porous | Wet | R600a | MinimizeLCOE_Brownfield | IgnoreSilica | 2019 | 80.5808 | 7.9823 | 0.16767 | 4 | 25225.184 | 49091.4456 | 514.2495 | 1000.7955 | 35.7272 | 1.991 | 67.2523 | 1046432.7629 | 0 | 2217222.8425 | 0 | 0 | 0 | 0 | 1272825.6861 | 3311631.3428 | 2260256.4387 | 10108369.0731 | 961560.8286 | 5848359.5185 | 5848359.5185 | 6843374.6835 | 3315138.9113 | 0 | 16918289.4202 | 32925162.5335 | 7498942.0933 | 0.67069 | 25225.184 | 49091.4456 | 514.2495 | 1000.7955
1 | 1600 | 707 | 0.035 | 15 | 15 | 7 | 1e-08 | 5spot_SharedNeighbor | CO2 | Porous | Wet | R600a | MinimizeLCOE_Brownfield | IgnoreSilica | 2019 | 80.5808 | 7.9823 | 0.16767 | 4 | 25225.2405 | 49091.565 | 514.2506 | 1000.798 | 35.7272 | 1.991 | 66.9914 | 1046431.6339 | 0 | 2217221.7808 | 0 | 0 | 0 | 0 | 1272824.8317 | 3311629.1199 | 2260254.9215 | 10108362.2878 | 961560.8286 | 5848359.5185 | 5848359.5185 | 6843374.6835 | 3315138.9113 | 0 | 16918282.6349 | 32925155.7482 | 10000000 | 0.67069 | 25225.2405 | 49091.565 | 514.2506 | 1000.798
1 | 1700 | 707 | 0.035 | 15 | 15 | 7 | 1e-13 | 5spot_SharedNeighbor | CO2 | Porous | Wet | R600a | MinimizeLCOE_Brownfield | IgnoreSilica | 2019 | 0.38468 | 0.014402 | 0.00059459 | 4 | 3072793.7916 | 10089295.6504 | 62643.0577 | 205683.9386 | 33.7889 | 1.8955 | 26.5093 | 19572.7694 | 0 | 19923.1953 | 0 | 0 | 0 | 2780.5126 | 16487.8261 | 42897.9415 | 29278.7265 | 130940.9714 | 961560.8286 | 6215678.3853 | 6215678.3853 | 7036927.9594 | 3435093.2969 | 0 | 7308180.1854 | 23995879.8271 | 100 | 0.0023784 | 3072793.7916 | 10089295.6504 | 62643.0577 | 205683.9386
1 | 1700 | 707 | 0.035 | 15 | 15 | 7 | 1.3335e-13 | 5spot_SharedNeighbor | CO2 | Porous | Wet | R600a | MinimizeLCOE_Brownfield | IgnoreSilica | 2019 | 0.51619 | 0.027524 | 0.00098201 | 4 | 1872457.6216 | 6120791.4338 | 38172.5813 | 124780.6124 | 34.9647 | 2.072 | 28.3943 | 26607.1291 | 0 | 28319.4682 | 0 | 0 | 0 | 2505.592 | 22398.5538 | 58276.4425 | 39774.8695 | 177882.0552 | 961560.8286 | 6215678.3853 | 6215678.3853 | 7036927.9594 | 3435093.2969 | 0 | 7355121.2691 | 24042820.9109 | 133.3521 | 0.0039281 | 1872457.6216 | 6120791.4338 | 38172.5813 | 124780.6124
1 | 1700 | 707 | 0.035 | 15 | 15 | 7 | 1.7783e-13 | 5spot_SharedNeighbor | CO2 | Porous | Wet | R600a | MinimizeLCOE_Brownfield | IgnoreSilica | 2019 | 0.67936 | 0.044217 | 0.0015313 | 4 | 1208846.3515 | 3933237.177 | 24643.968 | 80184.3599 | 35.9069 | 2.2043 | 36.309 | 34674.0204 | 0 | 38230.9975 | 0 | 0 | 0 | 483.3053 | 28621.4461 | 74467.1316 | 50825.3475 | 227302.2483 | 961560.8286 | 6215678.3853 | 6215678.3853 | 7036927.9594 | 3435093.2969 | 0 | 7404541.4623 | 24092241.104 | 177.8279 | 0.0061253 | 1208846.3515 | 3933237.177 | 24643.968 | 80184.3599
1 | 1700 | 707 | 0.035 | 15 | 15 | 7 | 2.3714e-13 | 5spot_SharedNeighbor | CO2 | Porous | Wet | R600a | MinimizeLCOE_Brownfield | IgnoreSilica | 2019 | 0.91829 | 0.06834 | 0.0022987 | 4 | 813386.5608 | 2628267.3464 | 16581.9852 | 53580.7849 | 36.7829 | 2.3183 | 27.4971 | 45491.6925 | 0 | 51946.9921 | 0 | 0 | 0 | 0 | 38001.087 | 98871.0332 | 67481.5118 | 301792.3165 | 961560.8286 | 6215678.3853 | 6215678.3853 | 7036927.9594 | 3435093.2969 | 0 | 7479031.5305 | 24166731.1722 | 237.1374 | 0.0091949 | 813386.5608 | 2628267.3464 | 16581.9852 | 53580.7849
1 | 1700 | 707 | 0.035 | 15 | 15 | 7 | 3.1623e-13 | 5spot_SharedNeighbor | CO2 | Porous | Wet | R600a | MinimizeLCOE_Brownfield | IgnoreSilica | 2019 | 1.243 | 0.10111 | 0.0033475 | 4 | 565945.9293 | 1812243.9146 | 11537.5733 | 36945.0434 | 37.5078 | 2.4064 | 89.8287 | 58851.0996 | 0 | 69451.6558 | 0 | 0 | 0 | 1060.9373 | 50451.8402 | 131265.339 | 89591.2911 | 400672.163 | 961560.8286 | 6215678.3853 | 6215678.3853 | 7036927.9594 | 3435093.2969 | 0 | 7577911.377 | 24265611.0187 | 316.2278 | 0.01339 | 565945.9293 | 1812243.9146 | 11537.5733 | 36945.0434
1 | 1700 | 707 | 0.035 | 15 | 15 | 7 | 4.217e-13 | 5spot_SharedNeighbor | CO2 | Porous | Wet | R600a | MinimizeLCOE_Brownfield | IgnoreSilica | 2019 | 1.6709 | 0.14445 | 0.0047663 | 4 | 403639.7572 | 1278938.294 | 8228.7424 | 26072.887 | 38.079 | 2.4716 | 127.4078 | 74836.8306 | 0 | 91112.06 | 0 | 0 | 0 | 1365.1797 | 65252.4875 | 169773.5872 | 115873.9618 | 518214.1069 | 961560.8286 | 6215678.3853 | 6215678.3853 | 7036927.9594 | 3435093.2969 | 0 | 7695453.3208 | 24383152.9625 | 421.6965 | 0.019065 | 403639.7572 | 1278938.294 | 8228.7424 | 26072.887
1 | 1700 | 707 | 0.035 | 15 | 15 | 7 | 5.6234e-13 | 5spot_SharedNeighbor | CO2 | Porous | Wet | R600a | MinimizeLCOE_Brownfield | IgnoreSilica | 2019 | 2.2349 | 0.20169 | 0.0066747 | 4 | 293513.3598 | 918550.0049 | 5983.6668 | 18725.8843 | 38.5276 | 2.5203 | 174.1061 | 94009.7989 | 0 | 117947.9626 | 0 | 0 | 0 | 876.5319 | 83005.3745 | 215962.9576 | 147399.1562 | 659201.7817 | 961560.8286 | 6215678.3853 | 6215678.3853 | 7036927.9594 | 3435093.2969 | 0 | 7836440.9957 | 24524140.6374 | 562.3413 | 0.026699 | 293513.3598 | 918550.0049 | 5983.6668 | 18725.8843
1 | 1700 | 707 | 0.035 | 15 | 15 | 7 | 7.4989e-13 | 5spot_SharedNeighbor | CO2 | Porous | Wet | R600a | MinimizeLCOE_Brownfield | IgnoreSilica | 2019 | 2.9936 | 0.27866 | 0.0092321 | 4 | 217060.7854 | 668953.4831 | 4425.0777 | 13637.5216 | 38.8832 | 2.5572 | 35.758 | 117504.5158 | 0 | 151896.0478 | 0 | 0 | 0 | 1316.8448 | 105579.7893 | 274696.9544 | 187486.3158 | 838480.4679 | 961560.8286 | 6215678.3853 | 6215678.3853 | 7036927.9594 | 3435093.2969 | 0 | 8015719.6819 | 24703419.3236 | 749.8942 | 0.036928 | 217060.7854 | 668953.4831 | 4425.0777 | 13637.5216
1 | 1700 | 707 | 0.035 | 15 | 15 | 7 | 1e-12 | 5spot_SharedNeighbor | CO2 | Porous | Wet | R600a | MinimizeLCOE_Brownfield | IgnoreSilica | 2019 | 4.0045 | 0.38126 | 0.012651 | 4 | 162785.2525 | 492562.5873 | 3318.5976 | 10041.5546 | 39.1584 | 2.5848 | 41.8821 | 146048.6862 | 0 | 194449.9914 | 0 | 0 | 0 | 1795.4269 | 133494.7008 | 347325.828 | 237057.0144 | 1060171.6478 | 961560.8286 | 6215678.3853 | 6215678.3853 | 7036927.9594 | 3435093.2969 | 0 | 8237410.8618 | 24925110.5035 | 1000 | 0.050603 | 162785.2525 | 492562.5873 | 3318.5976 | 10041.5546
1 | 1700 | 707 | 0.035 | 15 | 15 | 7 | 1.3335e-12 | 5spot_SharedNeighbor | CO2 | Porous | Wet | R600a | MinimizeLCOE_Brownfield | IgnoreSilica | 2019 | 5.3487 | 0.51774 | 0.017213 | 4 | 123604.1664 | 365974.8962 | 2519.8381 | 7460.8933 | 39.3685 | 2.6051 | 47.8 | 180706.9314 | 0 | 247724.4859 | 0 | 0 | 0 | 1998.2476 | 167867.5693 | 436756.981 | 298095.614 | 1333149.8291 | 961560.8286 | 6215678.3853 | 6215678.3853 | 7036927.9594 | 3435093.2969 | 0 | 8510389.0431 | 25198088.6848 | 1333.5214 | 0.068852 | 123604.1664 | 365974.8962 | 2519.8381 | 7460.8933
1 | 1700 | 707 | 0.035 | 15 | 15 | 7 | 1.7783e-12 | 5spot_SharedNeighbor | CO2 | Porous | Wet | R600a | MinimizeLCOE_Brownfield | IgnoreSilica | 2019 | 7.1346 | 0.69912 | 0.023293 | 4 | 94944.6258 | 274053.933 | 1935.5746 | 5586.9601 | 39.5261 | 2.6198 | 43.9641 | 222806.1239 | 0 | 314412.6495 | 0 | 0 | 0 | 1580.143 | 210131.5774 | 546719.2605 | 373147.1292 | 1668796.8835 | 961560.8286 | 6215678.3853 | 6215678.3853 | 7036927.9594 | 3435093.2969 | 0 | 8846036.0975 | 25533735.7392 | 1778.2794 | 0.09317 | 94944.6258 | 274053.933 | 1935.5746 | 5586.9601
1 | 1700 | 707 | 0.035 | 15 | 15 | 7 | 2.3714e-12 | 5spot_SharedNeighbor | CO2 | Porous | Wet | R600a | MinimizeLCOE_Brownfield | IgnoreSilica | 2019 | 9.5144 | 0.94089 | 0.031382 | 4 | 73782.6033 | 206720.5441 | 1504.1582 | 4214.2779 | 39.6399 | 2.6297 | 48.9513 | 274129.4287 | 0 | 398209.8025 | 0 | 0 | 0 | 738.0186 | 262500.1274 | 682971.4854 | 466142.0724 | 2084690.935 | 961560.8286 | 6215678.3853 | 6215678.3853 | 7036927.9594 | 3435093.2969 | 0 | 9261930.149 | 25949629.7907 | 2371.3737 | 0.12553 | 73782.6033 | 206720.5441 | 1504.1582 | 4214.2779
1 | 1700 | 707 | 0.035 | 15 | 15 | 7 | 3.1623e-12 | 5spot_SharedNeighbor | CO2 | Porous | Wet | R600a | MinimizeLCOE_Brownfield | IgnoreSilica | 2019 | 12.6815 | 1.2625 | 0.042101 | 4 | 58067.5672 | 157159.7435 | 1183.7859 | 3203.9139 | 39.7177 | 2.6356 | 37.1042 | 336641.5664 | 0 | 503353.3622 | 0 | 0 | 0 | 0 | 327598.0221 | 852342.854 | 581741.5118 | 2601677.3165 | 961560.8286 | 6215678.3853 | 6215678.3853 | 7036927.9594 | 3435093.2969 | 0 | 9778916.5305 | 26466616.1722 | 3162.2777 | 0.16841 | 58067.5672 | 157159.7435 | 1183.7859 | 3203.9139
1 | 1700 | 707 | 0.035 | 15 | 15 | 7 | 4.217e-12 | 5spot_SharedNeighbor | CO2 | Porous | Wet | R600a | MinimizeLCOE_Brownfield | IgnoreSilica | 2019 | 16.9003 | 1.6912 | 0.056262 | 4 | 46320.218 | 120472.5426 | 944.3003 | 2455.9957 | 39.7571 | 2.6365 | 52.936 | 412772.3738 | 0 | 635559.7141 | 0 | 0 | 0 | 0 | 408849.5143 | 1063742.5696 | 726026.1615 | 3246950.3334 | 961560.8286 | 6215678.3853 | 6215678.3853 | 7036927.9594 | 3435093.2969 | 0 | 10424189.5474 | 27111889.1891 | 4216.965 | 0.22505 | 46320.218 | 120472.5426 | 944.3003 | 2455.9957
1 | 1700 | 707 | 0.035 | 15 | 15 | 7 | 5.6234e-12 | 5spot_SharedNeighbor | CO2 | Porous | Wet | R600a | MinimizeLCOE_Brownfield | IgnoreSilica | 2019 | 22.477 | 2.2575 | 0.074771 | 4 | 37513.053 | 93308.867 | 764.7543 | 1902.2275 | 39.7578 | 2.6323 | 46.5772 | 504677.1269 | 0 | 800465.6095 | 0 | 0 | 0 | 0 | 509005.6672 | 1324328.3346 | 903881.3006 | 4042358.0387 | 961560.8286 | 6215678.3853 | 6215678.3853 | 7036927.9594 | 3435093.2969 | 0 | 11219597.2527 | 27907296.8944 | 5623.4133 | 0.29909 | 37513.053 | 93308.867 | 764.7543 | 1902.2275
1 | 1700 | 707 | 0.035 | 15 | 15 | 7 | 7.4989e-12 | 5spot_SharedNeighbor | CO2 | Porous | Wet | R600a | MinimizeLCOE_Brownfield | IgnoreSilica | 2019 | 29.846 | 3.0062 | 0.098674 | 4 | 30908.8719 | 73188.771 | 630.1192 | 1492.0521 | 39.701 | 2.6191 | 38.2725 | 615096.0461 | 0 | 1006457.7998 | 0 | 0 | 0 | 0 | 632405.9999 | 1645390.6875 | 1123012.9536 | 5022363.4869 | 961560.8286 | 6215678.3853 | 6215678.3853 | 7036927.9594 | 3435093.2969 | 0 | 12199602.7009 | 28887302.3426 | 7498.9421 | 0.3947 | 30908.8719 | 73188.771 | 630.1192 | 1492.0521
1 | 1700 | 707 | 0.035 | 15 | 15 | 7 | 1e-11 | 5spot_SharedNeighbor | CO2 | Porous | Wet | R600a | MinimizeLCOE_Brownfield | IgnoreSilica | 2019 | 39.4903 | 3.9862 | 0.12871 | 4 | 26014.5523 | 58427.3565 | 530.3418 | 1191.1207 | 39.561 | 2.5924 | 45.4223 | 745532.4258 | 0 | 1261512.4141 | 0 | 0 | 0 | 0 | 782747.4876 | 2036548.399 | 1389986.1292 | 6216326.8557 | 961560.8286 | 6215678.3853 | 6215678.3853 | 7036927.9594 | 3435093.2969 | 0 | 13393566.0697 | 30081265.7114 | 10000 | 0.51485 | 26014.5523 | 58427.3565 | 530.3418 | 1191.1207
1 | 1700 | 707 | 0.035 | 15 | 15 | 7 | 1.3335e-11 | 5spot_SharedNeighbor | CO2 | Porous | Wet | R600a | MinimizeLCOE_Brownfield | IgnoreSilica | 2019 | 51.8922 | 5.2446 | 0.16458 | 4 | 22508.1351 | 47857.5267 | 458.8588 | 975.6404 | 39.2914 | 2.5448 | 44.8057 | 894768.4528 | 0 | 1571945.7451 | 0 | 0 | 0 | 0 | 962018.5372 | 2502974.8966 | 1708331.7979 | 7640039.4296 | 961560.8286 | 6215678.3853 | 6215678.3853 | 7036927.9594 | 3435093.2969 | 0 | 14817278.6436 | 31504978.2853 | 13335.2143 | 0.65831 | 22508.1351 | 47857.5267 | 458.8588 | 975.6404
1 | 1700 | 707 | 0.035 | 15 | 15 | 7 | 1.7783e-11 | 5spot_SharedNeighbor | CO2 | Porous | Wet | R600a | MinimizeLCOE_Brownfield | IgnoreSilica | 2019 | 67.5756 | 6.8315 | 0.20352 | 4 | 20236.4386 | 40735.4978 | 412.5472 | 830.4482 | 38.7941 | 2.4603 | 51.1059 | 1057333.3079 | 0 | 1944251.2039 | 0 | 0 | 0 | 0 | 1170617.9596 | 3045707.8041 | 2078758.1594 | 9296668.4349 | 961560.8286 | 6215678.3853 | 6215678.3853 | 7036927.9594 | 3435093.2969 | 0 | 16473907.6489 | 33161607.2906 | 17782.7941 | 0.81407 | 20236.4386 | 40735.4978 | 412.5472 | 830.4482
1 | 1700 | 707 | 0.035 | 15 | 15 | 7 | 2.3714e-11 | 5spot_SharedNeighbor | CO2 | Porous | Wet | R600a | MinimizeLCOE_Brownfield | IgnoreSilica | 2019 | 86.6796 | 8.7479 | 0.23782 | 4 | 19239.2874 | 36781.6586 | 392.2189 | 749.8439 | 37.9506 | 2.3216 | 40.9462 | 1217668.7869 | 0 | 2374126.9316 | 0 | 0 | 0 | 0 | 1400800.3302 | 3644595.1156 | 2487511.0553 | 11124702.2197 | 961560.8286 | 6215678.3853 | 6215678.3853 | 7036927.9594 | 3435093.2969 | 0 | 18301941.4336 | 34989641.0753 | 23713.7371 | 0.95128 | 19239.2874 | 36781.6586 | 392.2189 | 749.8439
1 | 1700 | 707 | 0.035 | 15 | 15 | 7 | 3.1623e-11 | 5spot_SharedNeighbor | CO2 | Porous | Wet | R600a | MinimizeLCOE_Brownfield | IgnoreSilica | 2019 | 90.2861 | 9.1062 | 0.24213 | 4 | 19228.4904 | 36458.5482 | 391.9988 | 743.2568 | 37.7545 | 2.29 | 60.7505 | 1242838.7227 | 0 | 2452689.3209 | 0 | 0 | 0 | 0 | 1441255.937 | 3749852.3058 | 2559351.2505 | 11445987.5368 | 961560.8286 | 6215678.3853 | 6215678.3853 | 7036927.9594 | 3435093.2969 | 0 | 18623226.7508 | 35310926.3925 | 31622.7766 | 0.96852 | 19228.4904 | 36458.5482 | 391.9988 | 743.2568
1 | 1700 | 707 | 0.035 | 15 | 15 | 7 | 4.217e-11 | 5spot_SharedNeighbor | CO2 | Porous | Wet | R600a | MinimizeLCOE_Brownfield | IgnoreSilica | 2019 | 90.1741 | 9.0935 | 0.24187 | 4 | 19236.9313 | 36485.5679 | 392.1709 | 743.8077 | 37.7554 | 2.2903 | 60.9674 | 1241752.3322 | 0 | 2449935.8487 | 0 | 0 | 0 | 0 | 1439758.3905 | 3745955.9971 | 2556691.9397 | 11434094.5083 | 961560.8286 | 6215678.3853 | 6215678.3853 | 7036927.9594 | 3435093.2969 | 0 | 18611333.7223 | 35299033.364 | 42169.6503 | 0.96748 | 19236.9313 | 36485.5679 | 392.1709 | 743.8077
1 | 1700 | 707 | 0.035 | 15 | 15 | 7 | 5.6234e-11 | 5spot_SharedNeighbor | CO2 | Porous | Wet | R600a | MinimizeLCOE_Brownfield | IgnoreSilica | 2019 | 90.1035 | 9.0853 | 0.24168 | 4 | 19243.5937 | 36505.4327 | 392.3067 | 744.2126 | 37.7551 | 2.2904 | 52.7714 | 1241018.6366 | 0 | 2448153.1911 | 0 | 0 | 0 | 0 | 1438777.0128 | 3743402.6536 | 2554949.2303 | 11426300.7244 | 961560.8286 | 6215678.3853 | 6215678.3853 | 7036927.9594 | 3435093.2969 | 0 | 18603539.9384 | 35291239.5801 | 56234.1325 | 0.96674 | 19243.5937 | 36505.4327 | 392.3067 | 744.2126
1 | 1700 | 707 | 0.035 | 15 | 15 | 7 | 7.4989e-11 | 5spot_SharedNeighbor | CO2 | Porous | Wet | R600a | MinimizeLCOE_Brownfield | IgnoreSilica | 2019 | 90.0233 | 9.0764 | 0.24151 | 4 | 19248.808 | 36523.0334 | 392.413 | 744.5714 | 37.7562 | 2.2907 | 66.095 | 1240273.5433 | 0 | 2446217.7679 | 0 | 0 | 0 | 0 | 1437731.6114 | 3740682.7335 | 2553092.8289 | 11417998.485 | 961560.8286 | 6215678.3853 | 6215678.3853 | 7036927.9594 | 3435093.2969 | 0 | 18595237.699 | 35282937.3407 | 74989.4209 | 0.96605 | 19248.808 | 36523.0334 | 392.413 | 744.5714
1 | 1700 | 707 | 0.035 | 15 | 15 | 7 | 1e-10 | 5spot_SharedNeighbor | CO2 | Porous | Wet | R600a | MinimizeLCOE_Brownfield | IgnoreSilica | 2019 | 89.9696 | 9.0704 | 0.24139 | 4 | 19252.8552 | 36535.9899 | 392.4955 | 744.8356 | 37.7567 | 2.2909 | 71.501 | 1239754.7248 | 0 | 2444903.3716 | 0 | 0 | 0 | 0 | 1437016.6576 | 3738822.5704 | 2551823.2294 | 11412320.5537 | 961560.8286 | 6215678.3853 | 6215678.3853 | 7036927.9594 | 3435093.2969 | 0 | 18589559.7676 | 35277259.4093 | 100000 | 0.96555 | 19252.8552 | 36535.9899 | 392.4955 | 744.8356
1 | 1700 | 707 | 0.035 | 15 | 15 | 7 | 1.3335e-10 | 5spot_SharedNeighbor | CO2 | Porous | Wet | R600a | MinimizeLCOE_Brownfield | IgnoreSilica | 2019 | 89.9307 | 9.066 | 0.24129 | 4 | 19255.9732 | 36545.7653 | 392.5591 | 745.0349 | 37.7569 | 2.291 | 66.8656 | 1239372.5825 | 0 | 2443946.1287 | 0 | 0 | 0 | 0 | 1436494.2973 | 3737463.4962 | 2550895.6334 | 11408172.1381 | 961560.8286 | 6215678.3853 | 6215678.3853 | 7036927.9594 | 3435093.2969 | 0 | 18585411.352 | 35273110.9937 | 133352.1432 | 0.96518 | 19255.9732 | 36545.7653 | 392.5591 | 745.0349
1 | 1700 | 707 | 0.035 | 15 | 15 | 7 | 1.7783e-10 | 5spot_SharedNeighbor | CO2 | Porous | Wet | R600a | MinimizeLCOE_Brownfield | IgnoreSilica | 2019 | 89.9159 | 9.0641 | 0.24124 | 4 | 19258.3611 | 36552.0173 | 392.6077 | 745.1623 | 37.7562 | 2.2909 | 75.0606 | 1239183.0453 | 0 | 2443538.7971 | 0 | 0 | 0 | 0 | 1436261.5186 | 3736857.8535 | 2550482.2698 | 11406323.4843 | 961560.8286 | 6215678.3853 | 6215678.3853 | 7036927.9594 | 3435093.2969 | 0 | 18583562.6983 | 35271262.34 | 177827.941 | 0.96496 | 19258.3611 | 36552.0173 | 392.6077 | 745.1623
1 | 1700 | 707 | 0.035 | 15 | 15 | 7 | 2.3714e-10 | 5spot_SharedNeighbor | CO2 | Porous | Wet | R600a | MinimizeLCOE_Brownfield | IgnoreSilica | 2019 | 89.877 | 9.0599 | 0.24117 | 4 | 19260.1805 | 36559.0533 | 392.6448 | 745.3058 | 37.7572 | 2.2911 | 72.4059 | 1238849.2324 | 0 | 2442629.9576 | 0 | 0 | 0 | 0 | 1435776.8841 | 3735596.9341 | 2549621.6664 | 11402474.6746 | 961560.8286 | 6215678.3853 | 6215678.3853 | 7036927.9594 | 3435093.2969 | 0 | 18579713.8886 | 35267413.5303 | 237137.3706 | 0.96467 | 19260.1805 | 36559.0533 | 392.6448 | 745.3058
1 | 1700 | 707 | 0.035 | 15 | 15 | 7 | 3.1623e-10 | 5spot_SharedNeighbor | CO2 | Porous | Wet | R600a | MinimizeLCOE_Brownfield | IgnoreSilica | 2019 | 89.8723 | 9.0592 | 0.24114 | 4 | 19261.5618 | 36562.3435 | 392.673 | 745.3728 | 37.7566 | 2.2911 | 70.3368 | 1238766.8945 | 0 | 2442480.5468 | 0 | 0 | 0 | 0 | 1435686.5021 | 3735361.7787 | 2549461.168 | 11401756.8902 | 961560.8286 | 6215678.3853 | 6215678.3853 | 7036927.9594 | 3435093.2969 | 0 | 18578996.1041 | 35266695.7459 | 316227.766 | 0.96456 | 19261.5618 | 36562.3435 | 392.673 | 745.3728
1 | 1700 | 707 | 0.035 | 15 | 15 | 7 | 4.217e-10 | 5spot_SharedNeighbor | CO2 | Porous | Wet | R600a | MinimizeLCOE_Brownfield | IgnoreSilica | 2019 | 89.8575 | 9.0576 | 0.24111 | 4 | 19262.6072 | 36565.7653 | 392.6943 | 745.4426 | 37.7568 | 2.2911 | 70.766 | 1238626.9597 | 0 | 2442122.2051 | 0 | 0 | 0 | 0 | 1435492.1743 | 3734856.1775 | 2549116.0848 | 11400213.6013 | 961560.8286 | 6215678.3853 | 6215678.3853 | 7036927.9594 | 3435093.2969 | 0 | 18577452.8153 | 35265152.457 | 421696.5034 | 0.96443 | 19262.6072 | 36565.7653 | 392.6943 | 745.4426
1 | 1700 | 707 | 0.035 | 15 | 15 | 7 | 5.6234e-10 | 5spot_SharedNeighbor | CO2 | Porous | Wet | R600a | MinimizeLCOE_Brownfield | IgnoreSilica | 2019 | 89.8381 | 9.0555 | 0.24107 | 4 | 19263.3967 | 36569.0297 | 392.7104 | 745.5091 | 37.7574 | 2.2912 | 68.8164 | 1238464.6255 | 0 | 2441672.5634 | 0 | 0 | 0 | 0 | 1435253.5037 | 3734235.2057 | 2548692.2587 | 11398318.1571 | 961560.8286 | 6215678.3853 | 6215678.3853 | 7036927.9594 | 3435093.2969 | 0 | 18575557.371 | 35263257.0128 | 562341.3252 | 0.96429 | 19263.3967 | 36569.0297 | 392.7104 | 745.5091
1 | 1700 | 707 | 0.035 | 15 | 15 | 7 | 7.4989e-10 | 5spot_SharedNeighbor | CO2 | Porous | Wet | R600a | MinimizeLCOE_Brownfield | IgnoreSilica | 2019 | 89.8381 | 9.0554 | 0.24106 | 4 | 19263.9919 | 36570.2824 | 392.7225 | 745.5347 | 37.757 | 2.2912 | 69.2059 | 1238442.9261 | 0 | 2441651.7053 | 0 | 0 | 0 | 0 | 1435236.9063 | 3734192.0225 | 2548662.7853 | 11398186.3455 | 961560.8286 | 6215678.3853 | 6215678.3853 | 7036927.9594 | 3435093.2969 | 0 | 18575425.5595 | 35263125.2012 | 749894.2093 | 0.96426 | 19263.9919 | 36570.2824 | 392.7225 | 745.5347
1 | 1700 | 707 | 0.035 | 15 | 15 | 7 | 1e-09 | 5spot_SharedNeighbor | CO2 | Porous | Wet | R600a | MinimizeLCOE_Brownfield | IgnoreSilica | 2019 | 89.8381 | 9.0553 | 0.24106 | 4 | 19264.4402 | 36571.2257 | 392.7317 | 745.5539 | 37.7568 | 2.2911 | 69.1633 | 1238426.5944 | 0 | 2441636.0288 | 0 | 0 | 0 | 0 | 1435224.4231 | 3734159.5438 | 2548640.6179 | 11398087.208 | 961560.8286 | 6215678.3853 | 6215678.3853 | 7036927.9594 | 3435093.2969 | 0 | 18575326.422 | 35263026.0637 | 1000000 | 0.96423 | 19264.4402 | 36571.2257 | 392.7317 | 745.5539
1 | 1700 | 707 | 0.035 | 15 | 15 | 7 | 1.3335e-09 | 5spot_SharedNeighbor | CO2 | Porous | Wet | R600a | MinimizeLCOE_Brownfield | IgnoreSilica | 2019 | 89.8233 | 9.0538 | 0.24103 | 4 | 19264.7771 | 36573.1558 | 392.7385 | 745.5933 | 37.7574 | 2.2912 | 77.1169 | 1238312.6012 | 0 | 2441302.8454 | 0 | 0 | 0 | 0 | 1435050.0242 | 3733705.7937 | 2548330.9241 | 11396702.1886 | 961560.8286 | 6215678.3853 | 6215678.3853 | 7036927.9594 | 3435093.2969 | 0 | 18573941.4025 | 35261641.0442 | 1333521.4322 | 0.96414 | 19264.7771 | 36573.1558 | 392.7385 | 745.5933
1 | 1700 | 707 | 0.035 | 15 | 15 | 7 | 1.7783e-09 | 5spot_SharedNeighbor | CO2 | Porous | Wet | R600a | MinimizeLCOE_Brownfield | IgnoreSilica | 2019 | 89.8233 | 9.0538 | 0.24103 | 4 | 19265.0304 | 36573.6889 | 392.7437 | 745.6041 | 37.7572 | 2.2912 | 77.1785 | 1238303.3801 | 0 | 2441294.0111 | 0 | 0 | 0 | 0 | 1435042.9826 | 3733687.4728 | 2548318.4198 | 11396646.2664 | 961560.8286 | 6215678.3853 | 6215678.3853 | 7036927.9594 | 3435093.2969 | 0 | 18573885.4804 | 35261585.1221 | 1778279.41 | 0.96412 | 19265.0304 | 36573.6889 | 392.7437 | 745.6041
1 | 1700 | 707 | 0.035 | 15 | 15 | 7 | 2.3714e-09 | 5spot_SharedNeighbor | CO2 | Porous | Wet | R600a | MinimizeLCOE_Brownfield | IgnoreSilica | 2019 | 89.8233 | 9.0537 | 0.24103 | 4 | 19265.2207 | 36574.0894 | 392.7476 | 745.6123 | 37.7571 | 2.2912 | 76.6844 | 1238296.4545 | 0 | 2441287.3801 | 0 | 0 | 0 | 0 | 1435037.6955 | 3733673.717 | 2548309.0312 | 11396604.2783 | 961560.8286 | 6215678.3853 | 6215678.3853 | 7036927.9594 | 3435093.2969 | 0 | 18573843.4923 | 35261543.134 | 2371373.7057 | 0.96411 | 19265.2207 | 36574.0894 | 392.7476 | 745.6123
1 | 1700 | 707 | 0.035 | 15 | 15 | 7 | 3.1623e-09 | 5spot_SharedNeighbor | CO2 | Porous | Wet | R600a | MinimizeLCOE_Brownfield | IgnoreSilica | 2019 | 89.8233 | 9.0537 | 0.24103 | 4 | 19265.3636 | 36574.3901 | 392.7505 | 745.6184 | 37.757 | 2.2912 | 76.8291 | 1238291.255 | 0 | 2441282.4041 | 0 | 0 | 0 | 0 | 1435033.7271 | 3733663.3919 | 2548301.9841 | 11396572.7622 | 961560.8286 | 6215678.3853 | 6215678.3853 | 7036927.9594 | 3435093.2969 | 0 | 18573811.9762 | 35261511.6179 | 3162277.6602 | 0.9641 | 19265.3636 | 36574.3901 | 392.7505 | 745.6184
1 | 1700 | 707 | 0.035 | 15 | 15 | 7 | 4.217e-09 | 5spot_SharedNeighbor | CO2 | Porous | Wet | R600a | MinimizeLCOE_Brownfield | IgnoreSilica | 2019 | 89.8233 | 9.0537 | 0.24102 | 4 | 19265.4709 | 36574.6158 | 392.7527 | 745.623 | 37.7569 | 2.2912 | 77.1806 | 1238287.3525 | 0 | 2441278.6707 | 0 | 0 | 0 | 0 | 1435030.7491 | 3733655.6438 | 2548296.6958 | 11396549.1118 | 961560.8286 | 6215678.3853 | 6215678.3853 | 7036927.9594 | 3435093.2969 | 0 | 18573788.3258 | 35261487.9675 | 4216965.0343 | 0.9641 | 19265.4709 | 36574.6158 | 392.7527 | 745.623
1 | 1700 | 707 | 0.035 | 15 | 15 | 7 | 5.6234e-09 | 5spot_SharedNeighbor | CO2 | Porous | Wet | R600a | MinimizeLCOE_Brownfield | IgnoreSilica | 2019 | 89.8233 | 9.0537 | 0.24102 | 4 | 19265.5514 | 36574.7852 | 392.7543 | 745.6265 | 37.7569 | 2.2912 | 77.3642 | 1238284.4242 | 0 | 2441275.8699 | 0 | 0 | 0 | 0 | 1435028.5147 | 3733649.8304 | 2548292.7281 | 11396531.3672 | 961560.8286 | 6215678.3853 | 6215678.3853 | 7036927.9594 | 3435093.2969 | 0 | 18573770.5812 | 35261470.2229 | 5623413.2519 | 0.96409 | 19265.5514 | 36574.7852 | 392.7543 | 745.6265
1 | 1700 | 707 | 0.035 | 15 | 15 | 7 | 7.4989e-09 | 5spot_SharedNeighbor | CO2 | Porous | Wet | R600a | MinimizeLCOE_Brownfield | IgnoreSilica | 2019 | 89.8233 | 9.0537 | 0.24102 | 4 | 19265.6119 | 36574.9123 | 392.7556 | 745.6291 | 37.7569 | 2.2912 | 76.2941 | 1238282.2272 | 0 | 2441273.769 | 0 | 0 | 0 | 0 | 1435026.8385 | 3733645.4693 | 2548289.7515 | 11396518.0554 | 961560.8286 | 6215678.3853 | 6215678.3853 | 7036927.9594 | 3435093.2969 | 0 | 18573757.2694 | 35261456.9111 | 7498942.0933 | 0.96409 | 19265.6119 | 36574.9123 | 392.7556 | 745.6291
1 | 1700 | 707 | 0.035 | 15 | 15 | 7 | 1e-08 | 5spot_SharedNeighbor | CO2 | Porous | Wet | R600a | MinimizeLCOE_Brownfield | IgnoreSilica | 2019 | 89.8038 | 9.0517 | 0.241 | 4 | 19265.6572 | 36576.6106 | 392.7565 | 745.6637 | 37.7579 | 2.2913 | 75.5043 | 1238147.0739 | 0 | 2440850.3594 | 0 | 0 | 0 | 0 | 1434808.999 | 3733078.6956 | 2547902.9168 | 11394788.0447 | 961560.8286 | 6215678.3853 | 6215678.3853 | 7036927.9594 | 3435093.2969 | 0 | 18572027.2587 | 35259726.9004 | 10000000 | 0.964 | 19265.6572 | 36576.6106 | 392.7565 | 745.6637
1 | 1800 | 707 | 0.035 | 15 | 15 | 7 | 1e-13 | 5spot_SharedNeighbor | CO2 | Porous | Wet | R600a | MinimizeLCOE_Brownfield | IgnoreSilica | 2019 | 0.40413 | 0.013008 | 0.00061448 | 4 | 3133996.0312 | 10205942.5239 | 63890.7481 | 208061.9429 | 35.0451 | 2.1993 | 29.2101 | 21875.8742 | 0 | 20243.3486 | 0 | 0 | 0 | 7183.0439 | 19227.884 | 50027.0099 | 34144.4622 | 152701.6228 | 961560.8286 | 6588857.343 | 6588857.343 | 7236048.3217 | 3557391.7189 | 0 | 7703119.7944 | 25085417.1781 | 100 | 0.0024579 | 3133996.0312 | 10205942.5239 | 63890.7481 | 208061.9429
1 | 1800 | 707 | 0.035 | 15 | 15 | 7 | 1.3335e-13 | 5spot_SharedNeighbor | CO2 | Porous | Wet | R600a | MinimizeLCOE_Brownfield | IgnoreSilica | 2019 | 0.55509 | 0.027648 | 0.0010514 | 4 | 1846438.5678 | 5979711.4356 | 37642.1477 | 121904.5058 | 36.5572 | 2.4081 | 33.4949 | 30464.8758 | 0 | 29840.5688 | 0 | 0 | 0 | 9013.4102 | 27034.3534 | 70337.8419 | 48007.0224 | 214698.0725 | 961560.8286 | 6588857.343 | 6588857.343 | 7236048.3217 | 3557391.7189 | 0 | 7765116.2442 | 25147413.6278 | 133.3521 | 0.0042055 | 1846438.5678 | 5979711.4356 | 37642.1477 | 121904.5058
1 | 1800 | 707 | 0.035 | 15 | 15 | 7 | 1.7783e-13 | 5spot_SharedNeighbor | CO2 | Porous | Wet | R600a | MinimizeLCOE_Brownfield | IgnoreSilica | 2019 | 0.73307 | 0.045787 | 0.0016793 | 4 | 1165666.6088 | 3753471.656 | 23763.6905 | 76519.5967 | 37.6813 | 2.5549 | 32.1737 | 39832.1748 | 0 | 40603.8919 | 0 | 0 | 0 | 9762.9862 | 35177.6307 | 91524.979 | 62467.6788 | 279369.3415 | 961560.8286 | 6588857.343 | 6588857.343 | 7236048.3217 | 3557391.7189 | 0 | 7829787.5131 | 25212084.8968 | 177.8279 | 0.006717 | 1165666.6088 | 3753471.656 | 23763.6905 | 76519.5967
1 | 1800 | 707 | 0.035 | 15 | 15 | 7 | 2.3714e-13 | 5spot_SharedNeighbor | CO2 | Porous | Wet | R600a | MinimizeLCOE_Brownfield | IgnoreSilica | 2019 | 0.99018 | 0.071874 | 0.0025602 | 4 | 773441.0245 | 2470829.9757 | 15767.6414 | 50371.2111 | 38.7116 | 2.6802 | 67.9411 | 52251.3066 | 0 | 55307.4173 | 0 | 0 | 0 | 11930.7864 | 46600.909 | 121246.0062 | 82752.8906 | 370089.3161 | 961560.8286 | 6588857.343 | 6588857.343 | 7236048.3217 | 3557391.7189 | 0 | 7920507.4877 | 25302804.8714 | 237.1374 | 0.010241 | 773441.0245 | 2470829.9757 | 15767.6414 | 50371.2111
1 | 1800 | 707 | 0.035 | 15 | 15 | 7 | 3.1623e-13 | 5spot_SharedNeighbor | CO2 | Porous | Wet | R600a | MinimizeLCOE_Brownfield | IgnoreSilica | 2019 | 1.3208 | 0.10583 | 0.0037679 | 4 | 532581.6396 | 1685894.8119 | 10857.3971 | 34369.2461 | 39.5315 | 2.7731 | 96.703 | 66825.5837 | 0 | 73113.5038 | 0 | 0 | 0 | 13890.6451 | 59993.5957 | 156091.0297 | 106535.3351 | 476449.6931 | 961560.8286 | 6588857.343 | 6588857.343 | 7236048.3217 | 3557391.7189 | 0 | 8026867.8648 | 25409165.2484 | 316.2278 | 0.015072 | 532581.6396 | 1685894.8119 | 10857.3971 | 34369.2461
1 | 1800 | 707 | 0.035 | 15 | 15 | 7 | 4.217e-13 | 5spot_SharedNeighbor | CO2 | Porous | Wet | R600a | MinimizeLCOE_Brownfield | IgnoreSilica | 2019 | 1.7292 | 0.14828 | 0.0053995 | 4 | 377070.8335 | 1181875.5036 | 7687.099 | 24094.1307 | 40.162 | 2.8406 | 130.9773 | 83303.9896 | 0 | 93863.1989 | 0 | 0 | 0 | 14491.8926 | 74747.0416 | 194476.4696 | 132734.1866 | 593616.779 | 961560.8286 | 6588857.343 | 6588857.343 | 7236048.3217 | 3557391.7189 | 0 | 8144034.9506 | 25526332.3343 | 421.6965 | 0.021598 | 377070.8335 | 1181875.5036 | 7687.099 | 24094.1307
1 | 1800 | 707 | 0.035 | 15 | 15 | 7 | 5.6234e-13 | 5spot_SharedNeighbor | CO2 | Porous | Wet | R600a | MinimizeLCOE_Brownfield | IgnoreSilica | 2019 | 2.2738 | 0.20484 | 0.0075961 | 4 | 272829.2757 | 844905.6704 | 5561.9938 | 17224.5449 | 40.684 | 2.8939 | 177.5592 | 103445.1742 | 0 | 119986.3327 | 0 | 0 | 0 | 15290.6518 | 93101.6419 | 242231.3744 | 165327.8904 | 739383.0655 | 961560.8286 | 6588857.343 | 6588857.343 | 7236048.3217 | 3557391.7189 | 0 | 8289801.2371 | 25672098.6207 | 562.3413 | 0.030385 | 272829.2757 | 844905.6704 | 5561.9938 | 17224.5449
1 | 1800 | 707 | 0.035 | 15 | 15 | 7 | 7.4989e-13 | 5spot_SharedNeighbor | CO2 | Porous | Wet | R600a | MinimizeLCOE_Brownfield | IgnoreSilica | 2019 | 2.9936 | 0.27963 | 0.01054 | 4 | 200874.5914 | 613186.1271 | 4095.1002 | 12500.6286 | 41.1049 | 2.9351 | 35.4397 | 127837.9392 | 0 | 152574.2786 | 0 | 0 | 0 | 16007.1069 | 115603.5366 | 300776.6887 | 205286.2704 | 918085.8204 | 961560.8286 | 6588857.343 | 6588857.343 | 7236048.3217 | 3557391.7189 | 0 | 8468503.9921 | 25850801.3757 | 749.8942 | 0.042158 | 200874.5914 | 613186.1271 | 4095.1002 | 12500.6286
1 | 1800 | 707 | 0.035 | 15 | 15 | 7 | 1e-12 | 5spot_SharedNeighbor | CO2 | Porous | Wet | R600a | MinimizeLCOE_Brownfield | IgnoreSilica | 2019 | 3.8996 | 0.37412 | 0.014445 | 4 | 150053.8729 | 450889.2434 | 3059.0512 | 9191.9871 | 41.4269 | 2.9654 | 40.4507 | 156035.0614 | 0 | 191340.089 | 0 | 0 | 0 | 14141.7131 | 140991.5768 | 366831.1615 | 250369.8053 | 1119709.4071 | 961560.8286 | 6588857.343 | 6588857.343 | 7236048.3217 | 3557391.7189 | 0 | 8670127.5787 | 26052424.9624 | 1000 | 0.05778 | 150053.8729 | 450889.2434 | 3059.0512 | 9191.9871
1 | 1800 | 707 | 0.035 | 15 | 15 | 7 | 1.3335e-12 | 5spot_SharedNeighbor | CO2 | Porous | Wet | R600a | MinimizeLCOE_Brownfield | IgnoreSilica | 2019 | 4.9614 | 0.48573 | 0.019529 | 4 | 113349.1361 | 335867.4689 | 2310.7755 | 6847.1126 | 41.6602 | 2.9867 | 39.5834 | 186564.932 | 0 | 234450.3526 | 0 | 0 | 0 | 0 | 164195.961 | 427204.2093 | 291575.651 | 1303991.106 | 961560.8286 | 6588857.343 | 6588857.343 | 7236048.3217 | 3557391.7189 | 0 | 8854409.2776 | 26236706.6612 | 1333.5214 | 0.078116 | 113349.1361 | 335867.4689 | 2310.7755 | 6847.1126
1 | 1800 | 707 | 0.035 | 15 | 15 | 7 | 1.7783e-12 | 5spot_SharedNeighbor | CO2 | Porous | Wet | R600a | MinimizeLCOE_Brownfield | IgnoreSilica | 2019 | 6.6398 | 0.65985 | 0.026519 | 4 | 86699.5858 | 250567.3354 | 1767.4883 | 5108.154 | 41.8817 | 3.0064 | 39.4164 | 230977.1928 | 0 | 298900.0857 | 0 | 0 | 0 | 1643.3151 | 207293.0315 | 539333.9464 | 368106.5006 | 1646254.0722 | 961560.8286 | 6588857.343 | 6588857.343 | 7236048.3217 | 3557391.7189 | 0 | 9196672.2438 | 26578969.6275 | 1778.2794 | 0.10608 | 86699.5858 | 250567.3354 | 1767.4883 | 5108.154
1 | 1800 | 707 | 0.035 | 15 | 15 | 7 | 2.3714e-12 | 5spot_SharedNeighbor | CO2 | Porous | Wet | R600a | MinimizeLCOE_Brownfield | IgnoreSilica | 2019 | 8.8641 | 0.89074 | 0.035814 | 4 | 67099.2715 | 188435.4041 | 1367.9094 | 3841.5106 | 42.0443 | 3.02 | 47.0279 | 284785.4835 | 0 | 379372.0044 | 0 | 0 | 0 | 1609.1711 | 259648.997 | 675553.4288 | 461079.0964 | 2062048.1812 | 961560.8286 | 6588857.343 | 6588857.343 | 7236048.3217 | 3557391.7189 | 0 | 9612466.3528 | 26994763.7365 | 2371.3737 | 0.14326 | 67099.2715 | 188435.4041 | 1367.9094 | 3841.5106
1 | 1800 | 707 | 0.035 | 15 | 15 | 7 | 3.1623e-12 | 5spot_SharedNeighbor | CO2 | Porous | Wet | R600a | MinimizeLCOE_Brownfield | IgnoreSilica | 2019 | 11.8119 | 1.1967 | 0.048139 | 4 | 52561.7027 | 142833.6344 | 1071.5414 | 2911.8568 | 42.1602 | 3.0289 | 44.1501 | 350056.0042 | 0 | 479902.5401 | 0 | 0 | 0 | 0 | 323683.8323 | 842158.9349 | 574790.7777 | 2570592.0892 | 961560.8286 | 6588857.343 | 6588857.343 | 7236048.3217 | 3557391.7189 | 0 | 10121010.2608 | 27503307.6445 | 3162.2777 | 0.19255 | 52561.7027 | 142833.6344 | 1071.5414 | 2911.8568
1 | 1800 | 707 | 0.035 | 15 | 15 | 7 | 4.217e-12 | 5spot_SharedNeighbor | CO2 | Porous | Wet | R600a | MinimizeLCOE_Brownfield | IgnoreSilica | 2019 | 15.7554 | 1.6064 | 0.06449 | 4 | 41717.6465 | 109100.969 | 850.4707 | 2224.1708 | 42.2293 | 3.0319 | 53.5297 | 429905.9923 | 0 | 606859.3085 | 0 | 0 | 0 | 0 | 404338.4673 | 1052005.7507 | 718015.5414 | 3211125.0603 | 961560.8286 | 6588857.343 | 6588857.343 | 7236048.3217 | 3557391.7189 | 0 | 10761543.232 | 28143840.6156 | 4216.965 | 0.25796 | 41717.6465 | 109100.969 | 850.4707 | 2224.1708
1 | 1800 | 707 | 0.035 | 15 | 15 | 7 | 5.6234e-12 | 5spot_SharedNeighbor | CO2 | Porous | Wet | R600a | MinimizeLCOE_Brownfield | IgnoreSilica | 2019 | 20.9714 | 2.148 | 0.085944 | 4 | 33600.9923 | 84163.8481 | 685.0017 | 1715.7939 | 42.2557 | 3.0296 | 34.6118 | 526442.1439 | 0 | 765282.0067 | 0 | 0 | 0 | 0 | 503772.4187 | 1310712.4956 | 894588.2107 | 4000797.2756 | 961560.8286 | 6588857.343 | 6588857.343 | 7236048.3217 | 3557391.7189 | 0 | 11551215.4472 | 28933512.8309 | 5623.4133 | 0.34378 | 33600.9923 | 84163.8481 | 685.0017 | 1715.7939
1 | 1800 | 707 | 0.035 | 15 | 15 | 7 | 7.4989e-12 | 5spot_SharedNeighbor | CO2 | Porous | Wet | R600a | MinimizeLCOE_Brownfield | IgnoreSilica | 2019 | 27.836 | 2.8607 | 0.11376 | 4 | 27513.6166 | 65712.8754 | 560.9023 | 1339.6458 | 42.2298 | 3.0197 | 51.0114 | 642301.6923 | 0 | 962169.6904 | 0 | 0 | 0 | 0 | 625743.8393 | 1628057.112 | 1111182.4322 | 4969454.7662 | 961560.8286 | 6588857.343 | 6588857.343 | 7236048.3217 | 3557391.7189 | 0 | 12519872.9378 | 29902170.3215 | 7498.9421 | 0.45504 | 27513.6166 | 65712.8754 | 560.9023 | 1339.6458
1 | 1800 | 707 | 0.035 | 15 | 15 | 7 | 1e-11 | 5spot_SharedNeighbor | CO2 | Porous | Wet | R600a | MinimizeLCOE_Brownfield | IgnoreSilica | 2019 | 36.8491 | 3.797 | 0.14922 | 4 | 22960.564 | 52082.6382 | 468.0822 | 1061.775 | 42.1229 | 2.9963 | 46.3503 | 780171.5299 | 0 | 1206819.5393 | 0 | 0 | 0 | 0 | 774926.517 | 2016199.8379 | 1376097.8181 | 6154215.2421 | 961560.8286 | 6588857.343 | 6588857.343 | 7236048.3217 | 3557391.7189 | 0 | 13704633.4137 | 31086930.7973 | 10000 | 0.59688 | 22960.564 | 52082.6382 | 468.0822 | 1061.775
1 | 1800 | 707 | 0.035 | 15 | 15 | 7 | 1.3335e-11 | 5spot_SharedNeighbor | CO2 | Porous | Wet | R600a | MinimizeLCOE_Brownfield | IgnoreSilica | 2019 | 48.4622 | 5.0026 | 0.19261 | 4 | 19628.4786 | 42189.8008 | 400.1531 | 860.0962 | 41.8991 | 2.9535 | 49.4799 | 939570.2466 | 0 | 1505266.5012 | 0 | 0 | 0 | 0 | 953486.3317 | 2480775.8481 | 1693180.4911 | 7572279.4187 | 961560.8286 | 6588857.343 | 6588857.343 | 7236048.3217 | 3557391.7189 | 0 | 15122697.5903 | 32504994.974 | 13335.2143 | 0.77045 | 19628.4786 | 42189.8008 | 400.1531 | 860.0962
1 | 1800 | 707 | 0.035 | 15 | 15 | 7 | 1.7783e-11 | 5spot_SharedNeighbor | CO2 | Porous | Wet | R600a | MinimizeLCOE_Brownfield | IgnoreSilica | 2019 | 63.0986 | 6.5183 | 0.24216 | 4 | 17316.8913 | 35262.3116 | 353.0283 | 718.8699 | 41.4832 | 2.8789 | 50.8659 | 1115968.7115 | 0 | 1861854.3737 | 0 | 0 | 0 | 0 | 1161351.0032 | 3021597.0846 | 2062302.0979 | 9223073.271 | 961560.8286 | 6588857.343 | 6588857.343 | 7236048.3217 | 3557391.7189 | 0 | 16773491.4426 | 34155788.8262 | 17782.7941 | 0.96862 | 17316.8913 | 35262.3116 | 353.0283 | 718.8699
1 | 1800 | 707 | 0.035 | 15 | 15 | 7 | 2.3714e-11 | 5spot_SharedNeighbor | CO2 | Porous | Wet | R600a | MinimizeLCOE_Brownfield | IgnoreSilica | 2019 | 80.9837 | 8.3591 | 0.29183 | 4 | 15947.8158 | 30838.699 | 325.1178 | 628.6886 | 40.7615 | 2.7544 | 53.4076 | 1297233.587 | 0 | 2275495.7169 | 0 | 0 | 0 | 0 | 1393364.4285 | 3625248.4246 | 2474306.5412 | 11065648.6981 | 961560.8286 | 6588857.343 | 6588857.343 | 7236048.3217 | 3557391.7189 | 0 | 18616066.8698 | 35998364.2534 | 23713.7371 | 1.1673 | 15947.8158 | 30838.699 | 325.1178 | 628.6886
1 | 1800 | 707 | 0.035 | 15 | 15 | 7 | 3.1623e-11 | 5spot_SharedNeighbor | CO2 | Porous | Wet | R600a | MinimizeLCOE_Brownfield | IgnoreSilica | 2019 | 98.4692 | 10.1399 | 0.32522 | 4 | 15564.6178 | 28926.61 | 317.3058 | 589.7081 | 39.8253 | 2.5976 | 51.9214 | 1438113.0497 | 0 | 2661396.98 | 0 | 0 | 0 | 0 | 1598808.9116 | 4159772.8271 | 2839130.4293 | 12697222.1977 | 961560.8286 | 6588857.343 | 6588857.343 | 7236048.3217 | 3557391.7189 | 0 | 20247640.3694 | 37629937.753 | 31622.7766 | 1.3009 | 15564.6178 | 28926.61 | 317.3058 | 589.7081
1 | 1800 | 707 | 0.035 | 15 | 15 | 7 | 4.217e-11 | 5spot_SharedNeighbor | CO2 | Porous | Wet | R600a | MinimizeLCOE_Brownfield | IgnoreSilica | 2019 | 98.3519 | 10.126 | 0.32486 | 4 | 15571.6198 | 28948.194 | 317.4485 | 590.1481 | 39.8257 | 2.5979 | 58.6104 | 1436871.6602 | 0 | 2658449.7426 | 0 | 0 | 0 | 0 | 1597175.3471 | 4155522.6274 | 2836229.5807 | 12684248.958 | 961560.8286 | 6588857.343 | 6588857.343 | 7236048.3217 | 3557391.7189 | 0 | 20234667.1296 | 37616964.5133 | 42169.6503 | 1.2995 | 15571.6198 | 28948.194 | 317.4485 | 590.1481
1 | 1800 | 707 | 0.035 | 15 | 15 | 7 | 5.6234e-11 | 5spot_SharedNeighbor | CO2 | Porous | Wet | R600a | MinimizeLCOE_Brownfield | IgnoreSilica | 2019 | 98.2593 | 10.1151 | 0.32459 | 4 | 15577.1253 | 28965.1965 | 317.5608 | 590.4947 | 39.826 | 2.5982 | 61.1523 | 1435893.5312 | 0 | 2656125.3715 | 0 | 0 | 0 | 0 | 1595887.372 | 4152171.5806 | 2833942.4223 | 12674020.2776 | 961560.8286 | 6588857.343 | 6588857.343 | 7236048.3217 | 3557391.7189 | 0 | 20224438.4492 | 37606735.8329 | 56234.1325 | 1.2983 | 15577.1253 | 28965.1965 | 317.5608 | 590.4947
1 | 1800 | 707 | 0.035 | 15 | 15 | 7 | 7.4989e-11 | 5spot_SharedNeighbor | CO2 | Porous | Wet | R600a | MinimizeLCOE_Brownfield | IgnoreSilica | 2019 | 98.1861 | 10.1065 | 0.32437 | 4 | 15581.4214 | 28978.5195 | 317.6484 | 590.7663 | 39.8263 | 2.5984 | 63.7388 | 1435124.7374 | 0 | 2654294.1675 | 0 | 0 | 0 | 0 | 1594873.3729 | 4149533.3628 | 2832141.7845 | 12665967.4252 | 961560.8286 | 6588857.343 | 6588857.343 | 7236048.3217 | 3557391.7189 | 0 | 20216385.5968 | 37598682.9805 | 74989.4209 | 1.2975 | 15581.4214 | 28978.5195 | 317.6484 | 590.7663
1 | 1800 | 707 | 0.035 | 15 | 15 | 7 | 1e-10 | 5spot_SharedNeighbor | CO2 | Porous | Wet | R600a | MinimizeLCOE_Brownfield | IgnoreSilica | 2019 | 98.1324 | 10.1001 | 0.3242 | 4 | 15584.7482 | 28988.6634 | 317.7162 | 590.9731 | 39.8264 | 2.5986 | 68.4005 | 1434550.7326 | 0 | 2652941.4456 | 0 | 0 | 0 | 0 | 1594121.9495 | 4147578.3132 | 2830807.4229 | 12659999.8637 | 961560.8286 | 6588857.343 | 6588857.343 | 7236048.3217 | 3557391.7189 | 0 | 20210418.0354 | 37592715.419 | 100000 | 1.2968 | 15584.7482 | 28988.6634 | 317.7162 | 590.9731
1 | 1800 | 707 | 0.035 | 15 | 15 | 7 | 1.3335e-10 | 5spot_SharedNeighbor | CO2 | Porous | Wet | R600a | MinimizeLCOE_Brownfield | IgnoreSilica | 2019 | 98.0935 | 10.0954 | 0.32408 | 4 | 15587.307 | 28996.3224 | 317.7683 | 591.1293 | 39.8263 | 2.5987 | 66.162 | 1434126.6903 | 0 | 2651954.4976 | 0 | 0 | 0 | 0 | 1593571.6633 | 4146146.5813 | 2829830.2366 | 12655629.669 | 961560.8286 | 6588857.343 | 6588857.343 | 7236048.3217 | 3557391.7189 | 0 | 20206047.8407 | 37588345.2243 | 133352.1432 | 1.2963 | 15587.307 | 28996.3224 | 317.7683 | 591.1293
1 | 1800 | 707 | 0.035 | 15 | 15 | 7 | 1.7783e-10 | 5spot_SharedNeighbor | CO2 | Porous | Wet | R600a | MinimizeLCOE_Brownfield | IgnoreSilica | 2019 | 98.0546 | 10.091 | 0.32397 | 4 | 15589.2641 | 29002.7177 | 317.8082 | 591.2596 | 39.8268 | 2.5988 | 61.631 | 1433738.4394 | 0 | 2651003.0261 | 0 | 0 | 0 | 0 | 1593049.1715 | 4144787.165 | 2828902.407 | 12651480.2091 | 961560.8286 | 6588857.343 | 6588857.343 | 7236048.3217 | 3557391.7189 | 0 | 20201898.3807 | 37584195.7644 | 177827.941 | 1.2959 | 15589.2641 | 29002.7177 | 317.8082 | 591.2596
1 | 1800 | 707 | 0.035 | 15 | 15 | 7 | 2.3714e-10 | 5spot_SharedNeighbor | CO2 | Porous | Wet | R600a | MinimizeLCOE_Brownfield | IgnoreSilica | 2019 | 98.0398 | 10.0891 | 0.32391 | 4 | 15590.754 | 29006.7152 | 317.8386 | 591.3411 | 39.8263 | 2.5988 | 71.4348 | 1433546.9417 | 0 | 2650598.5664 | 0 | 0 | 0 | 0 | 1592816.7482 | 4144182.4471 | 2828489.6746 | 12649634.3779 | 961560.8286 | 6588857.343 | 6588857.343 | 7236048.3217 | 3557391.7189 | 0 | 20200052.5495 | 37582349.9332 | 237137.3706 | 1.2956 | 15590.754 | 29006.7152 | 317.8386 | 591.3411
1 | 1800 | 707 | 0.035 | 15 | 15 | 7 | 3.1623e-10 | 5spot_SharedNeighbor | CO2 | Porous | Wet | R600a | MinimizeLCOE_Brownfield | IgnoreSilica | 2019 | 98.0204 | 10.0868 | 0.32385 | 4 | 15591.8842 | 29010.2304 | 317.8616 | 591.4128 | 39.8264 | 2.5989 | 68.5551 | 1433344.1514 | 0 | 2650114.8911 | 0 | 0 | 0 | 0 | 1592549.0266 | 4143485.8904 | 2828014.2603 | 12647508.2199 | 961560.8286 | 6588857.343 | 6588857.343 | 7236048.3217 | 3557391.7189 | 0 | 20197926.3915 | 37580223.7752 | 316227.766 | 1.2954 | 15591.8842 | 29010.2304 | 317.8616 | 591.4128
1 | 1800 | 707 | 0.035 | 15 | 15 | 7 | 4.217e-10 | 5spot_SharedNeighbor | CO2 | Porous | Wet | R600a | MinimizeLCOE_Brownfield | IgnoreSilica | 2019 | 98.0009 | 10.0846 | 0.3238 | 4 | 15592.7393 | 29013.1683 | 317.8791 | 591.4727 | 39.8267 | 2.599 | 67.3919 | 1433157.5638 | 0 | 2649646.9842 | 0 | 0 | 0 | 0 | 1592293.7737 | 4142821.7749 | 2827560.9878 | 12645481.0845 | 961560.8286 | 6588857.343 | 6588857.343 | 7236048.3217 | 3557391.7189 | 0 | 20195899.2561 | 37578196.6398 | 421696.5034 | 1.2952 | 15592.7393 | 29013.1683 | 317.8791 | 591.4727
1 | 1800 | 707 | 0.035 | 15 | 15 | 7 | 5.6234e-10 | 5spot_SharedNeighbor | CO2 | Porous | Wet | R600a | MinimizeLCOE_Brownfield | IgnoreSilica | 2019 | 98.0035 | 10.0847 | 0.32379 | 4 | 15593.3849 | 29014.3687 | 317.8922 | 591.4972 | 39.826 | 2.5989 | 56.4644 | 1433138.0717 | 0 | 2649666.8558 | 0 | 0 | 0 | 0 | 1592293.9217 | 4142822.1599 | 2827561.2506 | 12645482.2598 | 961560.8286 | 6588857.343 | 6588857.343 | 7236048.3217 | 3557391.7189 | 0 | 20195900.4315 | 37578197.8151 | 562341.3252 | 1.2952 | 15593.3849 | 29014.3687 | 317.8922 | 591.4972
1 | 1800 | 707 | 0.035 | 15 | 15 | 7 | 7.4989e-10 | 5spot_SharedNeighbor | CO2 | Porous | Wet | R600a | MinimizeLCOE_Brownfield | IgnoreSilica | 2019 | 97.9887 | 10.083 | 0.32376 | 4 | 15593.8712 | 29016.2607 | 317.9022 | 591.5357 | 39.8264 | 2.599 | 63.8127 | 1433005.6303 | 0 | 2649319.8132 | 0 | 0 | 0 | 0 | 1592106.923 | 4142335.6275 | 2827229.1823 | 12643997.1763 | 961560.8286 | 6588857.343 | 6588857.343 | 7236048.3217 | 3557391.7189 | 0 | 20194415.348 | 37576712.7316 | 749894.2093 | 1.295 | 15593.8712 | 29016.2607 | 317.9022 | 591.5357
1 | 1800 | 707 | 0.035 | 15 | 15 | 7 | 1e-09 | 5spot_SharedNeighbor | CO2 | Porous | Wet | R600a | MinimizeLCOE_Brownfield | IgnoreSilica | 2019 | 97.9887 | 10.0829 | 0.32375 | 4 | 15594.2375 | 29017.0284 | 317.9096 | 591.5514 | 39.8261 | 2.5989 | 64.4127 | 1432984.2347 | 0 | 2649299.3039 | 0 | 0 | 0 | 0 | 1592090.5801 | 4142293.1067 | 2827200.1609 | 12643867.3864 | 961560.8286 | 6588857.343 | 6588857.343 | 7236048.3217 | 3557391.7189 | 0 | 20194285.558 | 37576582.9417 | 1000000 | 1.295 | 15594.2375 | 29017.0284 | 317.9096 | 591.5514
1 | 1800 | 707 | 0.035 | 15 | 15 | 7 | 1.3335e-09 | 5spot_SharedNeighbor | CO2 | Porous | Wet | R600a | MinimizeLCOE_Brownfield | IgnoreSilica | 2019 | 97.9692 | 10.0809 | 0.32371 | 4 | 15594.5128 | 29018.7507 | 317.9152 | 591.5865 | 39.827 | 2.5991 | 62.1086 | 1432831.6491 | 0 | 2648864.2483 | 0 | 0 | 0 | 0 | 1591861.4 | 4141696.8271 | 2826793.1879 | 12642047.3123 | 961560.8286 | 6588857.343 | 6588857.343 | 7236048.3217 | 3557391.7189 | 0 | 20192465.484 | 37574762.8676 | 1333521.4322 | 1.2948 | 15594.5128 | 29018.7507 | 317.9152 | 591.5865
1 | 1800 | 707 | 0.035 | 15 | 15 | 7 | 1.7783e-09 | 5spot_SharedNeighbor | CO2 | Porous | Wet | R600a | MinimizeLCOE_Brownfield | IgnoreSilica | 2019 | 97.9692 | 10.0808 | 0.32371 | 4 | 15594.7197 | 29019.1844 | 317.9195 | 591.5953 | 39.8268 | 2.5991 | 62.5095 | 1432819.5716 | 0 | 2648852.6873 | 0 | 0 | 0 | 0 | 1591852.181 | 4141672.8411 | 2826776.8169 | 12641974.0978 | 961560.8286 | 6588857.343 | 6588857.343 | 7236048.3217 | 3557391.7189 | 0 | 20192392.2694 | 37574689.653 | 1778279.41 | 1.2948 | 15594.7197 | 29019.1844 | 317.9195 | 591.5953
1 | 1800 | 707 | 0.035 | 15 | 15 | 7 | 2.3714e-09 | 5spot_SharedNeighbor | CO2 | Porous | Wet | R600a | MinimizeLCOE_Brownfield | IgnoreSilica | 2019 | 97.9692 | 10.0808 | 0.3237 | 4 | 15594.8752 | 29019.5102 | 317.9226 | 591.602 | 39.8266 | 2.599 | 62.8863 | 1432810.501 | 0 | 2648844.0085 | 0 | 0 | 0 | 0 | 1591845.2587 | 4141654.8308 | 2826764.5245 | 12641919.1236 | 961560.8286 | 6588857.343 | 6588857.343 | 7236048.3217 | 3557391.7189 | 0 | 20192337.2952 | 37574634.6789 | 2371373.7057 | 1.2948 | 15594.8752 | 29019.5102 | 317.9226 | 591.602
1 | 1800 | 707 | 0.035 | 15 | 15 | 7 | 3.1623e-09 | 5spot_SharedNeighbor | CO2 | Porous | Wet | R600a | MinimizeLCOE_Brownfield | IgnoreSilica | 2019 | 97.9692 | 10.0808 | 0.3237 | 4 | 15594.9919 | 29019.7548 | 317.925 | 591.607 | 39.8265 | 2.599 | 63.0127 | 1432803.6913 | 0 | 2648837.4952 | 0 | 0 | 0 | 0 | 1591840.0627 | 4141641.312 | 2826755.2976 | 12641877.8589 | 961560.8286 | 6588857.343 | 6588857.343 | 7236048.3217 | 3557391.7189 | 0 | 20192296.0305 | 37574593.4142 | 3162277.6602 | 1.2948 | 15594.9919 | 29019.7548 | 317.925 | 591.607
1 | 1800 | 707 | 0.035 | 15 | 15 | 7 | 4.217e-09 | 5spot_SharedNeighbor | CO2 | Porous | Wet | R600a | MinimizeLCOE_Brownfield | IgnoreSilica | 2019 | 97.9692 | 10.0807 | 0.3237 | 4 | 15595.0795 | 29019.9384 | 317.9268 | 591.6107 | 39.8264 | 2.599 | 62.3397 | 1432798.5805 | 0 | 2648832.608 | 0 | 0 | 0 | 0 | 1591836.1635 | 4141631.1669 | 2826748.3734 | 12641846.8922 | 961560.8286 | 6588857.343 | 6588857.343 | 7236048.3217 | 3557391.7189 | 0 | 20192265.0638 | 37574562.4475 | 4216965.0343 | 1.2948 | 15595.0795 | 29019.9384 | 317.9268 | 591.6107
1 | 1800 | 707 | 0.035 | 15 | 15 | 7 | 5.6234e-09 | 5spot_SharedNeighbor | CO2 | Porous | Wet | R600a | MinimizeLCOE_Brownfield | IgnoreSilica | 2019 | 97.9692 | 10.0807 | 0.32369 | 4 | 15595.1452 | 29020.0762 | 317.9281 | 591.6135 | 39.8264 | 2.599 | 62.5391 | 1432794.7454 | 0 | 2648828.9414 | 0 | 0 | 0 | 0 | 1591833.2379 | 4141623.555 | 2826743.1782 | 12641823.6578 | 961560.8286 | 6588857.343 | 6588857.343 | 7236048.3217 | 3557391.7189 | 0 | 20192241.8295 | 37574539.2131 | 5623413.2519 | 1.2948 | 15595.1452 | 29020.0762 | 317.9281 | 591.6135
1 | 1800 | 707 | 0.035 | 15 | 15 | 7 | 7.4989e-09 | 5spot_SharedNeighbor | CO2 | Porous | Wet | R600a | MinimizeLCOE_Brownfield | IgnoreSilica | 2019 | 97.9692 | 10.0807 | 0.32369 | 4 | 15595.1945 | 29020.1795 | 317.9291 | 591.6156 | 39.8263 | 2.599 | 63.2872 | 1432791.8681 | 0 | 2648826.191 | 0 | 0 | 0 | 0 | 1591831.0431 | 4141617.8446 | 2826739.2807 | 12641806.2274 | 961560.8286 | 6588857.343 | 6588857.343 | 7236048.3217 | 3557391.7189 | 0 | 20192224.399 | 37574521.7827 | 7498942.0933 | 1.2948 | 15595.1945 | 29020.1795 | 317.9291 | 591.6156
1 | 1800 | 707 | 0.035 | 15 | 15 | 7 | 1e-08 | 5spot_SharedNeighbor | CO2 | Porous | Wet | R600a | MinimizeLCOE_Brownfield | IgnoreSilica | 2019 | 97.9692 | 10.0807 | 0.32369 | 4 | 15595.2316 | 29020.2571 | 317.9299 | 591.6172 | 39.8263 | 2.599 | 63.86 | 1432789.7097 | 0 | 2648824.1279 | 0 | 0 | 0 | 0 | 1591829.3967 | 4141613.561 | 2826736.3571 | 12641793.1524 | 961560.8286 | 6588857.343 | 6588857.343 | 7236048.3217 | 3557391.7189 | 0 | 20192211.324 | 37574508.7077 | 10000000 | 1.2948 | 15595.2316 | 29020.2571 | 317.9299 | 591.6172
1 | 1900 | 707 | 0.035 | 15 | 15 | 7 | 1e-13 | 5spot_SharedNeighbor | CO2 | Porous | Wet | R600a | MinimizeLCOE_Brownfield | IgnoreSilica | 2019 | 0.42358 | 0.01171 | 0.00063435 | 4 | 3193122.5376 | 10322769.6424 | 65096.1219 | 210443.6217 | 36.2345 | 2.5133 | 33.2728 | 24263.2859 | 0 | 20623.2341 | 0 | 0 | 0 | 10881.2801 | 21749.442 | 56587.5867 | 38622.1907 | 172727.0194 | 961560.8286 | 6967896.3915 | 6967896.3915 | 7440735.7703 | 3682034.1773 | 0 | 8102184.2396 | 26192850.5787 | 100 | 0.0025374 | 3193122.5376 | 10322769.6424 | 65096.1219 | 210443.6217
1 | 1900 | 707 | 0.035 | 15 | 15 | 7 | 1.3335e-13 | 5spot_SharedNeighbor | CO2 | Porous | Wet | R600a | MinimizeLCOE_Brownfield | IgnoreSilica | 2019 | 0.58935 | 0.027496 | 0.0011255 | 4 | 1816032.7797 | 5834477.5245 | 37022.2846 | 118943.7161 | 38.0757 | 2.7498 | 29.5471 | 34244.6358 | 0 | 31146.8485 | 0 | 0 | 0 | 14083.5327 | 30995.2566 | 80643.2997 | 55040.7091 | 246154.2824 | 961560.8286 | 6967896.3915 | 6967896.3915 | 7440735.7703 | 3682034.1773 | 0 | 8175611.5025 | 26266277.8416 | 133.3521 | 0.0045019 | 1816032.7797 | 5834477.5245 | 37022.2846 | 118943.7161
1 | 1900 | 707 | 0.035 | 15 | 15 | 7 | 1.7783e-13 | 5spot_SharedNeighbor | CO2 | Porous | Wet | R600a | MinimizeLCOE_Brownfield | IgnoreSilica | 2019 | 0.79142 | 0.047878 | 0.0018414 | 4 | 1120992.5616 | 3577099.8053 | 22852.9496 | 72924.0179 | 39.4585 | 2.9187 | 40.6931 | 45501.2942 | 0 | 43346.1097 | 0 | 0 | 0 | 16829.6464 | 41214.0496 | 107230.5029 | 73187.0216 | 327308.6243 | 961560.8286 | 6967896.3915 | 6967896.3915 | 7440735.7703 | 3682034.1773 | 0 | 8256765.8445 | 26347432.1836 | 177.8279 | 0.0073656 | 1120992.5616 | 3577099.8053 | 22852.9496 | 72924.0179
1 | 1900 | 707 | 0.035 | 15 | 15 | 7 | 2.3714e-13 | 5spot_SharedNeighbor | CO2 | Porous | Wet | R600a | MinimizeLCOE_Brownfield | IgnoreSilica | 2019 | 1.068 | 0.076163 | 0.0028504 | 4 | 733354.5104 | 2320059.2813 | 14950.4236 | 47297.5466 | 40.6467 | 3.0541 | 76.2531 | 59645.7404 | 0 | 59131.0711 | 0 | 0 | 0 | 20642.1168 | 54373.382 | 141468.3866 | 96555.0807 | 431815.7777 | 961560.8286 | 6967896.3915 | 6967896.3915 | 7440735.7703 | 3682034.1773 | 0 | 8361272.9978 | 26451939.3369 | 237.1374 | 0.011401 | 733354.5104 | 2320059.2813 | 14950.4236 | 47297.5466
1 | 1900 | 707 | 0.035 | 15 | 15 | 7 | 3.1623e-13 | 5spot_SharedNeighbor | CO2 | Porous | Wet | R600a | MinimizeLCOE_Brownfield | IgnoreSilica | 2019 | 1.418 | 0.11264 | 0.0042389 | 4 | 500227.1198 | 1567175.5017 | 10197.8064 | 31948.9924 | 41.5842 | 3.1537 | 107.6321 | 76024.3069 | 0 | 77970.0297 | 0 | 0 | 0 | 24277.9613 | 69526.1962 | 180892.9007 | 123463.1217 | 552154.5165 | 961560.8286 | 6967896.3915 | 6967896.3915 | 7440735.7703 | 3682034.1773 | 0 | 8481611.7366 | 26572278.0757 | 316.2278 | 0.016956 | 500227.1198 | 1567175.5017 | 10197.8064 | 31948.9924
1 | 1900 | 707 | 0.035 | 15 | 15 | 7 | 4.217e-13 | 5spot_SharedNeighbor | CO2 | Porous | Wet | R600a | MinimizeLCOE_Brownfield | IgnoreSilica | 2019 | 1.8653 | 0.15976 | 0.0061247 | 4 | 351937.7944 | 1090367.5247 | 7174.728 | 22228.6168 | 42.3306 | 3.2283 | 141.949 | 95192.1581 | 0 | 100690.0951 | 0 | 0 | 0 | 27737.7585 | 87211.8046 | 226907.2259 | 154868.8441 | 692607.8862 | 961560.8286 | 6967896.3915 | 6967896.3915 | 7440735.7703 | 3682034.1773 | 0 | 8622065.1064 | 26712731.4455 | 421.6965 | 0.024499 | 351937.7944 | 1090367.5247 | 7174.728 | 22228.6168
1 | 1900 | 707 | 0.035 | 15 | 15 | 7 | 5.6234e-13 | 5spot_SharedNeighbor | CO2 | Porous | Wet | R600a | MinimizeLCOE_Brownfield | IgnoreSilica | 2019 | 2.4488 | 0.22142 | 0.0086616 | 4 | 253743.6399 | 775894.6742 | 5172.9073 | 15817.6624 | 42.9358 | 3.2862 | 189.7876 | 118119.8404 | 0 | 128658.4051 | 0 | 0 | 0 | 31485.252 | 108522.764 | 282353.9709 | 192712.3869 | 861852.6193 | 961560.8286 | 6967896.3915 | 6967896.3915 | 7440735.7703 | 3682034.1773 | 0 | 8791309.8395 | 26881976.1786 | 562.3413 | 0.034646 | 253743.6399 | 775894.6742 | 5172.9073 | 15817.6624
1 | 1900 | 707 | 0.035 | 15 | 15 | 7 | 7.4989e-13 | 5spot_SharedNeighbor | CO2 | Porous | Wet | R600a | MinimizeLCOE_Brownfield | IgnoreSilica | 2019 | 3.2345 | 0.30441 | 0.012071 | 4 | 186502.5714 | 561187.4949 | 3802.1072 | 11440.5661 | 43.4326 | 3.3317 | 41.0039 | 146413.0038 | 0 | 164198.4835 | 0 | 0 | 0 | 36574.8319 | 135402.6645 | 352289.9581 | 240445.1353 | 1075324.0771 | 961560.8286 | 6967896.3915 | 6967896.3915 | 7440735.7703 | 3682034.1773 | 0 | 9004781.2973 | 27095447.6364 | 749.8942 | 0.048282 | 186502.5714 | 561187.4949 | 3802.1072 | 11440.5661
1 | 1900 | 707 | 0.035 | 15 | 15 | 7 | 1e-12 | 5spot_SharedNeighbor | CO2 | Porous | Wet | R600a | MinimizeLCOE_Brownfield | IgnoreSilica | 2019 | 4.224 | 0.40943 | 0.0166 | 4 | 139292.336 | 411740.8548 | 2839.6627 | 8393.8942 | 43.811 | 3.3652 | 42.6326 | 179111.993 | 0 | 206465.1551 | 0 | 0 | 0 | 40476.819 | 166161.0471 | 432316.9604 | 295065.2087 | 1319597.1832 | 961560.8286 | 6967896.3915 | 6967896.3915 | 7440735.7703 | 3682034.1773 | 0 | 9249054.4034 | 27339720.7425 | 1000 | 0.0664 | 139292.336 | 411740.8548 | 2839.6627 | 8393.8942
1 | 1900 | 707 | 0.035 | 15 | 15 | 7 | 1.3335e-12 | 5spot_SharedNeighbor | CO2 | Porous | Wet | R600a | MinimizeLCOE_Brownfield | IgnoreSilica | 2019 | 5.4996 | 0.54503 | 0.022608 | 4 | 105484.2192 | 305528.3964 | 2150.4385 | 6228.6096 | 44.1065 | 3.3905 | 51.0662 | 217915.937 | 0 | 258025.4863 | 0 | 0 | 0 | 43820.584 | 202707.1828 | 527402.5087 | 359963.0492 | 1609834.748 | 961560.8286 | 6967896.3915 | 6967896.3915 | 7440735.7703 | 3682034.1773 | 0 | 9539291.9681 | 27629958.3072 | 1333.5214 | 0.090433 | 105484.2192 | 305528.3964 | 2150.4385 | 6228.6096
1 | 1900 | 707 | 0.035 | 15 | 15 | 7 | 1.7783e-12 | 5spot_SharedNeighbor | CO2 | Porous | Wet | R600a | MinimizeLCOE_Brownfield | IgnoreSilica | 2019 | 7.1392 | 0.71953 | 0.030547 | 4 | 80882.5732 | 228937.8796 | 1648.9007 | 4667.2083 | 44.3346 | 3.4093 | 45.2723 | 263891.9364 | 0 | 320786.8853 | 0 | 0 | 0 | 46031.1811 | 245976.9011 | 639981.4399 | 436800.483 | 1953468.8268 | 961560.8286 | 6967896.3915 | 6967896.3915 | 7440735.7703 | 3682034.1773 | 0 | 9882926.047 | 27973592.3861 | 1778.2794 | 0.12219 | 80882.5732 | 228937.8796 | 1648.9007 | 4667.2083
1 | 1900 | 707 | 0.035 | 15 | 15 | 7 | 2.3714e-12 | 5spot_SharedNeighbor | CO2 | Porous | Wet | R600a | MinimizeLCOE_Brownfield | IgnoreSilica | 2019 | 9.2197 | 0.94134 | 0.04097 | 4 | 62742.0059 | 173131.247 | 1279.0807 | 3529.5146 | 44.5064 | 3.4227 | 41.1012 | 317771.0058 | 0 | 396308.1997 | 0 | 0 | 0 | 45544.3373 | 296253.1817 | 770790.0089 | 526080.0192 | 2352746.7526 | 961560.8286 | 6967896.3915 | 6967896.3915 | 7440735.7703 | 3682034.1773 | 0 | 10282203.9728 | 28372870.3119 | 2371.3737 | 0.16388 | 62742.0059 | 173131.247 | 1279.0807 | 3529.5146
1 | 1900 | 707 | 0.035 | 15 | 15 | 7 | 3.1623e-12 | 5spot_SharedNeighbor | CO2 | Porous | Wet | R600a | MinimizeLCOE_Brownfield | IgnoreSilica | 2019 | 11.7607 | 1.2131 | 0.054449 | 4 | 49208.9785 | 132271.0617 | 1003.1916 | 2696.5245 | 44.629 | 3.4314 | 39.6162 | 378720.7698 | 0 | 483960.9162 | 0 | 0 | 0 | 37505.1796 | 351072.8776 | 913419.6125 | 623427.6545 | 2788107.0102 | 961560.8286 | 6967896.3915 | 6967896.3915 | 7440735.7703 | 3682034.1773 | 0 | 10717564.2304 | 28808230.5695 | 3162.2777 | 0.2178 | 49208.9785 | 132271.0617 | 1003.1916 | 2696.5245
1 | 1900 | 707 | 0.035 | 15 | 15 | 7 | 4.217e-12 | 5spot_SharedNeighbor | CO2 | Porous | Wet | R600a | MinimizeLCOE_Brownfield | IgnoreSilica | 2019 | 14.6299 | 1.522 | 0.071293 | 4 | 38897.4715 | 102335.0034 | 792.9776 | 2086.2375 | 44.7075 | 3.4357 | 49.934 | 442826.3774 | 0 | 578416.571 | 0 | 0 | 0 | 0 | 398284.7499 | 1036255.2197 | 707265.4804 | 3163048.3982 | 961560.8286 | 6967896.3915 | 6967896.3915 | 7440735.7703 | 3682034.1773 | 0 | 11092505.6184 | 29183171.9575 | 4216.965 | 0.28517 | 38897.4715 | 102335.0034 | 792.9776 | 2086.2375
1 | 1900 | 707 | 0.035 | 15 | 15 | 7 | 5.6234e-12 | 5spot_SharedNeighbor | CO2 | Porous | Wet | R600a | MinimizeLCOE_Brownfield | IgnoreSilica | 2019 | 19.4903 | 2.039 | 0.095248 | 4 | 31173.9405 | 78657.0737 | 635.5229 | 1603.5308 | 44.7665 | 3.4359 | 43.9262 | 543133.6128 | 0 | 730391.2924 | 0 | 0 | 0 | 1006.3872 | 497067.204 | 1293266.9024 | 882681.2349 | 3947546.6336 | 961560.8286 | 6967896.3915 | 6967896.3915 | 7440735.7703 | 3682034.1773 | 0 | 11877003.8538 | 29967670.1929 | 5623.4133 | 0.38099 | 31173.9405 | 78657.0737 | 635.5229 | 1603.5308
1 | 1900 | 707 | 0.035 | 15 | 15 | 7 | 7.4989e-12 | 5spot_SharedNeighbor | CO2 | Porous | Wet | R600a | MinimizeLCOE_Brownfield | IgnoreSilica | 2019 | 25.8868 | 2.7193 | 0.12645 | 4 | 25369.3917 | 61135.0164 | 517.1894 | 1246.32 | 44.7699 | 3.4284 | 46.6967 | 663667.2872 | 0 | 919242.9108 | 0 | 0 | 0 | 0 | 617334.9772 | 1606178.9779 | 1096250.1561 | 4902674.3092 | 961560.8286 | 6967896.3915 | 6967896.3915 | 7440735.7703 | 3682034.1773 | 0 | 12832131.5294 | 30922797.8685 | 7498.9421 | 0.50581 | 25369.3917 | 61135.0164 | 517.1894 | 1246.32
1 | 1900 | 707 | 0.035 | 15 | 15 | 7 | 1e-11 | 5spot_SharedNeighbor | CO2 | Porous | Wet | R600a | MinimizeLCOE_Brownfield | IgnoreSilica | 2019 | 34.2692 | 3.6111 | 0.16649 | 4 | 21025.4642 | 48190.5202 | 428.6325 | 982.4289 | 44.6997 | 3.4091 | 43.9231 | 807352.5838 | 0 | 1153263.7499 | 0 | 0 | 0 | 0 | 764640.3702 | 1989437.3938 | 1357831.9001 | 6072525.9979 | 961560.8286 | 6967896.3915 | 6967896.3915 | 7440735.7703 | 3682034.1773 | 0 | 14001983.218 | 32092649.5571 | 10000 | 0.66595 | 21025.4642 | 48190.5202 | 428.6325 | 982.4289
1 | 1900 | 707 | 0.035 | 15 | 15 | 7 | 1.3335e-11 | 5spot_SharedNeighbor | CO2 | Porous | Wet | R600a | MinimizeLCOE_Brownfield | IgnoreSilica | 2019 | 45.0929 | 4.7623 | 0.21629 | 4 | 17808.0675 | 38717.9728 | 363.0415 | 789.3182 | 44.5225 | 3.3716 | 43.1356 | 974862.0923 | 0 | 1439401.195 | 0 | 0 | 0 | 0 | 941562.682 | 2449752.9576 | 1672006.731 | 7477585.6579 | 961560.8286 | 6967896.3915 | 6967896.3915 | 7440735.7703 | 3682034.1773 | 0 | 15407042.8781 | 33497709.2171 | 13335.2143 | 0.86517 | 17808.0675 | 38717.9728 | 363.0415 | 789.3182
1 | 1900 | 707 | 0.035 | 15 | 15 | 7 | 1.7783e-11 | 5spot_SharedNeighbor | CO2 | Porous | Wet | R600a | MinimizeLCOE_Brownfield | IgnoreSilica | 2019 | 58.7982 | 6.2185 | 0.27508 | 4 | 15500.6177 | 31942.021 | 316.0011 | 651.1813 | 44.1728 | 3.3043 | 42.924 | 1163354.5904 | 0 | 1783143.4924 | 0 | 0 | 0 | 0 | 1149134.2523 | 2989811.6046 | 2040607.8546 | 9126051.7942 | 961560.8286 | 6967896.3915 | 6967896.3915 | 7440735.7703 | 3682034.1773 | 0 | 17055509.0143 | 35146175.3534 | 17782.7941 | 1.1003 | 15500.6177 | 31942.021 | 316.0011 | 651.1813
1 | 1900 | 707 | 0.035 | 15 | 15 | 7 | 2.3714e-11 | 5spot_SharedNeighbor | CO2 | Porous | Wet | R600a | MinimizeLCOE_Brownfield | IgnoreSilica | 2019 | 75.4607 | 7.9795 | 0.33784 | 4 | 13983.4709 | 27370.4428 | 285.072 | 557.9835 | 43.5671 | 3.1944 | 51.9559 | 1361267.3326 | 0 | 2179707.1998 | 0 | 0 | 0 | 0 | 1380980.0676 | 3593026.858 | 2452314.6599 | 10967296.1179 | 961560.8286 | 6967896.3915 | 6967896.3915 | 7440735.7703 | 3682034.1773 | 0 | 18896753.3381 | 36987419.6772 | 23713.7371 | 1.3514 | 13983.4709 | 27370.4428 | 285.072 | 557.9835
1 | 1900 | 707 | 0.035 | 15 | 15 | 7 | 3.1623e-11 | 5spot_SharedNeighbor | CO2 | Porous | Wet | R600a | MinimizeLCOE_Brownfield | IgnoreSilica | 2019 | 94.8891 | 10.0143 | 0.39454 | 4 | 13208.0394 | 24671.1285 | 269.2637 | 502.9543 | 42.595 | 3.0245 | 45.7443 | 1549993.9136 | 0 | 2619839.5804 | 0 | 0 | 0 | 0 | 1626235.0627 | 4231130.0464 | 2887833.1977 | 12915031.8008 | 961560.8286 | 6967896.3915 | 6967896.3915 | 7440735.7703 | 3682034.1773 | 0 | 20844489.021 | 38935155.3601 | 31622.7766 | 1.5782 | 13208.0394 | 24671.1285 | 269.2637 | 502.9543
1 | 1900 | 707 | 0.035 | 15 | 15 | 7 | 4.217e-11 | 5spot_SharedNeighbor | CO2 | Porous | Wet | R600a | MinimizeLCOE_Brownfield | IgnoreSilica | 2019 | 105.6628 | 11.1304 | 0.41642 | 4 | 13109.0786 | 23969.7919 | 267.2463 | 488.6566 | 41.9284 | 2.9109 | 70.3417 | 1634586.6456 | 0 | 2855296.3628 | 0 | 0 | 0 | 0 | 1751054.3733 | 4555884.2886 | 3109484.641 | 13906306.3112 | 961560.8286 | 6967896.3915 | 6967896.3915 | 7440735.7703 | 3682034.1773 | 0 | 21835763.5314 | 39926429.8705 | 42169.6503 | 1.6657 | 13109.0786 | 23969.7919 | 267.2463 | 488.6566
1 | 1900 | 707 | 0.035 | 15 | 15 | 7 | 5.6234e-11 | 5spot_SharedNeighbor | CO2 | Porous | Wet | R600a | MinimizeLCOE_Brownfield | IgnoreSilica | 2019 | 105.5649 | 11.1184 | 0.41606 | 4 | 13113.6981 | 23983.8128 | 267.3405 | 488.9425 | 41.9285 | 2.9112 | 78.4357 | 1633477.2782 | 0 | 2852790.4632 | 0 | 0 | 0 | 0 | 1749644.4191 | 4552215.8772 | 3106980.8749 | 13895108.9126 | 961560.8286 | 6967896.3915 | 6967896.3915 | 7440735.7703 | 3682034.1773 | 0 | 21824566.1327 | 39915232.4718 | 56234.1325 | 1.6643 | 13113.6981 | 23983.8128 | 267.3405 | 488.9425
1 | 1900 | 707 | 0.035 | 15 | 15 | 7 | 7.4989e-11 | 5spot_SharedNeighbor | CO2 | Porous | Wet | R600a | MinimizeLCOE_Brownfield | IgnoreSilica | 2019 | 105.4944 | 11.1096 | 0.41579 | 4 | 13117.2945 | 23994.4808 | 267.4138 | 489.1599 | 41.9282 | 2.9114 | 70.2152 | 1632654.9558 | 0 | 2850962.8521 | 0 | 0 | 0 | 0 | 1748610.9451 | 4549526.9896 | 3105145.6539 | 13886901.3964 | 961560.8286 | 6967896.3915 | 6967896.3915 | 7440735.7703 | 3682034.1773 | 0 | 21816358.6166 | 39907024.9557 | 74989.4209 | 1.6632 | 13117.2945 | 23994.4808 | 267.4138 | 489.1599
1 | 1900 | 707 | 0.035 | 15 | 15 | 7 | 1e-10 | 5spot_SharedNeighbor | CO2 | Porous | Wet | R600a | MinimizeLCOE_Brownfield | IgnoreSilica | 2019 | 105.4406 | 11.1029 | 0.41559 | 4 | 13120.0745 | 24002.691 | 267.4705 | 489.3273 | 41.928 | 2.9115 | 75.6183 | 1632025.8335 | 0 | 2849569.357 | 0 | 0 | 0 | 0 | 1747822.1243 | 4547474.6397 | 3103744.8829 | 13880636.8373 | 961560.8286 | 6967896.3915 | 6967896.3915 | 7440735.7703 | 3682034.1773 | 0 | 21810094.0575 | 39900760.3966 | 100000 | 1.6623 | 13120.0745 | 24002.691 | 267.4705 | 489.3273
1 | 1900 | 707 | 0.035 | 15 | 15 | 7 | 1.3335e-10 | 5spot_SharedNeighbor | CO2 | Porous | Wet | R600a | MinimizeLCOE_Brownfield | IgnoreSilica | 2019 | 105.4017 | 11.098 | 0.41543 | 4 | 13122.2098 | 24008.8919 | 267.514 | 489.4537 | 41.9276 | 2.9116 | 70.8562 | 1631560.0546 | 0 | 2848551.092 | 0 | 0 | 0 | 0 | 1747243.3472 | 4545968.7804 | 3102717.103 | 13876040.3771 | 961560.8286 | 6967896.3915 | 6967896.3915 | 7440735.7703 | 3682034.1773 | 0 | 21805497.5973 | 39896163.9364 | 133352.1432 | 1.6617 | 13122.2098 | 24008.8919 | 267.514 | 489.4537
1 | 1900 | 707 | 0.035 | 15 | 15 | 7 | 1.7783e-10 | 5spot_SharedNeighbor | CO2 | Porous | Wet | R600a | MinimizeLCOE_Brownfield | IgnoreSilica | 2019 | 105.3675 | 11.0938 | 0.4153 | 4 | 13123.8412 | 24013.8317 | 267.5473 | 489.5544 | 41.9276 | 2.9117 | 77.8748 | 1631171.6825 | 0 | 2847675.64 | 0 | 0 | 0 | 0 | 1746750.4558 | 4544686.3781 | 3101841.837 | 13872125.9933 | 961560.8286 | 6967896.3915 | 6967896.3915 | 7440735.7703 | 3682034.1773 | 0 | 21801583.2134 | 39892249.5525 | 177827.941 | 1.6612 | 13123.8412 | 24013.8317 | 267.5473 | 489.5544
1 | 1900 | 707 | 0.035 | 15 | 15 | 7 | 2.3714e-10 | 5spot_SharedNeighbor | CO2 | Porous | Wet | R600a | MinimizeLCOE_Brownfield | IgnoreSilica | 2019 | 105.3286 | 11.0892 | 0.41519 | 4 | 13125.0823 | 24018.1611 | 267.5726 | 489.6427 | 41.9285 | 2.912 | 74.4182 | 1630783.936 | 0 | 2846733.1674 | 0 | 0 | 0 | 0 | 1746231.6703 | 4543336.6048 | 3100920.589 | 13868005.9676 | 961560.8286 | 6967896.3915 | 6967896.3915 | 7440735.7703 | 3682034.1773 | 0 | 21797463.1877 | 39888129.5268 | 237137.3706 | 1.6607 | 13125.0823 | 24018.1611 | 267.5726 | 489.6427
1 | 1900 | 707 | 0.035 | 15 | 15 | 7 | 3.1623e-10 | 5spot_SharedNeighbor | CO2 | Porous | Wet | R600a | MinimizeLCOE_Brownfield | IgnoreSilica | 2019 | 105.3091 | 11.0868 | 0.41512 | 4 | 13126.0233 | 24020.9959 | 267.5917 | 489.7005 | 41.9285 | 2.912 | 74.2578 | 1630562.4725 | 0 | 2846235.7506 | 0 | 0 | 0 | 0 | 1745951.307 | 4542607.157 | 3100422.7259 | 13865779.413 | 961560.8286 | 6967896.3915 | 6967896.3915 | 7440735.7703 | 3682034.1773 | 0 | 21795236.6332 | 39885902.9722 | 316227.766 | 1.6605 | 13126.0233 | 24020.9959 | 267.5917 | 489.7005
1 | 1900 | 707 | 0.035 | 15 | 15 | 7 | 4.217e-10 | 5spot_SharedNeighbor | CO2 | Porous | Wet | R600a | MinimizeLCOE_Brownfield | IgnoreSilica | 2019 | 105.3091 | 11.0865 | 0.41509 | 4 | 13126.7348 | 24022.4838 | 267.6062 | 489.7308 | 41.9275 | 2.9119 | 72.7905 | 1630501.0686 | 0 | 2846177.2428 | 0 | 0 | 0 | 0 | 1745904.5414 | 4542485.4826 | 3100339.6806 | 13865408.016 | 961560.8286 | 6967896.3915 | 6967896.3915 | 7440735.7703 | 3682034.1773 | 0 | 21794865.2361 | 39885531.5752 | 421696.5034 | 1.6603 | 13126.7348 | 24022.4838 | 267.6062 | 489.7308
1 | 1900 | 707 | 0.035 | 15 | 15 | 7 | 5.6234e-10 | 5spot_SharedNeighbor | CO2 | Porous | Wet | R600a | MinimizeLCOE_Brownfield | IgnoreSilica | 2019 | 105.2897 | 11.0843 | 0.41503 | 4 | 13127.2717 | 24024.4734 | 267.6172 | 489.7714 | 41.9281 | 2.912 | 71.0955 | 1630314.5989 | 0 | 2845713.3843 | 0 | 0 | 0 | 0 | 1745650.9134 | 4541825.5945 | 3099889.2935 | 13863393.7846 | 961560.8286 | 6967896.3915 | 6967896.3915 | 7440735.7703 | 3682034.1773 | 0 | 21792851.0048 | 39883517.3439 | 562341.3252 | 1.6601 | 13127.2717 | 24024.4734 | 267.6172 | 489.7714
1 | 1900 | 707 | 0.035 | 15 | 15 | 7 | 7.4989e-10 | 5spot_SharedNeighbor | CO2 | Porous | Wet | R600a | MinimizeLCOE_Brownfield | IgnoreSilica | 2019 | 105.2897 | 11.0841 | 0.41501 | 4 | 13127.6764 | 24025.3193 | 267.6254 | 489.7886 | 41.9275 | 2.912 | 71.2737 | 1630279.7243 | 0 | 2845680.2302 | 0 | 0 | 0 | 0 | 1745624.3823 | 4541756.5658 | 3099842.1799 | 13863183.0825 | 961560.8286 | 6967896.3915 | 6967896.3915 | 7440735.7703 | 3682034.1773 | 0 | 21792640.3027 | 39883306.6418 | 749894.2093 | 1.6601 | 13127.6764 | 24025.3193 | 267.6254 | 489.7886
1 | 1900 | 707 | 0.035 | 15 | 15 | 7 | 1e-09 | 5spot_SharedNeighbor | CO2 | Porous | Wet | R600a | MinimizeLCOE_Brownfield | IgnoreSilica | 2019 | 105.2749 | 11.0825 | 0.41498 | 4 | 13127.9808 | 24026.6165 | 267.6316 | 489.8151 | 41.9281 | 2.9121 | 80.7593 | 1630146.711 | 0 | 2845335.5 | 0 | 0 | 0 | 0 | 1745438.0623 | 4541271.7995 | 3099511.3169 | 13861703.3897 | 961560.8286 | 6967896.3915 | 6967896.3915 | 7440735.7703 | 3682034.1773 | 0 | 21791160.6098 | 39881826.9489 | 1000000 | 1.6599 | 13127.9808 | 24026.6165 | 267.6316 | 489.8151
1 | 1900 | 707 | 0.035 | 15 | 15 | 7 | 1.3335e-09 | 5spot_SharedNeighbor | CO2 | Porous | Wet | R600a | MinimizeLCOE_Brownfield | IgnoreSilica | 2019 | 105.2749 | 11.0824 | 0.41497 | 4 | 13128.2098 | 24027.0951 | 267.6363 | 489.8248 | 41.9278 | 2.912 | 79.9267 | 1630126.9919 | 0 | 2845316.7791 | 0 | 0 | 0 | 0 | 1745423.0707 | 4541232.7945 | 3099484.6952 | 13861584.3315 | 961560.8286 | 6967896.3915 | 6967896.3915 | 7440735.7703 | 3682034.1773 | 0 | 21791041.5517 | 39881707.8908 | 1333521.4322 | 1.6599 | 13128.2098 | 24027.0951 | 267.6363 | 489.8248
1 | 1900 | 707 | 0.035 | 15 | 15 | 7 | 1.7783e-09 | 5spot_SharedNeighbor | CO2 | Porous | Wet | R600a | MinimizeLCOE_Brownfield | IgnoreSilica | 2019 | 105.2749 | 11.0823 | 0.41496 | 4 | 13128.3819 | 24027.4548 | 267.6398 | 489.8322 | 41.9276 | 2.912 | 79.8051 | 1630112.1757 | 0 | 2845302.7192 | 0 | 0 | 0 | 0 | 1745411.809 | 4541203.4939 | 3099464.697 | 13861494.8948 | 961560.8286 | 6967896.3915 | 6967896.3915 | 7440735.7703 | 3682034.1773 | 0 | 21790952.1149 | 39881618.454 | 1778279.41 | 1.6598 | 13128.3819 | 24027.4548 | 267.6398 | 489.8322
1 | 1900 | 707 | 0.035 | 15 | 15 | 7 | 2.3714e-09 | 5spot_SharedNeighbor | CO2 | Porous | Wet | R600a | MinimizeLCOE_Brownfield | IgnoreSilica | 2019 | 105.2554 | 11.0803 | 0.41492 | 4 | 13128.5111 | 24028.5923 | 267.6425 | 489.8554 | 41.9287 | 2.9122 | 78.8887 | 1629960.906 | 0 | 2844872.4456 | 0 | 0 | 0 | 0 | 1745185.0071 | 4540613.4019 | 3099061.9471 | 13859693.7077 | 961560.8286 | 6967896.3915 | 6967896.3915 | 7440735.7703 | 3682034.1773 | 0 | 21789150.9278 | 39879817.2669 | 2371373.7057 | 1.6597 | 13128.5111 | 24028.5923 | 267.6425 | 489.8554
1 | 1900 | 707 | 0.035 | 15 | 15 | 7 | 3.1623e-09 | 5spot_SharedNeighbor | CO2 | Porous | Wet | R600a | MinimizeLCOE_Brownfield | IgnoreSilica | 2019 | 105.2554 | 11.0802 | 0.41492 | 4 | 13128.6081 | 24028.795 | 267.6444 | 489.8595 | 41.9285 | 2.9122 | 78.0786 | 1629952.5593 | 0 | 2844864.5298 | 0 | 0 | 0 | 0 | 1745178.6647 | 4540596.9003 | 3099050.6844 | 13859643.3385 | 961560.8286 | 6967896.3915 | 6967896.3915 | 7440735.7703 | 3682034.1773 | 0 | 21789100.5586 | 39879766.8977 | 3162277.6602 | 1.6597 | 13128.6081 | 24028.795 | 267.6444 | 489.8595
1 | 1900 | 707 | 0.035 | 15 | 15 | 7 | 4.217e-09 | 5spot_SharedNeighbor | CO2 | Porous | Wet | R600a | MinimizeLCOE_Brownfield | IgnoreSilica | 2019 | 105.2554 | 11.0802 | 0.41491 | 4 | 13128.6809 | 24028.9471 | 267.6459 | 489.8626 | 41.9284 | 2.9122 | 78.5008 | 1629946.295 | 0 | 2844858.59 | 0 | 0 | 0 | 0 | 1745173.9051 | 4540584.5167 | 3099042.2324 | 13859605.5391 | 961560.8286 | 6967896.3915 | 6967896.3915 | 7440735.7703 | 3682034.1773 | 0 | 21789062.7593 | 39879729.0984 | 4216965.0343 | 1.6597 | 13128.6809 | 24028.9471 | 267.6459 | 489.8626
1 | 1900 | 707 | 0.035 | 15 | 15 | 7 | 5.6234e-09 | 5spot_SharedNeighbor | CO2 | Porous | Wet | R600a | MinimizeLCOE_Brownfield | IgnoreSilica | 2019 | 105.2554 | 11.0802 | 0.41491 | 4 | 13128.7355 | 24029.0613 | 267.647 | 489.8649 | 41.9284 | 2.9122 | 77.4284 | 1629941.5945 | 0 | 2844854.1336 | 0 | 0 | 0 | 0 | 1745170.3339 | 4540575.2253 | 3099035.8907 | 13859577.178 | 961560.8286 | 6967896.3915 | 6967896.3915 | 7440735.7703 | 3682034.1773 | 0 | 21789034.3982 | 39879700.7373 | 5623413.2519 | 1.6596 | 13128.7355 | 24029.0613 | 267.647 | 489.8649
1 | 1900 | 707 | 0.035 | 15 | 15 | 7 | 7.4989e-09 | 5spot_SharedNeighbor | CO2 | Porous | Wet | R600a | MinimizeLCOE_Brownfield | IgnoreSilica | 2019 | 105.2554 | 11.0802 | 0.41491 | 4 | 13128.7765 | 24029.1469 | 267.6479 | 489.8667 | 41.9283 | 2.9122 | 78.2559 | 1629938.0679 | 0 | 2844850.7906 | 0 | 0 | 0 | 0 | 1745167.6548 | 4540568.2547 | 3099031.1332 | 13859555.9013 | 961560.8286 | 6967896.3915 | 6967896.3915 | 7440735.7703 | 3682034.1773 | 0 | 21789013.1215 | 39879679.4606 | 7498942.0933 | 1.6596 | 13128.7765 | 24029.1469 | 267.6479 | 489.8667
1 | 1900 | 707 | 0.035 | 15 | 15 | 7 | 1e-08 | 5spot_SharedNeighbor | CO2 | Porous | Wet | R600a | MinimizeLCOE_Brownfield | IgnoreSilica | 2019 | 105.2554 | 11.0802 | 0.41491 | 4 | 13128.8072 | 24029.2112 | 267.6485 | 489.868 | 41.9283 | 2.9122 | 78.0798 | 1629935.4225 | 0 | 2844848.283 | 0 | 0 | 0 | 0 | 1745165.6451 | 4540563.026 | 3099027.5645 | 13859539.9411 | 961560.8286 | 6967896.3915 | 6967896.3915 | 7440735.7703 | 3682034.1773 | 0 | 21788997.1613 | 39879663.5004 | 10000000 | 1.6596 | 13128.8072 | 24029.2112 | 267.6485 | 489.868
1 | 2000 | 707 | 0.035 | 15 | 15 | 7 | 1e-13 | 5spot_SharedNeighbor | CO2 | Porous | Wet | R600a | MinimizeLCOE_Brownfield | IgnoreSilica | 2019 | 0.44303 | 0.010518 | 0.00065524 | 4 | 3245655.243 | 10423485.893 | 66167.0722 | 212496.8587 | 37.3663 | 2.8345 | 35.8494 | 26724.899 | 0 | 21059.0733 | 0 | 0 | 0 | 14327.8207 | 24223.5993 | 63024.8364 | 43015.7459 | 192375.9745 | 961560.8286 | 7352795.5309 | 7352795.5309 | 7650990.3052 | 3809020.6719 | 0 | 8506732.3341 | 27319538.8422 | 100 | 0.002621 | 3245655.243 | 10423485.893 | 66167.0722 | 212496.8587
1 | 2000 | 707 | 0.035 | 15 | 15 | 7 | 1.3335e-13 | 5spot_SharedNeighbor | CO2 | Porous | Wet | R600a | MinimizeLCOE_Brownfield | IgnoreSilica | 2019 | 0.62825 | 0.027809 | 0.0012063 | 4 | 1781189.8271 | 5680124.2063 | 36311.9639 | 115797.0149 | 39.5985 | 3.1041 | 33.1831 | 38453.5091 | 0 | 32810.4902 | 0 | 0 | 0 | 19167.4977 | 35268.2838 | 91760.8399 | 62628.6587 | 280089.2792 | 961560.8286 | 7352795.5309 | 7352795.5309 | 7650990.3052 | 3809020.6719 | 0 | 8594445.6388 | 27407252.1469 | 133.3521 | 0.0048251 | 1781189.8271 | 5680124.2063 | 36311.9639 | 115797.0149
1 | 2000 | 707 | 0.035 | 15 | 15 | 7 | 1.7783e-13 | 5spot_SharedNeighbor | CO2 | Porous | Wet | R600a | MinimizeLCOE_Brownfield | IgnoreSilica | 2019 | 0.84513 | 0.049739 | 0.0020187 | 4 | 1075813.2939 | 3405656.8057 | 21931.9091 | 69428.9205 | 41.1897 | 3.2871 | 36.692 | 51179.848 | 0 | 45907.2913 | 0 | 0 | 0 | 23187.825 | 46907.2361 | 122043.0062 | 83296.8595 | 372522.066 | 961560.8286 | 7352795.5309 | 7352795.5309 | 7650990.3052 | 3809020.6719 | 0 | 8686878.4256 | 27499684.9337 | 177.8279 | 0.0080747 | 1075813.2939 | 3405656.8057 | 21931.9091 | 69428.9205
1 | 2000 | 707 | 0.035 | 15 | 15 | 7 | 2.3714e-13 | 5spot_SharedNeighbor | CO2 | Porous | Wet | R600a | MinimizeLCOE_Brownfield | IgnoreSilica | 2019 | 1.1263 | 0.079016 | 0.0031679 | 4 | 694269.534 | 2178891.3941 | 14153.6235 | 44419.6482 | 42.4993 | 3.428 | 83.4331 | 66388.6984 | 0 | 61997.2522 | 0 | 0 | 0 | 27648.006 | 60853.2431 | 158327.6558 | 108061.8784 | 483276.7338 | 961560.8286 | 7352795.5309 | 7352795.5309 | 7650990.3052 | 3809020.6719 | 0 | 8797633.0934 | 27610439.6014 | 237.1374 | 0.012672 | 694269.534 | 2178891.3941 | 14153.6235 | 44419.6482
1 | 2000 | 707 | 0.035 | 15 | 15 | 7 | 3.1623e-13 | 5spot_SharedNeighbor | CO2 | Porous | Wet | R600a | MinimizeLCOE_Brownfield | IgnoreSilica | 2019 | 1.5153 | 0.11985 | 0.0047622 | 4 | 469413.6389 | 1457016.4233 | 9569.632 | 29703.2505 | 43.6304 | 3.5417 | 121.0748 | 85655.2214 | 0 | 82990.097 | 0 | 0 | 0 | 33948.8586 | 79011.729 | 205572.3114 | 140307.3266 | 627485.5442 | 961560.8286 | 7352795.5309 | 7352795.5309 | 7650990.3052 | 3809020.6719 | 0 | 8941841.9037 | 27754648.4118 | 316.2278 | 0.019049 | 469413.6389 | 1457016.4233 | 9569.632 | 29703.2505
1 | 2000 | 707 | 0.035 | 15 | 15 | 7 | 4.217e-13 | 5spot_SharedNeighbor | CO2 | Porous | Wet | R600a | MinimizeLCOE_Brownfield | IgnoreSilica | 2019 | 2.0015 | 0.17179 | 0.0069293 | 4 | 328506.874 | 1007250.3573 | 6697.057 | 20534.1609 | 44.5028 | 3.6243 | 160.8657 | 107680.3496 | 0 | 107716.0557 | 0 | 0 | 0 | 39960.2057 | 99589.0783 | 259110.3532 | 176848.1402 | 790904.1826 | 961560.8286 | 7352795.5309 | 7352795.5309 | 7650990.3052 | 3809020.6719 | 0 | 9105260.5422 | 27918067.0503 | 421.6965 | 0.027717 | 328506.874 | 1007250.3573 | 6697.057 | 20534.1609
1 | 2000 | 707 | 0.035 | 15 | 15 | 7 | 5.6234e-13 | 5spot_SharedNeighbor | CO2 | Porous | Wet | R600a | MinimizeLCOE_Brownfield | IgnoreSilica | 2019 | 2.6304 | 0.23945 | 0.0098502 | 4 | 236031.5239 | 713505.7369 | 4811.8219 | 14545.7795 | 45.2005 | 3.6871 | 35.6736 | 133795.8554 | 0 | 137896.3703 | 0 | 0 | 0 | 46475.1695 | 124085.2841 | 322844.4559 | 220347.975 | 985445.1103 | 961560.8286 | 7352795.5309 | 7352795.5309 | 7650990.3052 | 3809020.6719 | 0 | 9299801.4699 | 28112607.9779 | 562.3413 | 0.039401 | 236031.5239 | 713505.7369 | 4811.8219 | 14545.7795
1 | 2000 | 707 | 0.035 | 15 | 15 | 7 | 7.4989e-13 | 5spot_SharedNeighbor | CO2 | Porous | Wet | R600a | MinimizeLCOE_Brownfield | IgnoreSilica | 2019 | 3.4586 | 0.32879 | 0.013769 | 4 | 173173.9402 | 514760.2171 | 3530.385 | 10494.0833 | 45.7628 | 3.7356 | 44.6816 | 165346.0232 | 0 | 175419.6573 | 0 | 0 | 0 | 54154.8862 | 154019.021 | 400725.899 | 273503.6602 | 1223169.147 | 961560.8286 | 7352795.5309 | 7352795.5309 | 7650990.3052 | 3809020.6719 | 0 | 9537525.5065 | 28350332.0146 | 749.8942 | 0.055075 | 173173.9402 | 514760.2171 | 3530.385 | 10494.0833
1 | 2000 | 707 | 0.035 | 15 | 15 | 7 | 1e-12 | 5spot_SharedNeighbor | CO2 | Porous | Wet | R600a | MinimizeLCOE_Brownfield | IgnoreSilica | 2019 | 4.5233 | 0.44402 | 0.018988 | 4 | 129271.3627 | 376959.8861 | 2635.3716 | 7684.8372 | 46.2014 | 3.7721 | 57.7352 | 202590.0227 | 0 | 220982.1093 | 0 | 0 | 0 | 62101.4086 | 189412.6808 | 492812.9417 | 336354.959 | 1504254.1221 | 961560.8286 | 7352795.5309 | 7352795.5309 | 7650990.3052 | 3809020.6719 | 0 | 9818610.4816 | 28631416.9897 | 1000 | 0.075953 | 129271.3627 | 376959.8861 | 2635.3716 | 7684.8372
1 | 2000 | 707 | 0.035 | 15 | 15 | 7 | 1.3335e-12 | 5spot_SharedNeighbor | CO2 | Porous | Wet | R600a | MinimizeLCOE_Brownfield | IgnoreSilica | 2019 | 5.8286 | 0.58618 | 0.025858 | 4 | 97941.4882 | 279825.4624 | 1996.6697 | 5704.6205 | 46.5284 | 3.7981 | 53.9617 | 244683.7375 | 0 | 273903.7979 | 0 | 0 | 0 | 67746.8687 | 228670.4176 | 594953.5198 | 406068.0023 | 1816026.3437 | 961560.8286 | 7352795.5309 | 7352795.5309 | 7650990.3052 | 3809020.6719 | 0 | 10130382.7033 | 28943189.2113 | 1333.5214 | 0.10343 | 97941.4882 | 279825.4624 | 1996.6697 | 5704.6205
1 | 2000 | 707 | 0.035 | 15 | 15 | 7 | 1.7783e-12 | 5spot_SharedNeighbor | CO2 | Porous | Wet | R600a | MinimizeLCOE_Brownfield | IgnoreSilica | 2019 | 7.6728 | 0.78591 | 0.035088 | 4 | 75197.8228 | 209238.8493 | 1533.0093 | 4265.617 | 46.8067 | 3.8197 | 45.585 | 299482.3991 | 0 | 344657.9087 | 0 | 0 | 0 | 78997.5514 | 282023.7651 | 733767.9858 | 500811.7277 | 2239741.3378 | 961560.8286 | 7352795.5309 | 7352795.5309 | 7650990.3052 | 3809020.6719 | 0 | 10554097.6973 | 29366904.2054 | 1778.2794 | 0.14035 | 75197.8228 | 209238.8493 | 1533.0093 | 4265.617
1 | 2000 | 707 | 0.035 | 15 | 15 | 7 | 2.3714e-12 | 5spot_SharedNeighbor | CO2 | Porous | Wet | R600a | MinimizeLCOE_Brownfield | IgnoreSilica | 2019 | 9.9313 | 1.0316 | 0.047135 | 4 | 58468.1379 | 158249.8043 | 1191.9521 | 3226.1363 | 47.0058 | 3.8342 | 48.8221 | 361319.5495 | 0 | 426689.6686 | 0 | 0 | 0 | 86704.2456 | 341138.2509 | 887571.7517 | 605785.9583 | 2709209.4245 | 961560.8286 | 7352795.5309 | 7352795.5309 | 7650990.3052 | 3809020.6719 | 0 | 11023565.7841 | 29836372.2922 | 2371.3737 | 0.18854 | 58468.1379 | 158249.8043 | 1191.9521 | 3226.1363
1 | 2000 | 707 | 0.035 | 15 | 15 | 7 | 3.1623e-12 | 5spot_SharedNeighbor | CO2 | Porous | Wet | R600a | MinimizeLCOE_Brownfield | IgnoreSilica | 2019 | 12.7741 | 1.3415 | 0.06285 | 4 | 46009.239 | 120841.7052 | 937.9606 | 2463.5216 | 47.1505 | 3.8436 | 37.4576 | 433295.0215 | 0 | 524698.5923 | 0 | 0 | 0 | 92072.1264 | 409525.6386 | 1065501.7065 | 727226.8085 | 3252319.8937 | 961560.8286 | 7352795.5309 | 7352795.5309 | 7650990.3052 | 3809020.6719 | 0 | 11566676.2533 | 30379482.7614 | 3162.2777 | 0.2514 | 46009.239 | 120841.7052 | 937.9606 | 2463.5216
1 | 2000 | 707 | 0.035 | 15 | 15 | 7 | 4.217e-12 | 5spot_SharedNeighbor | CO2 | Porous | Wet | R600a | MinimizeLCOE_Brownfield | IgnoreSilica | 2019 | 16.3085 | 1.7277 | 0.083147 | 4 | 36637.5827 | 93202.5322 | 746.9067 | 1900.0597 | 47.2481 | 3.848 | 58.2277 | 516202.8685 | 0 | 640569.3722 | 0 | 0 | 0 | 92997.2561 | 487410.1038 | 1268141.1084 | 865532.3642 | 3870853.0732 | 961560.8286 | 7352795.5309 | 7352795.5309 | 7650990.3052 | 3809020.6719 | 0 | 12185209.4327 | 30998015.9408 | 4216.965 | 0.33259 | 36637.5827 | 93202.5322 | 746.9067 | 1900.0597
1 | 2000 | 707 | 0.035 | 15 | 15 | 7 | 5.6234e-12 | 5spot_SharedNeighbor | CO2 | Porous | Wet | R600a | MinimizeLCOE_Brownfield | IgnoreSilica | 2019 | 20.5692 | 2.1946 | 0.10888 | 4 | 29524.7021 | 72721.6579 | 601.901 | 1482.5294 | 47.302 | 3.8475 | 38.6451 | 609007.4977 | 0 | 773703.16 | 0 | 0 | 0 | 84400.4612 | 572173.3363 | 1488677.6522 | 1016053.0869 | 4544015.1942 | 961560.8286 | 7352795.5309 | 7352795.5309 | 7650990.3052 | 3809020.6719 | 0 | 12858371.5538 | 31671178.0619 | 5623.4133 | 0.43551 | 29524.7021 | 72721.6579 | 601.901 | 1482.5294
1 | 2000 | 707 | 0.035 | 15 | 15 | 7 | 7.4989e-12 | 5spot_SharedNeighbor | CO2 | Porous | Wet | R600a | MinimizeLCOE_Brownfield | IgnoreSilica | 2019 | 23.972 | 2.5763 | 0.13663 | 4 | 24025.2819 | 58448.9896 | 489.7879 | 1191.5617 | 47.3153 | 3.844 | 45.3878 | 678775.0508 | 0 | 876033.0181 | 0 | 0 | 0 | 0 | 606375.1469 | 1577663.7476 | 1076787.9255 | 4815634.8888 | 961560.8286 | 7352795.5309 | 7352795.5309 | 7650990.3052 | 3809020.6719 | 0 | 13129991.2484 | 31942797.7565 | 7498.9421 | 0.54651 | 24025.2819 | 58448.9896 | 489.7879 | 1191.5617
1 | 2000 | 707 | 0.035 | 15 | 15 | 7 | 1e-11 | 5spot_SharedNeighbor | CO2 | Porous | Wet | R600a | MinimizeLCOE_Brownfield | IgnoreSilica | 2019 | 31.7599 | 3.426 | 0.18051 | 4 | 19783.2522 | 45838.8298 | 403.3084 | 934.4865 | 47.2812 | 3.8282 | 48.8436 | 827222.2375 | 0 | 1100184.556 | 0 | 0 | 0 | 0 | 751688.6495 | 1955739.6734 | 1334832.5135 | 5969667.6299 | 961560.8286 | 7352795.5309 | 7352795.5309 | 7650990.3052 | 3809020.6719 | 0 | 14284023.9895 | 33096830.4975 | 10000 | 0.72203 | 19783.2522 | 45838.8298 | 403.3084 | 934.4865
1 | 2000 | 707 | 0.035 | 15 | 15 | 7 | 1.3335e-11 | 5spot_SharedNeighbor | CO2 | Porous | Wet | R600a | MinimizeLCOE_Brownfield | IgnoreSilica | 2019 | 41.8183 | 4.5234 | 0.23565 | 4 | 16625.437 | 36583.5635 | 338.932 | 745.8054 | 47.1497 | 3.7959 | 54.798 | 1001118.0384 | 0 | 1374215.6504 | 0 | 0 | 0 | 0 | 926380.1386 | 2410251.094 | 1645045.8973 | 7357010.8187 | 961560.8286 | 7352795.5309 | 7352795.5309 | 7650990.3052 | 3809020.6719 | 0 | 15671367.1783 | 34484173.6863 | 13335.2143 | 0.94261 | 16625.437 | 36583.5635 | 338.932 | 745.8054
1 | 2000 | 707 | 0.035 | 15 | 15 | 7 | 1.7783e-11 | 5spot_SharedNeighbor | CO2 | Porous | Wet | R600a | MinimizeLCOE_Brownfield | IgnoreSilica | 2019 | 54.5639 | 5.9132 | 0.30209 | 4 | 14319.9557 | 29888.6678 | 291.9317 | 609.3209 | 46.8676 | 3.737 | 51.618 | 1198782.3616 | 0 | 1703623.5209 | 0 | 0 | 0 | 0 | 1131938.2942 | 2945071.2489 | 2010071.6426 | 8989487.0681 | 961560.8286 | 7352795.5309 | 7352795.5309 | 7650990.3052 | 3809020.6719 | 0 | 17303843.4277 | 36116649.9358 | 17782.7941 | 1.2084 | 14319.9557 | 29888.6678 | 291.9317 | 609.3209
1 | 2000 | 707 | 0.035 | 15 | 15 | 7 | 2.3714e-11 | 5spot_SharedNeighbor | CO2 | Porous | Wet | R600a | MinimizeLCOE_Brownfield | IgnoreSilica | 2019 | 70.1406 | 7.606 | 0.37613 | 4 | 12725.2296 | 25229.269 | 259.421 | 514.3328 | 46.3587 | 3.6389 | 50.0487 | 1411030.0933 | 0 | 2086016.1944 | 0 | 0 | 0 | 0 | 1363848.0522 | 3548452.8681 | 2421891.9959 | 10831239.2038 | 961560.8286 | 7352795.5309 | 7352795.5309 | 7650990.3052 | 3809020.6719 | 0 | 19145595.5634 | 37958402.0714 | 23713.7371 | 1.5045 | 12725.2296 | 25229.269 | 259.421 | 514.3328
1 | 2000 | 707 | 0.035 | 15 | 15 | 7 | 3.1623e-11 | 5spot_SharedNeighbor | CO2 | Porous | Wet | R600a | MinimizeLCOE_Brownfield | IgnoreSilica | 2019 | 88.2723 | 9.5613 | 0.44896 | 4 | 11752.7536 | 22228.6271 | 239.5958 | 453.1606 | 45.5369 | 3.4883 | 59.1714 | 1620332.7237 | 0 | 2509616.4504 | 0 | 0 | 0 | 0 | 1610680.1779 | 4190659.427 | 2860211.1683 | 12791499.9473 | 961560.8286 | 7352795.5309 | 7352795.5309 | 7650990.3052 | 3809020.6719 | 0 | 21105856.3069 | 39918662.8149 | 31622.7766 | 1.7958 | 11752.7536 | 22228.6271 | 239.5958 | 453.1606
1 | 2000 | 707 | 0.035 | 15 | 15 | 7 | 4.217e-11 | 5spot_SharedNeighbor | CO2 | Porous | Wet | R600a | MinimizeLCOE_Brownfield | IgnoreSilica | 2019 | 108.187 | 11.6842 | 0.50729 | 4 | 11359.5594 | 20630.8348 | 231.58 | 420.5875 | 44.3422 | 3.2768 | 55.0496 | 1803406.6942 | 0 | 2954321.5956 | 0 | 0 | 0 | 0 | 1855514.033 | 4827666.8957 | 3294981.8549 | 14735891.0734 | 961560.8286 | 7352795.5309 | 7352795.5309 | 7650990.3052 | 3809020.6719 | 0 | 23050247.4329 | 41863053.941 | 42169.6503 | 2.0291 | 11359.5594 | 20630.8348 | 231.58 | 420.5875
1 | 2000 | 707 | 0.035 | 15 | 15 | 7 | 5.6234e-11 | 5spot_SharedNeighbor | CO2 | Porous | Wet | R600a | MinimizeLCOE_Brownfield | IgnoreSilica | 2019 | 112.1692 | 12.1038 | 0.5155 | 4 | 11353.832 | 20477.4501 | 231.4632 | 417.4605 | 44.0591 | 3.2278 | 61.2784 | 1833519.0617 | 0 | 3040840.7435 | 0 | 0 | 0 | 0 | 1901000.324 | 4946012.8943 | 3375755.4307 | 15097128.4542 | 961560.8286 | 7352795.5309 | 7352795.5309 | 7650990.3052 | 3809020.6719 | 0 | 23411484.8137 | 42224291.3218 | 56234.1325 | 2.062 | 11353.832 | 20477.4501 | 231.4632 | 417.4605
1 | 2000 | 707 | 0.035 | 15 | 15 | 7 | 7.4989e-11 | 5spot_SharedNeighbor | CO2 | Porous | Wet | R600a | MinimizeLCOE_Brownfield | IgnoreSilica | 2019 | 112.0908 | 12.0937 | 0.51515 | 4 | 11356.8891 | 20486.5909 | 231.5255 | 417.6469 | 44.0589 | 3.2281 | 69.5897 | 1832567.8464 | 0 | 3038788.9071 | 0 | 0 | 0 | 0 | 1899829.1338 | 4942965.6977 | 3373675.6565 | 15087827.2415 | 961560.8286 | 7352795.5309 | 7352795.5309 | 7650990.3052 | 3809020.6719 | 0 | 23402183.601 | 42214990.1091 | 74989.4209 | 2.0606 | 11356.8891 | 20486.5909 | 231.5255 | 417.6469
1 | 2000 | 707 | 0.035 | 15 | 15 | 7 | 1e-10 | 5spot_SharedNeighbor | CO2 | Porous | Wet | R600a | MinimizeLCOE_Brownfield | IgnoreSilica | 2019 | 112.0371 | 12.0866 | 0.5149 | 4 | 11359.2488 | 20493.4072 | 231.5737 | 417.7858 | 44.0583 | 3.2283 | 75.3888 | 1831884.8649 | 0 | 3037354.4795 | 0 | 0 | 0 | 0 | 1899003.3443 | 4940817.1628 | 3372209.2372 | 15081269.0887 | 961560.8286 | 7352795.5309 | 7352795.5309 | 7650990.3052 | 3809020.6719 | 0 | 23395625.4483 | 42208431.9564 | 100000 | 2.0596 | 11359.2488 | 20493.4072 | 231.5737 | 417.7858
1 | 2000 | 707 | 0.035 | 15 | 15 | 7 | 1.3335e-10 | 5spot_SharedNeighbor | CO2 | Porous | Wet | R600a | MinimizeLCOE_Brownfield | IgnoreSilica | 2019 | 111.9936 | 12.081 | 0.51471 | 4 | 11361.0591 | 20498.7185 | 231.6106 | 417.8941 | 44.0581 | 3.2284 | 71.9204 | 1831344.0399 | 0 | 3036204.5624 | 0 | 0 | 0 | 0 | 1898343.9549 | 4939101.5668 | 3371038.3077 | 15076032.4318 | 961560.8286 | 7352795.5309 | 7352795.5309 | 7650990.3052 | 3809020.6719 | 0 | 23390388.7913 | 42203195.2994 | 133352.1432 | 2.0588 | 11361.0591 | 20498.7185 | 231.6106 | 417.8941
1 | 2000 | 707 | 0.035 | 15 | 15 | 7 | 1.7783e-10 | 5spot_SharedNeighbor | CO2 | Porous | Wet | R600a | MinimizeLCOE_Brownfield | IgnoreSilica | 2019 | 111.9593 | 12.0766 | 0.51455 | 4 | 11362.441 | 20502.8095 | 231.6387 | 417.9775 | 44.0579 | 3.2285 | 68.5646 | 1830923.7511 | 0 | 3035304.8739 | 0 | 0 | 0 | 0 | 1897829.1638 | 4937762.1858 | 3370124.1527 | 15071944.1274 | 961560.8286 | 7352795.5309 | 7352795.5309 | 7650990.3052 | 3809020.6719 | 0 | 23386300.4869 | 42199106.995 | 177827.941 | 2.0582 | 11362.441 | 20502.8095 | 231.6387 | 417.9775
1 | 2000 | 707 | 0.035 | 15 | 15 | 7 | 2.3714e-10 | 5spot_SharedNeighbor | CO2 | Porous | Wet | R600a | MinimizeLCOE_Brownfield | IgnoreSilica | 2019 | 111.925 | 12.0724 | 0.51442 | 4 | 11363.4916 | 20506.209 | 231.6601 | 418.0468 | 44.0584 | 3.2287 | 75.1172 | 1830543.4521 | 0 | 3034443.2199 | 0 | 0 | 0 | 0 | 1897344.8021 | 4936501.9762 | 3369264.0337 | 15068097.484 | 961560.8286 | 7352795.5309 | 7352795.5309 | 7650990.3052 | 3809020.6719 | 0 | 23382453.8436 | 42195260.3517 | 237137.3706 | 2.0577 | 11363.4916 | 20506.209 | 231.6601 | 418.0468
1 | 2000 | 707 | 0.035 | 15 | 15 | 7 | 3.1623e-10 | 5spot_SharedNeighbor | CO2 | Porous | Wet | R600a | MinimizeLCOE_Brownfield | IgnoreSilica | 2019 | 111.9056 | 12.0699 | 0.51433 | 4 | 11364.2877 | 20508.5554 | 231.6764 | 418.0946 | 44.0583 | 3.2288 | 72.1792 | 1830303.7373 | 0 | 3033931.8647 | 0 | 0 | 0 | 0 | 1897051.8848 | 4935739.8654 | 3368743.8775 | 15065771.2298 | 961560.8286 | 7352795.5309 | 7352795.5309 | 7650990.3052 | 3809020.6719 | 0 | 23380127.5893 | 42192934.0974 | 316227.766 | 2.0573 | 11364.2877 | 20508.5554 | 231.6764 | 418.0946
1 | 2000 | 707 | 0.035 | 15 | 15 | 7 | 4.217e-10 | 5spot_SharedNeighbor | CO2 | Porous | Wet | R600a | MinimizeLCOE_Brownfield | IgnoreSilica | 2019 | 111.901 | 12.069 | 0.51429 | 4 | 11364.8895 | 20509.974 | 231.6886 | 418.1236 | 44.0575 | 3.2287 | 71.8337 | 1830197.2966 | 0 | 3033763.7644 | 0 | 0 | 0 | 0 | 1896944.8138 | 4935461.2886 | 3368553.743 | 15064920.9064 | 961560.8286 | 7352795.5309 | 7352795.5309 | 7650990.3052 | 3809020.6719 | 0 | 23379277.266 | 42192083.774 | 421696.5034 | 2.0571 | 11364.8895 | 20509.974 | 231.6886 | 418.1236
1 | 2000 | 707 | 0.035 | 15 | 15 | 7 | 5.6234e-10 | 5spot_SharedNeighbor | CO2 | Porous | Wet | R600a | MinimizeLCOE_Brownfield | IgnoreSilica | 2019 | 111.8861 | 12.0672 | 0.51423 | 4 | 11365.3435 | 20511.4433 | 231.6979 | 418.1535 | 44.0577 | 3.2288 | 71.2506 | 1830033.0341 | 0 | 3033391.5835 | 0 | 0 | 0 | 0 | 1896735.6009 | 4934916.9595 | 3368182.2273 | 15063259.4053 | 961560.8286 | 7352795.5309 | 7352795.5309 | 7650990.3052 | 3809020.6719 | 0 | 23377615.7648 | 42190422.2729 | 562341.3252 | 2.0569 | 11365.3435 | 20511.4433 | 231.6979 | 418.1535
1 | 2000 | 707 | 0.035 | 15 | 15 | 7 | 7.4989e-10 | 5spot_SharedNeighbor | CO2 | Porous | Wet | R600a | MinimizeLCOE_Brownfield | IgnoreSilica | 2019 | 111.8667 | 12.0649 | 0.51417 | 4 | 11365.6855 | 20512.8424 | 231.7049 | 418.182 | 44.0585 | 3.229 | 70.2168 | 1829847.8583 | 0 | 3032931.7052 | 0 | 0 | 0 | 0 | 1896484.0297 | 4934262.423 | 3367735.4927 | 15061261.5088 | 961560.8286 | 7352795.5309 | 7352795.5309 | 7650990.3052 | 3809020.6719 | 0 | 23375617.8684 | 42188424.3764 | 749894.2093 | 2.0567 | 11365.6855 | 20512.8424 | 231.7049 | 418.182
1 | 2000 | 707 | 0.035 | 15 | 15 | 7 | 1e-09 | 5spot_SharedNeighbor | CO2 | Porous | Wet | R600a | MinimizeLCOE_Brownfield | IgnoreSilica | 2019 | 111.8667 | 12.0648 | 0.51416 | 4 | 11365.9428 | 20513.379 | 231.7101 | 418.193 | 44.058 | 3.2289 | 70.3136 | 1829817.076 | 0 | 3032902.8504 | 0 | 0 | 0 | 0 | 1896460.7713 | 4934201.9093 | 3367694.1908 | 15061076.7977 | 961560.8286 | 7352795.5309 | 7352795.5309 | 7650990.3052 | 3809020.6719 | 0 | 23375433.1573 | 42188239.6654 | 1000000 | 2.0566 | 11365.9428 | 20513.379 | 231.7101 | 418.193
1 | 2000 | 707 | 0.035 | 15 | 15 | 7 | 1.3335e-09 | 5spot_SharedNeighbor | CO2 | Porous | Wet | R600a | MinimizeLCOE_Brownfield | IgnoreSilica | 2019 | 111.8667 | 12.0647 | 0.51414 | 4 | 11366.1363 | 20513.7826 | 231.7141 | 418.2012 | 44.0576 | 3.2289 | 70.1632 | 1829793.934 | 0 | 3032881.1668 | 0 | 0 | 0 | 0 | 1896443.2893 | 4934156.4248 | 3367663.1467 | 15060937.9616 | 961560.8286 | 7352795.5309 | 7352795.5309 | 7650990.3052 | 3809020.6719 | 0 | 23375294.3211 | 42188100.8292 | 1333521.4322 | 2.0566 | 11366.1363 | 20513.7826 | 231.7141 | 418.2012
1 | 2000 | 707 | 0.035 | 15 | 15 | 7 | 1.7783e-09 | 5spot_SharedNeighbor | CO2 | Porous | Wet | R600a | MinimizeLCOE_Brownfield | IgnoreSilica | 2019 | 111.8667 | 12.0646 | 0.51413 | 4 | 11366.2817 | 20514.0858 | 231.717 | 418.2074 | 44.0574 | 3.2288 | 69.7045 | 1829776.5469 | 0 | 3032864.8808 | 0 | 0 | 0 | 0 | 1896430.1568 | 4934122.2566 | 3367639.8262 | 15060833.6673 | 961560.8286 | 7352795.5309 | 7352795.5309 | 7650990.3052 | 3809020.6719 | 0 | 23375190.0269 | 42187996.535 | 1778279.41 | 2.0565 | 11366.2817 | 20514.0858 | 231.717 | 418.2074
1 | 2000 | 707 | 0.035 | 15 | 15 | 7 | 2.3714e-09 | 5spot_SharedNeighbor | CO2 | Porous | Wet | R600a | MinimizeLCOE_Brownfield | IgnoreSilica | 2019 | 111.8667 | 12.0645 | 0.51413 | 4 | 11366.3909 | 20514.3136 | 231.7193 | 418.212 | 44.0572 | 3.2288 | 69.5249 | 1829763.4897 | 0 | 3032852.6536 | 0 | 0 | 0 | 0 | 1896420.2959 | 4934096.6006 | 3367622.3155 | 15060755.3552 | 961560.8286 | 7352795.5309 | 7352795.5309 | 7650990.3052 | 3809020.6719 | 0 | 23375111.7148 | 42187918.2229 | 2371373.7057 | 2.0565 | 11366.3909 | 20514.3136 | 231.7193 | 418.212
1 | 2000 | 707 | 0.035 | 15 | 15 | 7 | 3.1623e-09 | 5spot_SharedNeighbor | CO2 | Porous | Wet | R600a | MinimizeLCOE_Brownfield | IgnoreSilica | 2019 | 111.8472 | 12.0624 | 0.51408 | 4 | 11366.4729 | 20515.1702 | 231.7209 | 418.2295 | 44.0584 | 3.229 | 68.9652 | 1829609.4685 | 0 | 3032422.0465 | 0 | 0 | 0 | 0 | 1896192.2909 | 4933503.3783 | 3367217.429 | 15058944.6132 | 961560.8286 | 7352795.5309 | 7352795.5309 | 7650990.3052 | 3809020.6719 | 0 | 23373300.9728 | 42186107.4809 | 3162277.6602 | 2.0563 | 11366.4729 | 20515.1702 | 231.7209 | 418.2295
1 | 2000 | 707 | 0.035 | 15 | 15 | 7 | 4.217e-09 | 5spot_SharedNeighbor | CO2 | Porous | Wet | R600a | MinimizeLCOE_Brownfield | IgnoreSilica | 2019 | 111.8472 | 12.0624 | 0.51408 | 4 | 11366.5344 | 20515.2985 | 231.7222 | 418.2321 | 44.0583 | 3.229 | 67.6913 | 1829602.1174 | 0 | 3032415.1651 | 0 | 0 | 0 | 0 | 1896186.7401 | 4933488.9365 | 3367207.5722 | 15058900.5312 | 961560.8286 | 7352795.5309 | 7352795.5309 | 7650990.3052 | 3809020.6719 | 0 | 23373256.8908 | 42186063.3989 | 4216965.0343 | 2.0563 | 11366.5344 | 20515.2985 | 231.7222 | 418.2321
1 | 2000 | 707 | 0.035 | 15 | 15 | 7 | 5.6234e-09 | 5spot_SharedNeighbor | CO2 | Porous | Wet | R600a | MinimizeLCOE_Brownfield | IgnoreSilica | 2019 | 111.8519 | 12.0629 | 0.51409 | 4 | 11366.5805 | 20515.2314 | 231.7231 | 418.2307 | 44.0579 | 3.229 | 77.9838 | 1829630.9416 | 0 | 3032510.3419 | 0 | 0 | 0 | 0 | 1896235.1006 | 4933614.7604 | 3367293.4496 | 15059284.5941 | 961560.8286 | 7352795.5309 | 7352795.5309 | 7650990.3052 | 3809020.6719 | 0 | 23373640.9536 | 42186447.4617 | 5623413.2519 | 2.0563 | 11366.5805 | 20515.2314 | 231.7231 | 418.2307
1 | 2000 | 707 | 0.035 | 15 | 15 | 7 | 7.4989e-09 | 5spot_SharedNeighbor | CO2 | Porous | Wet | R600a | MinimizeLCOE_Brownfield | IgnoreSilica | 2019 | 111.8519 | 12.0629 | 0.51408 | 4 | 11366.6152 | 20515.3036 | 231.7238 | 418.2322 | 44.0578 | 3.2289 | 77.9839 | 1829626.8027 | 0 | 3032506.4681 | 0 | 0 | 0 | 0 | 1896231.9756 | 4933606.6299 | 3367287.9004 | 15059259.7767 | 961560.8286 | 7352795.5309 | 7352795.5309 | 7650990.3052 | 3809020.6719 | 0 | 23373616.1363 | 42186422.6443 | 7498942.0933 | 2.0563 | 11366.6152 | 20515.3036 | 231.7238 | 418.2322
1 | 2000 | 707 | 0.035 | 15 | 15 | 7 | 1e-08 | 5spot_SharedNeighbor | CO2 | Porous | Wet | R600a | MinimizeLCOE_Brownfield | IgnoreSilica | 2019 | 111.8519 | 12.0628 | 0.51408 | 4 | 11366.6411 | 20515.3578 | 231.7244 | 418.2333 | 44.0578 | 3.2289 | 78.213 | 1829623.6979 | 0 | 3032503.5624 | 0 | 0 | 0 | 0 | 1896229.6315 | 4933600.531 | 3367283.7377 | 15059241.1605 | 961560.8286 | 7352795.5309 | 7352795.5309 | 7650990.3052 | 3809020.6719 | 0 | 23373597.5201 | 42186404.0281 | 10000000 | 2.0563 | 11366.6411 | 20515.3578 | 231.7244 | 418.2333
1 | 2100 | 707 | 0.035 | 15 | 15 | 7 | 1e-13 | 5spot_SharedNeighbor | CO2 | Porous | Wet | R600a | MinimizeLCOE_Brownfield | IgnoreSilica | 2019 | 0.47729 | 0.010404 | 0.00067748 | 4 | 3294025.6532 | 10507828.4641 | 67153.1684 | 214216.2961 | 38.6989 | 3.1903 | 28.6629 | 30270.0437 | 0 | 22499.5989 | 0 | 0 | 0 | 18706.55 | 27875.7151 | 72526.8926 | 49501.0945 | 221379.8948 | 961560.8286 | 7743554.7612 | 7743554.7612 | 7866811.9264 | 3938351.203 | 0 | 8926495.4846 | 28475213.3752 | 100 | 0.0027099 | 3294025.6532 | 10507828.4641 | 67153.1684 | 214216.2961
1 | 2100 | 707 | 0.035 | 15 | 15 | 7 | 1.3335e-13 | 5spot_SharedNeighbor | CO2 | Porous | Wet | R600a | MinimizeLCOE_Brownfield | IgnoreSilica | 2019 | 0.66251 | 0.027854 | 0.0012939 | 4 | 1742216.5429 | 5519415.4355 | 35517.4407 | 112520.7492 | 41.049 | 3.4594 | 26.8327 | 42531.2274 | 0 | 34246.6967 | 0 | 0 | 0 | 23841.9992 | 39241.7701 | 102099.0362 | 69684.6901 | 311645.4198 | 961560.8286 | 7743554.7612 | 7743554.7612 | 7866811.9264 | 3938351.203 | 0 | 9016761.0096 | 28565478.9002 | 133.3521 | 0.0051755 | 1742216.5429 | 5519415.4355 | 35517.4407 | 112520.7492
1 | 2100 | 707 | 0.035 | 15 | 15 | 7 | 1.7783e-13 | 5spot_SharedNeighbor | CO2 | Porous | Wet | R600a | MinimizeLCOE_Brownfield | IgnoreSilica | 2019 | 0.90348 | 0.052123 | 0.0022136 | 4 | 1030699.5365 | 3238527.9556 | 21012.2042 | 66021.7728 | 42.9305 | 3.6646 | 41.8265 | 57364.2574 | 0 | 48823.2606 | 0 | 0 | 0 | 29733.0843 | 53009.0349 | 137918.6352 | 94132.3025 | 420980.5751 | 961560.8286 | 7743554.7612 | 7743554.7612 | 7866811.9264 | 3938351.203 | 0 | 9126096.1649 | 28674814.0555 | 177.8279 | 0.0088543 | 1030699.5365 | 3238527.9556 | 21012.2042 | 66021.7728
1 | 2100 | 707 | 0.035 | 15 | 15 | 7 | 2.3714e-13 | 5spot_SharedNeighbor | CO2 | Porous | Wet | R600a | MinimizeLCOE_Brownfield | IgnoreSilica | 2019 | 1.2041 | 0.083785 | 0.003522 | 4 | 656639.5822 | 2044263.9024 | 13386.4861 | 41675.0847 | 44.4093 | 3.8155 | 95.5733 | 74428.0718 | 0 | 66055.265 | 0 | 0 | 0 | 35659.7002 | 68695.7844 | 178732.3397 | 121988.4944 | 545559.6556 | 961560.8286 | 7743554.7612 | 7743554.7612 | 7866811.9264 | 3938351.203 | 0 | 9250675.2454 | 28799393.136 | 237.1374 | 0.014088 | 656639.5822 | 2044263.9024 | 13386.4861 | 41675.0847
1 | 2100 | 707 | 0.035 | 15 | 15 | 7 | 3.1623e-13 | 5spot_SharedNeighbor | CO2 | Porous | Wet | R600a | MinimizeLCOE_Brownfield | IgnoreSilica | 2019 | 1.6125 | 0.12743 | 0.0053413 | 4 | 440391.0328 | 1355374.1992 | 8977.9669 | 27631.1363 | 45.6705 | 3.9358 | 133.1003 | 95700.1079 | 0 | 88158.4987 | 0 | 0 | 0 | 43403.4359 | 88632.1966 | 230602.7945 | 157391.1456 | 703888.1791 | 961560.8286 | 7743554.7612 | 7743554.7612 | 7866811.9264 | 3938351.203 | 0 | 9409003.7689 | 28957721.6595 | 316.2278 | 0.021365 | 440391.0328 | 1355374.1992 | 8977.9669 | 27631.1363
1 | 2100 | 707 | 0.035 | 15 | 15 | 7 | 4.217e-13 | 5spot_SharedNeighbor | CO2 | Porous | Wet | R600a | MinimizeLCOE_Brownfield | IgnoreSilica | 2019 | 2.1376 | 0.18444 | 0.0078234 | 4 | 306635.7485 | 931326.0533 | 6251.1845 | 18986.3413 | 46.6735 | 4.0258 | 176.4392 | 120735.3305 | 0 | 114944.78 | 0 | 0 | 0 | 51857.3327 | 112139.6029 | 291764.2436 | 199135.0914 | 890576.3811 | 961560.8286 | 7743554.7612 | 7743554.7612 | 7866811.9264 | 3938351.203 | 0 | 9595691.9709 | 29144409.8615 | 421.6965 | 0.031293 | 306635.7485 | 931326.0533 | 6251.1845 | 18986.3413
1 | 2100 | 707 | 0.035 | 15 | 15 | 7 | 5.6234e-13 | 5spot_SharedNeighbor | CO2 | Porous | Wet | R600a | MinimizeLCOE_Brownfield | IgnoreSilica | 2019 | 2.813 | 0.25848 | 0.011173 | 4 | 219650.0643 | 657075.876 | 4477.8637 | 13395.3805 | 47.4688 | 4.0937 | 44.9126 | 150247.0238 | 0 | 147443.924 | 0 | 0 | 0 | 61054.3945 | 139910.6835 | 364018.8989 | 248450.3784 | 1111125.3033 | 961560.8286 | 7743554.7612 | 7743554.7612 | 7866811.9264 | 3938351.203 | 0 | 9816240.8931 | 29364958.7837 | 562.3413 | 0.04469 | 219650.0643 | 657075.876 | 4477.8637 | 13395.3805
1 | 2100 | 707 | 0.035 | 15 | 15 | 7 | 7.4989e-13 | 5spot_SharedNeighbor | CO2 | Porous | Wet | R600a | MinimizeLCOE_Brownfield | IgnoreSilica | 2019 | 3.695 | 0.3556 | 0.015665 | 4 | 160906.4297 | 472879.7502 | 3280.2952 | 9640.2933 | 48.1046 | 4.1458 | 48.2997 | 185611.7847 | 0 | 187510.5841 | 0 | 0 | 0 | 71634.082 | 173455.0158 | 451294.3706 | 308017.6811 | 1377523.5183 | 961560.8286 | 7743554.7612 | 7743554.7612 | 7866811.9264 | 3938351.203 | 0 | 10082639.1082 | 29631356.9988 | 749.8942 | 0.062662 | 160906.4297 | 472879.7502 | 3280.2952 | 9640.2933
1 | 2100 | 707 | 0.035 | 15 | 15 | 7 | 1e-12 | 5spot_SharedNeighbor | CO2 | Porous | Wet | R600a | MinimizeLCOE_Brownfield | IgnoreSilica | 2019 | 4.8345 | 0.48155 | 0.021655 | 4 | 120065.249 | 345745.8126 | 2447.6925 | 7048.496 | 48.6037 | 4.1851 | 55.9996 | 227589.8783 | 0 | 236416.6682 | 0 | 0 | 0 | 83277.8536 | 213440.916 | 555329.4807 | 379023.7814 | 1695078.5781 | 961560.8286 | 7743554.7612 | 7743554.7612 | 7866811.9264 | 3938351.203 | 0 | 10400194.1679 | 29948912.0585 | 1000 | 0.086621 | 120065.249 | 345745.8126 | 2447.6925 | 7048.496
1 | 2100 | 707 | 0.035 | 15 | 15 | 7 | 1.3335e-12 | 5spot_SharedNeighbor | CO2 | Porous | Wet | R600a | MinimizeLCOE_Brownfield | IgnoreSilica | 2019 | 6.3085 | 0.64483 | 0.02961 | 4 | 91017.1721 | 256069.7135 | 1855.5082 | 5220.3275 | 48.9933 | 4.2148 | 63.3395 | 277551.7839 | 0 | 296238.5599 | 0 | 0 | 0 | 96125.8414 | 261267.3122 | 679763.9532 | 463952.8658 | 2074900.3164 | 961560.8286 | 7743554.7612 | 7743554.7612 | 7866811.9264 | 3938351.203 | 0 | 10780015.9063 | 30328733.7968 | 1333.5214 | 0.11844 | 91017.1721 | 256069.7135 | 1855.5082 | 5220.3275
1 | 2100 | 707 | 0.035 | 15 | 15 | 7 | 1.7783e-12 | 5spot_SharedNeighbor | CO2 | Porous | Wet | R600a | MinimizeLCOE_Brownfield | IgnoreSilica | 2019 | 8.1844 | 0.85318 | 0.040104 | 4 | 69976.5641 | 191839.1401 | 1426.5669 | 3910.9004 | 49.291 | 4.2365 | 62.2454 | 336176.0841 | 0 | 368332.2225 | 0 | 0 | 0 | 109196.8327 | 317345.0043 | 825666.6048 | 563534.4236 | 2520251.172 | 961560.8286 | 7743554.7612 | 7743554.7612 | 7866811.9264 | 3938351.203 | 0 | 11225366.7619 | 30774084.6525 | 1778.2794 | 0.16042 | 69976.5641 | 191839.1401 | 1426.5669 | 3910.9004
1 | 2100 | 707 | 0.035 | 15 | 15 | 7 | 2.3714e-12 | 5spot_SharedNeighbor | CO2 | Porous | Wet | R600a | MinimizeLCOE_Brownfield | IgnoreSilica | 2019 | 10.6035 | 1.1222 | 0.053927 | 4 | 54510.1476 | 145135.7345 | 1111.2631 | 2958.7883 | 49.5182 | 4.252 | 35.5909 | 405978.0186 | 0 | 456462.9843 | 0 | 0 | 0 | 123332.871 | 384451.8108 | 1000264.7498 | 682701.2451 | 3053191.6797 | 961560.8286 | 7743554.7612 | 7743554.7612 | 7866811.9264 | 3938351.203 | 0 | 11758307.2695 | 31307025.1601 | 2371.3737 | 0.21571 | 54510.1476 | 145135.7345 | 1111.2631 | 2958.7883
1 | 2100 | 707 | 0.035 | 15 | 15 | 7 | 3.1623e-12 | 5spot_SharedNeighbor | CO2 | Porous | Wet | R600a | MinimizeLCOE_Brownfield | IgnoreSilica | 2019 | 13.6413 | 1.4607 | 0.071943 | 4 | 43000.9368 | 110932.5171 | 876.6323 | 2261.5094 | 49.6826 | 4.2617 | 56.3505 | 487024.0465 | 0 | 561499.5354 | 0 | 0 | 0 | 136169.1332 | 462030.1589 | 1202107.698 | 820463.2047 | 3669293.7767 | 961560.8286 | 7743554.7612 | 7743554.7612 | 7866811.9264 | 3938351.203 | 0 | 12374409.3666 | 31923127.2571 | 3162.2777 | 0.28777 | 43000.9368 | 110932.5171 | 876.6323 | 2261.5094
1 | 2100 | 707 | 0.035 | 15 | 15 | 7 | 4.217e-12 | 5spot_SharedNeighbor | CO2 | Porous | Wet | R600a | MinimizeLCOE_Brownfield | IgnoreSilica | 2019 | 17.4487 | 1.8859 | 0.095265 | 4 | 34342.7213 | 85643.4241 | 700.1228 | 1745.957 | 49.7926 | 4.2655 | 48.5198 | 581085.1464 | 0 | 686685.2088 | 0 | 0 | 0 | 146892.6284 | 551718.5636 | 1435458.5295 | 979729.9421 | 4381570.0187 | 961560.8286 | 7743554.7612 | 7743554.7612 | 7866811.9264 | 3938351.203 | 0 | 13086685.6086 | 32635403.4992 | 4216.965 | 0.38106 | 34342.7213 | 85643.4241 | 700.1228 | 1745.957
1 | 2100 | 707 | 0.035 | 15 | 15 | 7 | 5.6234e-12 | 5spot_SharedNeighbor | CO2 | Porous | Wet | R600a | MinimizeLCOE_Brownfield | IgnoreSilica | 2019 | 22.1091 | 2.4076 | 0.12496 | 4 | 27783.0313 | 66894.2916 | 566.3947 | 1363.7306 | 49.8544 | 4.2639 | 45.4214 | 687894.4273 | 0 | 832601.081 | 0 | 0 | 0 | 152434.9493 | 652442.8785 | 1697522.5353 | 1158594.0109 | 5181489.8823 | 961560.8286 | 7743554.7612 | 7743554.7612 | 7866811.9264 | 3938351.203 | 0 | 13886605.4721 | 33435323.3627 | 5623.4133 | 0.49982 | 27783.0313 | 66894.2916 | 566.3947 | 1363.7306
1 | 2100 | 707 | 0.035 | 15 | 15 | 7 | 7.4989e-12 | 5spot_SharedNeighbor | CO2 | Porous | Wet | R600a | MinimizeLCOE_Brownfield | IgnoreSilica | 2019 | 27.6682 | 3.032 | 0.16199 | 4 | 22771.8503 | 52942.0614 | 464.235 | 1079.2955 | 49.8669 | 4.2558 | 47.1627 | 806258.3224 | 0 | 998810.4494 | 0 | 0 | 0 | 148226.789 | 761785.2687 | 1982009.0055 | 1352761.8724 | 6049851.7073 | 961560.8286 | 7743554.7612 | 7743554.7612 | 7866811.9264 | 3938351.203 | 0 | 14754967.2971 | 34303685.1877 | 7498.9421 | 0.64795 | 22771.8503 | 52942.0614 | 464.235 | 1079.2955
1 | 2100 | 707 | 0.035 | 15 | 15 | 7 | 1e-11 | 5spot_SharedNeighbor | CO2 | Porous | Wet | R600a | MinimizeLCOE_Brownfield | IgnoreSilica | 2019 | 33.9797 | 3.744 | 0.20657 | 4 | 18918.6327 | 42577.5347 | 385.6819 | 868.0006 | 49.8298 | 4.2403 | 63.1693 | 931395.2631 | 0 | 1179659.6208 | 0 | 0 | 0 | 125392.4829 | 872214.4731 | 2269323.1431 | 1548859.6751 | 6926844.658 | 961560.8286 | 7743554.7612 | 7743554.7612 | 7866811.9264 | 3938351.203 | 0 | 15631960.2478 | 35180678.1384 | 10000 | 0.82627 | 18918.6327 | 42577.5347 | 385.6819 | 868.0006
1 | 2100 | 707 | 0.035 | 15 | 15 | 7 | 1.3335e-11 | 5spot_SharedNeighbor | CO2 | Porous | Wet | R600a | MinimizeLCOE_Brownfield | IgnoreSilica | 2019 | 38.6271 | 4.2817 | 0.25066 | 4 | 15870.5962 | 35368.1366 | 323.5436 | 721.0273 | 49.7754 | 4.225 | 53.2586 | 1018337.9606 | 0 | 1308606.7877 | 0 | 0 | 0 | 0 | 907508.4518 | 2361150.8361 | 1611533.9625 | 7207137.9987 | 961560.8286 | 7743554.7612 | 7743554.7612 | 7866811.9264 | 3938351.203 | 0 | 15912253.5886 | 35460971.4792 | 13335.2143 | 1.0026 | 15870.5962 | 35368.1366 | 323.5436 | 721.0273
1 | 2100 | 707 | 0.035 | 15 | 15 | 7 | 1.7783e-11 | 5spot_SharedNeighbor | CO2 | Porous | Wet | R600a | MinimizeLCOE_Brownfield | IgnoreSilica | 2019 | 50.4371 | 5.6039 | 0.32328 | 4 | 13549.7894 | 28667.4247 | 276.2308 | 584.4242 | 49.5573 | 4.1743 | 52.6078 | 1222900.2529 | 0 | 1623560.2197 | 0 | 0 | 0 | 0 | 1110119.5843 | 2888303.4416 | 1971326.4476 | 8816209.9462 | 961560.8286 | 7743554.7612 | 7743554.7612 | 7866811.9264 | 3938351.203 | 0 | 17521325.5361 | 37070043.4267 | 17782.7941 | 1.2931 | 13549.7894 | 28667.4247 | 276.2308 | 584.4242
1 | 2100 | 707 | 0.035 | 15 | 15 | 7 | 2.3714e-11 | 5spot_SharedNeighbor | CO2 | Porous | Wet | R600a | MinimizeLCOE_Brownfield | IgnoreSilica | 2019 | 64.9123 | 7.221 | 0.40655 | 4 | 11898.0567 | 23919.1175 | 242.558 | 487.6236 | 49.1423 | 4.0886 | 56.1251 | 1446082.8482 | 0 | 1990372.0139 | 0 | 0 | 0 | 0 | 1340217.3962 | 3486970.7485 | 2379929.186 | 10643572.1928 | 961560.8286 | 7743554.7612 | 7743554.7612 | 7866811.9264 | 3938351.203 | 0 | 19348687.7826 | 38897405.6732 | 23713.7371 | 1.6262 | 11898.0567 | 23919.1175 | 242.558 | 487.6236
1 | 2100 | 707 | 0.035 | 15 | 15 | 7 | 3.1623e-11 | 5spot_SharedNeighbor | CO2 | Porous | Wet | R600a | MinimizeLCOE_Brownfield | IgnoreSilica | 2019 | 81.8728 | 9.1054 | 0.49314 | 4 | 10807.8152 | 20718.2133 | 220.3319 | 422.3688 | 48.4491 | 3.9543 | 45.2742 | 1672816.28 | 0 | 2399759.2172 | 0 | 0 | 0 | 0 | 1588304.4439 | 4132442.357 | 2820476.8219 | 12613799.12 | 961560.8286 | 7743554.7612 | 7743554.7612 | 7866811.9264 | 3938351.203 | 0 | 21318914.7098 | 40867632.6004 | 31622.7766 | 1.9725 | 10807.8152 | 20718.2133 | 220.3319 | 422.3688
1 | 2100 | 707 | 0.035 | 15 | 15 | 7 | 4.217e-11 | 5spot_SharedNeighbor | CO2 | Porous | Wet | R600a | MinimizeLCOE_Brownfield | IgnoreSilica | 2019 | 100.5038 | 11.155 | 0.57055 | 4 | 10206.1514 | 18771.9599 | 208.0662 | 382.6918 | 47.4335 | 3.766 | 49.9366 | 1880267.8254 | 0 | 2829440.2582 | 0 | 0 | 0 | 0 | 1836786.1526 | 4778940.7925 | 3261725.2883 | 14587160.3172 | 961560.8286 | 7743554.7612 | 7743554.7612 | 7866811.9264 | 3938351.203 | 0 | 23292275.907 | 42840993.7976 | 42169.6503 | 2.2822 | 10206.1514 | 18771.9599 | 208.0662 | 382.6918
1 | 2100 | 707 | 0.035 | 15 | 15 | 7 | 5.6234e-11 | 5spot_SharedNeighbor | CO2 | Porous | Wet | R600a | MinimizeLCOE_Brownfield | IgnoreSilica | 2019 | 118.1797 | 13.0763 | 0.62238 | 4 | 10037.9809 | 17890.4217 | 204.6378 | 364.7204 | 46.2153 | 3.5471 | 69.7728 | 2035762.2889 | 0 | 3221967.5384 | 0 | 0 | 0 | 0 | 2050514.6326 | 5335018.4557 | 3641259.7197 | 16284522.6352 | 961560.8286 | 7743554.7612 | 7743554.7612 | 7866811.9264 | 3938351.203 | 0 | 24989638.225 | 44538356.1156 | 56234.1325 | 2.4895 | 10037.9809 | 17890.4217 | 204.6378 | 364.7204
1 | 2100 | 707 | 0.035 | 15 | 15 | 7 | 7.4989e-11 | 5spot_SharedNeighbor | CO2 | Porous | Wet | R600a | MinimizeLCOE_Brownfield | IgnoreSilica | 2019 | 118.1083 | 13.0666 | 0.62199 | 4 | 10040.6159 | 17897.9597 | 204.6915 | 364.8741 | 46.2143 | 3.5473 | 68.1013 | 2034795.2011 | 0 | 3220016.7697 | 0 | 0 | 0 | 0 | 2049376.6686 | 5332057.7067 | 3639238.9477 | 16275485.2938 | 961560.8286 | 7743554.7612 | 7743554.7612 | 7866811.9264 | 3938351.203 | 0 | 24980600.8836 | 44529318.7742 | 74989.4209 | 2.488 | 10040.6159 | 17897.9597 | 204.6915 | 364.8741
1 | 2100 | 707 | 0.035 | 15 | 15 | 7 | 1e-10 | 5spot_SharedNeighbor | CO2 | Porous | Wet | R600a | MinimizeLCOE_Brownfield | IgnoreSilica | 2019 | 118.0493 | 13.0586 | 0.62168 | 4 | 10042.6472 | 17903.8862 | 204.7329 | 364.9949 | 46.2138 | 3.5475 | 81.5707 | 2034019.6531 | 0 | 3218426.7483 | 0 | 0 | 0 | 0 | 2048454.0965 | 5329657.3635 | 3637600.6641 | 16268158.5254 | 961560.8286 | 7743554.7612 | 7743554.7612 | 7866811.9264 | 3938351.203 | 0 | 24973274.1152 | 44521992.0058 | 100000 | 2.4867 | 10042.6472 | 17903.8862 | 204.7329 | 364.9949
1 | 2100 | 707 | 0.035 | 15 | 15 | 7 | 1.3335e-10 | 5spot_SharedNeighbor | CO2 | Porous | Wet | R600a | MinimizeLCOE_Brownfield | IgnoreSilica | 2019 | 118.0003 | 13.0521 | 0.62144 | 4 | 10044.204 | 17908.5403 | 204.7647 | 365.0898 | 46.2137 | 3.5478 | 85.7486 | 2033396.0098 | 0 | 3217124.3745 | 0 | 0 | 0 | 0 | 2047702.9499 | 5327703.0339 | 3636266.794 | 16262193.1621 | 961560.8286 | 7743554.7612 | 7743554.7612 | 7866811.9264 | 3938351.203 | 0 | 24967308.7519 | 44516026.6425 | 133352.1432 | 2.4857 | 10044.204 | 17908.5403 | 204.7647 | 365.0898
1 | 2100 | 707 | 0.035 | 15 | 15 | 7 | 1.7783e-10 | 5spot_SharedNeighbor | CO2 | Porous | Wet | R600a | MinimizeLCOE_Brownfield | IgnoreSilica | 2019 | 117.9614 | 13.047 | 0.62125 | 4 | 10045.3915 | 17912.1324 | 204.7889 | 365.163 | 46.2138 | 3.548 | 82.5601 | 2032909.4183 | 0 | 3216099.7116 | 0 | 0 | 0 | 0 | 2047113.5606 | 5326169.5641 | 3635220.1693 | 16257512.4238 | 961560.8286 | 7743554.7612 | 7743554.7612 | 7866811.9264 | 3938351.203 | 0 | 24962628.0137 | 44511345.9043 | 177827.941 | 2.485 | 10045.3915 | 17912.1324 | 204.7889 | 365.163
1 | 2100 | 707 | 0.035 | 15 | 15 | 7 | 2.3714e-10 | 5spot_SharedNeighbor | CO2 | Porous | Wet | R600a | MinimizeLCOE_Brownfield | IgnoreSilica | 2019 | 117.9445 | 13.0445 | 0.62113 | 4 | 10046.2938 | 17914.496 | 204.8073 | 365.2112 | 46.2129 | 3.5479 | 69.6019 | 2032637.0123 | 0 | 3215598.9602 | 0 | 0 | 0 | 0 | 2046812.0293 | 5325385.0414 | 3634684.7164 | 16255117.7596 | 961560.8286 | 7743554.7612 | 7743554.7612 | 7866811.9264 | 3938351.203 | 0 | 24960233.3495 | 44508951.2401 | 237137.3706 | 2.4845 | 10046.2938 | 17914.496 | 204.8073 | 365.2112
1 | 2100 | 707 | 0.035 | 15 | 15 | 7 | 3.1623e-10 | 5spot_SharedNeighbor | CO2 | Porous | Wet | R600a | MinimizeLCOE_Brownfield | IgnoreSilica | 2019 | 117.9297 | 13.0424 | 0.62104 | 4 | 10046.9772 | 17916.3455 | 204.8212 | 365.2489 | 46.2123 | 3.5479 | 77.6106 | 2032415.0292 | 0 | 3215174.9428 | 0 | 0 | 0 | 0 | 2046560.0891 | 5324729.5446 | 3634237.3264 | 16253116.932 | 961560.8286 | 7743554.7612 | 7743554.7612 | 7866811.9264 | 3938351.203 | 0 | 24958232.5218 | 44506950.4124 | 316227.766 | 2.4842 | 10046.9772 | 17916.3455 | 204.8212 | 365.2489
1 | 2100 | 707 | 0.035 | 15 | 15 | 7 | 4.217e-10 | 5spot_SharedNeighbor | CO2 | Porous | Wet | R600a | MinimizeLCOE_Brownfield | IgnoreSilica | 2019 | 117.9102 | 13.0399 | 0.62095 | 4 | 10047.4936 | 17917.9804 | 204.8317 | 365.2823 | 46.2125 | 3.5481 | 76.7842 | 2032184.2879 | 0 | 3214674.5788 | 0 | 0 | 0 | 0 | 2046274.958 | 5323987.6921 | 3633730.9969 | 16250852.5137 | 961560.8286 | 7743554.7612 | 7743554.7612 | 7866811.9264 | 3938351.203 | 0 | 24955968.1036 | 44504685.9942 | 421696.5034 | 2.4838 | 10047.4936 | 17917.9804 | 204.8317 | 365.2823
1 | 2100 | 707 | 0.035 | 15 | 15 | 7 | 5.6234e-10 | 5spot_SharedNeighbor | CO2 | Porous | Wet | R600a | MinimizeLCOE_Brownfield | IgnoreSilica | 2019 | 117.8908 | 13.0375 | 0.62087 | 4 | 10047.8831 | 17919.3512 | 204.8397 | 365.3102 | 46.2131 | 3.5482 | 75.4459 | 2031973.7639 | 0 | 3214192.9739 | 0 | 0 | 0 | 0 | 2046005.0277 | 5323285.3888 | 3633251.6605 | 16248708.8148 | 961560.8286 | 7743554.7612 | 7743554.7612 | 7866811.9264 | 3938351.203 | 0 | 24953824.4047 | 44502542.2952 | 562341.3252 | 2.4835 | 10047.8831 | 17919.3512 | 204.8397 | 365.3102
1 | 2100 | 707 | 0.035 | 15 | 15 | 7 | 7.4989e-10 | 5spot_SharedNeighbor | CO2 | Porous | Wet | R600a | MinimizeLCOE_Brownfield | IgnoreSilica | 2019 | 117.8862 | 13.0368 | 0.62084 | 4 | 10048.1765 | 17920.0952 | 204.8457 | 365.3254 | 46.2127 | 3.5482 | 74.2404 | 2031891.7787 | 0 | 3214048.909 | 0 | 0 | 0 | 0 | 2045916.8682 | 5323056.0159 | 3633095.1087 | 16248008.6806 | 961560.8286 | 7743554.7612 | 7743554.7612 | 7866811.9264 | 3938351.203 | 0 | 24953124.2704 | 44501842.161 | 749894.2093 | 2.4833 | 10048.1765 | 17920.0952 | 204.8457 | 365.3254
1 | 2100 | 707 | 0.035 | 15 | 15 | 7 | 1e-09 | 5spot_SharedNeighbor | CO2 | Porous | Wet | R600a | MinimizeLCOE_Brownfield | IgnoreSilica | 2019 | 117.8862 | 13.0366 | 0.62082 | 4 | 10048.3972 | 17920.5547 | 204.8502 | 365.3347 | 46.2122 | 3.5481 | 74.4518 | 2031856.7233 | 0 | 3214016.5633 | 0 | 0 | 0 | 0 | 2045890.5818 | 5322987.624 | 3633048.4298 | 16247799.9223 | 961560.8286 | 7743554.7612 | 7743554.7612 | 7866811.9264 | 3938351.203 | 0 | 24952915.5121 | 44501633.4027 | 1000000 | 2.4833 | 10048.3972 | 17920.5547 | 204.8502 | 365.3347
1 | 2100 | 707 | 0.035 | 15 | 15 | 7 | 1.3335e-09 | 5spot_SharedNeighbor | CO2 | Porous | Wet | R600a | MinimizeLCOE_Brownfield | IgnoreSilica | 2019 | 117.8714 | 13.0349 | 0.62077 | 4 | 10048.5631 | 17921.3268 | 204.8536 | 365.3505 | 46.2129 | 3.5483 | 73.1101 | 2031717.1544 | 0 | 3213668.9266 | 0 | 0 | 0 | 0 | 2045700.5716 | 5322493.2563 | 3632711.0138 | 16246290.9226 | 961560.8286 | 7743554.7612 | 7743554.7612 | 7866811.9264 | 3938351.203 | 0 | 24951406.5125 | 44500124.403 | 1333521.4322 | 2.4831 | 10048.5631 | 17921.3268 | 204.8536 | 365.3505
1 | 2100 | 707 | 0.035 | 15 | 15 | 7 | 1.7783e-09 | 5spot_SharedNeighbor | CO2 | Porous | Wet | R600a | MinimizeLCOE_Brownfield | IgnoreSilica | 2019 | 117.8714 | 13.0348 | 0.62076 | 4 | 10048.6878 | 17921.5862 | 204.8561 | 365.3558 | 46.2126 | 3.5483 | 73.2297 | 2031697.3659 | 0 | 3213650.6783 | 0 | 0 | 0 | 0 | 2045685.7372 | 5322454.6604 | 3632684.6713 | 16246173.1131 | 961560.8286 | 7743554.7612 | 7743554.7612 | 7866811.9264 | 3938351.203 | 0 | 24951288.703 | 44500006.5936 | 1778279.41 | 2.483 | 10048.6878 | 17921.5862 | 204.8561 | 365.3558
1 | 2100 | 707 | 0.035 | 15 | 15 | 7 | 2.3714e-09 | 5spot_SharedNeighbor | CO2 | Porous | Wet | R600a | MinimizeLCOE_Brownfield | IgnoreSilica | 2019 | 117.8714 | 13.0347 | 0.62075 | 4 | 10048.7814 | 17921.7811 | 204.858 | 365.3597 | 46.2124 | 3.5482 | 72.5102 | 2031682.506 | 0 | 3213636.9775 | 0 | 0 | 0 | 0 | 2045674.5986 | 5322425.6799 | 3632664.8915 | 16246084.6535 | 961560.8286 | 7743554.7612 | 7743554.7612 | 7866811.9264 | 3938351.203 | 0 | 24951200.2433 | 44499918.1339 | 2371373.7057 | 2.483 | 10048.7814 | 17921.7811 | 204.858 | 365.3597
1 | 2100 | 707 | 0.035 | 15 | 15 | 7 | 3.1623e-09 | 5spot_SharedNeighbor | CO2 | Porous | Wet | R600a | MinimizeLCOE_Brownfield | IgnoreSilica | 2019 | 117.8714 | 13.0346 | 0.62075 | 4 | 10048.8517 | 17921.9274 | 204.8594 | 365.3627 | 46.2122 | 3.5482 | 71.9167 | 2031671.351 | 0 | 3213626.6941 | 0 | 0 | 0 | 0 | 2045666.2376 | 5322403.9264 | 3632650.0442 | 16246018.2533 | 961560.8286 | 7743554.7612 | 7743554.7612 | 7866811.9264 | 3938351.203 | 0 | 24951133.8431 | 44499851.7337 | 3162277.6602 | 2.483 | 10048.8517 | 17921.9274 | 204.8594 | 365.3627
1 | 2100 | 707 | 0.035 | 15 | 15 | 7 | 4.217e-09 | 5spot_SharedNeighbor | CO2 | Porous | Wet | R600a | MinimizeLCOE_Brownfield | IgnoreSilica | 2019 | 117.8714 | 13.0346 | 0.62074 | 4 | 10048.9044 | 17922.0372 | 204.8605 | 365.365 | 46.2121 | 3.5482 | 73.519 | 2031662.9794 | 0 | 3213618.9774 | 0 | 0 | 0 | 0 | 2045659.9631 | 5322387.6016 | 3632638.9022 | 16245968.4237 | 961560.8286 | 7743554.7612 | 7743554.7612 | 7866811.9264 | 3938351.203 | 0 | 24951084.0135 | 44499801.9041 | 4216965.0343 | 2.483 | 10048.9044 | 17922.0372 | 204.8605 | 365.365
1 | 2100 | 707 | 0.035 | 15 | 15 | 7 | 5.6234e-09 | 5spot_SharedNeighbor | CO2 | Porous | Wet | R600a | MinimizeLCOE_Brownfield | IgnoreSilica | 2019 | 117.8714 | 13.0346 | 0.62074 | 4 | 10048.944 | 17922.1196 | 204.8613 | 365.3666 | 46.212 | 3.5482 | 73.3863 | 2031656.6979 | 0 | 3213613.1877 | 0 | 0 | 0 | 0 | 2045655.2554 | 5322375.353 | 3632630.5423 | 16245931.0362 | 961560.8286 | 7743554.7612 | 7743554.7612 | 7866811.9264 | 3938351.203 | 0 | 24951046.6261 | 44499764.5167 | 5623413.2519 | 2.483 | 10048.944 | 17922.1196 | 204.8613 | 365.3666
1 | 2100 | 707 | 0.035 | 15 | 15 | 7 | 7.4989e-09 | 5spot_SharedNeighbor | CO2 | Porous | Wet | R600a | MinimizeLCOE_Brownfield | IgnoreSilica | 2019 | 117.8714 | 13.0346 | 0.62074 | 4 | 10048.9737 | 17922.1814 | 204.8619 | 365.3679 | 46.2119 | 3.5482 | 74.0807 | 2031651.9854 | 0 | 3213608.8444 | 0 | 0 | 0 | 0 | 2045651.7236 | 5322366.164 | 3632624.2706 | 16245902.988 | 961560.8286 | 7743554.7612 | 7743554.7612 | 7866811.9264 | 3938351.203 | 0 | 24951018.5779 | 44499736.4684 | 7498942.0933 | 2.4829 | 10048.9737 | 17922.1814 | 204.8619 | 365.3679
1 | 2100 | 707 | 0.035 | 15 | 15 | 7 | 1e-08 | 5spot_SharedNeighbor | CO2 | Porous | Wet | R600a | MinimizeLCOE_Brownfield | IgnoreSilica | 2019 | 117.8714 | 13.0345 | 0.62073 | 4 | 10048.9959 | 17922.2277 | 204.8624 | 365.3689 | 46.2118 | 3.5482 | 73.54 | 2031648.4503 | 0 | 3213605.5865 | 0 | 0 | 0 | 0 | 2045649.0743 | 5322359.2711 | 3632619.5661 | 16245881.9484 | 961560.8286 | 7743554.7612 | 7743554.7612 | 7866811.9264 | 3938351.203 | 0 | 24950997.5382 | 44499715.4288 | 10000000 | 2.4829 | 10048.9959 | 17922.2277 | 204.8624 | 365.3689
1 | 2200 | 707 | 0.035 | 15 | 15 | 7 | 1e-13 | 5spot_SharedNeighbor | CO2 | Porous | Wet | R600a | MinimizeLCOE_Brownfield | IgnoreSilica | 2019 | 0.49674 | 0.0093415 | 0.00070107 | 4 | 3331768.2173 | 10570175.0044 | 67922.6017 | 215487.3147 | 39.7629 | 3.5228 | 30.371 | 32907.7759 | 0 | 23019.2794 | 0 | 0 | 0 | 22019.8515 | 30399.2937 | 79092.7263 | 53982.4109 | 241421.3377 | 961560.8286 | 8140174.0823 | 8140174.0823 | 8088200.634 | 4070025.7703 | 0 | 9343156.2487 | 29641556.7353 | 100 | 0.0028043 | 3331768.2173 | 10570175.0044 | 67922.6017 | 215487.3147
1 | 2200 | 707 | 0.035 | 15 | 15 | 7 | 1.3335e-13 | 5spot_SharedNeighbor | CO2 | Porous | Wet | R600a | MinimizeLCOE_Brownfield | IgnoreSilica | 2019 | 0.69881 | 0.028135 | 0.0013889 | 4 | 1700360.7324 | 5353987.6623 | 34664.1534 | 109148.2803 | 42.4933 | 3.8218 | 43.0247 | 46875.0449 | 0 | 35862.3437 | 0 | 0 | 0 | 28630.2366 | 43433.3738 | 113004.7292 | 77128.0497 | 344933.7778 | 961560.8286 | 8140174.0823 | 8140174.0823 | 8088200.634 | 4070025.7703 | 0 | 9446668.6888 | 29745069.1754 | 133.3521 | 0.0055557 | 1700360.7324 | 5353987.6623 | 34664.1534 | 109148.2803
1 | 2200 | 707 | 0.035 | 15 | 15 | 7 | 1.7783e-13 | 5spot_SharedNeighbor | CO2 | Porous | Wet | R600a | MinimizeLCOE_Brownfield | IgnoreSilica | 2019 | 0.95719 | 0.05426 | 0.0024264 | 4 | 985989.503 | 3077431.8476 | 20100.7297 | 62737.6107 | 44.6278 | 4.0441 | 37.4291 | 63508.1209 | 0 | 51542.1865 | 0 | 0 | 0 | 35968.0907 | 58897.1753 | 153238.3685 | 104588.3353 | 467742.2771 | 961560.8286 | 8140174.0823 | 8140174.0823 | 8088200.634 | 4070025.7703 | 0 | 9569477.1881 | 29867877.6747 | 177.8279 | 0.0097055 | 985989.503 | 3077431.8476 | 20100.7297 | 62737.6107
1 | 2200 | 707 | 0.035 | 15 | 15 | 7 | 2.3714e-13 | 5spot_SharedNeighbor | CO2 | Porous | Wet | R600a | MinimizeLCOE_Brownfield | IgnoreSilica | 2019 | 1.2819 | 0.088791 | 0.0039113 | 4 | 620700.8837 | 1918133.3396 | 12653.8271 | 39103.7426 | 46.3107 | 4.2078 | 106.9397 | 82794.9348 | 0 | 70217.4649 | 0 | 0 | 0 | 43666.2859 | 76704.6874 | 199569.8623 | 136210.5317 | 609163.767 | 961560.8286 | 8140174.0823 | 8140174.0823 | 8088200.634 | 4070025.7703 | 0 | 9710898.6779 | 30009299.1646 | 237.1374 | 0.015645 | 620700.8837 | 1918133.3396 | 12653.8271 | 39103.7426
1 | 2200 | 707 | 0.035 | 15 | 15 | 7 | 3.1623e-13 | 5spot_SharedNeighbor | CO2 | Porous | Wet | R600a | MinimizeLCOE_Brownfield | IgnoreSilica | 2019 | 1.7098 | 0.13537 | 0.0059795 | 4 | 413226.0216 | 1261890.2364 | 8424.1714 | 25725.3393 | 47.7046 | 4.3347 | 146.7481 | 106143.6829 | 0 | 93464.7666 | 0 | 0 | 0 | 52818.191 | 98446.3898 | 256137.312 | 174818.9786 | 781829.3208 | 961560.8286 | 8140174.0823 | 8140174.0823 | 8088200.634 | 4070025.7703 | 0 | 9883564.2317 | 30181964.7183 | 316.2278 | 0.023918 | 413226.0216 | 1261890.2364 | 8424.1714 | 25725.3393
1 | 2200 | 707 | 0.035 | 15 | 15 | 7 | 4.217e-13 | 5spot_SharedNeighbor | CO2 | Porous | Wet | R600a | MinimizeLCOE_Brownfield | IgnoreSilica | 2019 | 2.2738 | 0.19767 | 0.0088113 | 4 | 286395.7022 | 862312.7781 | 5838.5638 | 17579.4123 | 48.8432 | 4.4323 | 195.8816 | 134340.6258 | 0 | 122358.0562 | 0 | 0 | 0 | 63708.6083 | 124958.8432 | 325117.2775 | 221899.2224 | 992382.6334 | 961560.8286 | 8140174.0823 | 8140174.0823 | 8088200.634 | 4070025.7703 | 0 | 10094117.5443 | 30392518.031 | 421.6965 | 0.035245 | 286395.7022 | 862312.7781 | 5838.5638 | 17579.4123
1 | 2200 | 707 | 0.035 | 15 | 15 | 7 | 5.6234e-13 | 5spot_SharedNeighbor | CO2 | Porous | Wet | R600a | MinimizeLCOE_Brownfield | IgnoreSilica | 2019 | 2.9982 | 0.27863 | 0.012637 | 4 | 204604.9767 | 606170.8977 | 4171.1492 | 12357.6137 | 49.742 | 4.5055 | 42.1106 | 167527.0006 | 0 | 157354.1568 | 0 | 0 | 0 | 75686.9609 | 156221.5662 | 406456.4697 | 277414.8924 | 1240661.0467 | 961560.8286 | 8140174.0823 | 8140174.0823 | 8088200.634 | 4070025.7703 | 0 | 10342395.9577 | 30640796.4443 | 562.3413 | 0.050548 | 204604.9767 | 606170.8977 | 4171.1492 | 12357.6137
1 | 2200 | 707 | 0.035 | 15 | 15 | 7 | 7.4989e-13 | 5spot_SharedNeighbor | CO2 | Porous | Wet | R600a | MinimizeLCOE_Brownfield | IgnoreSilica | 2019 | 3.9339 | 0.38392 | 0.017767 | 4 | 149689.828 | 435316.0856 | 3051.6296 | 8874.5072 | 50.4527 | 4.561 | 39.805 | 206868.053 | 0 | 200024.6385 | 0 | 0 | 0 | 89084.4156 | 193431.0718 | 503267.9706 | 343490.7311 | 1536166.8806 | 961560.8286 | 8140174.0823 | 8140174.0823 | 8088200.634 | 4070025.7703 | 0 | 10637901.7916 | 30936302.2782 | 749.8942 | 0.071066 | 149689.828 | 435316.0856 | 3051.6296 | 8874.5072
1 | 2200 | 707 | 0.035 | 15 | 15 | 7 | 1e-12 | 5spot_SharedNeighbor | CO2 | Porous | Wet | R600a | MinimizeLCOE_Brownfield | IgnoreSilica | 2019 | 5.1512 | 0.52138 | 0.024613 | 4 | 111665.0555 | 317841.7645 | 2276.4432 | 6479.6343 | 51.0149 | 4.6032 | 54.5776 | 253902.8922 | 0 | 252471.9268 | 0 | 0 | 0 | 104441.8644 | 238218.5066 | 619795.6888 | 423023.2931 | 1891854.1719 | 961560.8286 | 8140174.0823 | 8140174.0823 | 8088200.634 | 4070025.7703 | 0 | 10993589.0829 | 31291989.5695 | 1000 | 0.098451 | 111665.0555 | 317841.7645 | 2276.4432 | 6479.6343
1 | 2200 | 707 | 0.035 | 15 | 15 | 7 | 1.3335e-12 | 5spot_SharedNeighbor | CO2 | Porous | Wet | R600a | MinimizeLCOE_Brownfield | IgnoreSilica | 2019 | 6.7176 | 0.6988 | 0.033698 | 4 | 84694.4267 | 235284.2868 | 1726.6104 | 4796.5884 | 51.4518 | 4.6349 | 52.704 | 309602.3332 | 0 | 316291.3824 | 0 | 0 | 0 | 121364.4451 | 291430.6827 | 758242.8557 | 517516.3293 | 2314448.0283 | 961560.8286 | 8140174.0823 | 8140174.0823 | 8088200.634 | 4070025.7703 | 0 | 11416182.9393 | 31714583.4259 | 1333.5214 | 0.13479 | 84694.4267 | 235284.2868 | 1726.6104 | 4796.5884
1 | 2200 | 707 | 0.035 | 15 | 15 | 7 | 1.7783e-12 | 5spot_SharedNeighbor | CO2 | Porous | Wet | R600a | MinimizeLCOE_Brownfield | IgnoreSilica | 2019 | 8.725 | 0.92672 | 0.045697 | 4 | 65194.3035 | 176243.5941 | 1329.0741 | 3592.9641 | 51.7877 | 4.6581 | 53.0514 | 375413.4588 | 0 | 393729.8328 | 0 | 0 | 0 | 139712.2529 | 354453.6623 | 922215.721 | 629431.1792 | 2814956.107 | 961560.8286 | 8140174.0823 | 8140174.0823 | 8088200.634 | 4070025.7703 | 0 | 11916691.018 | 32215091.5046 | 1778.2794 | 0.18279 | 65194.3035 | 176243.5941 | 1329.0741 | 3592.9641
1 | 2200 | 707 | 0.035 | 15 | 15 | 7 | 2.3714e-12 | 5spot_SharedNeighbor | CO2 | Porous | Wet | R600a | MinimizeLCOE_Brownfield | IgnoreSilica | 2019 | 11.2855 | 1.218 | 0.06146 | 4 | 50874.7576 | 133441.7604 | 1037.1507 | 2720.3908 | 52.0415 | 4.6743 | 54.8394 | 452932.3199 | 0 | 487366.0368 | 0 | 0 | 0 | 159190.1357 | 428800.512 | 1115650.9732 | 761454.7136 | 3405394.6912 | 961560.8286 | 8140174.0823 | 8140174.0823 | 8088200.634 | 4070025.7703 | 0 | 12507129.6022 | 32805530.0888 | 2371.3737 | 0.24584 | 50874.7576 | 133441.7604 | 1037.1507 | 2720.3908
1 | 2200 | 707 | 0.035 | 15 | 15 | 7 | 3.1623e-12 | 5spot_SharedNeighbor | CO2 | Porous | Wet | R600a | MinimizeLCOE_Brownfield | IgnoreSilica | 2019 | 14.5056 | 1.5852 | 0.081993 | 4 | 40224.0779 | 102114.4717 | 820.0222 | 2081.7416 | 52.2259 | 4.6843 | 56.9227 | 543114.8208 | 0 | 599163.3279 | 0 | 0 | 0 | 178469.7334 | 515091.674 | 1340162.876 | 914688.7004 | 4090691.1325 | 961560.8286 | 8140174.0823 | 8140174.0823 | 8088200.634 | 4070025.7703 | 0 | 13192426.0435 | 33490826.5301 | 3162.2777 | 0.32797 | 40224.0779 | 102114.4717 | 820.0222 | 2081.7416
1 | 2200 | 707 | 0.035 | 15 | 15 | 7 | 4.217e-12 | 5spot_SharedNeighbor | CO2 | Porous | Wet | R600a | MinimizeLCOE_Brownfield | IgnoreSilica | 2019 | 18.5398 | 2.0461 | 0.10853 | 4 | 32217.6237 | 78975.4761 | 656.7998 | 1610.0219 | 52.351 | 4.6883 | 57.8327 | 647779.6426 | 0 | 732342.0796 | 0 | 0 | 0 | 196920.0528 | 615046.2923 | 1600224.2891 | 1092185.9586 | 4884498.315 | 961560.8286 | 8140174.0823 | 8140174.0823 | 8088200.634 | 4070025.7703 | 0 | 13986233.226 | 34284633.7126 | 4216.965 | 0.43412 | 32217.6237 | 78975.4761 | 656.7998 | 1610.0219
1 | 2200 | 707 | 0.035 | 15 | 15 | 7 | 5.6234e-12 | 5spot_SharedNeighbor | CO2 | Porous | Wet | R600a | MinimizeLCOE_Brownfield | IgnoreSilica | 2019 | 23.4929 | 2.6135 | 0.14232 | 4 | 26145.9776 | 61803.2124 | 533.0211 | 1259.9421 | 52.4202 | 4.6856 | 42.2683 | 766966.5028 | 0 | 888102.3716 | 0 | 0 | 0 | 211824.9955 | 728088.6093 | 1894337.2098 | 1292924.0704 | 5782243.7594 | 961560.8286 | 8140174.0823 | 8140174.0823 | 8088200.634 | 4070025.7703 | 0 | 14883978.6704 | 35182379.157 | 5623.4133 | 0.56926 | 26145.9776 | 61803.2124 | 533.0211 | 1259.9421
1 | 2200 | 707 | 0.035 | 15 | 15 | 7 | 7.4989e-12 | 5spot_SharedNeighbor | CO2 | Porous | Wet | R600a | MinimizeLCOE_Brownfield | IgnoreSilica | 2019 | 29.164 | 3.2667 | 0.18378 | 4 | 21507.3803 | 49120.4872 | 438.457 | 1001.3876 | 52.4327 | 4.6754 | 48.8985 | 893869.8822 | 0 | 1058604.1358 | 0 | 0 | 0 | 213426.9779 | 844701.3884 | 2197739.7406 | 1500002.532 | 6708344.6569 | 961560.8286 | 8140174.0823 | 8140174.0823 | 8088200.634 | 4070025.7703 | 0 | 15810079.5678 | 36108480.0544 | 7498.9421 | 0.7351 | 21507.3803 | 49120.4872 | 438.457 | 1001.3876
1 | 2200 | 707 | 0.035 | 15 | 15 | 7 | 1e-11 | 5spot_SharedNeighbor | CO2 | Porous | Wet | R600a | MinimizeLCOE_Brownfield | IgnoreSilica | 2019 | 36.3498 | 4.0938 | 0.23566 | 4 | 17948.4067 | 39481.9353 | 365.9025 | 804.8927 | 52.3876 | 4.6555 | 45.4638 | 1043378.5803 | 0 | 1265440.8389 | 0 | 0 | 0 | 215087.6989 | 984323.7761 | 2561008.5528 | 1747940.9607 | 7817180.4078 | 961560.8286 | 8140174.0823 | 8140174.0823 | 8088200.634 | 4070025.7703 | 0 | 16918915.3187 | 37217315.8054 | 10000 | 0.94264 | 17948.4067 | 39481.9353 | 365.9025 | 804.8927
1 | 2200 | 707 | 0.035 | 15 | 15 | 7 | 1.3335e-11 | 5spot_SharedNeighbor | CO2 | Porous | Wet | R600a | MinimizeLCOE_Brownfield | IgnoreSilica | 2019 | 43.9092 | 4.9699 | 0.29489 | 4 | 15207.0084 | 32415.5207 | 310.0154 | 660.8342 | 52.2844 | 4.6267 | 54.5085 | 1189629.9873 | 0 | 1474500.9302 | 0 | 0 | 0 | 188648.0889 | 1112583.8125 | 2894714.8579 | 1975702.3709 | 8835780.0478 | 961560.8286 | 8140174.0823 | 8140174.0823 | 8088200.634 | 4070025.7703 | 0 | 17937514.9588 | 38235915.4454 | 13335.2143 | 1.1796 | 15207.0084 | 32415.5207 | 310.0154 | 660.8342
1 | 2200 | 707 | 0.035 | 15 | 15 | 7 | 1.7783e-11 | 5spot_SharedNeighbor | CO2 | Porous | Wet | R600a | MinimizeLCOE_Brownfield | IgnoreSilica | 2019 | 51.0024 | 5.8003 | 0.3573 | 4 | 13082.1977 | 27284.955 | 266.6983 | 556.2407 | 52.143 | 4.5928 | 63.062 | 1318116.665 | 0 | 1664317.5074 | 0 | 0 | 0 | 115528.4976 | 1208205.4413 | 3143502.7212 | 2145505.1998 | 9595176.0323 | 961560.8286 | 8140174.0823 | 8140174.0823 | 8088200.634 | 4070025.7703 | 0 | 18696910.9433 | 38995311.4299 | 17782.7941 | 1.4292 | 13082.1977 | 27284.955 | 266.6983 | 556.2407
1 | 2200 | 707 | 0.035 | 15 | 15 | 7 | 2.3714e-11 | 5spot_SharedNeighbor | CO2 | Porous | Wet | R600a | MinimizeLCOE_Brownfield | IgnoreSilica | 2019 | 59.8303 | 6.8285 | 0.42931 | 4 | 11362.0914 | 23182.3989 | 231.6316 | 472.6046 | 51.9086 | 4.5408 | 56.5929 | 1467421.796 | 0 | 1893554.1213 | 0 | 0 | 0 | 0 | 1310780.6078 | 3410382.2633 | 2327655.9711 | 10409794.7595 | 961560.8286 | 8140174.0823 | 8140174.0823 | 8088200.634 | 4070025.7703 | 0 | 19511529.6705 | 39809930.1571 | 23713.7371 | 1.7172 | 11362.0914 | 23182.3989 | 231.6316 | 472.6046
1 | 2200 | 707 | 0.035 | 15 | 15 | 7 | 3.1623e-11 | 5spot_SharedNeighbor | CO2 | Porous | Wet | R600a | MinimizeLCOE_Brownfield | IgnoreSilica | 2019 | 75.5922 | 8.6314 | 0.52706 | 4 | 10185.2487 | 19813.3678 | 207.6401 | 403.9223 | 51.3393 | 4.4235 | 51.8272 | 1707455.0523 | 0 | 2286802.8378 | 0 | 0 | 0 | 0 | 1557760.5772 | 4052973.4811 | 2766237.6812 | 12371229.6296 | 961560.8286 | 8140174.0823 | 8140174.0823 | 8088200.634 | 4070025.7703 | 0 | 21472964.5405 | 41771365.0272 | 31622.7766 | 2.1082 | 10185.2487 | 19813.3678 | 207.6401 | 403.9223
1 | 2200 | 707 | 0.035 | 15 | 15 | 7 | 4.217e-11 | 5spot_SharedNeighbor | CO2 | Porous | Wet | R600a | MinimizeLCOE_Brownfield | IgnoreSilica | 2019 | 93.0512 | 10.6135 | 0.62073 | 4 | 9452.2174 | 17627.403 | 192.6962 | 359.3585 | 50.4795 | 4.2556 | 54.2017 | 1935496.5727 | 0 | 2703272.4294 | 0 | 0 | 0 | 0 | 1809119.9108 | 4706958.9064 | 3212596.1719 | 14367443.9911 | 961560.8286 | 8140174.0823 | 8140174.0823 | 8088200.634 | 4070025.7703 | 0 | 23469178.9021 | 43767579.3887 | 42169.6503 | 2.4829 | 9452.2174 | 17627.403 | 192.6962 | 359.3585
1 | 2200 | 707 | 0.035 | 15 | 15 | 7 | 5.6234e-11 | 5spot_SharedNeighbor | CO2 | Porous | Wet | R600a | MinimizeLCOE_Brownfield | IgnoreSilica | 2019 | 110.9986 | 12.6284 | 0.69704 | 4 | 9089.2008 | 16369.3927 | 185.2957 | 333.7122 | 49.3488 | 4.0432 | 57.8828 | 2128996.0392 | 0 | 3114516.0891 | 0 | 0 | 0 | 0 | 2044969.73 | 5320591.7566 | 3631413.2011 | 16240486.8161 | 961560.8286 | 8140174.0823 | 8140174.0823 | 8088200.634 | 4070025.7703 | 0 | 25342221.7271 | 45640622.2137 | 56234.1325 | 2.7882 | 9089.2008 | 16369.3927 | 185.2957 | 333.7122
1 | 2200 | 707 | 0.035 | 15 | 15 | 7 | 7.4989e-11 | 5spot_SharedNeighbor | CO2 | Porous | Wet | R600a | MinimizeLCOE_Brownfield | IgnoreSilica | 2019 | 123.6313 | 14.0319 | 0.7359 | 4 | 9021.2145 | 15917.0277 | 183.9097 | 324.4901 | 48.3923 | 3.8682 | 70.2514 | 2239137.8347 | 0 | 3395841.9405 | 0 | 0 | 0 | 0 | 2197642.1123 | 5717813.9779 | 3902525.5292 | 17452961.3946 | 961560.8286 | 8140174.0823 | 8140174.0823 | 8088200.634 | 4070025.7703 | 0 | 26554696.3056 | 46853096.7922 | 74989.4209 | 2.9436 | 9021.2145 | 15917.0277 | 183.9097 | 324.4901
1 | 2200 | 707 | 0.035 | 15 | 15 | 7 | 1e-10 | 5spot_SharedNeighbor | CO2 | Porous | Wet | R600a | MinimizeLCOE_Brownfield | IgnoreSilica | 2019 | 123.5723 | 14.0236 | 0.73554 | 4 | 9022.985 | 15922.1286 | 183.9458 | 324.5941 | 48.3916 | 3.8684 | 80.5295 | 2238310.8302 | 0 | 3394212.1101 | 0 | 0 | 0 | 0 | 2196683.9467 | 5715321.0275 | 3900824.0394 | 17445351.9539 | 961560.8286 | 8140174.0823 | 8140174.0823 | 8088200.634 | 4070025.7703 | 0 | 26547086.8648 | 46845487.3515 | 100000 | 2.9422 | 9022.985 | 15922.1286 | 183.9458 | 324.5941
1 | 2200 | 707 | 0.035 | 15 | 15 | 7 | 1.3335e-10 | 5spot_SharedNeighbor | CO2 | Porous | Wet | R600a | MinimizeLCOE_Brownfield | IgnoreSilica | 2019 | 123.5233 | 14.0168 | 0.73526 | 4 | 9024.3408 | 15926.1295 | 183.9734 | 324.6757 | 48.3913 | 3.8687 | 88.6374 | 2237647.0118 | 0 | 3392878.4557 | 0 | 0 | 0 | 0 | 2195904.9323 | 5713294.1919 | 3899440.6824 | 17439165.2741 | 961560.8286 | 8140174.0823 | 8140174.0823 | 8088200.634 | 4070025.7703 | 0 | 26540900.185 | 46839300.6716 | 133352.1432 | 2.941 | 9024.3408 | 15926.1295 | 183.9734 | 324.6757
1 | 2200 | 707 | 0.035 | 15 | 15 | 7 | 1.7783e-10 | 5spot_SharedNeighbor | CO2 | Porous | Wet | R600a | MinimizeLCOE_Brownfield | IgnoreSilica | 2019 | 123.4844 | 14.0115 | 0.73504 | 4 | 9025.3743 | 15929.2153 | 183.9945 | 324.7386 | 48.3913 | 3.8689 | 84.2166 | 2237129.5407 | 0 | 3391829.6515 | 0 | 0 | 0 | 0 | 2195294.0849 | 5711704.8923 | 3898355.9528 | 17434314.1222 | 961560.8286 | 8140174.0823 | 8140174.0823 | 8088200.634 | 4070025.7703 | 0 | 26536049.0332 | 46834449.5198 | 177827.941 | 2.9402 | 9025.3743 | 15929.2153 | 183.9945 | 324.7386
1 | 2200 | 707 | 0.035 | 15 | 15 | 7 | 2.3714e-10 | 5spot_SharedNeighbor | CO2 | Porous | Wet | R600a | MinimizeLCOE_Brownfield | IgnoreSilica | 2019 | 123.4675 | 14.0088 | 0.73491 | 4 | 9026.1591 | 15931.2527 | 184.0105 | 324.7801 | 48.3902 | 3.8689 | 71.6065 | 2236836.7283 | 0 | 3391313.0666 | 0 | 0 | 0 | 0 | 2194978.42 | 5710883.5969 | 3897795.4018 | 17431807.2138 | 961560.8286 | 8140174.0823 | 8140174.0823 | 8088200.634 | 4070025.7703 | 0 | 26533542.1247 | 46831942.6113 | 237137.3706 | 2.9396 | 9026.1591 | 15931.2527 | 184.0105 | 324.7801
1 | 2200 | 707 | 0.035 | 15 | 15 | 7 | 3.1623e-10 | 5spot_SharedNeighbor | CO2 | Porous | Wet | R600a | MinimizeLCOE_Brownfield | IgnoreSilica | 2019 | 123.4527 | 14.0066 | 0.7348 | 4 | 9026.7533 | 15932.8451 | 184.0226 | 324.8126 | 48.3896 | 3.8689 | 79.1536 | 2236598.8409 | 0 | 3390876.654 | 0 | 0 | 0 | 0 | 2194715.443 | 5710199.3847 | 3897328.4129 | 17429718.7355 | 961560.8286 | 8140174.0823 | 8140174.0823 | 8088200.634 | 4070025.7703 | 0 | 26531453.6464 | 46829854.1331 | 316227.766 | 2.9392 | 9026.7533 | 15932.8451 | 184.0226 | 324.8126
1 | 2200 | 707 | 0.035 | 15 | 15 | 7 | 4.217e-10 | 5spot_SharedNeighbor | CO2 | Porous | Wet | R600a | MinimizeLCOE_Brownfield | IgnoreSilica | 2019 | 123.4332 | 14.004 | 0.7347 | 4 | 9027.2022 | 15934.247 | 184.0317 | 324.8412 | 48.3898 | 3.869 | 78.3785 | 2236354.162 | 0 | 3390365.3034 | 0 | 0 | 0 | 0 | 2194420.5915 | 5709432.2415 | 3896804.8219 | 17427377.1203 | 961560.8286 | 8140174.0823 | 8140174.0823 | 8088200.634 | 4070025.7703 | 0 | 26529112.0313 | 46827512.5179 | 421696.5034 | 2.9388 | 9027.2022 | 15934.247 | 184.0317 | 324.8412
1 | 2200 | 707 | 0.035 | 15 | 15 | 7 | 5.6234e-10 | 5spot_SharedNeighbor | CO2 | Porous | Wet | R600a | MinimizeLCOE_Brownfield | IgnoreSilica | 2019 | 123.4138 | 14.0015 | 0.73461 | 4 | 9027.5407 | 15935.4195 | 184.0386 | 324.8651 | 48.3903 | 3.8692 | 75.7359 | 2236132.0138 | 0 | 3389874.475 | 0 | 0 | 0 | 0 | 2194142.5306 | 5708708.7841 | 3896311.0474 | 17425168.8509 | 961560.8286 | 8140174.0823 | 8140174.0823 | 8088200.634 | 4070025.7703 | 0 | 26526903.7619 | 46825304.2485 | 562341.3252 | 2.9384 | 9027.5407 | 15935.4195 | 184.0386 | 324.8651
1 | 2200 | 707 | 0.035 | 15 | 15 | 7 | 7.4989e-10 | 5spot_SharedNeighbor | CO2 | Porous | Wet | R600a | MinimizeLCOE_Brownfield | IgnoreSilica | 2019 | 123.4092 | 14.0008 | 0.73457 | 4 | 9027.7956 | 15936.0609 | 184.0438 | 324.8782 | 48.3899 | 3.8691 | 75.7492 | 2236043.6378 | 0 | 3389725.434 | 0 | 0 | 0 | 0 | 2194049.938 | 5708467.8771 | 3896146.6234 | 17424433.5103 | 961560.8286 | 8140174.0823 | 8140174.0823 | 8088200.634 | 4070025.7703 | 0 | 26526168.4213 | 46824568.9079 | 749894.2093 | 2.9383 | 9027.7956 | 15936.0609 | 184.0438 | 324.8782
1 | 2200 | 707 | 0.035 | 15 | 15 | 7 | 1e-09 | 5spot_SharedNeighbor | CO2 | Porous | Wet | R600a | MinimizeLCOE_Brownfield | IgnoreSilica | 2019 | 123.4092 | 14.0006 | 0.73455 | 4 | 9027.9873 | 15936.4595 | 184.0477 | 324.8863 | 48.3893 | 3.8691 | 76.4479 | 2236004.5974 | 0 | 3389690.0296 | 0 | 0 | 0 | 0 | 2194020.9046 | 5708392.3381 | 3896095.0665 | 17424202.9362 | 961560.8286 | 8140174.0823 | 8140174.0823 | 8088200.634 | 4070025.7703 | 0 | 26525937.8472 | 46824338.3338 | 1000000 | 2.9382 | 9027.9873 | 15936.4595 | 184.0477 | 324.8863
1 | 2200 | 707 | 0.035 | 15 | 15 | 7 | 1.3335e-09 | 5spot_SharedNeighbor | CO2 | Porous | Wet | R600a | MinimizeLCOE_Brownfield | IgnoreSilica | 2019 | 123.3944 | 13.9988 | 0.73449 | 4 | 9028.1315 | 15937.1164 | 184.0507 | 324.8997 | 48.39 | 3.8692 | 74.1952 | 2235858.5496 | 0 | 3389337.1823 | 0 | 0 | 0 | 0 | 2193826.3355 | 5707886.1092 | 3895749.5548 | 17422657.7314 | 961560.8286 | 8140174.0823 | 8140174.0823 | 8088200.634 | 4070025.7703 | 0 | 26524392.6424 | 46822793.129 | 1333521.4322 | 2.938 | 9028.1315 | 15937.1164 | 184.0507 | 324.8997
1 | 2200 | 707 | 0.035 | 15 | 15 | 7 | 1.7783e-09 | 5spot_SharedNeighbor | CO2 | Porous | Wet | R600a | MinimizeLCOE_Brownfield | IgnoreSilica | 2019 | 123.3944 | 13.9987 | 0.73448 | 4 | 9028.2397 | 15937.3414 | 184.0529 | 324.9043 | 48.3897 | 3.8692 | 75.1715 | 2235836.5136 | 0 | 3389317.207 | 0 | 0 | 0 | 0 | 2193809.951 | 5707843.4803 | 3895720.4597 | 17422527.6116 | 961560.8286 | 8140174.0823 | 8140174.0823 | 8088200.634 | 4070025.7703 | 0 | 26524262.5225 | 46822663.0092 | 1778279.41 | 2.9379 | 9028.2397 | 15937.3414 | 184.0529 | 324.9043
1 | 2200 | 707 | 0.035 | 15 | 15 | 7 | 2.3714e-09 | 5spot_SharedNeighbor | CO2 | Porous | Wet | R600a | MinimizeLCOE_Brownfield | IgnoreSilica | 2019 | 123.3944 | 13.9986 | 0.73447 | 4 | 9028.321 | 15937.5104 | 184.0545 | 324.9077 | 48.3894 | 3.8692 | 75.1879 | 2235819.9666 | 0 | 3389302.2093 | 0 | 0 | 0 | 0 | 2193797.6486 | 5707811.4719 | 3895698.6134 | 17422429.9098 | 961560.8286 | 8140174.0823 | 8140174.0823 | 8088200.634 | 4070025.7703 | 0 | 26524164.8207 | 46822565.3073 | 2371373.7057 | 2.9379 | 9028.321 | 15937.5104 | 184.0545 | 324.9077
1 | 2200 | 707 | 0.035 | 15 | 15 | 7 | 3.1623e-09 | 5spot_SharedNeighbor | CO2 | Porous | Wet | R600a | MinimizeLCOE_Brownfield | IgnoreSilica | 2019 | 123.3944 | 13.9986 | 0.73446 | 4 | 9028.3821 | 15937.6372 | 184.0558 | 324.9103 | 48.3892 | 3.8692 | 75.6816 | 2235807.5455 | 0 | 3389290.9524 | 0 | 0 | 0 | 0 | 2193788.4142 | 5707787.4458 | 3895682.2151 | 17422356.5729 | 961560.8286 | 8140174.0823 | 8140174.0823 | 8088200.634 | 4070025.7703 | 0 | 26524091.4839 | 46822491.9705 | 3162277.6602 | 2.9379 | 9028.3821 | 15937.6372 | 184.0558 | 324.9103
1 | 2200 | 707 | 0.035 | 15 | 15 | 7 | 4.217e-09 | 5spot_SharedNeighbor | CO2 | Porous | Wet | R600a | MinimizeLCOE_Brownfield | IgnoreSilica | 2019 | 123.3944 | 13.9985 | 0.73446 | 4 | 9028.4279 | 15937.7324 | 184.0567 | 324.9122 | 48.3891 | 3.8691 | 74.3562 | 2235798.2238 | 0 | 3389282.5052 | 0 | 0 | 0 | 0 | 2193781.4843 | 5707769.4157 | 3895669.9092 | 17422301.5382 | 961560.8286 | 8140174.0823 | 8140174.0823 | 8088200.634 | 4070025.7703 | 0 | 26524036.4491 | 46822436.9358 | 4216965.0343 | 2.9378 | 9028.4279 | 15937.7324 | 184.0567 | 324.9122
1 | 2200 | 707 | 0.035 | 15 | 15 | 7 | 5.6234e-09 | 5spot_SharedNeighbor | CO2 | Porous | Wet | R600a | MinimizeLCOE_Brownfield | IgnoreSilica | 2019 | 123.3944 | 13.9985 | 0.73445 | 4 | 9028.4623 | 15937.8039 | 184.0574 | 324.9137 | 48.389 | 3.8691 | 75.3318 | 2235791.2296 | 0 | 3389276.1673 | 0 | 0 | 0 | 0 | 2193776.2848 | 5707755.8877 | 3895660.676 | 17422260.2455 | 961560.8286 | 8140174.0823 | 8140174.0823 | 8088200.634 | 4070025.7703 | 0 | 26523995.1565 | 46822395.6431 | 5623413.2519 | 2.9378 | 9028.4623 | 15937.8039 | 184.0574 | 324.9137
1 | 2200 | 707 | 0.035 | 15 | 15 | 7 | 7.4989e-09 | 5spot_SharedNeighbor | CO2 | Porous | Wet | R600a | MinimizeLCOE_Brownfield | IgnoreSilica | 2019 | 123.3944 | 13.9985 | 0.73445 | 4 | 9028.4881 | 15937.8575 | 184.0579 | 324.9148 | 48.3889 | 3.8691 | 74.9833 | 2235785.9825 | 0 | 3389271.4128 | 0 | 0 | 0 | 0 | 2193772.3842 | 5707745.739 | 3895653.7493 | 17422229.2678 | 961560.8286 | 8140174.0823 | 8140174.0823 | 8088200.634 | 4070025.7703 | 0 | 26523964.1787 | 46822364.6653 | 7498942.0933 | 2.9378 | 9028.4881 | 15937.8575 | 184.0579 | 324.9148
1 | 2200 | 707 | 0.035 | 15 | 15 | 7 | 1e-08 | 5spot_SharedNeighbor | CO2 | Porous | Wet | R600a | MinimizeLCOE_Brownfield | IgnoreSilica | 2019 | 123.3944 | 13.9984 | 0.73445 | 4 | 9028.5074 | 15937.8977 | 184.0583 | 324.9156 | 48.3889 | 3.8691 | 75.6682 | 2235782.0464 | 0 | 3389267.8464 | 0 | 0 | 0 | 0 | 2193769.4582 | 5707738.1262 | 3895648.5534 | 17422206.0306 | 961560.8286 | 8140174.0823 | 8140174.0823 | 8088200.634 | 4070025.7703 | 0 | 26523940.9415 | 46822341.4282 | 10000000 | 2.9378 | 9028.5074 | 15937.8977 | 184.0583 | 324.9156
1 | 2300 | 707 | 0.035 | 15 | 15 | 7 | 1e-13 | 5spot_SharedNeighbor | CO2 | Porous | Wet | R600a | MinimizeLCOE_Brownfield | IgnoreSilica | 2019 | 0.51619 | 0.0083428 | 0.00072574 | 4 | 3364133.011 | 10619465.3331 | 68582.4018 | 216492.1647 | 40.7938 | 3.859 | 31.8796 | 35604.3826 | 0 | 23572.9894 | 0 | 0 | 0 | 25313.5226 | 32951.4489 | 85732.9107 | 58514.4732 | 261689.7274 | 961560.8286 | 8542653.4943 | 8542653.4943 | 8315156.4279 | 4204044.374 | 0 | 9765904.0504 | 30827758.3466 | 100 | 0.0029029 | 3364133.011 | 10619465.3331 | 68582.4018 | 216492.1647
1 | 2300 | 707 | 0.035 | 15 | 15 | 7 | 1.3335e-13 | 5spot_SharedNeighbor | CO2 | Porous | Wet | R600a | MinimizeLCOE_Brownfield | IgnoreSilica | 2019 | 0.73307 | 0.02834 | 0.0014917 | 4 | 1656151.4565 | 5186051.3023 | 33762.8876 | 105724.6705 | 43.8942 | 4.1859 | 36.0909 | 51213.2172 | 0 | 37400.2069 | 0 | 0 | 0 | 33283.2745 | 47539.7124 | 123688.5801 | 84419.9974 | 377544.9885 | 961560.8286 | 8542653.4943 | 8542653.4943 | 8315156.4279 | 4204044.374 | 0 | 9881759.3115 | 30943613.6076 | 133.3521 | 0.0059667 | 1656151.4565 | 5186051.3023 | 33762.8876 | 105724.6705
1 | 2300 | 707 | 0.035 | 15 | 15 | 7 | 1.7783e-13 | 5spot_SharedNeighbor | CO2 | Porous | Wet | R600a | MinimizeLCOE_Brownfield | IgnoreSilica | 2019 | 1.0109 | 0.05653 | 0.0026589 | 4 | 942108.1009 | 2922460.6577 | 19206.1479 | 59578.3134 | 46.3108 | 4.4276 | 31.0428 | 69864.2284 | 0 | 54331.4424 | 0 | 0 | 0 | 42238.3021 | 64909.2494 | 168880.5523 | 115264.4471 | 515488.2217 | 961560.8286 | 8542653.4943 | 8542653.4943 | 8315156.4279 | 4204044.374 | 0 | 10019702.5446 | 31081556.8408 | 177.8279 | 0.010635 | 942108.1009 | 2922460.6577 | 19206.1479 | 59578.3134
1 | 2300 | 707 | 0.035 | 15 | 15 | 7 | 2.3714e-13 | 5spot_SharedNeighbor | CO2 | Porous | Wet | R600a | MinimizeLCOE_Brownfield | IgnoreSilica | 2019 | 1.3791 | 0.095773 | 0.0043432 | 4 | 586515.3706 | 1798857.5035 | 11956.9091 | 36672.1433 | 48.287 | 4.6117 | 122.0294 | 92633.3707 | 0 | 75570.4296 | 0 | 0 | 0 | 53036.4316 | 86283.6905 | 224492.4634 | 153220.7191 | 685237.1048 | 961560.8286 | 8542653.4943 | 8542653.4943 | 8315156.4279 | 4204044.374 | 0 | 10189451.4278 | 31251305.724 | 237.1374 | 0.017373 | 586515.3706 | 1798857.5035 | 11956.9091 | 36672.1433
1 | 2300 | 707 | 0.035 | 15 | 15 | 7 | 3.1623e-13 | 5spot_SharedNeighbor | CO2 | Porous | Wet | R600a | MinimizeLCOE_Brownfield | IgnoreSilica | 2019 | 1.8264 | 0.14551 | 0.0066883 | 4 | 387839.5476 | 1175104.8379 | 7906.6338 | 23956.1016 | 49.7846 | 4.7421 | 162.9988 | 118035.5783 | 0 | 99932.499 | 0 | 0 | 0 | 63484.179 | 109766.38 | 285589.6045 | 194920.7733 | 871729.0141 | 961560.8286 | 8542653.4943 | 8542653.4943 | 8315156.4279 | 4204044.374 | 0 | 10375943.337 | 31437797.6332 | 316.2278 | 0.026753 | 387839.5476 | 1175104.8379 | 7906.6338 | 23956.1016
1 | 2300 | 707 | 0.035 | 15 | 15 | 7 | 4.217e-13 | 5spot_SharedNeighbor | CO2 | Porous | Wet | R600a | MinimizeLCOE_Brownfield | IgnoreSilica | 2019 | 2.4293 | 0.21338 | 0.009908 | 4 | 267720.99 | 799157.2792 | 5457.8545 | 16291.9021 | 51.0434 | 4.8454 | 214.7405 | 149452.4513 | 0 | 130918.755 | 0 | 0 | 0 | 76748.239 | 139276.5836 | 362369.1011 | 247324.3574 | 1106089.4874 | 961560.8286 | 8542653.4943 | 8542653.4943 | 8315156.4279 | 4204044.374 | 0 | 10610303.8103 | 31672158.1065 | 421.6965 | 0.039632 | 267720.99 | 799157.2792 | 5457.8545 | 16291.9021
1 | 2300 | 707 | 0.035 | 15 | 15 | 7 | 5.6234e-13 | 5spot_SharedNeighbor | CO2 | Porous | Wet | R600a | MinimizeLCOE_Brownfield | IgnoreSilica | 2019 | 3.2003 | 0.30137 | 0.014261 | 4 | 190821.7251 | 560044.6583 | 3890.159 | 11417.2679 | 52.034 | 4.9227 | 53.8634 | 186284.3115 | 0 | 168289.0928 | 0 | 0 | 0 | 91295.5265 | 173888.883 | 452423.2041 | 308788.1332 | 1380969.1511 | 961560.8286 | 8542653.4943 | 8542653.4943 | 8315156.4279 | 4204044.374 | 0 | 10885183.474 | 31947037.7702 | 562.3413 | 0.057044 | 190821.7251 | 560044.6583 | 3890.159 | 11417.2679
1 | 2300 | 707 | 0.035 | 15 | 15 | 7 | 7.4989e-13 | 5spot_SharedNeighbor | CO2 | Porous | Wet | R600a | MinimizeLCOE_Brownfield | IgnoreSilica | 2019 | 4.1897 | 0.41521 | 0.020096 | 4 | 139456.6436 | 401476.947 | 2843.0123 | 8184.6506 | 52.8152 | 4.9811 | 45.9516 | 229705.8545 | 0 | 213583.1586 | 0 | 0 | 0 | 107412.808 | 214773.7102 | 558797.1379 | 381390.5287 | 1705663.1979 | 961560.8286 | 8542653.4943 | 8542653.4943 | 8315156.4279 | 4204044.374 | 0 | 11209877.5208 | 32271731.817 | 749.8942 | 0.080383 | 139456.6436 | 401476.947 | 2843.0123 | 8184.6506
1 | 2300 | 707 | 0.035 | 15 | 15 | 7 | 1e-12 | 5spot_SharedNeighbor | CO2 | Porous | Wet | R600a | MinimizeLCOE_Brownfield | IgnoreSilica | 2019 | 5.4802 | 0.56423 | 0.027885 | 4 | 104018.1034 | 292844.1118 | 2120.5497 | 5970.0233 | 53.437 | 5.0258 | 56.5217 | 281789.6809 | 0 | 269416.87 | 0 | 0 | 0 | 126192.235 | 264185.5265 | 687356.548 | 469134.9678 | 2098075.8281 | 961560.8286 | 8542653.4943 | 8542653.4943 | 8315156.4279 | 4204044.374 | 0 | 11602290.1511 | 32664144.4472 | 1000 | 0.11154 | 104018.1034 | 292844.1118 | 2120.5497 | 5970.0233
1 | 2300 | 707 | 0.035 | 15 | 15 | 7 | 1.3335e-12 | 5spot_SharedNeighbor | CO2 | Porous | Wet | R600a | MinimizeLCOE_Brownfield | IgnoreSilica | 2019 | 7.1392 | 0.75647 | 0.038219 | 4 | 78942.065 | 216713.922 | 1609.3408 | 4418.0064 | 53.9208 | 5.0593 | 53.2047 | 343441.9774 | 0 | 337309.3783 | 0 | 0 | 0 | 147092.8192 | 322859.2282 | 840013.4842 | 573326.4635 | 2564043.3506 | 961560.8286 | 8542653.4943 | 8542653.4943 | 8315156.4279 | 4204044.374 | 0 | 12068257.6736 | 33130111.9698 | 1333.5214 | 0.15287 | 78942.065 | 216713.922 | 1609.3408 | 4418.0064
1 | 2300 | 707 | 0.035 | 15 | 15 | 7 | 1.7783e-12 | 5spot_SharedNeighbor | CO2 | Porous | Wet | R600a | MinimizeLCOE_Brownfield | IgnoreSilica | 2019 | 9.2781 | 1.0048 | 0.051878 | 4 | 60839.2344 | 162336.8814 | 1240.2901 | 3309.4569 | 54.2953 | 5.0839 | 54.8723 | 416738.2052 | 0 | 420188.8601 | 0 | 0 | 0 | 170604.7955 | 392937.4257 | 1022342.5792 | 697769.8174 | 3120581.6832 | 961560.8286 | 8542653.4943 | 8542653.4943 | 8315156.4279 | 4204044.374 | 0 | 12624796.0061 | 33686650.3023 | 1778.2794 | 0.20751 | 60839.2344 | 162336.8814 | 1240.2901 | 3309.4569
1 | 2300 | 707 | 0.035 | 15 | 15 | 7 | 2.3714e-12 | 5spot_SharedNeighbor | CO2 | Porous | Wet | R600a | MinimizeLCOE_Brownfield | IgnoreSilica | 2019 | 11.9823 | 1.3197 | 0.06978 | 4 | 47556.7719 | 123014.6911 | 969.5091 | 2507.8209 | 54.5761 | 5.1009 | 63.2149 | 502334.8323 | 0 | 519532.7844 | 0 | 0 | 0 | 195293.614 | 474692.88 | 1235053.5008 | 842949.3921 | 3769857.0036 | 961560.8286 | 8542653.4943 | 8542653.4943 | 8315156.4279 | 4204044.374 | 0 | 13274071.3265 | 34335925.6227 | 2371.3737 | 0.27912 | 47556.7719 | 123014.6911 | 969.5091 | 2507.8209
1 | 2300 | 707 | 0.035 | 15 | 15 | 7 | 3.1623e-12 | 5spot_SharedNeighbor | CO2 | Porous | Wet | R600a | MinimizeLCOE_Brownfield | IgnoreSilica | 2019 | 15.3876 | 1.7171 | 0.093084 | 4 | 37680.7453 | 94247.3469 | 768.173 | 1921.3596 | 54.7807 | 5.1111 | 60.7711 | 602084.9913 | 0 | 638329.8394 | 0 | 0 | 0 | 220793.1619 | 569871.1171 | 1482687.7501 | 1011964.8557 | 4525731.7156 | 961560.8286 | 8542653.4943 | 8542653.4943 | 8315156.4279 | 4204044.374 | 0 | 14029946.0385 | 35091800.3347 | 3162.2777 | 0.37234 | 37680.7453 | 94247.3469 | 768.173 | 1921.3596
1 | 2300 | 707 | 0.035 | 15 | 15 | 7 | 4.217e-12 | 5spot_SharedNeighbor | CO2 | Porous | Wet | R600a | MinimizeLCOE_Brownfield | IgnoreSilica | 2019 | 19.6607 | 2.2168 | 0.12318 | 4 | 30256.556 | 73001.2919 | 616.8208 | 1488.2301 | 54.9199 | 5.1146 | 52.5869 | 718058.0928 | 0 | 780094.4226 | 0 | 0 | 0 | 246705.842 | 680494.7594 | 1770507.7754 | 1208407.937 | 5404268.8293 | 961560.8286 | 8542653.4943 | 8542653.4943 | 8315156.4279 | 4204044.374 | 0 | 14908483.1522 | 35970337.4484 | 4216.965 | 0.49274 | 30256.556 | 73001.2919 | 616.8208 | 1488.2301
1 | 2300 | 707 | 0.035 | 15 | 15 | 7 | 5.6234e-12 | 5spot_SharedNeighbor | CO2 | Porous | Wet | R600a | MinimizeLCOE_Brownfield | IgnoreSilica | 2019 | 24.8929 | 2.8304 | 0.16142 | 4 | 24625.5864 | 57245.0732 | 502.0259 | 1167.0182 | 54.9965 | 5.1107 | 66.0456 | 849770.649 | 0 | 945469.303 | 0 | 0 | 0 | 269851.811 | 805385.7876 | 2095448.612 | 1430186.7348 | 6396112.8975 | 961560.8286 | 8542653.4943 | 8542653.4943 | 8315156.4279 | 4204044.374 | 0 | 15900327.2204 | 36962181.5166 | 5623.4133 | 0.64568 | 24625.5864 | 57245.0732 | 502.0259 | 1167.0182
1 | 2300 | 707 | 0.035 | 15 | 15 | 7 | 7.4989e-12 | 5spot_SharedNeighbor | CO2 | Porous | Wet | R600a | MinimizeLCOE_Brownfield | IgnoreSilica | 2019 | 31.154 | 3.567 | 0.209 | 4 | 20325.2601 | 45519.2717 | 414.3579 | 927.9719 | 55.0111 | 5.0981 | 55.9782 | 996151.4073 | 0 | 1134489.8942 | 0 | 0 | 0 | 286800.2028 | 942802.1867 | 2452977.8944 | 1674207.8166 | 7487429.4019 | 961560.8286 | 8542653.4943 | 8542653.4943 | 8315156.4279 | 4204044.374 | 0 | 16991643.7249 | 38053498.021 | 7498.9421 | 0.83599 | 20325.2601 | 45519.2717 | 414.3579 | 927.9719
1 | 2300 | 707 | 0.035 | 15 | 15 | 7 | 1e-11 | 5spot_SharedNeighbor | CO2 | Porous | Wet | R600a | MinimizeLCOE_Brownfield | IgnoreSilica | 2019 | 38.4427 | 4.4276 | 0.26659 | 4 | 17025.745 | 36777.1308 | 347.0928 | 749.7516 | 54.9607 | 5.0751 | 60.1035 | 1154556.9329 | 0 | 1345302.7483 | 0 | 0 | 0 | 293310.9552 | 1089336.5482 | 2834230.2447 | 1934420.3796 | 8651157.8088 | 961560.8286 | 8542653.4943 | 8542653.4943 | 8315156.4279 | 4204044.374 | 0 | 18155372.1317 | 39217226.4279 | 10000 | 1.0663 | 17025.745 | 36777.1308 | 347.0928 | 749.7516
1 | 2300 | 707 | 0.035 | 15 | 15 | 7 | 1.3335e-11 | 5spot_SharedNeighbor | CO2 | Porous | Wet | R600a | MinimizeLCOE_Brownfield | IgnoreSilica | 2019 | 46.513 | 5.3851 | 0.33342 | 4 | 14486.4307 | 30278.7346 | 295.3255 | 617.273 | 54.8409 | 5.0404 | 52.9665 | 1317696.1768 | 0 | 1569808.7192 | 0 | 0 | 0 | 281762.6127 | 1236014.3284 | 3215855.7412 | 2194887.6226 | 9816025.2009 | 961560.8286 | 8542653.4943 | 8542653.4943 | 8315156.4279 | 4204044.374 | 0 | 19320239.5239 | 40382093.82 | 13335.2143 | 1.3337 | 14486.4307 | 30278.7346 | 295.3255 | 617.273
1 | 2300 | 707 | 0.035 | 15 | 15 | 7 | 1.7783e-11 | 5spot_SharedNeighbor | CO2 | Porous | Wet | R600a | MinimizeLCOE_Brownfield | IgnoreSilica | 2019 | 54.8003 | 6.3738 | 0.40634 | 4 | 12534.0543 | 25492.4415 | 255.5237 | 519.6979 | 54.6611 | 4.996 | 61.5483 | 1473871.2233 | 0 | 1792468.4886 | 0 | 0 | 0 | 242560.0724 | 1368470.9159 | 3560480.6111 | 2430101.1776 | 10867952.4888 | 961560.8286 | 8542653.4943 | 8542653.4943 | 8315156.4279 | 4204044.374 | 0 | 20372166.8118 | 41434021.108 | 17782.7941 | 1.6253 | 12534.0543 | 25492.4415 | 255.5237 | 519.6979
1 | 2300 | 707 | 0.035 | 15 | 15 | 7 | 2.3714e-11 | 5spot_SharedNeighbor | CO2 | Porous | Wet | R600a | MinimizeLCOE_Brownfield | IgnoreSilica | 2019 | 62.2157 | 7.2669 | 0.4788 | 4 | 11024.8564 | 22021.9622 | 224.7566 | 448.9475 | 54.4517 | 4.9483 | 59.1386 | 1604784.0716 | 0 | 1986111.619 | 0 | 0 | 0 | 157841.0169 | 1462007.3159 | 3803843.137 | 2596201.1022 | 11610788.2625 | 961560.8286 | 8542653.4943 | 8542653.4943 | 8315156.4279 | 4204044.374 | 0 | 21115002.5854 | 42176856.8816 | 23713.7371 | 1.9152 | 11024.8564 | 22021.9622 | 224.7566 | 448.9475
1 | 2300 | 707 | 0.035 | 15 | 15 | 7 | 3.1623e-11 | 5spot_SharedNeighbor | CO2 | Porous | Wet | R600a | MinimizeLCOE_Brownfield | IgnoreSilica | 2019 | 69.4554 | 8.1407 | 0.55088 | 4 | 9789.1863 | 19347.529 | 199.5658 | 394.4255 | 54.2023 | 4.894 | 63.3436 | 1724982.7159 | 0 | 2170825.1587 | 0 | 0 | 0 | 0 | 1519365.0711 | 3953076.2504 | 2698055.7685 | 12066304.9646 | 961560.8286 | 8542653.4943 | 8542653.4943 | 8315156.4279 | 4204044.374 | 0 | 21570519.2876 | 42632373.5838 | 31622.7766 | 2.2035 | 9789.1863 | 19347.529 | 199.5658 | 394.4255
1 | 2300 | 707 | 0.035 | 15 | 15 | 7 | 4.217e-11 | 5spot_SharedNeighbor | CO2 | Porous | Wet | R600a | MinimizeLCOE_Brownfield | IgnoreSilica | 2019 | 85.7238 | 10.0448 | 0.65786 | 4 | 8957.3621 | 16961.2336 | 182.6079 | 345.7777 | 53.4906 | 4.7469 | 53.0956 | 1969272.3337 | 0 | 2572399.9162 | 0 | 0 | 0 | 0 | 1771252.1774 | 4608434.8319 | 3145351.4667 | 14066710.7259 | 961560.8286 | 8542653.4943 | 8542653.4943 | 8315156.4279 | 4204044.374 | 0 | 23570925.0488 | 44632779.345 | 42169.6503 | 2.6315 | 8957.3621 | 16961.2336 | 182.6079 | 345.7777
1 | 2300 | 707 | 0.035 | 15 | 15 | 7 | 5.6234e-11 | 5spot_SharedNeighbor | CO2 | Porous | Wet | R600a | MinimizeLCOE_Brownfield | IgnoreSilica | 2019 | 102.6226 | 12.0054 | 0.75238 | 4 | 8467.6485 | 15466.0774 | 172.6245 | 315.2969 | 52.5273 | 4.5566 | 64.2958 | 2185950.2601 | 0 | 2973224.9412 | 0 | 0 | 0 | 0 | 2012078.3285 | 5235015.0768 | 3573005.3587 | 15979273.9654 | 961560.8286 | 8542653.4943 | 8542653.4943 | 8315156.4279 | 4204044.374 | 0 | 25483488.2884 | 46545342.5846 | 56234.1325 | 3.0095 | 8467.6485 | 15466.0774 | 172.6245 | 315.2969
1 | 2300 | 707 | 0.035 | 15 | 15 | 7 | 7.4989e-11 | 5spot_SharedNeighbor | CO2 | Porous | Wet | R600a | MinimizeLCOE_Brownfield | IgnoreSilica | 2019 | 118.8986 | 13.8728 | 0.82404 | 4 | 8244.3263 | 14634.1787 | 168.0717 | 298.3375 | 51.386 | 4.3388 | 59.0292 | 2358752.0271 | 0 | 3346382.1473 | 0 | 0 | 0 | 0 | 2225002.328 | 5788999.6467 | 3951111.2109 | 17670247.3599 | 961560.8286 | 8542653.4943 | 8542653.4943 | 8315156.4279 | 4204044.374 | 0 | 27174461.6828 | 48236315.979 | 74989.4209 | 3.2961 | 8244.3263 | 14634.1787 | 168.0717 | 298.3375
1 | 2300 | 707 | 0.035 | 15 | 15 | 7 | 1e-10 | 5spot_SharedNeighbor | CO2 | Porous | Wet | R600a | MinimizeLCOE_Brownfield | IgnoreSilica | 2019 | 128.6667 | 14.9833 | 0.85613 | 4 | 8210.9344 | 14361.2174 | 167.391 | 292.7728 | 50.5909 | 4.1904 | 56.6402 | 2444543.6901 | 0 | 3565429.6228 | 0 | 0 | 0 | 0 | 2343889.592 | 6098319.9206 | 4162228.6538 | 18614411.4794 | 961560.8286 | 8542653.4943 | 8542653.4943 | 8315156.4279 | 4204044.374 | 0 | 28118625.8023 | 49180480.0985 | 100000 | 3.4245 | 8210.9344 | 14361.2174 | 167.391 | 292.7728
1 | 2300 | 707 | 0.035 | 15 | 15 | 7 | 1.3335e-10 | 5spot_SharedNeighbor | CO2 | Porous | Wet | R600a | MinimizeLCOE_Brownfield | IgnoreSilica | 2019 | 128.6271 | 14.9773 | 0.85584 | 4 | 8212.1283 | 14364.5096 | 167.4153 | 292.84 | 50.5897 | 4.1905 | 70.2039 | 2443918.6034 | 0 | 3564277.9018 | 0 | 0 | 0 | 0 | 2343196.637 | 6096516.9938 | 4160998.1192 | 18608908.2551 | 961560.8286 | 8542653.4943 | 8542653.4943 | 8315156.4279 | 4204044.374 | 0 | 28113122.578 | 49174976.8742 | 133352.1432 | 3.4234 | 8212.1283 | 14364.5096 | 167.4153 | 292.84
1 | 2300 | 707 | 0.035 | 15 | 15 | 7 | 1.7783e-10 | 5spot_SharedNeighbor | CO2 | Porous | Wet | R600a | MinimizeLCOE_Brownfield | IgnoreSilica | 2019 | 128.5876 | 14.9717 | 0.85559 | 4 | 8213.0378 | 14367.2121 | 167.4339 | 292.8951 | 50.5896 | 4.1908 | 82.764 | 2443366.0189 | 0 | 3563191.0075 | 0 | 0 | 0 | 0 | 2342557.2403 | 6094853.4147 | 4159862.6922 | 18603830.3736 | 961560.8286 | 8542653.4943 | 8542653.4943 | 8315156.4279 | 4204044.374 | 0 | 28108044.6965 | 49169898.9927 | 177827.941 | 3.4224 | 8213.0378 | 14367.2121 | 167.4339 | 292.8951
1 | 2300 | 707 | 0.035 | 15 | 15 | 7 | 2.3714e-10 | 5spot_SharedNeighbor | CO2 | Porous | Wet | R600a | MinimizeLCOE_Brownfield | IgnoreSilica | 2019 | 128.5681 | 14.9686 | 0.85543 | 4 | 8213.7281 | 14369.0456 | 167.448 | 292.9324 | 50.5886 | 4.1908 | 79.6937 | 2443032.5994 | 0 | 3562601.6265 | 0 | 0 | 0 | 0 | 2342197.3481 | 6093917.049 | 4159223.6034 | 18600972.2265 | 961560.8286 | 8542653.4943 | 8542653.4943 | 8315156.4279 | 4204044.374 | 0 | 28105186.5494 | 49167040.8456 | 237137.3706 | 3.4217 | 8213.7281 | 14369.0456 | 167.448 | 292.9324
1 | 2300 | 707 | 0.035 | 15 | 15 | 7 | 3.1623e-10 | 5spot_SharedNeighbor | CO2 | Porous | Wet | R600a | MinimizeLCOE_Brownfield | IgnoreSilica | 2019 | 128.5487 | 14.9658 | 0.8553 | 4 | 8214.2506 | 14370.5308 | 167.4586 | 292.9627 | 50.5882 | 4.1909 | 78.0473 | 2442741.9025 | 0 | 3562050.4232 | 0 | 0 | 0 | 0 | 2341869.007 | 6093062.7729 | 4158640.5424 | 18598364.6481 | 961560.8286 | 8542653.4943 | 8542653.4943 | 8315156.4279 | 4204044.374 | 0 | 28102578.9711 | 49164433.2673 | 316227.766 | 3.4212 | 8214.2506 | 14370.5308 | 167.4586 | 292.9627
1 | 2300 | 707 | 0.035 | 15 | 15 | 7 | 4.217e-10 | 5spot_SharedNeighbor | CO2 | Porous | Wet | R600a | MinimizeLCOE_Brownfield | IgnoreSilica | 2019 | 128.5339 | 14.9636 | 0.8552 | 4 | 8214.6452 | 14371.6552 | 167.4667 | 292.9856 | 50.588 | 4.1909 | 86.5692 | 2442521.3556 | 0 | 3561631.35 | 0 | 0 | 0 | 0 | 2341619.5552 | 6092413.7504 | 4158197.5713 | 18596383.5826 | 961560.8286 | 8542653.4943 | 8542653.4943 | 8315156.4279 | 4204044.374 | 0 | 28100597.9055 | 49162452.2017 | 421696.5034 | 3.4208 | 8214.6452 | 14371.6552 | 167.4667 | 292.9856
1 | 2300 | 707 | 0.035 | 15 | 15 | 7 | 5.6234e-10 | 5spot_SharedNeighbor | CO2 | Porous | Wet | R600a | MinimizeLCOE_Brownfield | IgnoreSilica | 2019 | 128.5144 | 14.9611 | 0.8551 | 4 | 8214.9427 | 14372.6735 | 167.4727 | 293.0064 | 50.5885 | 4.1911 | 83.7779 | 2442287.8973 | 0 | 3561131.2848 | 0 | 0 | 0 | 0 | 2341333.481 | 6091669.4441 | 4157689.5669 | 18594111.6741 | 961560.8286 | 8542653.4943 | 8542653.4943 | 8315156.4279 | 4204044.374 | 0 | 28098325.997 | 49160180.2932 | 562341.3252 | 3.4204 | 8214.9427 | 14372.6735 | 167.4727 | 293.0064
1 | 2300 | 707 | 0.035 | 15 | 15 | 7 | 7.4989e-10 | 5spot_SharedNeighbor | CO2 | Porous | Wet | R600a | MinimizeLCOE_Brownfield | IgnoreSilica | 2019 | 128.5144 | 14.9608 | 0.85506 | 4 | 8215.1667 | 14373.1383 | 167.4773 | 293.0159 | 50.5877 | 4.191 | 84.3035 | 2442231.0459 | 0 | 3561080.649 | 0 | 0 | 0 | 0 | 2341291.561 | 6091560.3768 | 4157615.1262 | 18593778.7589 | 961560.8286 | 8542653.4943 | 8542653.4943 | 8315156.4279 | 4204044.374 | 0 | 28097993.0818 | 49159847.378 | 749894.2093 | 3.4203 | 8215.1667 | 14373.1383 | 167.4773 | 293.0159
1 | 2300 | 707 | 0.035 | 15 | 15 | 7 | 1e-09 | 5spot_SharedNeighbor | CO2 | Porous | Wet | R600a | MinimizeLCOE_Brownfield | IgnoreSilica | 2019 | 128.5144 | 14.9606 | 0.85504 | 4 | 8215.3352 | 14373.488 | 167.4807 | 293.023 | 50.587 | 4.191 | 85.9252 | 2442188.2813 | 0 | 3561042.567 | 0 | 0 | 0 | 0 | 2341260.0308 | 6091478.3418 | 4157559.1356 | 18593528.3566 | 961560.8286 | 8542653.4943 | 8542653.4943 | 8315156.4279 | 4204044.374 | 0 | 28097742.6795 | 49159596.9757 | 1000000 | 3.4202 | 8215.3352 | 14373.488 | 167.4807 | 293.023
1 | 2300 | 707 | 0.035 | 15 | 15 | 7 | 1.3335e-09 | 5spot_SharedNeighbor | CO2 | Porous | Wet | R600a | MinimizeLCOE_Brownfield | IgnoreSilica | 2019 | 128.5 | 14.9588 | 0.85498 | 4 | 8215.4618 | 14374.048 | 167.4833 | 293.0344 | 50.5878 | 4.1911 | 84.5768 | 2442039.0823 | 0 | 3560693.1464 | 0 | 0 | 0 | 0 | 2341065.5692 | 6090972.3925 | 4157213.8148 | 18591984.0052 | 961560.8286 | 8542653.4943 | 8542653.4943 | 8315156.4279 | 4204044.374 | 0 | 28096198.3281 | 49158052.6243 | 1333521.4322 | 3.4199 | 8215.4618 | 14374.048 | 167.4833 | 293.0344
1 | 2300 | 707 | 0.035 | 15 | 15 | 7 | 1.7783e-09 | 5spot_SharedNeighbor | CO2 | Porous | Wet | R600a | MinimizeLCOE_Brownfield | IgnoreSilica | 2019 | 128.5 | 14.9587 | 0.85497 | 4 | 8215.5569 | 14374.2454 | 167.4852 | 293.0384 | 50.5874 | 4.1911 | 85.3767 | 2442014.946 | 0 | 3560671.6592 | 0 | 0 | 0 | 0 | 2341047.776 | 6090926.0983 | 4157182.2181 | 18591842.6975 | 961560.8286 | 8542653.4943 | 8542653.4943 | 8315156.4279 | 4204044.374 | 0 | 28096057.0205 | 49157911.3167 | 1778279.41 | 3.4199 | 8215.5569 | 14374.2454 | 167.4852 | 293.0384
1 | 2300 | 707 | 0.035 | 15 | 15 | 7 | 2.3714e-09 | 5spot_SharedNeighbor | CO2 | Porous | Wet | R600a | MinimizeLCOE_Brownfield | IgnoreSilica | 2019 | 128.5 | 14.9586 | 0.85495 | 4 | 8215.6284 | 14374.3937 | 167.4867 | 293.0415 | 50.5871 | 4.1911 | 85.3093 | 2441996.8225 | 0 | 3560655.5264 | 0 | 0 | 0 | 0 | 2341034.4161 | 6090891.3384 | 4157158.4938 | 18591736.5971 | 961560.8286 | 8542653.4943 | 8542653.4943 | 8315156.4279 | 4204044.374 | 0 | 28095950.92 | 49157805.2162 | 2371373.7057 | 3.4198 | 8215.6284 | 14374.3937 | 167.4867 | 293.0415
1 | 2300 | 707 | 0.035 | 15 | 15 | 7 | 3.1623e-09 | 5spot_SharedNeighbor | CO2 | Porous | Wet | R600a | MinimizeLCOE_Brownfield | IgnoreSilica | 2019 | 128.495 | 14.958 | 0.85493 | 4 | 8215.682 | 14374.6086 | 167.4878 | 293.0458 | 50.5873 | 4.1911 | 85.2162 | 2441942.3882 | 0 | 3560531.5216 | 0 | 0 | 0 | 0 | 2340964.8248 | 6090710.2763 | 4157034.9152 | 18591183.9262 | 961560.8286 | 8542653.4943 | 8542653.4943 | 8315156.4279 | 4204044.374 | 0 | 28095398.2491 | 49157252.5453 | 3162277.6602 | 3.4197 | 8215.682 | 14374.6086 | 167.4878 | 293.0458
1 | 2300 | 707 | 0.035 | 15 | 15 | 7 | 4.217e-09 | 5spot_SharedNeighbor | CO2 | Porous | Wet | R600a | MinimizeLCOE_Brownfield | IgnoreSilica | 2019 | 128.495 | 14.9579 | 0.85493 | 4 | 8215.7222 | 14374.6921 | 167.4886 | 293.0475 | 50.5872 | 4.1911 | 84.9903 | 2441932.1805 | 0 | 3560522.4363 | 0 | 0 | 0 | 0 | 2340957.3006 | 6090690.6997 | 4157021.5537 | 18591124.1709 | 961560.8286 | 8542653.4943 | 8542653.4943 | 8315156.4279 | 4204044.374 | 0 | 28095338.4938 | 49157192.79 | 4216965.0343 | 3.4197 | 8215.7222 | 14374.6921 | 167.4886 | 293.0475
1 | 2300 | 707 | 0.035 | 15 | 15 | 7 | 5.6234e-09 | 5spot_SharedNeighbor | CO2 | Porous | Wet | R600a | MinimizeLCOE_Brownfield | IgnoreSilica | 2019 | 128.495 | 14.9579 | 0.85492 | 4 | 8215.7524 | 14374.7548 | 167.4892 | 293.0488 | 50.5871 | 4.1911 | 83.8913 | 2441924.5216 | 0 | 3560515.6198 | 0 | 0 | 0 | 0 | 2340951.6551 | 6090676.0115 | 4157011.5287 | 18591079.3367 | 961560.8286 | 8542653.4943 | 8542653.4943 | 8315156.4279 | 4204044.374 | 0 | 28095293.6596 | 49157147.9558 | 5623413.2519 | 3.4197 | 8215.7524 | 14374.7548 | 167.4892 | 293.0488
1 | 2300 | 707 | 0.035 | 15 | 15 | 7 | 7.4989e-09 | 5spot_SharedNeighbor | CO2 | Porous | Wet | R600a | MinimizeLCOE_Brownfield | IgnoreSilica | 2019 | 128.495 | 14.9578 | 0.85492 | 4 | 8215.775 | 14374.8018 | 167.4897 | 293.0498 | 50.587 | 4.1911 | 85.0761 | 2441918.7758 | 0 | 3560510.5061 | 0 | 0 | 0 | 0 | 2340947.42 | 6090664.9924 | 4157004.008 | 18591045.7023 | 961560.8286 | 8542653.4943 | 8542653.4943 | 8315156.4279 | 4204044.374 | 0 | 28095260.0252 | 49157114.3214 | 7498942.0933 | 3.4197 | 8215.775 | 14374.8018 | 167.4897 | 293.0498
1 | 2300 | 707 | 0.035 | 15 | 15 | 7 | 1e-08 | 5spot_SharedNeighbor | CO2 | Porous | Wet | R600a | MinimizeLCOE_Brownfield | IgnoreSilica | 2019 | 128.4903 | 14.9573 | 0.8549 | 4 | 8215.792 | 14374.9325 | 167.49 | 293.0524 | 50.5873 | 4.1912 | 84.4071 | 2441876.8753 | 0 | 3560403.6542 | 0 | 0 | 0 | 0 | 2340889.4065 | 6090514.0533 | 4156900.9889 | 18590584.9783 | 961560.8286 | 8542653.4943 | 8542653.4943 | 8315156.4279 | 4204044.374 | 0 | 28094799.3013 | 49156653.5975 | 10000000 | 3.4196 | 8215.792 | 14374.9325 | 167.49 | 293.0524
1 | 2400 | 707 | 0.035 | 15 | 15 | 7 | 1e-13 | 5spot_SharedNeighbor | CO2 | Porous | Wet | R600a | MinimizeLCOE_Brownfield | IgnoreSilica | 2019 | 0.55509 | 0.0086327 | 0.00075258 | 4 | 3391015.2326 | 10645772.5705 | 69130.4322 | 217028.4733 | 42.1666 | 4.2365 | 38.0647 | 39847.2928 | 0 | 25419.8548 | 0 | 0 | 0 | 30126.4835 | 37203.5161 | 96795.9175 | 66065.2026 | 295458.2673 | 961560.8286 | 8950992.9972 | 8950992.9972 | 8547679.308 | 4340407.0141 | 0 | 10208012.0931 | 32047091.4124 | 100 | 0.0030103 | 3391015.2326 | 10645772.5705 | 69130.4322 | 217028.4733
1 | 2400 | 707 | 0.035 | 15 | 15 | 7 | 1.3335e-13 | 5spot_SharedNeighbor | CO2 | Porous | Wet | R600a | MinimizeLCOE_Brownfield | IgnoreSilica | 2019 | 0.77197 | 0.028968 | 0.0016037 | 4 | 1609745.9234 | 5014185.0172 | 32816.848 | 102220.9438 | 45.3289 | 4.5586 | 40.0667 | 56006.6061 | 0 | 39273.0455 | 0 | 0 | 0 | 38315.5875 | 52102.1432 | 135559.089 | 92521.8637 | 413778.335 | 961560.8286 | 8950992.9972 | 8950992.9972 | 8547679.308 | 4340407.0141 | 0 | 10326332.1608 | 32165411.4801 | 133.3521 | 0.0064149 | 1609745.9234 | 5014185.0172 | 32816.848 | 102220.9438
1 | 2400 | 707 | 0.035 | 15 | 15 | 7 | 1.7783e-13 | 5spot_SharedNeighbor | CO2 | Porous | Wet | R600a | MinimizeLCOE_Brownfield | IgnoreSilica | 2019 | 1.068 | 0.059214 | 0.0029132 | 4 | 899270.2222 | 2773440.6565 | 18332.8398 | 56540.3391 | 48.0049 | 4.8166 | 89.9525 | 76650.6367 | 0 | 57386.9675 | 0 | 0 | 0 | 48814.8376 | 71312.4523 | 185540.3727 | 126635.1168 | 566340.3836 | 961560.8286 | 8950992.9972 | 8950992.9972 | 8547679.308 | 4340407.0141 | 0 | 10478894.2094 | 32317973.5286 | 177.8279 | 0.011653 | 899270.2222 | 2773440.6565 | 18332.8398 | 56540.3391
1 | 2400 | 707 | 0.035 | 15 | 15 | 7 | 2.3714e-13 | 5spot_SharedNeighbor | CO2 | Porous | Wet | R600a | MinimizeLCOE_Brownfield | IgnoreSilica | 2019 | 1.4569 | 0.10127 | 0.0048117 | 4 | 554107.5941 | 1688803.6706 | 11296.2328 | 34428.5471 | 50.1763 | 5.0115 | 131.8777 | 101669.5513 | 0 | 79930.8967 | 0 | 0 | 0 | 61244.3289 | 94709.463 | 246414.5952 | 168183.0245 | 752151.8596 | 961560.8286 | 8950992.9972 | 8950992.9972 | 8547679.308 | 4340407.0141 | 0 | 10664705.6854 | 32503785.0047 | 237.1374 | 0.019247 | 554107.5941 | 1688803.6706 | 11296.2328 | 34428.5471
1 | 2400 | 707 | 0.035 | 15 | 15 | 7 | 3.1623e-13 | 5spot_SharedNeighbor | CO2 | Porous | Wet | R600a | MinimizeLCOE_Brownfield | IgnoreSilica | 2019 | 1.9431 | 0.15607 | 0.0074657 | 4 | 364219.1794 | 1095537.031 | 7425.1006 | 22334.0042 | 51.8627 | 5.1529 | 185.5592 | 130389.6689 | 0 | 106533.4141 | 0 | 0 | 0 | 74317.5631 | 121383.852 | 315815.8836 | 215550.8299 | 963991.2115 | 961560.8286 | 8950992.9972 | 8950992.9972 | 8547679.308 | 4340407.0141 | 0 | 10876545.0372 | 32715624.3565 | 316.2278 | 0.029863 | 364219.1794 | 1095537.031 | 7425.1006 | 22334.0042
1 | 2400 | 707 | 0.035 | 15 | 15 | 7 | 4.217e-13 | 5spot_SharedNeighbor | CO2 | Porous | Wet | R600a | MinimizeLCOE_Brownfield | IgnoreSilica | 2019 | 2.5655 | 0.22779 | 0.011103 | 4 | 250520.061 | 742280.0102 | 5107.1903 | 15132.382 | 53.2111 | 5.2594 | 233.8689 | 164152.3684 | 0 | 138679.7047 | 0 | 0 | 0 | 88822.0872 | 152745.1225 | 397411.4764 | 271241.4987 | 1213052.2579 | 961560.8286 | 8950992.9972 | 8950992.9972 | 8547679.308 | 4340407.0141 | 0 | 11125606.0837 | 32964685.4029 | 421.6965 | 0.04441 | 250520.061 | 742280.0102 | 5107.1903 | 15132.382
1 | 2400 | 707 | 0.035 | 15 | 15 | 7 | 5.6234e-13 | 5spot_SharedNeighbor | CO2 | Porous | Wet | R600a | MinimizeLCOE_Brownfield | IgnoreSilica | 2019 | 3.4003 | 0.32482 | 0.016044 | 4 | 178208.9347 | 518513.1671 | 3633.0302 | 10570.5923 | 54.3267 | 5.3432 | 41.06 | 205695.3938 | 0 | 179356.3119 | 0 | 0 | 0 | 107007.9254 | 191903.2561 | 499292.9077 | 340777.6689 | 1524033.4639 | 961560.8286 | 8950992.9972 | 8950992.9972 | 8547679.308 | 4340407.0141 | 0 | 11436587.2897 | 33275666.609 | 562.3413 | 0.064175 | 178208.9347 | 518513.1671 | 3633.0302 | 10570.5923
1 | 2400 | 707 | 0.035 | 15 | 15 | 7 | 7.4989e-13 | 5spot_SharedNeighbor | CO2 | Porous | Wet | R600a | MinimizeLCOE_Brownfield | IgnoreSilica | 2019 | 4.4527 | 0.44855 | 0.02266 | 4 | 130130.1367 | 371069.1536 | 2652.8789 | 7564.7466 | 55.1869 | 5.405 | 49.8984 | 253771.005 | 0 | 227754.4512 | 0 | 0 | 0 | 126316.2408 | 237058.2618 | 616776.9699 | 420962.9555 | 1882639.8842 | 961560.8286 | 8950992.9972 | 8950992.9972 | 8547679.308 | 4340407.0141 | 0 | 11795193.71 | 33634273.0292 | 749.8942 | 0.090642 | 130130.1367 | 371069.1536 | 2652.8789 | 7564.7466
1 | 2400 | 707 | 0.035 | 15 | 15 | 7 | 1e-12 | 5spot_SharedNeighbor | CO2 | Porous | Wet | R600a | MinimizeLCOE_Brownfield | IgnoreSilica | 2019 | 5.824 | 0.61046 | 0.031495 | 4 | 97062.9106 | 270416.2421 | 1978.7587 | 5512.8009 | 55.8711 | 5.4522 | 59.5839 | 311389.4118 | 0 | 287354.0587 | 0 | 0 | 0 | 148837.0826 | 291556.4157 | 758569.9873 | 517739.6034 | 2315446.5596 | 961560.8286 | 8950992.9972 | 8950992.9972 | 8547679.308 | 4340407.0141 | 0 | 12228000.3853 | 34067079.7046 | 1000 | 0.12598 | 97062.9106 | 270416.2421 | 1978.7587 | 5512.8009
1 | 2400 | 707 | 0.035 | 15 | 15 | 7 | 1.3335e-12 | 5spot_SharedNeighbor | CO2 | Porous | Wet | R600a | MinimizeLCOE_Brownfield | IgnoreSilica | 2019 | 7.5756 | 0.81816 | 0.043201 | 4 | 73712.9791 | 200093.6206 | 1502.7388 | 4079.1791 | 56.4011 | 5.4874 | 55.193 | 379187.9941 | 0 | 359378.4942 | 0 | 0 | 0 | 173642.7042 | 355761.5851 | 925618.6676 | 631753.7602 | 2825343.2055 | 961560.8286 | 8950992.9972 | 8950992.9972 | 8547679.308 | 4340407.0141 | 0 | 12737897.0312 | 34576976.3505 | 1333.5214 | 0.1728 | 73712.9791 | 200093.6206 | 1502.7388 | 4079.1791
1 | 2400 | 707 | 0.035 | 15 | 15 | 7 | 1.7783e-12 | 5spot_SharedNeighbor | CO2 | Porous | Wet | R600a | MinimizeLCOE_Brownfield | IgnoreSilica | 2019 | 9.8239 | 1.0854 | 0.058652 | 4 | 56877.7555 | 149965.9533 | 1159.53 | 3057.2588 | 56.8111 | 5.5131 | 59.0215 | 459490.9446 | 0 | 446948.3682 | 0 | 0 | 0 | 201421.8412 | 432065.8501 | 1124146.713 | 767253.2305 | 3431326.9476 | 961560.8286 | 8950992.9972 | 8950992.9972 | 8547679.308 | 4340407.0141 | 0 | 13343880.7734 | 35182960.0927 | 1778.2794 | 0.23461 | 56877.7555 | 149965.9533 | 1159.53 | 3057.2588
1 | 2400 | 707 | 0.035 | 15 | 15 | 7 | 2.3714e-12 | 5spot_SharedNeighbor | CO2 | Porous | Wet | R600a | MinimizeLCOE_Brownfield | IgnoreSilica | 2019 | 12.6887 | 1.4268 | 0.078922 | 4 | 44533.5933 | 113713.0287 | 907.8775 | 2318.1939 | 57.1215 | 5.5309 | 44.6371 | 554036.8366 | 0 | 552755.4391 | 0 | 0 | 0 | 231859.0105 | 522074.0016 | 1358329.4601 | 927087.7674 | 4146142.5152 | 961560.8286 | 8950992.9972 | 8950992.9972 | 8547679.308 | 4340407.0141 | 0 | 14058696.341 | 35897775.6603 | 2371.3737 | 0.31569 | 44533.5933 | 113713.0287 | 907.8775 | 2318.1939
1 | 2400 | 707 | 0.035 | 15 | 15 | 7 | 3.1623e-12 | 5spot_SharedNeighbor | CO2 | Porous | Wet | R600a | MinimizeLCOE_Brownfield | IgnoreSilica | 2019 | 16.289 | 1.8569 | 0.10528 | 4 | 35357.1273 | 87218.2424 | 720.8029 | 1778.0618 | 57.3473 | 5.5412 | 67.1265 | 664000.9483 | 0 | 679031.0946 | 0 | 0 | 0 | 263739.9993 | 626641.0965 | 1630391.5912 | 1112775.7622 | 4976580.4921 | 961560.8286 | 8950992.9972 | 8950992.9972 | 8547679.308 | 4340407.0141 | 0 | 14889134.3179 | 36728213.6372 | 3162.2777 | 0.42111 | 35357.1273 | 87218.2424 | 720.8029 | 1778.0618
1 | 2400 | 707 | 0.035 | 15 | 15 | 7 | 4.217e-12 | 5spot_SharedNeighbor | CO2 | Porous | Wet | R600a | MinimizeLCOE_Brownfield | IgnoreSilica | 2019 | 20.7861 | 2.3953 | 0.13923 | 4 | 28458.1954 | 67671.1667 | 580.1588 | 1379.5683 | 57.5001 | 5.5441 | 48.1484 | 791288.913 | 0 | 829056.3885 | 0 | 0 | 0 | 296454.0011 | 747551.728 | 1944976.2524 | 1327486.2575 | 5936813.5405 | 961560.8286 | 8950992.9972 | 8950992.9972 | 8547679.308 | 4340407.0141 | 0 | 15849367.3663 | 37688446.6855 | 4216.965 | 0.55694 | 28458.1954 | 67671.1667 | 580.1588 | 1379.5683
1 | 2400 | 707 | 0.035 | 15 | 15 | 7 | 5.6234e-12 | 5spot_SharedNeighbor | CO2 | Porous | Wet | R600a | MinimizeLCOE_Brownfield | IgnoreSilica | 2019 | 26.287 | 3.0559 | 0.18228 | 4 | 23224.4322 | 53176.4038 | 473.4615 | 1084.0729 | 57.5842 | 5.5388 | 68.4354 | 935744.6649 | 0 | 1003944.4804 | 0 | 0 | 0 | 327232.1597 | 884099.3089 | 2300245.0481 | 1569964.5107 | 7021230.1727 | 961560.8286 | 8950992.9972 | 8950992.9972 | 8547679.308 | 4340407.0141 | 0 | 16933783.9984 | 38772863.3177 | 5623.4133 | 0.72914 | 23224.4322 | 53176.4038 | 473.4615 | 1084.0729
1 | 2400 | 707 | 0.035 | 15 | 15 | 7 | 7.4989e-12 | 5spot_SharedNeighbor | CO2 | Porous | Wet | R600a | MinimizeLCOE_Brownfield | IgnoreSilica | 2019 | 32.866 | 3.8485 | 0.23572 | 4 | 19226.8382 | 42388.7171 | 391.9651 | 864.1513 | 57.5998 | 5.5237 | 66.2415 | 1096213.0294 | 0 | 1203783.7025 | 0 | 0 | 0 | 352746.6943 | 1034569.9362 | 2691738.7545 | 1837167.0096 | 8216219.1265 | 961560.8286 | 8950992.9972 | 8950992.9972 | 8547679.308 | 4340407.0141 | 0 | 18128772.9523 | 39967852.2715 | 7498.9421 | 0.94289 | 19226.8382 | 42388.7171 | 391.9651 | 864.1513
1 | 2400 | 707 | 0.035 | 15 | 15 | 7 | 1e-11 | 5spot_SharedNeighbor | CO2 | Porous | Wet | R600a | MinimizeLCOE_Brownfield | IgnoreSilica | 2019 | 40.487 | 4.7703 | 0.3001 | 4 | 16160.2557 | 34353.3061 | 329.4487 | 700.3386 | 57.5438 | 5.4971 | 64.9904 | 1269006.6327 | 0 | 1425638.3014 | 0 | 0 | 0 | 368179.1914 | 1194501.4089 | 3107847.6401 | 2121169.8742 | 9486343.0487 | 961560.8286 | 8950992.9972 | 8950992.9972 | 8547679.308 | 4340407.0141 | 0 | 19398896.8745 | 41237976.1938 | 10000 | 1.2004 | 16160.2557 | 34353.3061 | 329.4487 | 700.3386
1 | 2400 | 707 | 0.035 | 15 | 15 | 7 | 1.3335e-11 | 5spot_SharedNeighbor | CO2 | Porous | Wet | R600a | MinimizeLCOE_Brownfield | IgnoreSilica | 2019 | 48.8707 | 5.7891 | 0.3743 | 4 | 13804.2045 | 28390.9093 | 281.4174 | 578.7871 | 57.4135 | 5.4578 | 71.2192 | 1445858.1096 | 0 | 1660440.8937 | 0 | 0 | 0 | 366123.5587 | 1354244.7992 | 3523467.1737 | 2404838.7461 | 10754973.2811 | 961560.8286 | 8950992.9972 | 8950992.9972 | 8547679.308 | 4340407.0141 | 0 | 20667527.1069 | 42506606.4262 | 13335.2143 | 1.4972 | 13804.2045 | 28390.9093 | 281.4174 | 578.7871
1 | 2400 | 707 | 0.035 | 15 | 15 | 7 | 1.7783e-11 | 5spot_SharedNeighbor | CO2 | Porous | Wet | R600a | MinimizeLCOE_Brownfield | IgnoreSilica | 2019 | 57.6092 | 6.8567 | 0.45548 | 4 | 11993.8421 | 23980.8168 | 244.5107 | 488.8814 | 57.2098 | 5.4057 | 67.0019 | 1617467.3138 | 0 | 1896984.0651 | 0 | 0 | 0 | 340266.0361 | 1503339.7919 | 3911381.761 | 2669598.4227 | 11939037.3906 | 961560.8286 | 8950992.9972 | 8950992.9972 | 8547679.308 | 4340407.0141 | 0 | 21851591.2164 | 43690670.5356 | 17782.7941 | 1.8219 | 11993.8421 | 23980.8168 | 244.5107 | 488.8814
1 | 2400 | 707 | 0.035 | 15 | 15 | 7 | 2.3714e-11 | 5spot_SharedNeighbor | CO2 | Porous | Wet | R600a | MinimizeLCOE_Brownfield | IgnoreSilica | 2019 | 65.9204 | 7.878 | 0.5379 | 4 | 10606.7436 | 20756.9598 | 216.2328 | 423.1587 | 56.9581 | 5.3468 | 69.0923 | 1769890.5671 | 0 | 2115370.0653 | 0 | 0 | 0 | 282555.7627 | 1625448.3941 | 4229083.2961 | 2886436.2486 | 12908784.3339 | 961560.8286 | 8950992.9972 | 8950992.9972 | 8547679.308 | 4340407.0141 | 0 | 22821338.1597 | 44660417.479 | 23713.7371 | 2.1516 | 10606.7436 | 20756.9598 | 216.2328 | 423.1587
1 | 2400 | 707 | 0.035 | 15 | 15 | 7 | 3.1623e-11 | 5spot_SharedNeighbor | CO2 | Porous | Wet | R600a | MinimizeLCOE_Brownfield | IgnoreSilica | 2019 | 72.807 | 8.733 | 0.61403 | 4 | 9536.6322 | 18428.3267 | 194.4171 | 375.6864 | 56.7053 | 5.2906 | 72.5826 | 1888613.176 | 0 | 2292156.4453 | 0 | 0 | 0 | 181343.4839 | 1701224.111 | 4426236.1678 | 3020997.1346 | 13510570.5187 | 961560.8286 | 8950992.9972 | 8950992.9972 | 8547679.308 | 4340407.0141 | 0 | 23423124.3445 | 45262203.6637 | 31622.7766 | 2.4561 | 9536.6322 | 18428.3267 | 194.4171 | 375.6864
1 | 2400 | 707 | 0.035 | 15 | 15 | 7 | 4.217e-11 | 5spot_SharedNeighbor | CO2 | Porous | Wet | R600a | MinimizeLCOE_Brownfield | IgnoreSilica | 2019 | 78.5392 | 9.4499 | 0.68208 | 4 | 8649.8857 | 16654.505 | 176.3396 | 339.5246 | 56.463 | 5.2381 | 66.0435 | 1982290.8859 | 0 | 2436789.2014 | 0 | 0 | 0 | 0 | 1723441.2341 | 4484040.5646 | 3060449.8232 | 13687011.7091 | 961560.8286 | 8950992.9972 | 8950992.9972 | 8547679.308 | 4340407.0141 | 0 | 23599565.5349 | 45438644.8542 | 42169.6503 | 2.7283 | 8649.8857 | 16654.505 | 176.3396 | 339.5246
1 | 2400 | 707 | 0.035 | 15 | 15 | 7 | 5.6234e-11 | 5spot_SharedNeighbor | CO2 | Porous | Wet | R600a | MinimizeLCOE_Brownfield | IgnoreSilica | 2019 | 94.34 | 11.3418 | 0.7916 | 4 | 8062.8818 | 14960.0294 | 164.3728 | 304.9804 | 55.6615 | 5.071 | 63.7989 | 2217545.6015 | 0 | 2824888.7137 | 0 | 0 | 0 | 0 | 1966549.3829 | 5116558.0997 | 3492156.0378 | 15617697.8356 | 961560.8286 | 8950992.9972 | 8950992.9972 | 8547679.308 | 4340407.0141 | 0 | 25530251.6614 | 47369330.9806 | 56234.1325 | 3.1664 | 8062.8818 | 14960.0294 | 164.3728 | 304.9804
1 | 2400 | 707 | 0.035 | 15 | 15 | 7 | 7.4989e-11 | 5spot_SharedNeighbor | CO2 | Porous | Wet | R600a | MinimizeLCOE_Brownfield | IgnoreSilica | 2019 | 109.7385 | 13.1691 | 0.88211 | 4 | 7729.1979 | 13918.6609 | 157.5702 | 283.7507 | 54.6857 | 4.8752 | 55.4648 | 2414309.2027 | 0 | 3190453.224 | 0 | 0 | 0 | 0 | 2185857.3464 | 5687152.4345 | 3881598.3958 | 17359370.6035 | 961560.8286 | 8950992.9972 | 8950992.9972 | 8547679.308 | 4340407.0141 | 0 | 27271924.4293 | 49111003.7486 | 74989.4209 | 3.5284 | 7729.1979 | 13918.6609 | 157.5702 | 283.7507
1 | 2400 | 707 | 0.035 | 15 | 15 | 7 | 1e-10 | 5spot_SharedNeighbor | CO2 | Porous | Wet | R600a | MinimizeLCOE_Brownfield | IgnoreSilica | 2019 | 123.724 | 14.8118 | 0.94805 | 4 | 7578.3176 | 13337.2929 | 154.4943 | 271.8988 | 53.6341 | 4.6705 | 60.8496 | 2564864.0427 | 0 | 3513360.1186 | 0 | 0 | 0 | 0 | 2370507.4229 | 6167574.0564 | 4209496.0245 | 18825801.665 | 961560.8286 | 8950992.9972 | 8950992.9972 | 8547679.308 | 4340407.0141 | 0 | 28738355.4907 | 50577434.81 | 100000 | 3.7922 | 7578.3176 | 13337.2929 | 154.4943 | 271.8988
1 | 2400 | 707 | 0.035 | 15 | 15 | 7 | 1.3335e-10 | 5spot_SharedNeighbor | CO2 | Porous | Wet | R600a | MinimizeLCOE_Brownfield | IgnoreSilica | 2019 | 133.3756 | 15.9365 | 0.98294 | 4 | 7550.4437 | 13104.9884 | 153.926 | 267.1629 | 52.8071 | 4.5127 | 66.2113 | 2652156.4686 | 0 | 3732177.2867 | 0 | 0 | 0 | 0 | 2489890.1646 | 6478183.4616 | 4421493.3259 | 19773900.7075 | 961560.8286 | 8950992.9972 | 8950992.9972 | 8547679.308 | 4340407.0141 | 0 | 29686454.5333 | 51525533.8525 | 133352.1432 | 3.9317 | 7550.4437 | 13104.9884 | 153.926 | 267.1629
1 | 2400 | 707 | 0.035 | 15 | 15 | 7 | 1.7783e-10 | 5spot_SharedNeighbor | CO2 | Porous | Wet | R600a | MinimizeLCOE_Brownfield | IgnoreSilica | 2019 | 133.3413 | 15.9314 | 0.98268 | 4 | 7551.2519 | 13107.277 | 153.9425 | 267.2096 | 52.8064 | 4.5129 | 65.3208 | 2651619.2453 | 0 | 3731186.4763 | 0 | 0 | 0 | 0 | 2489294.2314 | 6476632.9657 | 4420435.0806 | 19769167.9993 | 961560.8286 | 8950992.9972 | 8950992.9972 | 8547679.308 | 4340407.0141 | 0 | 29681721.8251 | 51520801.1444 | 177827.941 | 3.9307 | 7551.2519 | 13107.277 | 153.9425 | 267.2096
1 | 2400 | 707 | 0.035 | 15 | 15 | 7 | 2.3714e-10 | 5spot_SharedNeighbor | CO2 | Porous | Wet | R600a | MinimizeLCOE_Brownfield | IgnoreSilica | 2019 | 133.3166 | 15.9276 | 0.98248 | 4 | 7551.8651 | 13108.9909 | 153.955 | 267.2445 | 52.8058 | 4.513 | 80.5057 | 2651222.3155 | 0 | 3730463.35 | 0 | 0 | 0 | 0 | 2488857.4096 | 6475496.4448 | 4419659.3817 | 19765698.9017 | 961560.8286 | 8950992.9972 | 8950992.9972 | 8547679.308 | 4340407.0141 | 0 | 29678252.7274 | 51517332.0467 | 237137.3706 | 3.9299 | 7551.8651 | 13108.9909 | 153.955 | 267.2445
1 | 2400 | 707 | 0.035 | 15 | 15 | 7 | 3.1623e-10 | 5spot_SharedNeighbor | CO2 | Porous | Wet | R600a | MinimizeLCOE_Brownfield | IgnoreSilica | 2019 | 133.3017 | 15.9251 | 0.98235 | 4 | 7552.3291 | 13110.2179 | 153.9644 | 267.2695 | 52.805 | 4.513 | 77.9214 | 2650954.6591 | 0 | 3730004.0694 | 0 | 0 | 0 | 0 | 2488573.9041 | 6474758.8218 | 4419155.9389 | 19763447.3933 | 961560.8286 | 8950992.9972 | 8950992.9972 | 8547679.308 | 4340407.0141 | 0 | 29676001.2191 | 51515080.5383 | 316227.766 | 3.9294 | 7552.3291 | 13110.2179 | 153.9644 | 267.2695
1 | 2400 | 707 | 0.035 | 15 | 15 | 7 | 4.217e-10 | 5spot_SharedNeighbor | CO2 | Porous | Wet | R600a | MinimizeLCOE_Brownfield | IgnoreSilica | 2019 | 133.2823 | 15.9224 | 0.98222 | 4 | 7552.6794 | 13111.2924 | 153.9716 | 267.2914 | 52.8051 | 4.5132 | 76.1649 | 2650683.4886 | 0 | 3729471.3898 | 0 | 0 | 0 | 0 | 2488260.4026 | 6473943.1551 | 4418599.2296 | 19760957.6658 | 961560.8286 | 8950992.9972 | 8950992.9972 | 8547679.308 | 4340407.0141 | 0 | 29673511.4916 | 51512590.8109 | 421696.5034 | 3.9289 | 7552.6794 | 13111.2924 | 153.9716 | 267.2914
1 | 2400 | 707 | 0.035 | 15 | 15 | 7 | 5.6234e-10 | 5spot_SharedNeighbor | CO2 | Porous | Wet | R600a | MinimizeLCOE_Brownfield | IgnoreSilica | 2019 | 133.2675 | 15.9203 | 0.98212 | 4 | 7552.9435 | 13112.1051 | 153.977 | 267.308 | 52.8052 | 4.5133 | 84.685 | 2650477.7918 | 0 | 3729066.373 | 0 | 0 | 0 | 0 | 2488022.2243 | 6473323.464 | 4418176.2777 | 19759066.1308 | 961560.8286 | 8950992.9972 | 8950992.9972 | 8547679.308 | 4340407.0141 | 0 | 29671619.9565 | 51510699.2758 | 562341.3252 | 3.9285 | 7552.9435 | 13112.1051 | 153.977 | 267.308
1 | 2400 | 707 | 0.035 | 15 | 15 | 7 | 7.4989e-10 | 5spot_SharedNeighbor | CO2 | Porous | Wet | R600a | MinimizeLCOE_Brownfield | IgnoreSilica | 2019 | 133.2675 | 15.92 | 0.98208 | 4 | 7553.1423 | 13112.5172 | 153.981 | 267.3164 | 52.8043 | 4.5132 | 84.2855 | 2650416.2871 | 0 | 3729012.6111 | 0 | 0 | 0 | 0 | 2487977.2703 | 6473206.5029 | 4418096.4493 | 19758709.1206 | 961560.8286 | 8950992.9972 | 8950992.9972 | 8547679.308 | 4340407.0141 | 0 | 29671262.9464 | 51510342.2657 | 749894.2093 | 3.9283 | 7553.1423 | 13112.5172 | 153.981 | 267.3164
1 | 2400 | 707 | 0.035 | 15 | 15 | 7 | 1e-09 | 5spot_SharedNeighbor | CO2 | Porous | Wet | R600a | MinimizeLCOE_Brownfield | IgnoreSilica | 2019 | 133.248 | 15.9175 | 0.98199 | 4 | 7553.2918 | 13113.1755 | 153.9841 | 267.3298 | 52.8053 | 4.5135 | 82.6561 | 2650207.3196 | 0 | 3728534.4107 | 0 | 0 | 0 | 0 | 2487709.2748 | 6472509.2338 | 4417620.5488 | 19756580.7877 | 961560.8286 | 8950992.9972 | 8950992.9972 | 8547679.308 | 4340407.0141 | 0 | 29669134.6135 | 51508213.9328 | 1000000 | 3.928 | 7553.2918 | 13113.1755 | 153.9841 | 267.3298
1 | 2400 | 707 | 0.035 | 15 | 15 | 7 | 1.3335e-09 | 5spot_SharedNeighbor | CO2 | Porous | Wet | R600a | MinimizeLCOE_Brownfield | IgnoreSilica | 2019 | 133.248 | 15.9173 | 0.98197 | 4 | 7553.4041 | 13113.4084 | 153.9864 | 267.3346 | 52.8048 | 4.5134 | 83.341 | 2650172.5687 | 0 | 3728504.0417 | 0 | 0 | 0 | 0 | 2487683.8781 | 6472443.1566 | 4417575.4498 | 19756379.0949 | 961560.8286 | 8950992.9972 | 8950992.9972 | 8547679.308 | 4340407.0141 | 0 | 29668932.9207 | 51508012.24 | 1333521.4322 | 3.9279 | 7553.4041 | 13113.4084 | 153.9864 | 267.3346
1 | 2400 | 707 | 0.035 | 15 | 15 | 7 | 1.7783e-09 | 5spot_SharedNeighbor | CO2 | Porous | Wet | R600a | MinimizeLCOE_Brownfield | IgnoreSilica | 2019 | 133.246 | 15.9169 | 0.98195 | 4 | 7553.4885 | 13113.6196 | 153.9881 | 267.3389 | 52.8046 | 4.5134 | 83.4085 | 2650129.4933 | 0 | 3728435.5708 | 0 | 0 | 0 | 0 | 2487640.375 | 6472329.9705 | 4417498.198 | 19756033.6076 | 961560.8286 | 8950992.9972 | 8950992.9972 | 8547679.308 | 4340407.0141 | 0 | 29668587.4334 | 51507666.7527 | 1778279.41 | 3.9278 | 7553.4885 | 13113.6196 | 153.9881 | 267.3389
1 | 2400 | 707 | 0.035 | 15 | 15 | 7 | 2.3714e-09 | 5spot_SharedNeighbor | CO2 | Porous | Wet | R600a | MinimizeLCOE_Brownfield | IgnoreSilica | 2019 | 133.246 | 15.9169 | 0.98194 | 4 | 7553.5519 | 13113.751 | 153.9894 | 267.3416 | 52.8043 | 4.5134 | 82.487 | 2650109.8943 | 0 | 3728418.4453 | 0 | 0 | 0 | 0 | 2487626.0524 | 6472292.7062 | 4417472.7643 | 19755919.8625 | 961560.8286 | 8950992.9972 | 8950992.9972 | 8547679.308 | 4340407.0141 | 0 | 29668473.6883 | 51507553.0076 | 2371373.7057 | 3.9278 | 7553.5519 | 13113.751 | 153.9894 | 267.3416
1 | 2400 | 707 | 0.035 | 15 | 15 | 7 | 3.1623e-09 | 5spot_SharedNeighbor | CO2 | Porous | Wet | R600a | MinimizeLCOE_Brownfield | IgnoreSilica | 2019 | 133.246 | 15.9168 | 0.98193 | 4 | 7553.5995 | 13113.8496 | 153.9903 | 267.3436 | 52.8041 | 4.5134 | 82.3825 | 2650095.1829 | 0 | 3728405.5913 | 0 | 0 | 0 | 0 | 2487615.302 | 6472264.7356 | 4417453.6738 | 19755834.4856 | 961560.8286 | 8950992.9972 | 8950992.9972 | 8547679.308 | 4340407.0141 | 0 | 29668388.3114 | 51507467.6307 | 3162277.6602 | 3.9277 | 7553.5995 | 13113.8496 | 153.9903 | 267.3436
1 | 2400 | 707 | 0.035 | 15 | 15 | 7 | 4.217e-09 | 5spot_SharedNeighbor | CO2 | Porous | Wet | R600a | MinimizeLCOE_Brownfield | IgnoreSilica | 2019 | 133.246 | 15.9167 | 0.98192 | 4 | 7553.6352 | 13113.9235 | 153.9911 | 267.3451 | 52.8039 | 4.5133 | 83.4285 | 2650084.143 | 0 | 3728395.9455 | 0 | 0 | 0 | 0 | 2487607.2345 | 6472243.7459 | 4417439.3479 | 19755770.4168 | 961560.8286 | 8950992.9972 | 8950992.9972 | 8547679.308 | 4340407.0141 | 0 | 29668324.2426 | 51507403.5619 | 4216965.0343 | 3.9277 | 7553.6352 | 13113.9235 | 153.9911 | 267.3451
1 | 2400 | 707 | 0.035 | 15 | 15 | 7 | 5.6234e-09 | 5spot_SharedNeighbor | CO2 | Porous | Wet | R600a | MinimizeLCOE_Brownfield | IgnoreSilica | 2019 | 133.246 | 15.9167 | 0.98192 | 4 | 7553.662 | 13113.9791 | 153.9916 | 267.3462 | 52.8038 | 4.5133 | 82.8429 | 2650075.8598 | 0 | 3728388.7085 | 0 | 0 | 0 | 0 | 2487601.1816 | 6472227.9975 | 4417428.5993 | 19755722.3467 | 961560.8286 | 8950992.9972 | 8950992.9972 | 8547679.308 | 4340407.0141 | 0 | 29668276.1725 | 51507355.4917 | 5623413.2519 | 3.9277 | 7553.662 | 13113.9791 | 153.9916 | 267.3462
1 | 2400 | 707 | 0.035 | 15 | 15 | 7 | 7.4989e-09 | 5spot_SharedNeighbor | CO2 | Porous | Wet | R600a | MinimizeLCOE_Brownfield | IgnoreSilica | 2019 | 133.246 | 15.9167 | 0.98191 | 4 | 7553.6821 | 13114.0207 | 153.992 | 267.3471 | 52.8037 | 4.5133 | 84.169 | 2650069.6458 | 0 | 3728383.2794 | 0 | 0 | 0 | 0 | 2487596.6408 | 6472216.1831 | 4417420.5357 | 19755686.2849 | 961560.8286 | 8950992.9972 | 8950992.9972 | 8547679.308 | 4340407.0141 | 0 | 29668240.1106 | 51507319.4299 | 7498942.0933 | 3.9277 | 7553.6821 | 13114.0207 | 153.992 | 267.3471
1 | 2400 | 707 | 0.035 | 15 | 15 | 7 | 1e-08 | 5spot_SharedNeighbor | CO2 | Porous | Wet | R600a | MinimizeLCOE_Brownfield | IgnoreSilica | 2019 | 133.246 | 15.9166 | 0.98191 | 4 | 7553.6971 | 13114.0519 | 153.9923 | 267.3477 | 52.8036 | 4.5133 | 81.3803 | 2650064.9844 | 0 | 3728379.207 | 0 | 0 | 0 | 0 | 2487593.2347 | 6472207.321 | 4417414.4872 | 19755659.2343 | 961560.8286 | 8950992.9972 | 8950992.9972 | 8547679.308 | 4340407.0141 | 0 | 29668213.06 | 51507292.3793 | 10000000 | 3.9276 | 7553.6971 | 13114.0519 | 153.9923 | 267.3477
1 | 2500 | 707 | 0.035 | 15 | 15 | 7 | 1e-13 | 5spot_SharedNeighbor | CO2 | Porous | Wet | R600a | MinimizeLCOE_Brownfield | IgnoreSilica | 2019 | 0.5699 | 0.0074323 | 0.00078116 | 4 | 3405201.7171 | 10647627.3891 | 69419.6429 | 217066.2863 | 43.0739 | 4.5698 | 28.1917 | 42338.8036 | 0 | 25732.8999 | 0 | 0 | 0 | 33090.2794 | 39453.1733 | 102649.0641 | 70060.0954 | 313324.3157 | 961560.8286 | 9365192.5909 | 9365192.5909 | 8785769.2746 | 4479113.6905 | 0 | 10640077.7352 | 33270153.2911 | 100 | 0.0031247 | 3405201.7171 | 10647627.3891 | 69419.6429 | 217066.2863
1 | 2500 | 707 | 0.035 | 15 | 15 | 7 | 1.3335e-13 | 5spot_SharedNeighbor | CO2 | Porous | Wet | R600a | MinimizeLCOE_Brownfield | IgnoreSilica | 2019 | 0.82568 | 0.030788 | 0.0017278 | 4 | 1560848.6854 | 4835207.415 | 31820.0117 | 98572.2433 | 46.9252 | 4.9509 | 33.4901 | 62049.9391 | 0 | 42122.5677 | 0 | 0 | 0 | 44585.1322 | 58015.4792 | 150944.3763 | 103022.6384 | 460740.1329 | 961560.8286 | 9365192.5909 | 9365192.5909 | 8785769.2746 | 4479113.6905 | 0 | 10787493.5524 | 33417569.1083 | 133.3521 | 0.0069113 | 1560848.6854 | 4835207.415 | 31820.0117 | 98572.2433
1 | 2500 | 707 | 0.035 | 15 | 15 | 7 | 1.7783e-13 | 5spot_SharedNeighbor | CO2 | Porous | Wet | R600a | MinimizeLCOE_Brownfield | IgnoreSilica | 2019 | 1.1458 | 0.063791 | 0.0031948 | 4 | 857498.6815 | 2628326.6499 | 17481.2705 | 53581.9938 | 49.8399 | 5.222 | 97.7722 | 85093.6811 | 0 | 61748.918 | 0 | 0 | 0 | 57061.9898 | 79522.7897 | 206901.9864 | 141214.8571 | 631544.2221 | 961560.8286 | 9365192.5909 | 9365192.5909 | 8785769.2746 | 4479113.6905 | 0 | 10958297.6416 | 33588373.1975 | 177.8279 | 0.012779 | 857498.6815 | 2628326.6499 | 17481.2705 | 53581.9938
1 | 2500 | 707 | 0.035 | 15 | 15 | 7 | 2.3714e-13 | 5spot_SharedNeighbor | CO2 | Porous | Wet | R600a | MinimizeLCOE_Brownfield | IgnoreSilica | 2019 | 1.5347 | 0.107 | 0.0053229 | 4 | 523557.0191 | 1586421.0695 | 10673.418 | 32341.3393 | 52.0584 | 5.4142 | 140.5559 | 111002.4076 | 0 | 84382.1422 | 0 | 0 | 0 | 69564.0108 | 103329.9386 | 268843.3044 | 183491.0794 | 820612.8831 | 961560.8286 | 9365192.5909 | 9365192.5909 | 8785769.2746 | 4479113.6905 | 0 | 11147366.3026 | 33777441.8585 | 237.1374 | 0.021292 | 523557.0191 | 1586421.0695 | 10673.418 | 32341.3393
1 | 2500 | 707 | 0.035 | 15 | 15 | 7 | 3.1623e-13 | 5spot_SharedNeighbor | CO2 | Porous | Wet | R600a | MinimizeLCOE_Brownfield | IgnoreSilica | 2019 | 2.0598 | 0.16704 | 0.008316 | 4 | 342274.1186 | 1022592.6668 | 6977.7209 | 20846.9347 | 53.9387 | 5.5665 | 196.6218 | 143193.8504 | 0 | 113263.7492 | 0 | 0 | 0 | 85339.5402 | 133300.8845 | 346821.5578 | 236712.8397 | 1058632.4218 | 961560.8286 | 9365192.5909 | 9365192.5909 | 8785769.2746 | 4479113.6905 | 0 | 11385385.8413 | 34015461.3972 | 316.2278 | 0.033264 | 342274.1186 | 1022592.6668 | 6977.7209 | 20846.9347
1 | 2500 | 707 | 0.035 | 15 | 15 | 7 | 4.217e-13 | 5spot_SharedNeighbor | CO2 | Porous | Wet | R600a | MinimizeLCOE_Brownfield | IgnoreSilica | 2019 | 2.7398 | 0.24667 | 0.01243 | 4 | 234691.5553 | 689837.3753 | 4784.5048 | 14063.268 | 55.4445 | 5.6814 | 50.817 | 181422.6253 | 0 | 148530.0754 | 0 | 0 | 0 | 103407.6571 | 169010.5396 | 439730.7551 | 300125.2759 | 1342226.9284 | 961560.8286 | 9365192.5909 | 9365192.5909 | 8785769.2746 | 4479113.6905 | 0 | 11668980.3479 | 34299055.9038 | 421.6965 | 0.04972 | 234691.5553 | 689837.3753 | 4784.5048 | 14063.268
1 | 2500 | 707 | 0.035 | 15 | 15 | 7 | 5.6234e-13 | 5spot_SharedNeighbor | CO2 | Porous | Wet | R600a | MinimizeLCOE_Brownfield | IgnoreSilica | 2019 | 3.5977 | 0.34893 | 0.017994 | 4 | 166672.5674 | 481087.1828 | 3397.8457 | 9807.6129 | 56.6195 | 5.7665 | 53.3003 | 225703.2035 | 0 | 190520.3035 | 0 | 0 | 0 | 122818.2261 | 210226.2759 | 546965.6465 | 373315.2928 | 1669548.9483 | 961560.8286 | 9365192.5909 | 9365192.5909 | 8785769.2746 | 4479113.6905 | 0 | 11996302.3678 | 34626377.9237 | 562.3413 | 0.071975 | 166672.5674 | 481087.1828 | 3397.8457 | 9807.6129
1 | 2500 | 707 | 0.035 | 15 | 15 | 7 | 7.4989e-13 | 5spot_SharedNeighbor | CO2 | Porous | Wet | R600a | MinimizeLCOE_Brownfield | IgnoreSilica | 2019 | 4.7233 | 0.48404 | 0.025475 | 4 | 121631.2627 | 343710.8006 | 2479.6178 | 7007.0096 | 57.5687 | 5.8322 | 46.4511 | 279096.3111 | 0 | 242550.0766 | 0 | 0 | 0 | 145901.696 | 260343.7526 | 677361.0405 | 462312.8285 | 2067565.7054 | 961560.8286 | 9365192.5909 | 9365192.5909 | 8785769.2746 | 4479113.6905 | 0 | 12394319.1248 | 35024394.6807 | 749.8942 | 0.1019 | 121631.2627 | 343710.8006 | 2479.6178 | 7007.0096
1 | 2500 | 707 | 0.035 | 15 | 15 | 7 | 1e-12 | 5spot_SharedNeighbor | CO2 | Porous | Wet | R600a | MinimizeLCOE_Brownfield | IgnoreSilica | 2019 | 6.1575 | 0.65741 | 0.035435 | 4 | 90736.5268 | 250394.9413 | 1849.7868 | 5104.6396 | 58.3081 | 5.8814 | 63.4291 | 341699.6912 | 0 | 305217.6023 | 0 | 0 | 0 | 171321.8381 | 319113.2613 | 830267.2468 | 566674.4562 | 2534294.096 | 961560.8286 | 9365192.5909 | 9365192.5909 | 8785769.2746 | 4479113.6905 | 0 | 12861047.5155 | 35491123.0714 | 1000 | 0.14174 | 90736.5268 | 250394.9413 | 1849.7868 | 5104.6396
1 | 2500 | 707 | 0.035 | 15 | 15 | 7 | 1.3335e-12 | 5spot_SharedNeighbor | CO2 | Porous | Wet | R600a | MinimizeLCOE_Brownfield | IgnoreSilica | 2019 | 8.0212 | 0.88336 | 0.048665 | 4 | 68959.3016 | 185214.0504 | 1405.8286 | 3775.8389 | 58.8921 | 5.9187 | 57.7957 | 416663.0787 | 0 | 382268.7506 | 0 | 0 | 0 | 200928.3082 | 389945.4536 | 1014558.0815 | 692456.7377 | 3096820.4103 | 961560.8286 | 9365192.5909 | 9365192.5909 | 8785769.2746 | 4479113.6905 | 0 | 13423573.8298 | 36053649.3857 | 1333.5214 | 0.19466 | 68959.3016 | 185214.0504 | 1405.8286 | 3775.8389
1 | 2500 | 707 | 0.035 | 15 | 15 | 7 | 1.7783e-12 | 5spot_SharedNeighbor | CO2 | Porous | Wet | R600a | MinimizeLCOE_Brownfield | IgnoreSilica | 2019 | 10.3964 | 1.1723 | 0.0661 | 4 | 53274.5771 | 138864.2411 | 1086.0743 | 2830.9354 | 59.3403 | 5.9456 | 62.9182 | 504820.2449 | 0 | 475278.3641 | 0 | 0 | 0 | 233605.5537 | 473344.6234 | 1231545.6139 | 840555.1872 | 3759149.5872 | 961560.8286 | 9365192.5909 | 9365192.5909 | 8785769.2746 | 4479113.6905 | 0 | 14085903.0067 | 36715978.5626 | 1778.2794 | 0.2644 | 53274.5771 | 138864.2411 | 1086.0743 | 2830.9354
1 | 2500 | 707 | 0.035 | 15 | 15 | 7 | 2.3714e-12 | 5spot_SharedNeighbor | CO2 | Porous | Wet | R600a | MinimizeLCOE_Brownfield | IgnoreSilica | 2019 | 13.4197 | 1.541 | 0.088957 | 4 | 41779.8726 | 105378.1905 | 851.7392 | 2148.2769 | 59.6796 | 5.9639 | 44.7794 | 608530.3084 | 0 | 587555.8223 | 0 | 0 | 0 | 269632.9969 | 571630.4597 | 1487265.1987 | 1015089.0583 | 4539703.8443 | 961560.8286 | 9365192.5909 | 9365192.5909 | 8785769.2746 | 4479113.6905 | 0 | 14866457.2637 | 37496532.8196 | 2371.3737 | 0.35583 | 41779.8726 | 105378.1905 | 851.7392 | 2148.2769
1 | 2500 | 707 | 0.035 | 15 | 15 | 7 | 3.1623e-12 | 5spot_SharedNeighbor | CO2 | Porous | Wet | R600a | MinimizeLCOE_Brownfield | IgnoreSilica | 2019 | 17.2124 | 2.0048 | 0.11863 | 4 | 33235.7987 | 80924.3007 | 677.5567 | 1649.7513 | 59.926 | 5.9742 | 52.4313 | 728960.5549 | 0 | 721330.2777 | 0 | 0 | 0 | 307700.2498 | 685616.5221 | 1783833.5513 | 1217503.0529 | 5444944.2087 | 961560.8286 | 9365192.5909 | 9365192.5909 | 8785769.2746 | 4479113.6905 | 0 | 15771697.6281 | 38401773.184 | 3162.2777 | 0.47454 | 33235.7987 | 80924.3007 | 677.5567 | 1649.7513
1 | 2500 | 707 | 0.035 | 15 | 15 | 7 | 4.217e-12 | 5spot_SharedNeighbor | CO2 | Porous | Wet | R600a | MinimizeLCOE_Brownfield | IgnoreSilica | 2019 | 21.9239 | 2.5825 | 0.15676 | 4 | 26811.344 | 62901.1093 | 546.5855 | 1282.3242 | 60.0922 | 5.9764 | 61.8726 | 867658.1242 | 0 | 879450.907 | 0 | 0 | 0 | 346775.4149 | 816614.934 | 2124664.5475 | 1450127.2111 | 6485291.1387 | 961560.8286 | 9365192.5909 | 9365192.5909 | 8785769.2746 | 4479113.6905 | 0 | 16812044.5582 | 39442120.1141 | 4216.965 | 0.62705 | 26811.344 | 62901.1093 | 546.5855 | 1282.3242
1 | 2500 | 707 | 0.035 | 15 | 15 | 7 | 5.6234e-12 | 5spot_SharedNeighbor | CO2 | Porous | Wet | R600a | MinimizeLCOE_Brownfield | IgnoreSilica | 2019 | 27.6922 | 3.2919 | 0.20503 | 4 | 21936.2787 | 49530.4931 | 447.2007 | 1009.7461 | 60.1836 | 5.9695 | 59.865 | 1025253.833 | 0 | 1064005.1055 | 0 | 0 | 0 | 384944.9142 | 964939.5026 | 2510574.6493 | 1713518.7853 | 7663236.7899 | 961560.8286 | 9365192.5909 | 9365192.5909 | 8785769.2746 | 4479113.6905 | 0 | 17989990.2094 | 40620065.7653 | 5623.4133 | 0.8201 | 21936.2787 | 49530.4931 | 447.2007 | 1009.7461
1 | 2500 | 707 | 0.035 | 15 | 15 | 7 | 7.4989e-12 | 5spot_SharedNeighbor | CO2 | Porous | Wet | R600a | MinimizeLCOE_Brownfield | IgnoreSilica | 2019 | 34.5787 | 4.1416 | 0.26476 | 4 | 18212.0009 | 39580.4478 | 371.2763 | 806.901 | 60.2 | 5.9517 | 56.2412 | 1200025.6312 | 0 | 1274577.4619 | 0 | 0 | 0 | 418448.4539 | 1128290.1033 | 2935579.4048 | 2003593.2639 | 8960514.319 | 961560.8286 | 9365192.5909 | 9365192.5909 | 8785769.2746 | 4479113.6905 | 0 | 19287267.7385 | 41917343.2944 | 7498.9421 | 1.059 | 18212.0009 | 39580.4478 | 371.2763 | 806.901
1 | 2500 | 707 | 0.035 | 15 | 15 | 7 | 1e-11 | 5spot_SharedNeighbor | CO2 | Porous | Wet | R600a | MinimizeLCOE_Brownfield | IgnoreSilica | 2019 | 42.4936 | 5.1223 | 0.33629 | 4 | 15355.5123 | 32178.9047 | 313.0429 | 656.0105 | 60.1383 | 5.9211 | 61.9842 | 1386783.014 | 0 | 1506627.8356 | 0 | 0 | 0 | 441413.1143 | 1300581.3459 | 3383845.8761 | 2309544.3415 | 10328795.5274 | 961560.8286 | 9365192.5909 | 9365192.5909 | 8785769.2746 | 4479113.6905 | 0 | 20655548.9469 | 43285624.5028 | 10000 | 1.3452 | 15355.5123 | 32178.9047 | 313.0429 | 656.0105
1 | 2500 | 707 | 0.035 | 15 | 15 | 7 | 1.3335e-11 | 5spot_SharedNeighbor | CO2 | Porous | Wet | R600a | MinimizeLCOE_Brownfield | IgnoreSilica | 2019 | 51.183 | 6.2042 | 0.41832 | 4 | 13162.5951 | 26686.9903 | 268.3373 | 544.0504 | 59.9957 | 5.8765 | 73.3062 | 1577555.5135 | 0 | 1751848.9301 | 0 | 0 | 0 | 447467.4715 | 1472980.0469 | 3832391.9322 | 2615686.2415 | 11697930.1356 | 961560.8286 | 9365192.5909 | 9365192.5909 | 8785769.2746 | 4479113.6905 | 0 | 22024683.5551 | 44654759.111 | 13335.2143 | 1.6733 | 13162.5951 | 26686.9903 | 268.3373 | 544.0504
1 | 2500 | 707 | 0.035 | 15 | 15 | 7 | 1.7783e-11 | 5spot_SharedNeighbor | CO2 | Porous | Wet | R600a | MinimizeLCOE_Brownfield | IgnoreSilica | 2019 | 60.1398 | 7.3253 | 0.50717 | 4 | 11481.8502 | 22636.8266 | 234.073 | 461.4823 | 59.7767 | 5.8188 | 75.8272 | 1760686.6109 | 0 | 1996223.4729 | 0 | 0 | 0 | 429524.7422 | 1632709.5821 | 4247975.4179 | 2899330.5099 | 12966450.3359 | 961560.8286 | 9365192.5909 | 9365192.5909 | 8785769.2746 | 4479113.6905 | 0 | 23293203.7554 | 45923279.3113 | 17782.7941 | 2.0287 | 11481.8502 | 22636.8266 | 234.073 | 461.4823
1 | 2500 | 707 | 0.035 | 15 | 15 | 7 | 2.3714e-11 | 5spot_SharedNeighbor | CO2 | Porous | Wet | R600a | MinimizeLCOE_Brownfield | IgnoreSilica | 2019 | 68.8272 | 8.4185 | 0.59779 | 4 | 10195.3344 | 19659.3475 | 207.8457 | 400.7824 | 59.4964 | 5.7512 | 65.2124 | 1926334.392 | 0 | 2226517.9671 | 0 | 0 | 0 | 384082.0686 | 1769404.4268 | 4603627.3637 | 3142070.2708 | 14052036.4888 | 961560.8286 | 9365192.5909 | 9365192.5909 | 8785769.2746 | 4479113.6905 | 0 | 24378789.9083 | 47008865.4642 | 23713.7371 | 2.3912 | 10195.3344 | 19659.3475 | 207.8457 | 400.7824
1 | 2500 | 707 | 0.035 | 15 | 15 | 7 | 3.1623e-11 | 5spot_SharedNeighbor | CO2 | Porous | Wet | R600a | MinimizeLCOE_Brownfield | IgnoreSilica | 2019 | 76.5077 | 9.3908 | 0.6834 | 4 | 9212.8915 | 17491.3557 | 187.8173 | 356.5849 | 59.1969 | 5.6829 | 66.4387 | 2063618.5045 | 0 | 2425209.4566 | 0 | 0 | 0 | 308221.8419 | 1870849.4232 | 4867566.4351 | 3322214.1104 | 14857679.7717 | 961560.8286 | 9365192.5909 | 9365192.5909 | 8785769.2746 | 4479113.6905 | 0 | 25184433.1912 | 47814508.7471 | 31622.7766 | 2.7336 | 9212.8915 | 17491.3557 | 187.8173 | 356.5849
1 | 2500 | 707 | 0.035 | 15 | 15 | 7 | 4.217e-11 | 5spot_SharedNeighbor | CO2 | Porous | Wet | R600a | MinimizeLCOE_Brownfield | IgnoreSilica | 2019 | 82.4197 | 10.1478 | 0.75725 | 4 | 8455.4131 | 15926.5124 | 172.375 | 324.6835 | 58.9318 | 5.6243 | 66.7609 | 2163541.6712 | 0 | 2575385.9332 | 0 | 0 | 0 | 196032.7967 | 1924634.5564 | 5007504.319 | 3417724.5916 | 15284823.8681 | 961560.8286 | 9365192.5909 | 9365192.5909 | 8785769.2746 | 4479113.6905 | 0 | 25611577.2876 | 48241652.8435 | 42169.6503 | 3.029 | 8455.4131 | 15926.5124 | 172.375 | 324.6835
1 | 2500 | 707 | 0.035 | 15 | 15 | 7 | 5.6234e-11 | 5spot_SharedNeighbor | CO2 | Porous | Wet | R600a | MinimizeLCOE_Brownfield | IgnoreSilica | 2019 | 86.1982 | 10.6429 | 0.81491 | 4 | 7819.15 | 14761.6184 | 159.4039 | 300.9356 | 58.7447 | 5.5837 | 55.4762 | 2224727.8162 | 0 | 2670255.4489 | 0 | 0 | 0 | 0 | 1909043.4734 | 4966939.519 | 3390038.2822 | 15161004.5396 | 961560.8286 | 9365192.5909 | 9365192.5909 | 8785769.2746 | 4479113.6905 | 0 | 25487757.9591 | 48117833.515 | 56234.1325 | 3.2597 | 7819.15 | 14761.6184 | 159.4039 | 300.9356
1 | 2500 | 707 | 0.035 | 15 | 15 | 7 | 7.4989e-11 | 5spot_SharedNeighbor | CO2 | Porous | Wet | R600a | MinimizeLCOE_Brownfield | IgnoreSilica | 2019 | 100.6612 | 12.4154 | 0.92112 | 4 | 7398.4968 | 13540.4931 | 150.8284 | 276.0413 | 57.9295 | 5.4112 | 55.8487 | 2441101.9778 | 0 | 3025959.3826 | 0 | 0 | 0 | 0 | 2132153.9306 | 5547427.1624 | 3786233.0266 | 16932875.48 | 961560.8286 | 9365192.5909 | 9365192.5909 | 8785769.2746 | 4479113.6905 | 0 | 27259628.8995 | 49889704.4554 | 74989.4209 | 3.6845 | 7398.4968 | 13540.4931 | 150.8284 | 276.0413
1 | 2500 | 707 | 0.035 | 15 | 15 | 7 | 1e-10 | 5spot_SharedNeighbor | CO2 | Porous | Wet | R600a | MinimizeLCOE_Brownfield | IgnoreSilica | 2019 | 113.9721 | 14.0332 | 1.0051 | 4 | 7159.0907 | 12787.8207 | 145.9477 | 260.697 | 57.027 | 5.2265 | 60.1905 | 2614595.8912 | 0 | 3344255.4723 | 0 | 0 | 0 | 0 | 2323952.0318 | 6046446.4786 | 4126823.9637 | 18456073.8377 | 961560.8286 | 9365192.5909 | 9365192.5909 | 8785769.2746 | 4479113.6905 | 0 | 28782827.2572 | 51412902.8131 | 100000 | 4.0205 | 7159.0907 | 12787.8207 | 145.9477 | 260.697
1 | 2500 | 707 | 0.035 | 15 | 15 | 7 | 1.3335e-10 | 5spot_SharedNeighbor | CO2 | Porous | Wet | R600a | MinimizeLCOE_Brownfield | IgnoreSilica | 2019 | 125.4756 | 15.4192 | 1.0657 | 4 | 7042.198 | 12351.1505 | 143.5647 | 251.7949 | 56.1312 | 5.0479 | 58.8858 | 2744510.8488 | 0 | 3613217.8841 | 0 | 0 | 0 | 0 | 2479514.2059 | 6451187.3454 | 4403067.9219 | 19691498.2061 | 961560.8286 | 9365192.5909 | 9365192.5909 | 8785769.2746 | 4479113.6905 | 0 | 30018251.6255 | 52648327.1814 | 133352.1432 | 4.2626 | 7042.198 | 12351.1505 | 143.5647 | 251.7949
1 | 2500 | 707 | 0.035 | 15 | 15 | 7 | 1.7783e-10 | 5spot_SharedNeighbor | CO2 | Porous | Wet | R600a | MinimizeLCOE_Brownfield | IgnoreSilica | 2019 | 135.1272 | 16.5739 | 1.1065 | 4 | 7003.1826 | 12115.9893 | 142.7693 | 247.0008 | 55.2891 | 4.883 | 59.7224 | 2838406.751 | 0 | 3835382.9841 | 0 | 0 | 0 | 0 | 2602777.9967 | 6771894.4443 | 4621957.1067 | 20670419.2828 | 961560.8286 | 9365192.5909 | 9365192.5909 | 8785769.2746 | 4479113.6905 | 0 | 30997172.7023 | 53627248.2582 | 177827.941 | 4.4262 | 7003.1826 | 12115.9893 | 142.7693 | 247.0008
1 | 2500 | 707 | 0.035 | 15 | 15 | 7 | 2.3714e-10 | 5spot_SharedNeighbor | CO2 | Porous | Wet | R600a | MinimizeLCOE_Brownfield | IgnoreSilica | 2019 | 137.7434 | 16.8853 | 1.1158 | 4 | 7002.4396 | 12072.9195 | 142.7542 | 246.1228 | 55.0428 | 4.8354 | 70.2382 | 2861183.1615 | 0 | 3895079.0179 | 0 | 0 | 0 | 0 | 2634942.25 | 6855579.2335 | 4679073.6949 | 20925857.3577 | 961560.8286 | 9365192.5909 | 9365192.5909 | 8785769.2746 | 4479113.6905 | 0 | 31252610.7772 | 53882686.3331 | 237137.3706 | 4.4631 | 7002.4396 | 12072.9195 | 142.7542 | 246.1228
1 | 2500 | 707 | 0.035 | 15 | 15 | 7 | 3.1623e-10 | 5spot_SharedNeighbor | CO2 | Porous | Wet | R600a | MinimizeLCOE_Brownfield | IgnoreSilica | 2019 | 137.7233 | 16.8822 | 1.1156 | 4 | 7002.8552 | 12074.0971 | 142.7627 | 246.1468 | 55.0424 | 4.8355 | 84.9083 | 2860855.9958 | 0 | 3894488.6984 | 0 | 0 | 0 | 0 | 2634584.4307 | 6854648.2612 | 4678438.2872 | 20923015.6733 | 961560.8286 | 9365192.5909 | 9365192.5909 | 8785769.2746 | 4479113.6905 | 0 | 31249769.0927 | 53879844.6486 | 316227.766 | 4.4624 | 7002.8552 | 12074.0971 | 142.7627 | 246.1468
1 | 2500 | 707 | 0.035 | 15 | 15 | 7 | 4.217e-10 | 5spot_SharedNeighbor | CO2 | Porous | Wet | R600a | MinimizeLCOE_Brownfield | IgnoreSilica | 2019 | 137.7038 | 16.8793 | 1.1155 | 4 | 7003.1689 | 12075.0536 | 142.7691 | 246.1663 | 55.0425 | 4.8357 | 83.4421 | 2860572.2381 | 0 | 3893945.7601 | 0 | 0 | 0 | 0 | 2634262.0193 | 6853809.4127 | 4677865.7559 | 20920455.1859 | 961560.8286 | 9365192.5909 | 9365192.5909 | 8785769.2746 | 4479113.6905 | 0 | 31247208.6054 | 53877284.1613 | 421696.5034 | 4.4619 | 7003.1689 | 12075.0536 | 142.7691 | 246.1663
1 | 2500 | 707 | 0.035 | 15 | 15 | 7 | 5.6234e-10 | 5spot_SharedNeighbor | CO2 | Porous | Wet | R600a | MinimizeLCOE_Brownfield | IgnoreSilica | 2019 | 137.7038 | 16.8789 | 1.1154 | 4 | 7003.4053 | 12075.543 | 142.7739 | 246.1763 | 55.0412 | 4.8356 | 84.2348 | 2860484.7447 | 0 | 3893870.7147 | 0 | 0 | 0 | 0 | 2634198.6291 | 6853644.4846 | 4677753.189 | 20919951.7621 | 961560.8286 | 9365192.5909 | 9365192.5909 | 8785769.2746 | 4479113.6905 | 0 | 31246705.1816 | 53876780.7375 | 562341.3252 | 4.4616 | 7003.4053 | 12075.543 | 142.7739 | 246.1763
1 | 2500 | 707 | 0.035 | 15 | 15 | 7 | 7.4989e-10 | 5spot_SharedNeighbor | CO2 | Porous | Wet | R600a | MinimizeLCOE_Brownfield | IgnoreSilica | 2019 | 137.6861 | 16.8765 | 1.1153 | 4 | 7003.5833 | 12076.1905 | 142.7775 | 246.1895 | 55.0418 | 4.8358 | 78.807 | 2860266.5447 | 0 | 3893411.3452 | 0 | 0 | 0 | 0 | 2633934.3771 | 6852956.955 | 4677283.9359 | 20917853.158 | 961560.8286 | 9365192.5909 | 9365192.5909 | 8785769.2746 | 4479113.6905 | 0 | 31244606.5775 | 53874682.1333 | 749894.2093 | 4.4612 | 7003.5833 | 12076.1905 | 142.7775 | 246.1895
1 | 2500 | 707 | 0.035 | 15 | 15 | 7 | 1e-09 | 5spot_SharedNeighbor | CO2 | Porous | Wet | R600a | MinimizeLCOE_Brownfield | IgnoreSilica | 2019 | 137.6861 | 16.8763 | 1.1153 | 4 | 7003.7171 | 12076.4676 | 142.7802 | 246.1951 | 55.0411 | 4.8357 | 77.3201 | 2860217.0294 | 0 | 3893368.8801 | 0 | 0 | 0 | 0 | 2633898.5047 | 6852863.6224 | 4677220.2346 | 20917568.2714 | 961560.8286 | 9365192.5909 | 9365192.5909 | 8785769.2746 | 4479113.6905 | 0 | 31244321.6908 | 53874397.2467 | 1000000 | 4.4611 | 7003.7171 | 12076.4676 | 142.7802 | 246.1951
1 | 2500 | 707 | 0.035 | 15 | 15 | 7 | 1.3335e-09 | 5spot_SharedNeighbor | CO2 | Porous | Wet | R600a | MinimizeLCOE_Brownfield | IgnoreSilica | 2019 | 137.6861 | 16.8761 | 1.1153 | 4 | 7003.8177 | 12076.6757 | 142.7823 | 246.1994 | 55.0405 | 4.8357 | 78.4809 | 2860179.8162 | 0 | 3893336.9669 | 0 | 0 | 0 | 0 | 2633871.5454 | 6852793.4799 | 4677172.3609 | 20917354.1694 | 961560.8286 | 9365192.5909 | 9365192.5909 | 8785769.2746 | 4479113.6905 | 0 | 31244107.5889 | 53874183.1448 | 1333521.4322 | 4.461 | 7003.8177 | 12076.6757 | 142.7823 | 246.1994
1 | 2500 | 707 | 0.035 | 15 | 15 | 7 | 1.7783e-09 | 5spot_SharedNeighbor | CO2 | Porous | Wet | R600a | MinimizeLCOE_Brownfield | IgnoreSilica | 2019 | 137.6861 | 16.8759 | 1.1152 | 4 | 7003.8932 | 12076.8321 | 142.7838 | 246.2026 | 55.0401 | 4.8356 | 78.453 | 2860151.864 | 0 | 3893312.9966 | 0 | 0 | 0 | 0 | 2633851.2956 | 6852740.7941 | 4677136.4017 | 20917193.3521 | 961560.8286 | 9365192.5909 | 9365192.5909 | 8785769.2746 | 4479113.6905 | 0 | 31243946.7716 | 53874022.3274 | 1778279.41 | 4.4609 | 7003.8932 | 12076.8321 | 142.7838 | 246.2026
1 | 2500 | 707 | 0.035 | 15 | 15 | 7 | 2.3714e-09 | 5spot_SharedNeighbor | CO2 | Porous | Wet | R600a | MinimizeLCOE_Brownfield | IgnoreSilica | 2019 | 137.6861 | 16.8758 | 1.1152 | 4 | 7003.95 | 12076.9496 | 142.785 | 246.205 | 55.0398 | 4.8356 | 78.2365 | 2860130.8766 | 0 | 3893294.9996 | 0 | 0 | 0 | 0 | 2633836.0917 | 6852701.2367 | 4677109.4029 | 20917072.6076 | 961560.8286 | 9365192.5909 | 9365192.5909 | 8785769.2746 | 4479113.6905 | 0 | 31243826.0271 | 53873901.583 | 2371373.7057 | 4.4609 | 7003.95 | 12076.9496 | 142.785 | 246.205
1 | 2500 | 707 | 0.035 | 15 | 15 | 7 | 3.1623e-09 | 5spot_SharedNeighbor | CO2 | Porous | Wet | R600a | MinimizeLCOE_Brownfield | IgnoreSilica | 2019 | 137.6667 | 16.8735 | 1.1151 | 4 | 7003.9925 | 12077.3449 | 142.7859 | 246.213 | 55.0414 | 4.8359 | 77.5571 | 2859947.5424 | 0 | 3892838.2894 | 0 | 0 | 0 | 0 | 2633586.4744 | 6852051.7835 | 4676666.1378 | 20915090.2275 | 961560.8286 | 9365192.5909 | 9365192.5909 | 8785769.2746 | 4479113.6905 | 0 | 31241843.647 | 53871919.2029 | 3162277.6602 | 4.4606 | 7003.9925 | 12077.3449 | 142.7859 | 246.213
1 | 2500 | 707 | 0.035 | 15 | 15 | 7 | 4.217e-09 | 5spot_SharedNeighbor | CO2 | Porous | Wet | R600a | MinimizeLCOE_Brownfield | IgnoreSilica | 2019 | 137.6667 | 16.8734 | 1.1151 | 4 | 7004.0245 | 12077.411 | 142.7865 | 246.2144 | 55.0412 | 4.8359 | 77.4058 | 2859935.7271 | 0 | 3892828.1583 | 0 | 0 | 0 | 0 | 2633577.9153 | 6852029.5145 | 4676650.9387 | 20915022.2538 | 961560.8286 | 9365192.5909 | 9365192.5909 | 8785769.2746 | 4479113.6905 | 0 | 31241775.6733 | 53871851.2292 | 4216965.0343 | 4.4605 | 7004.0245 | 12077.411 | 142.7865 | 246.2144
1 | 2500 | 707 | 0.035 | 15 | 15 | 7 | 5.6234e-09 | 5spot_SharedNeighbor | CO2 | Porous | Wet | R600a | MinimizeLCOE_Brownfield | IgnoreSilica | 2019 | 137.6667 | 16.8734 | 1.1151 | 4 | 7004.0484 | 12077.4606 | 142.787 | 246.2154 | 55.0411 | 4.8359 | 76.0687 | 2859926.8621 | 0 | 3892820.5571 | 0 | 0 | 0 | 0 | 2633571.4935 | 6852012.8063 | 4676639.5351 | 20914971.2543 | 961560.8286 | 9365192.5909 | 9365192.5909 | 8785769.2746 | 4479113.6905 | 0 | 31241724.6738 | 53871800.2297 | 5623413.2519 | 4.4605 | 7004.0484 | 12077.4606 | 142.787 | 246.2154
1 | 2500 | 707 | 0.035 | 15 | 15 | 7 | 7.4989e-09 | 5spot_SharedNeighbor | CO2 | Porous | Wet | R600a | MinimizeLCOE_Brownfield | IgnoreSilica | 2019 | 137.6667 | 16.8733 | 1.1151 | 4 | 7004.0664 | 12077.4978 | 142.7874 | 246.2161 | 55.041 | 4.8359 | 75.9295 | 2859920.2118 | 0 | 3892814.8549 | 0 | 0 | 0 | 0 | 2633566.676 | 6852000.2722 | 4676630.9803 | 20914932.9951 | 961560.8286 | 9365192.5909 | 9365192.5909 | 8785769.2746 | 4479113.6905 | 0 | 31241686.4146 | 53871761.9705 | 7498942.0933 | 4.4605 | 7004.0664 | 12077.4978 | 142.7874 | 246.2161
1 | 2500 | 707 | 0.035 | 15 | 15 | 7 | 1e-08 | 5spot_SharedNeighbor | CO2 | Porous | Wet | R600a | MinimizeLCOE_Brownfield | IgnoreSilica | 2019 | 137.6667 | 16.8733 | 1.1151 | 4 | 7004.0799 | 12077.5257 | 142.7876 | 246.2167 | 55.0409 | 4.8359 | 76.6107 | 2859915.2232 | 0 | 3892810.5776 | 0 | 0 | 0 | 0 | 2633563.0623 | 6851990.8701 | 4676624.5632 | 20914904.2964 | 961560.8286 | 9365192.5909 | 9365192.5909 | 8785769.2746 | 4479113.6905 | 0 | 31241657.7159 | 53871733.2718 | 10000000 | 4.4605 | 7004.0799 | 12077.5257 | 142.7876 | 246.2167
1 | 2600 | 707 | 0.035 | 15 | 15 | 7 | 1e-13 | 5spot_SharedNeighbor | CO2 | Porous | Wet | R600a | MinimizeLCOE_Brownfield | IgnoreSilica | 2019 | 0.60417 | 0.0074893 | 0.00081248 | 4 | 3412997.9722 | 10623865.546 | 69578.5801 | 216581.869 | 44.3439 | 4.9433 | 31.785 | 46445.5274 | 0 | 27338.6876 | 0 | 0 | 0 | 37670.8885 | 43467.4903 | 113093.4935 | 77188.6331 | 345204.7204 | 961560.8286 | 9785252.2754 | 9785252.2754 | 9029426.3274 | 4620164.4032 | 0 | 11092017.8245 | 34526860.8305 | 100 | 0.0032499 | 3412997.9722 | 10623865.546 | 69578.5801 | 216581.869
1 | 2600 | 707 | 0.035 | 15 | 15 | 7 | 1.3335e-13 | 5spot_SharedNeighbor | CO2 | Porous | Wet | R600a | MinimizeLCOE_Brownfield | IgnoreSilica | 2019 | 0.86458 | 0.03156 | 0.0018603 | 4 | 1511255.0081 | 4660594.7908 | 30808.9775 | 95012.5287 | 48.3411 | 5.3287 | 37.7588 | 67156.4714 | 0 | 44085.3669 | 0 | 0 | 0 | 49780.1898 | 62798.591 | 163389.0519 | 111516.3853 | 498726.0563 | 961560.8286 | 9785252.2754 | 9785252.2754 | 9029426.3274 | 4620164.4032 | 0 | 11245539.1603 | 34680382.1664 | 133.3521 | 0.0074412 | 1511255.0081 | 4660594.7908 | 30808.9775 | 95012.5287
1 | 2600 | 707 | 0.035 | 15 | 15 | 7 | 1.7783e-13 | 5spot_SharedNeighbor | CO2 | Porous | Wet | R600a | MinimizeLCOE_Brownfield | IgnoreSilica | 2019 | 1.2041 | 0.066871 | 0.0034977 | 4 | 817157.1529 | 2492177.1874 | 16658.8538 | 50806.4029 | 51.5298 | 5.6171 | 101.9598 | 92448.0715 | 0 | 65015.4237 | 0 | 0 | 0 | 63976.5171 | 86361.6048 | 224695.1805 | 153359.0777 | 685855.8752 | 961560.8286 | 9785252.2754 | 9785252.2754 | 9029426.3274 | 4620164.4032 | 0 | 11432668.9793 | 34867511.9853 | 177.8279 | 0.013991 | 817157.1529 | 2492177.1874 | 16658.8538 | 50806.4029
1 | 2600 | 707 | 0.035 | 15 | 15 | 7 | 2.3714e-13 | 5spot_SharedNeighbor | CO2 | Porous | Wet | R600a | MinimizeLCOE_Brownfield | IgnoreSilica | 2019 | 1.632 | 0.11477 | 0.0058865 | 4 | 494749.9795 | 1490034.6288 | 10086.1475 | 30376.3713 | 54.0244 | 5.8267 | 149.6986 | 121913.9824 | 0 | 90028.7342 | 0 | 0 | 0 | 79446.2786 | 113641.7081 | 295672.4135 | 201802.4977 | 902505.6145 | 961560.8286 | 9785252.2754 | 9785252.2754 | 9029426.3274 | 4620164.4032 | 0 | 11649318.7186 | 35084161.7246 | 237.1374 | 0.023546 | 494749.9795 | 1490034.6288 | 10086.1475 | 30376.3713
1 | 2600 | 707 | 0.035 | 15 | 15 | 7 | 3.1623e-13 | 5spot_SharedNeighbor | CO2 | Porous | Wet | R600a | MinimizeLCOE_Brownfield | IgnoreSilica | 2019 | 2.1765 | 0.17843 | 0.0092435 | 4 | 321913.7276 | 955732.5632 | 6562.6468 | 19483.901 | 56.0132 | 5.9827 | 206.6266 | 156437.419 | 0 | 120120.0503 | 0 | 0 | 0 | 96559.5238 | 145515.6273 | 378601.8128 | 258403.5167 | 1155637.9498 | 961560.8286 | 9785252.2754 | 9785252.2754 | 9029426.3274 | 4620164.4032 | 0 | 11902451.0538 | 35337294.0599 | 316.2278 | 0.036974 | 321913.7276 | 955732.5632 | 6562.6468 | 19483.901
1 | 2600 | 707 | 0.035 | 15 | 15 | 7 | 4.217e-13 | 5spot_SharedNeighbor | CO2 | Porous | Wet | R600a | MinimizeLCOE_Brownfield | IgnoreSilica | 2019 | 2.8861 | 0.26335 | 0.013863 | 4 | 220132.2268 | 642741.418 | 4487.6932 | 13103.1532 | 57.6307 | 6.1022 | 42.2869 | 197772.0433 | 0 | 157136.5907 | 0 | 0 | 0 | 116517.0354 | 183856.0111 | 478355.6267 | 326487.5445 | 1460124.8517 | 961560.8286 | 9785252.2754 | 9785252.2754 | 9029426.3274 | 4620164.4032 | 0 | 12206937.9557 | 35641780.9618 | 421.6965 | 0.055453 | 220132.2268 | 642741.418 | 4487.6932 | 13103.1532
1 | 2600 | 707 | 0.035 | 15 | 15 | 7 | 5.6234e-13 | 5spot_SharedNeighbor | CO2 | Porous | Wet | R600a | MinimizeLCOE_Brownfield | IgnoreSilica | 2019 | 3.807 | 0.37523 | 0.020131 | 4 | 156122.3599 | 447158.387 | 3182.7655 | 9115.9285 | 58.9288 | 6.1932 | 49.1522 | 247021.211 | 0 | 202465.3419 | 0 | 0 | 0 | 139581.4625 | 229736.526 | 597727.3152 | 407961.1747 | 1824493.0312 | 961560.8286 | 9785252.2754 | 9785252.2754 | 9029426.3274 | 4620164.4032 | 0 | 12571306.1353 | 36006149.1413 | 562.3413 | 0.080522 | 156122.3599 | 447158.387 | 3182.7655 | 9115.9285
1 | 2600 | 707 | 0.035 | 15 | 15 | 7 | 7.4989e-13 | 5spot_SharedNeighbor | CO2 | Porous | Wet | R600a | MinimizeLCOE_Brownfield | IgnoreSilica | 2019 | 5.0003 | 0.52159 | 0.028553 | 4 | 113883.4227 | 319068.8353 | 2321.6676 | 6504.6498 | 59.9609 | 6.2624 | 49.725 | 305644.9979 | 0 | 257914.257 | 0 | 0 | 0 | 166169.5183 | 284594.2215 | 740455.7861 | 505376.2888 | 2260155.0696 | 961560.8286 | 9785252.2754 | 9785252.2754 | 9029426.3274 | 4620164.4032 | 0 | 13006968.1736 | 36441811.1797 | 749.8942 | 0.11421 | 113883.4227 | 319068.8353 | 2321.6676 | 6504.6498
1 | 2600 | 707 | 0.035 | 15 | 15 | 7 | 1e-12 | 5spot_SharedNeighbor | CO2 | Porous | Wet | R600a | MinimizeLCOE_Brownfield | IgnoreSilica | 2019 | 6.513 | 0.70862 | 0.039759 | 4 | 84978.5141 | 232334.7507 | 1732.402 | 4736.4581 | 60.7617 | 6.3138 | 54.2555 | 374046.0725 | 0 | 324361.8959 | 0 | 0 | 0 | 195212.8257 | 348512.1097 | 906757.0198 | 618880.298 | 2767770.2215 | 961560.8286 | 9785252.2754 | 9785252.2754 | 9029426.3274 | 4620164.4032 | 0 | 13514583.3256 | 36949426.3316 | 1000 | 0.15904 | 84978.5141 | 232334.7507 | 1732.402 | 4736.4581
1 | 2600 | 707 | 0.035 | 15 | 15 | 7 | 1.3335e-12 | 5spot_SharedNeighbor | CO2 | Porous | Wet | R600a | MinimizeLCOE_Brownfield | IgnoreSilica | 2019 | 8.4692 | 0.95136 | 0.054626 | 4 | 64634.9074 | 171886.663 | 1317.67 | 3504.1421 | 61.3929 | 6.3526 | 46.1606 | 455607.2708 | 0 | 405696.5571 | 0 | 0 | 0 | 228731.4492 | 425113.7581 | 1106058.7957 | 754907.8553 | 3376115.6863 | 961560.8286 | 9785252.2754 | 9785252.2754 | 9029426.3274 | 4620164.4032 | 0 | 14122928.7903 | 37557771.7964 | 1333.5214 | 0.2185 | 64634.9074 | 171886.663 | 1317.67 | 3504.1421
1 | 2600 | 707 | 0.035 | 15 | 15 | 7 | 1.7783e-12 | 5spot_SharedNeighbor | CO2 | Porous | Wet | R600a | MinimizeLCOE_Brownfield | IgnoreSilica | 2019 | 10.9862 | 1.2645 | 0.074248 | 4 | 49995.1487 | 128902.0908 | 1019.2187 | 2627.8435 | 61.8824 | 6.3807 | 41.8837 | 552453.716 | 0 | 504816.9225 | 0 | 0 | 0 | 266940.3872 | 516442.3001 | 1343676.9279 | 917087.1131 | 4101417.3667 | 961560.8286 | 9785252.2754 | 9785252.2754 | 9029426.3274 | 4620164.4032 | 0 | 14848230.4708 | 38283073.4768 | 1778.2794 | 0.29699 | 49995.1487 | 128902.0908 | 1019.2187 | 2627.8435
1 | 2600 | 707 | 0.035 | 15 | 15 | 7 | 2.3714e-12 | 5spot_SharedNeighbor | CO2 | Porous | Wet | R600a | MinimizeLCOE_Brownfield | IgnoreSilica | 2019 | 14.1554 | 1.6602 | 0.099894 | 4 | 39270.291 | 97919.7766 | 800.578 | 1996.2271 | 62.2492 | 6.3995 | 56.2431 | 665186.9016 | 0 | 623200.3388 | 0 | 0 | 0 | 308058.2376 | 622613.7364 | 1619913.2265 | 1105624.063 | 4944596.5039 | 961560.8286 | 9785252.2754 | 9785252.2754 | 9029426.3274 | 4620164.4032 | 0 | 15691409.608 | 39126252.614 | 2371.3737 | 0.39957 | 39270.291 | 97919.7766 | 800.578 | 1996.2271
1 | 2600 | 707 | 0.035 | 15 | 15 | 7 | 3.1623e-12 | 5spot_SharedNeighbor | CO2 | Porous | Wet | R600a | MinimizeLCOE_Brownfield | IgnoreSilica | 2019 | 18.1332 | 2.1582 | 0.13316 | 4 | 31298.671 | 75296.4626 | 638.0657 | 1535.0202 | 62.5164 | 6.4097 | 57.8186 | 796226.0579 | 0 | 764372.2308 | 0 | 0 | 0 | 352067.4827 | 745939.6509 | 1940781.9583 | 1324623.5656 | 5924010.9462 | 961560.8286 | 9785252.2754 | 9785252.2754 | 9029426.3274 | 4620164.4032 | 0 | 16670824.0503 | 40105667.0563 | 3162.2777 | 0.53264 | 31298.671 | 75296.4626 | 638.0657 | 1535.0202
1 | 2600 | 707 | 0.035 | 15 | 15 | 7 | 4.217e-12 | 5spot_SharedNeighbor | CO2 | Porous | Wet | R600a | MinimizeLCOE_Brownfield | IgnoreSilica | 2019 | 23.0908 | 2.7804 | 0.17588 | 4 | 25303.4703 | 58613.5236 | 515.8455 | 1194.916 | 62.697 | 6.411 | 44.1876 | 947649.9034 | 0 | 931802.7427 | 0 | 0 | 0 | 398405.853 | 888364.8147 | 2311343.0191 | 1577539.1039 | 7055105.4368 | 961560.8286 | 9785252.2754 | 9785252.2754 | 9029426.3274 | 4620164.4032 | 0 | 17801918.5408 | 41236761.5469 | 4216.965 | 0.70354 | 25303.4703 | 58613.5236 | 515.8455 | 1194.916
1 | 2600 | 707 | 0.035 | 15 | 15 | 7 | 5.6234e-12 | 5spot_SharedNeighbor | CO2 | Porous | Wet | R600a | MinimizeLCOE_Brownfield | IgnoreSilica | 2019 | 29.1271 | 3.5405 | 0.22978 | 4 | 20752.9036 | 46249.5837 | 423.076 | 942.8603 | 62.7954 | 6.4022 | 54.4358 | 1118782.036 | 0 | 1126198.2086 | 0 | 0 | 0 | 443810.8401 | 1048628.523 | 2728316.3137 | 1862131.9454 | 8327867.8668 | 961560.8286 | 9785252.2754 | 9785252.2754 | 9029426.3274 | 4620164.4032 | 0 | 19074680.9708 | 42509523.9769 | 5623.4133 | 0.91913 | 20752.9036 | 46249.5837 | 423.076 | 942.8603
1 | 2600 | 707 | 0.035 | 15 | 15 | 7 | 7.4989e-12 | 5spot_SharedNeighbor | CO2 | Porous | Wet | R600a | MinimizeLCOE_Brownfield | IgnoreSilica | 2019 | 36.289 | 4.4457 | 0.29618 | 4 | 17275.9267 | 37056.6068 | 352.1931 | 755.4491 | 62.8121 | 6.3815 | 69.2659 | 1307446.977 | 0 | 1346725.337 | 0 | 0 | 0 | 484273.8265 | 1223993.9948 | 3184581.2989 | 2173542.1731 | 9720563.6074 | 961560.8286 | 9785252.2754 | 9785252.2754 | 9029426.3274 | 4620164.4032 | 0 | 20467376.7114 | 43902219.7175 | 7498.9421 | 1.1847 | 17275.9267 | 37056.6068 | 352.1931 | 755.4491
1 | 2600 | 707 | 0.035 | 15 | 15 | 7 | 1e-11 | 5spot_SharedNeighbor | CO2 | Porous | Wet | R600a | MinimizeLCOE_Brownfield | IgnoreSilica | 2019 | 44.5009 | 5.4881 | 0.37536 | 4 | 14609.53 | 30217.77 | 297.835 | 616.0301 | 62.7442 | 6.3466 | 60.9002 | 1508622.4998 | 0 | 1589296.548 | 0 | 0 | 0 | 514483.3083 | 1408836.9188 | 3665504.6706 | 2501782.2563 | 11188526.2018 | 961560.8286 | 9785252.2754 | 9785252.2754 | 9029426.3274 | 4620164.4032 | 0 | 21935339.3058 | 45370182.3119 | 10000 | 1.5014 | 14609.53 | 30217.77 | 297.835 | 616.0301
1 | 2600 | 707 | 0.035 | 15 | 15 | 7 | 1.3335e-11 | 5spot_SharedNeighbor | CO2 | Porous | Wet | R600a | MinimizeLCOE_Brownfield | IgnoreSilica | 2019 | 53.4534 | 6.6301 | 0.46553 | 4 | 12563.9918 | 25149.0603 | 256.134 | 512.6976 | 62.5891 | 6.2964 | 63.4198 | 1712707.9422 | 0 | 1843974.3835 | 0 | 0 | 0 | 527188.142 | 1592709.4824 | 4143903.3636 | 2828299.1944 | 12648782.5081 | 961560.8286 | 9785252.2754 | 9785252.2754 | 9029426.3274 | 4620164.4032 | 0 | 23395595.6121 | 46830438.6182 | 13335.2143 | 1.8621 | 12563.9918 | 25149.0603 | 256.134 | 512.6976
1 | 2600 | 707 | 0.035 | 15 | 15 | 7 | 1.7783e-11 | 5spot_SharedNeighbor | CO2 | Porous | Wet | R600a | MinimizeLCOE_Brownfield | IgnoreSilica | 2019 | 62.6297 | 7.807 | 0.56249 | 4 | 10998.3571 | 21414.045 | 224.2164 | 436.5543 | 62.3528 | 6.2323 | 68.0846 | 1907541.4173 | 0 | 2096492.5021 | 0 | 0 | 0 | 515780.147 | 1762727.4859 | 4586255.3332 | 3130213.503 | 13999010.3885 | 961560.8286 | 9785252.2754 | 9785252.2754 | 9029426.3274 | 4620164.4032 | 0 | 24745823.4926 | 48180666.4986 | 17782.7941 | 2.25 | 10998.3571 | 21414.045 | 224.2164 | 436.5543
1 | 2600 | 707 | 0.035 | 15 | 15 | 7 | 2.3714e-11 | 5spot_SharedNeighbor | CO2 | Porous | Wet | R600a | MinimizeLCOE_Brownfield | IgnoreSilica | 2019 | 71.4434 | 8.9433 | 0.6604 | 4 | 9803.7034 | 18675.2158 | 199.8618 | 380.7195 | 62.0555 | 6.1587 | 79.7682 | 2082164.5671 | 0 | 2332220.5706 | 0 | 0 | 0 | 477203.4583 | 1907719.5524 | 4963494.9483 | 3387687.2919 | 15150490.3886 | 961560.8286 | 9785252.2754 | 9785252.2754 | 9029426.3274 | 4620164.4032 | 0 | 25897303.4926 | 49332146.4987 | 23713.7371 | 2.6416 | 9803.7034 | 18675.2158 | 199.8618 | 380.7195
1 | 2600 | 707 | 0.035 | 15 | 15 | 7 | 3.1623e-11 | 5spot_SharedNeighbor | CO2 | Porous | Wet | R600a | MinimizeLCOE_Brownfield | IgnoreSilica | 2019 | 79.4165 | 9.9767 | 0.75347 | 4 | 8892.6083 | 16668.2952 | 181.2878 | 339.8057 | 61.7268 | 6.0815 | 69.9531 | 2230057.8347 | 0 | 2540551.798 | 0 | 0 | 0 | 412781.1551 | 2021522.4072 | 5259586.6324 | 3589775.9503 | 16054275.7776 | 961560.8286 | 9785252.2754 | 9785252.2754 | 9029426.3274 | 4620164.4032 | 0 | 26801088.8817 | 50235931.8877 | 31622.7766 | 3.0139 | 8892.6083 | 16668.2952 | 181.2878 | 339.8057
1 | 2600 | 707 | 0.035 | 15 | 15 | 7 | 4.217e-11 | 5spot_SharedNeighbor | CO2 | Porous | Wet | R600a | MinimizeLCOE_Brownfield | IgnoreSilica | 2019 | 86.0519 | 10.8418 | 0.83601 | 4 | 8198.2633 | 15206.1916 | 167.1327 | 309.9988 | 61.4132 | 6.0106 | 71.6251 | 2346159.0835 | 0 | 2710614.9976 | 0 | 0 | 0 | 324950.7184 | 2098872.6718 | 5460836.1541 | 3727132.8841 | 16668566.5095 | 961560.8286 | 9785252.2754 | 9785252.2754 | 9029426.3274 | 4620164.4032 | 0 | 27415379.6135 | 50850222.6196 | 42169.6503 | 3.344 | 8198.2633 | 15206.1916 | 167.1327 | 309.9988
1 | 2600 | 707 | 0.035 | 15 | 15 | 7 | 5.6234e-11 | 5spot_SharedNeighbor | CO2 | Porous | Wet | R600a | MinimizeLCOE_Brownfield | IgnoreSilica | 2019 | 90.8534 | 11.4758 | 0.9033 | 4 | 7663.0579 | 14148.98 | 156.2218 | 288.4461 | 61.1621 | 5.9551 | 70.2745 | 2426205.4386 | 0 | 2831989.9542 | 0 | 0 | 0 | 211566.8556 | 2133207.2769 | 5550167.7535 | 3788103.5363 | 16941240.815 | 961560.8286 | 9785252.2754 | 9785252.2754 | 9029426.3274 | 4620164.4032 | 0 | 27688053.9191 | 51122896.9251 | 56234.1325 | 3.6132 | 7663.0579 | 14148.98 | 156.2218 | 288.4461
1 | 2600 | 707 | 0.035 | 15 | 15 | 7 | 7.4989e-11 | 5spot_SharedNeighbor | CO2 | Porous | Wet | R600a | MinimizeLCOE_Brownfield | IgnoreSilica | 2019 | 91.6887 | 11.6141 | 0.94112 | 4 | 7209.3572 | 13434.6324 | 146.9725 | 273.8832 | 61.1135 | 5.9446 | 60.0704 | 2439657.5401 | 0 | 2852958.3345 | 0 | 0 | 0 | 0 | 2064120.1911 | 5370417.3279 | 3665420.1774 | 16392573.5709 | 961560.8286 | 9785252.2754 | 9785252.2754 | 9029426.3274 | 4620164.4032 | 0 | 27139386.675 | 50574229.681 | 74989.4209 | 3.7645 | 7209.3572 | 13434.6324 | 146.9725 | 273.8832
1 | 2600 | 707 | 0.035 | 15 | 15 | 7 | 1e-10 | 5spot_SharedNeighbor | CO2 | Porous | Wet | R600a | MinimizeLCOE_Brownfield | IgnoreSilica | 2019 | 104.2491 | 13.1911 | 1.0403 | 4 | 6897.2698 | 12529.2486 | 140.6102 | 255.4257 | 60.3585 | 5.7817 | 62.188 | 2632203.1613 | 0 | 3164205.0316 | 0 | 0 | 0 | 0 | 2260599.1953 | 5881615.3934 | 4014323.3611 | 17952946.1427 | 961560.8286 | 9785252.2754 | 9785252.2754 | 9029426.3274 | 4620164.4032 | 0 | 28699759.2468 | 52134602.2528 | 100000 | 4.161 | 6897.2698 | 12529.2486 | 140.6102 | 255.4257
1 | 2600 | 707 | 0.035 | 15 | 15 | 7 | 1.3335e-10 | 5spot_SharedNeighbor | CO2 | Porous | Wet | R600a | MinimizeLCOE_Brownfield | IgnoreSilica | 2019 | 115.2828 | 14.5668 | 1.117 | 4 | 6713.0507 | 11958.0568 | 136.8546 | 243.7812 | 59.5861 | 5.6195 | 53.9036 | 2782837.469 | 0 | 3431473.542 | 0 | 0 | 0 | 0 | 2423581.2943 | 6305661.3828 | 4303743.4622 | 19247297.1502 | 961560.8286 | 9785252.2754 | 9785252.2754 | 9029426.3274 | 4620164.4032 | 0 | 29994110.2543 | 53428953.2603 | 133352.1432 | 4.468 | 6713.0507 | 11958.0568 | 136.8546 | 243.7812
1 | 2600 | 707 | 0.035 | 15 | 15 | 7 | 1.7783e-10 | 5spot_SharedNeighbor | CO2 | Porous | Wet | R600a | MinimizeLCOE_Brownfield | IgnoreSilica | 2019 | 124.4474 | 15.7013 | 1.1727 | 4 | 6612.1796 | 11608.156 | 134.7982 | 236.648 | 58.8694 | 5.4725 | 59.8803 | 2894767.6605 | 0 | 3649489.5264 | 0 | 0 | 0 | 0 | 2552260.3029 | 6640457.7676 | 4532248.8741 | 20269224.1315 | 961560.8286 | 9785252.2754 | 9785252.2754 | 9029426.3274 | 4620164.4032 | 0 | 31016037.2356 | 54450880.2416 | 177827.941 | 4.6907 | 6612.1796 | 11608.156 | 134.7982 | 236.648
1 | 2600 | 707 | 0.035 | 15 | 15 | 7 | 2.3714e-10 | 5spot_SharedNeighbor | CO2 | Porous | Wet | R600a | MinimizeLCOE_Brownfield | IgnoreSilica | 2019 | 131.9849 | 16.6296 | 1.2122 | 4 | 6562.3552 | 11395.3282 | 133.7825 | 232.3092 | 58.2232 | 5.3418 | 52.8918 | 2977374.0465 | 0 | 3826626.9901 | 0 | 0 | 0 | 0 | 2653560.4043 | 6904019.8518 | 4712135.4123 | 21073716.7049 | 961560.8286 | 9785252.2754 | 9785252.2754 | 9029426.3274 | 4620164.4032 | 0 | 31820529.809 | 55255372.815 | 237137.3706 | 4.8489 | 6562.3552 | 11395.3282 | 133.7825 | 232.3092
1 | 2600 | 707 | 0.035 | 15 | 15 | 7 | 3.1623e-10 | 5spot_SharedNeighbor | CO2 | Porous | Wet | R600a | MinimizeLCOE_Brownfield | IgnoreSilica | 2019 | 137.9091 | 17.3556 | 1.2392 | 4 | 6542.7037 | 11270.6524 | 133.3819 | 229.7675 | 57.6803 | 5.2335 | 62.7839 | 3036249.6604 | 0 | 3964519.3856 | 0 | 0 | 0 | 0 | 2730299.9279 | 7103680.351 | 4848407.8056 | 21683157.1306 | 961560.8286 | 9785252.2754 | 9785252.2754 | 9029426.3274 | 4620164.4032 | 0 | 32429970.2346 | 55864813.2406 | 316227.766 | 4.9567 | 6542.7037 | 11270.6524 | 133.3819 | 229.7675
1 | 2600 | 707 | 0.035 | 15 | 15 | 7 | 4.217e-10 | 5spot_SharedNeighbor | CO2 | Porous | Wet | R600a | MinimizeLCOE_Brownfield | IgnoreSilica | 2019 | 141.8682 | 17.8395 | 1.2549 | 4 | 6539.7438 | 11208.5694 | 133.3215 | 228.5018 | 57.2971 | 5.1576 | 58.5629 | 3072379.0658 | 0 | 4056185.6286 | 0 | 0 | 0 | 0 | 2780140.2308 | 7233354.5954 | 4936913.1419 | 22078972.6625 | 961560.8286 | 9785252.2754 | 9785252.2754 | 9029426.3274 | 4620164.4032 | 0 | 32825785.7666 | 56260628.7726 | 421696.5034 | 5.0194 | 6539.7438 | 11208.5694 | 133.3215 | 228.5018
1 | 2600 | 707 | 0.035 | 15 | 15 | 7 | 5.6234e-10 | 5spot_SharedNeighbor | CO2 | Porous | Wet | R600a | MinimizeLCOE_Brownfield | IgnoreSilica | 2019 | 141.8675 | 17.8389 | 1.2548 | 4 | 6539.9571 | 11209.0197 | 133.3259 | 228.511 | 57.2958 | 5.1575 | 66.3079 | 3072280.2871 | 0 | 4056092.2558 | 0 | 0 | 0 | 0 | 2780065.2917 | 7233159.6193 | 4936780.0667 | 22078377.5206 | 961560.8286 | 9785252.2754 | 9785252.2754 | 9029426.3274 | 4620164.4032 | 0 | 32825190.6246 | 56260033.6307 | 562341.3252 | 5.0192 | 6539.9571 | 11209.0197 | 133.3259 | 228.511
1 | 2600 | 707 | 0.035 | 15 | 15 | 7 | 7.4989e-10 | 5spot_SharedNeighbor | CO2 | Porous | Wet | R600a | MinimizeLCOE_Brownfield | IgnoreSilica | 2019 | 141.8527 | 17.8368 | 1.2547 | 4 | 6540.1177 | 11209.5603 | 133.3291 | 228.522 | 57.2962 | 5.1576 | 73.7875 | 3072078.8709 | 0 | 4055691.2201 | 0 | 0 | 0 | 0 | 2779830.3355 | 7232548.3114 | 4936362.8365 | 22076511.5744 | 961560.8286 | 9785252.2754 | 9785252.2754 | 9029426.3274 | 4620164.4032 | 0 | 32823324.6785 | 56258167.6845 | 749894.2093 | 5.0188 | 6540.1177 | 11209.5603 | 133.3291 | 228.522
1 | 2600 | 707 | 0.035 | 15 | 15 | 7 | 1e-09 | 5spot_SharedNeighbor | CO2 | Porous | Wet | R600a | MinimizeLCOE_Brownfield | IgnoreSilica | 2019 | 141.8527 | 17.8365 | 1.2547 | 4 | 6540.2384 | 11209.8099 | 133.3316 | 228.5271 | 57.2954 | 5.1576 | 73.7501 | 3072026.2657 | 0 | 4055646.9512 | 0 | 0 | 0 | 0 | 2779792.5546 | 7232450.0131 | 4936295.746 | 22076211.5305 | 961560.8286 | 9785252.2754 | 9785252.2754 | 9029426.3274 | 4620164.4032 | 0 | 32823024.6346 | 56257867.6406 | 1000000 | 5.0186 | 6540.2384 | 11209.8099 | 133.3316 | 228.5271
1 | 2600 | 707 | 0.035 | 15 | 15 | 7 | 1.3335e-09 | 5spot_SharedNeighbor | CO2 | Porous | Wet | R600a | MinimizeLCOE_Brownfield | IgnoreSilica | 2019 | 141.8332 | 17.834 | 1.2546 | 4 | 6540.3291 | 11210.2714 | 133.3335 | 228.5365 | 57.2967 | 5.1579 | 70.9699 | 3071814.2092 | 0 | 4055164.6455 | 0 | 0 | 0 | 0 | 2779521.7533 | 7231745.4438 | 4935814.8629 | 22074060.9148 | 961560.8286 | 9785252.2754 | 9785252.2754 | 9029426.3274 | 4620164.4032 | 0 | 32820874.0188 | 56255717.0249 | 1333521.4322 | 5.0182 | 6540.3291 | 11210.2714 | 133.3335 | 228.5365
1 | 2600 | 707 | 0.035 | 15 | 15 | 7 | 1.7783e-09 | 5spot_SharedNeighbor | CO2 | Porous | Wet | R600a | MinimizeLCOE_Brownfield | IgnoreSilica | 2019 | 141.8332 | 17.8338 | 1.2545 | 4 | 6540.3973 | 11210.4123 | 133.3348 | 228.5394 | 57.2963 | 5.1578 | 71.7801 | 3071784.53 | 0 | 4055139.6707 | 0 | 0 | 0 | 0 | 2779500.4383 | 7231689.9864 | 4935777.0121 | 22073891.6374 | 961560.8286 | 9785252.2754 | 9785252.2754 | 9029426.3274 | 4620164.4032 | 0 | 32820704.7415 | 56255547.7475 | 1778279.41 | 5.0182 | 6540.3973 | 11210.4123 | 133.3348 | 228.5394
1 | 2600 | 707 | 0.035 | 15 | 15 | 7 | 2.3714e-09 | 5spot_SharedNeighbor | CO2 | Porous | Wet | R600a | MinimizeLCOE_Brownfield | IgnoreSilica | 2019 | 141.8332 | 17.8337 | 1.2545 | 4 | 6540.4484 | 11210.518 | 133.3359 | 228.5416 | 57.296 | 5.1578 | 72.5113 | 3071762.2467 | 0 | 4055120.9196 | 0 | 0 | 0 | 0 | 2779484.4349 | 7231648.3489 | 4935748.5936 | 22073764.5437 | 961560.8286 | 9785252.2754 | 9785252.2754 | 9029426.3274 | 4620164.4032 | 0 | 32820577.6478 | 56255420.6538 | 2371373.7057 | 5.0181 | 6540.4484 | 11210.518 | 133.3359 | 228.5416
1 | 2600 | 707 | 0.035 | 15 | 15 | 7 | 3.1623e-09 | 5spot_SharedNeighbor | CO2 | Porous | Wet | R600a | MinimizeLCOE_Brownfield | IgnoreSilica | 2019 | 141.8332 | 17.8336 | 1.2545 | 4 | 6540.4868 | 11210.5974 | 133.3367 | 228.5432 | 57.2957 | 5.1578 | 72.0638 | 3071745.5214 | 0 | 4055106.8456 | 0 | 0 | 0 | 0 | 2779472.4231 | 7231617.0968 | 4935727.2634 | 22073669.1504 | 961560.8286 | 9785252.2754 | 9785252.2754 | 9029426.3274 | 4620164.4032 | 0 | 32820482.2545 | 56255325.2605 | 3162277.6602 | 5.018 | 6540.4868 | 11210.5974 | 133.3367 | 228.5432
1 | 2600 | 707 | 0.035 | 15 | 15 | 7 | 4.217e-09 | 5spot_SharedNeighbor | CO2 | Porous | Wet | R600a | MinimizeLCOE_Brownfield | IgnoreSilica | 2019 | 141.8332 | 17.8336 | 1.2545 | 4 | 6540.5156 | 11210.657 | 133.3373 | 228.5444 | 57.2955 | 5.1578 | 72.1478 | 3071732.9706 | 0 | 4055096.2845 | 0 | 0 | 0 | 0 | 2779463.4095 | 7231593.6451 | 4935711.2572 | 22073597.5668 | 961560.8286 | 9785252.2754 | 9785252.2754 | 9029426.3274 | 4620164.4032 | 0 | 32820410.6708 | 56255253.6769 | 4216965.0343 | 5.018 | 6540.5156 | 11210.657 | 133.3373 | 228.5444
1 | 2600 | 707 | 0.035 | 15 | 15 | 7 | 5.6234e-09 | 5spot_SharedNeighbor | CO2 | Porous | Wet | R600a | MinimizeLCOE_Brownfield | IgnoreSilica | 2019 | 141.8332 | 17.8335 | 1.2545 | 4 | 6540.5373 | 11210.7017 | 133.3377 | 228.5453 | 57.2954 | 5.1577 | 72.3114 | 3071723.554 | 0 | 4055088.3607 | 0 | 0 | 0 | 0 | 2779456.6467 | 7231576.0498 | 4935699.248 | 22073543.8592 | 961560.8286 | 9785252.2754 | 9785252.2754 | 9029426.3274 | 4620164.4032 | 0 | 32820356.9633 | 56255199.9693 | 5623413.2519 | 5.018 | 6540.5373 | 11210.7017 | 133.3377 | 228.5453
1 | 2600 | 707 | 0.035 | 15 | 15 | 7 | 7.4989e-09 | 5spot_SharedNeighbor | CO2 | Porous | Wet | R600a | MinimizeLCOE_Brownfield | IgnoreSilica | 2019 | 141.8324 | 17.8334 | 1.2545 | 4 | 6540.5535 | 11210.7469 | 133.338 | 228.5462 | 57.2954 | 5.1577 | 80.7387 | 3071709.1276 | 0 | 4055063.2541 | 0 | 0 | 0 | 0 | 2779441.2289 | 7231535.9358 | 4935671.8694 | 22073421.4158 | 961560.8286 | 9785252.2754 | 9785252.2754 | 9029426.3274 | 4620164.4032 | 0 | 32820234.5198 | 56255077.5259 | 7498942.0933 | 5.018 | 6540.5535 | 11210.7469 | 133.338 | 228.5462
1 | 2600 | 707 | 0.035 | 15 | 15 | 7 | 1e-08 | 5spot_SharedNeighbor | CO2 | Porous | Wet | R600a | MinimizeLCOE_Brownfield | IgnoreSilica | 2019 | 141.8324 | 17.8334 | 1.2545 | 4 | 6540.5656 | 11210.772 | 133.3383 | 228.5468 | 57.2953 | 5.1577 | 79.8385 | 3071703.8288 | 0 | 4055058.7954 | 0 | 0 | 0 | 0 | 2779437.4234 | 7231526.0348 | 4935665.1117 | 22073391.1942 | 961560.8286 | 9785252.2754 | 9785252.2754 | 9029426.3274 | 4620164.4032 | 0 | 32820204.2982 | 56255047.3043 | 10000000 | 5.0179 | 6540.5656 | 11210.772 | 133.3383 | 228.5468
1 | 2700 | 707 | 0.035 | 15 | 15 | 7 | 1e-13 | 5spot_SharedNeighbor | CO2 | Porous | Wet | R600a | MinimizeLCOE_Brownfield | IgnoreSilica | 2019 | 0.62825 | 0.0069487 | 0.00084587 | 4 | 3411624.3875 | 10579824.2986 | 69550.5777 | 215684.0286 | 45.404 | 5.2987 | 34.2364 | 49817.9036 | 0 | 28306.7945 | 0 | 0 | 0 | 41462.6131 | 46639.0514 | 121345.2447 | 82820.6229 | 370392.2302 | 961560.8286 | 10211172.0509 | 10211172.0509 | 9278650.4665 | 4763559.1523 | 0 | 11543125.1097 | 35796506.7794 | 100 | 0.0033835 | 3411624.3875 | 10579824.2986 | 69550.5777 | 215684.0286
1 | 2700 | 707 | 0.035 | 15 | 15 | 7 | 1.3335e-13 | 5spot_SharedNeighbor | CO2 | Porous | Wet | R600a | MinimizeLCOE_Brownfield | IgnoreSilica | 2019 | 0.91829 | 0.033531 | 0.0020062 | 4 | 1460537.3217 | 4482804.3205 | 29775.0288 | 91388.0295 | 49.9269 | 5.725 | 31.5199 | 73574.8439 | 0 | 47028.7882 | 0 | 0 | 0 | 56304.3344 | 68994.107 | 179508.5137 | 122518.2491 | 547928.8363 | 961560.8286 | 10211172.0509 | 10211172.0509 | 9278650.4665 | 4763559.1523 | 0 | 11720661.7157 | 35974043.3855 | 133.3521 | 0.0080249 | 1460537.3217 | 4482804.3205 | 29775.0288 | 91388.0295
1 | 2700 | 707 | 0.035 | 15 | 15 | 7 | 1.7783e-13 | 5spot_SharedNeighbor | CO2 | Porous | Wet | R600a | MinimizeLCOE_Brownfield | IgnoreSilica | 2019 | 1.2625 | 0.070089 | 0.0038263 | 4 | 778423.2574 | 2363054.0683 | 15869.211 | 48174.0535 | 53.2119 | 6.0142 | 109.6814 | 100011.9787 | 0 | 68343.2858 | 0 | 0 | 0 | 70996.5618 | 93347.2123 | 242870.2982 | 165763.969 | 741333.3057 | 961560.8286 | 10211172.0509 | 10211172.0509 | 9278650.4665 | 4763559.1523 | 0 | 11914066.1852 | 36167447.8549 | 177.8279 | 0.015305 | 778423.2574 | 2363054.0683 | 15869.211 | 48174.0535
1 | 2700 | 707 | 0.035 | 15 | 15 | 7 | 2.3714e-13 | 5spot_SharedNeighbor | CO2 | Porous | Wet | R600a | MinimizeLCOE_Brownfield | IgnoreSilica | 2019 | 1.7292 | 0.12284 | 0.0064994 | 4 | 467707.7871 | 1400619.7428 | 9534.8559 | 28553.5279 | 55.9884 | 6.2412 | 158.5499 | 133192.7826 | 0 | 95771.6737 | 0 | 0 | 0 | 89544.1314 | 124218.3492 | 323190.664 | 220584.2691 | 986501.8699 | 961560.8286 | 10211172.0509 | 10211172.0509 | 9278650.4665 | 4763559.1523 | 0 | 12159234.7494 | 36412616.4191 | 237.1374 | 0.025998 | 467707.7871 | 1400619.7428 | 9534.8559 | 28553.5279
1 | 2700 | 707 | 0.035 | 15 | 15 | 7 | 3.1623e-13 | 5spot_SharedNeighbor | CO2 | Porous | Wet | R600a | MinimizeLCOE_Brownfield | IgnoreSilica | 2019 | 2.3126 | 0.1922 | 0.010262 | 4 | 303040.2386 | 893901.0115 | 6177.8852 | 18223.3812 | 58.144 | 6.4053 | 221.1005 | 171333.0369 | 0 | 128149.8469 | 0 | 0 | 0 | 109370.8419 | 159452.953 | 414863.8754 | 283153.1196 | 1266323.6736 | 961560.8286 | 10211172.0509 | 10211172.0509 | 9278650.4665 | 4763559.1523 | 0 | 12439056.5531 | 36692438.2228 | 316.2278 | 0.041048 | 303040.2386 | 893901.0115 | 6177.8852 | 18223.3812
1 | 2700 | 707 | 0.035 | 15 | 15 | 7 | 4.217e-13 | 5spot_SharedNeighbor | CO2 | Porous | Wet | R600a | MinimizeLCOE_Brownfield | IgnoreSilica | 2019 | 3.0519 | 0.2827 | 0.015434 | 4 | 206746.5573 | 599592.6621 | 4214.8082 | 12223.5074 | 59.8536 | 6.5278 | 36.3506 | 215770.0173 | 0 | 166892.6186 | 0 | 0 | 0 | 131117.2259 | 200374.1461 | 521332.4257 | 355820.0929 | 1591306.5264 | 961560.8286 | 10211172.0509 | 10211172.0509 | 9278650.4665 | 4763559.1523 | 0 | 12764039.4059 | 37017421.0756 | 421.6965 | 0.061738 | 206746.5573 | 599592.6621 | 4214.8082 | 12223.5074
1 | 2700 | 707 | 0.035 | 15 | 15 | 7 | 5.6234e-13 | 5spot_SharedNeighbor | CO2 | Porous | Wet | R600a | MinimizeLCOE_Brownfield | IgnoreSilica | 2019 | 4.0265 | 0.40361 | 0.022464 | 4 | 146468.9857 | 416382.2488 | 2985.9684 | 8488.5153 | 61.2543 | 6.623 | 38.5027 | 269609.0299 | 0 | 215114.665 | 0 | 0 | 0 | 157269.0759 | 250377.1806 | 651430.0645 | 444614.4045 | 1988414.4203 | 961560.8286 | 10211172.0509 | 10211172.0509 | 9278650.4665 | 4763559.1523 | 0 | 13161147.2998 | 37414528.9695 | 562.3413 | 0.089856 | 146468.9857 | 416382.2488 | 2985.9684 | 8488.5153
1 | 2700 | 707 | 0.035 | 15 | 15 | 7 | 7.4989e-13 | 5spot_SharedNeighbor | CO2 | Porous | Wet | R600a | MinimizeLCOE_Brownfield | IgnoreSilica | 2019 | 5.2755 | 0.56033 | 0.0319 | 4 | 106814.1024 | 296887.1302 | 2177.55 | 6052.4457 | 62.359 | 6.6947 | 59.2066 | 333032.1259 | 0 | 273473.5193 | 0 | 0 | 0 | 186707.4692 | 309353.1146 | 804873.3472 | 549342.5979 | 2456782.1741 | 961560.8286 | 10211172.0509 | 10211172.0509 | 9278650.4665 | 4763559.1523 | 0 | 13629515.0536 | 37882896.7233 | 749.8942 | 0.1276 | 106814.1024 | 296887.1302 | 2177.55 | 6052.4457
1 | 2700 | 707 | 0.035 | 15 | 15 | 7 | 1e-12 | 5spot_SharedNeighbor | CO2 | Porous | Wet | R600a | MinimizeLCOE_Brownfield | IgnoreSilica | 2019 | 6.8808 | 0.76315 | 0.044477 | 4 | 79732.8246 | 216057.7481 | 1625.4615 | 4404.6294 | 63.2292 | 6.7488 | 60.1188 | 408080.907 | 0 | 344385.4156 | 0 | 0 | 0 | 220145.4977 | 379318.6099 | 986909.214 | 673585.8175 | 3012425.4615 | 961560.8286 | 10211172.0509 | 10211172.0509 | 9278650.4665 | 4763559.1523 | 0 | 14185158.341 | 38438540.0107 | 1000 | 0.17791 | 79732.8246 | 216057.7481 | 1625.4615 | 4404.6294
1 | 2700 | 707 | 0.035 | 15 | 15 | 7 | 1.3335e-12 | 5spot_SharedNeighbor | CO2 | Porous | Wet | R600a | MinimizeLCOE_Brownfield | IgnoreSilica | 2019 | 8.9445 | 1.025 | 0.061148 | 4 | 60696.5809 | 159855.4168 | 1237.3819 | 3258.8689 | 63.9106 | 6.7891 | 40.6463 | 497035.1477 | 0 | 430661.5214 | 0 | 0 | 0 | 258230.9281 | 462511.7629 | 1203360.7328 | 821318.4267 | 3673118.5196 | 961560.8286 | 10211172.0509 | 10211172.0509 | 9278650.4665 | 4763559.1523 | 0 | 14845851.3991 | 39099233.0688 | 1333.5214 | 0.24459 | 60696.5809 | 159855.4168 | 1237.3819 | 3258.8689
1 | 2700 | 707 | 0.035 | 15 | 15 | 7 | 1.7783e-12 | 5spot_SharedNeighbor | CO2 | Porous | Wet | R600a | MinimizeLCOE_Brownfield | IgnoreSilica | 2019 | 11.5755 | 1.3601 | 0.083098 | 4 | 47007.0501 | 119973.1605 | 958.3023 | 2445.8152 | 64.4355 | 6.8181 | 51.9029 | 601754.129 | 0 | 534880.0571 | 0 | 0 | 0 | 300785.7478 | 560593.7742 | 1458550.007 | 995490.35 | 4452054.0651 | 961560.8286 | 10211172.0509 | 10211172.0509 | 9278650.4665 | 4763559.1523 | 0 | 15624786.9446 | 39878168.6143 | 1778.2794 | 0.33239 | 47007.0501 | 119973.1605 | 958.3023 | 2445.8152
1 | 2700 | 707 | 0.035 | 15 | 15 | 7 | 2.3714e-12 | 5spot_SharedNeighbor | CO2 | Porous | Wet | R600a | MinimizeLCOE_Brownfield | IgnoreSilica | 2019 | 14.9077 | 1.7858 | 0.1118 | 4 | 36980.8982 | 91215.1265 | 753.9056 | 1859.5437 | 64.8322 | 6.8373 | 54.9549 | 724414.5827 | 0 | 660111.8286 | 0 | 0 | 0 | 347657.2719 | 675551.6365 | 1757646.7834 | 1199630.0457 | 5365012.1487 | 961560.8286 | 10211172.0509 | 10211172.0509 | 9278650.4665 | 4763559.1523 | 0 | 16537745.0282 | 40791126.6979 | 2371.3737 | 0.4472 | 36980.8982 | 91215.1265 | 753.9056 | 1859.5437
1 | 2700 | 707 | 0.035 | 15 | 15 | 7 | 3.1623e-12 | 5spot_SharedNeighbor | CO2 | Porous | Wet | R600a | MinimizeLCOE_Brownfield | IgnoreSilica | 2019 | 19.0929 | 2.322 | 0.14901 | 4 | 29528.2491 | 70220.2623 | 601.9733 | 1431.535 | 65.1211 | 6.8473 | 59.9599 | 867103.2823 | 0 | 809566.1057 | 0 | 0 | 0 | 398326.0322 | 809248.2139 | 2105497.8529 | 1437045.5483 | 6426787.0353 | 961560.8286 | 10211172.0509 | 10211172.0509 | 9278650.4665 | 4763559.1523 | 0 | 17599519.9148 | 41852901.5845 | 3162.2777 | 0.59602 | 29528.2491 | 70220.2623 | 601.9733 | 1431.535
1 | 2700 | 707 | 0.035 | 15 | 15 | 7 | 4.217e-12 | 5spot_SharedNeighbor | CO2 | Porous | Wet | R600a | MinimizeLCOE_Brownfield | IgnoreSilica | 2019 | 24.2692 | 2.9872 | 0.19662 | 4 | 23922.0617 | 54759.4186 | 487.6836 | 1116.3448 | 65.3148 | 6.8475 | 54.6134 | 1030776.5409 | 0 | 985518.0598 | 0 | 0 | 0 | 450992.5254 | 962241.9792 | 2503556.2468 | 1708728.5814 | 7641813.9335 | 961560.8286 | 10211172.0509 | 10211172.0509 | 9278650.4665 | 4763559.1523 | 0 | 18814546.813 | 43067928.4827 | 4216.965 | 0.78649 | 23922.0617 | 54759.4186 | 487.6836 | 1116.3448
1 | 2700 | 707 | 0.035 | 15 | 15 | 7 | 5.6234e-12 | 5spot_SharedNeighbor | CO2 | Porous | Wet | R600a | MinimizeLCOE_Brownfield | IgnoreSilica | 2019 | 30.5692 | 3.7994 | 0.25657 | 4 | 19665.5955 | 43297.7557 | 400.9098 | 882.6833 | 65.4199 | 6.8367 | 48.1378 | 1215730.5335 | 0 | 1189795.0836 | 0 | 0 | 0 | 503443.3137 | 1134497.883 | 2951730.7742 | 2014616.9054 | 9009814.4934 | 961560.8286 | 10211172.0509 | 10211172.0509 | 9278650.4665 | 4763559.1523 | 0 | 20182547.3729 | 44435929.0426 | 5623.4133 | 1.0263 | 19665.5955 | 43297.7557 | 400.9098 | 882.6833
1 | 2700 | 707 | 0.035 | 15 | 15 | 7 | 7.4989e-12 | 5spot_SharedNeighbor | CO2 | Porous | Wet | R600a | MinimizeLCOE_Brownfield | IgnoreSilica | 2019 | 38.0166 | 4.7633 | 0.33015 | 4 | 16412.842 | 34778.5236 | 334.598 | 709.0072 | 65.4365 | 6.8126 | 61.9538 | 1418928.8774 | 0 | 1420776.3454 | 0 | 0 | 0 | 550964.6974 | 1322361.2689 | 3440512.768 | 2348220.6597 | 10501764.6168 | 961560.8286 | 10211172.0509 | 10211172.0509 | 9278650.4665 | 4763559.1523 | 0 | 21674497.4963 | 45927879.166 | 7498.9421 | 1.3206 | 16412.842 | 34778.5236 | 334.598 | 709.0072
1 | 2700 | 707 | 0.035 | 15 | 15 | 7 | 1e-11 | 5spot_SharedNeighbor | CO2 | Porous | Wet | R600a | MinimizeLCOE_Brownfield | IgnoreSilica | 2019 | 46.5083 | 5.8674 | 0.4174 | 4 | 13918.8582 | 28445.3368 | 283.7548 | 579.8967 | 65.3618 | 6.7731 | 62.0916 | 1634439.7961 | 0 | 1673562.0175 | 0 | 0 | 0 | 587761.4937 | 1519347.6899 | 3953031.0279 | 2698024.9032 | 12066166.9284 | 961560.8286 | 10211172.0509 | 10211172.0509 | 9278650.4665 | 4763559.1523 | 0 | 23238899.8079 | 47492281.4776 | 10000 | 1.6696 | 13918.8582 | 28445.3368 | 283.7548 | 579.8967
1 | 2700 | 707 | 0.035 | 15 | 15 | 7 | 1.3335e-11 | 5spot_SharedNeighbor | CO2 | Porous | Wet | R600a | MinimizeLCOE_Brownfield | IgnoreSilica | 2019 | 55.6971 | 7.0683 | 0.51605 | 4 | 12006.909 | 23756.5281 | 244.7771 | 484.309 | 65.1939 | 6.7172 | 68.5206 | 1851485.7502 | 0 | 1937143.6549 | 0 | 0 | 0 | 606148.8536 | 1713963.5209 | 4459381.4991 | 3043619.5043 | 13611742.783 | 961560.8286 | 10211172.0509 | 10211172.0509 | 9278650.4665 | 4763559.1523 | 0 | 24784475.6625 | 49037857.3322 | 13335.2143 | 2.0642 | 12006.909 | 23756.5281 | 244.7771 | 484.309
1 | 2700 | 707 | 0.035 | 15 | 15 | 7 | 1.7783e-11 | 5spot_SharedNeighbor | CO2 | Porous | Wet | R600a | MinimizeLCOE_Brownfield | IgnoreSilica | 2019 | 65.0339 | 8.2953 | 0.62121 | 4 | 10545.2865 | 20305.8528 | 214.9799 | 413.9623 | 64.9411 | 6.6467 | 72.6623 | 2056955.127 | 0 | 2196386.5654 | 0 | 0 | 0 | 599521.4713 | 1892616.6338 | 4924200.2522 | 3360867.8543 | 15030547.904 | 961560.8286 | 10211172.0509 | 10211172.0509 | 9278650.4665 | 4763559.1523 | 0 | 26203280.7835 | 50456662.4532 | 17782.7941 | 2.4848 | 10545.2865 | 20305.8528 | 214.9799 | 413.9623
1 | 2700 | 707 | 0.035 | 15 | 15 | 7 | 2.3714e-11 | 5spot_SharedNeighbor | CO2 | Porous | Wet | R600a | MinimizeLCOE_Brownfield | IgnoreSilica | 2019 | 73.9861 | 9.4777 | 0.72677 | 4 | 9431.9 | 17774.7664 | 192.282 | 362.3627 | 64.6247 | 6.5663 | 75.8968 | 2240850.8434 | 0 | 2438118.4825 | 0 | 0 | 0 | 566502.4853 | 2045734.0063 | 5322580.2467 | 3632770.3865 | 16246556.4506 | 961560.8286 | 10211172.0509 | 10211172.0509 | 9278650.4665 | 4763559.1523 | 0 | 27419289.3301 | 51672670.9998 | 23713.7371 | 2.9071 | 9431.9 | 17774.7664 | 192.282 | 362.3627
1 | 2700 | 707 | 0.035 | 15 | 15 | 7 | 3.1623e-11 | 5spot_SharedNeighbor | CO2 | Porous | Wet | R600a | MinimizeLCOE_Brownfield | IgnoreSilica | 2019 | 82.0176 | 10.544 | 0.82622 | 4 | 8585.7653 | 15924.4161 | 175.0324 | 324.6408 | 64.2802 | 6.4835 | 81.2664 | 2395439.2419 | 0 | 2650043.8987 | 0 | 0 | 0 | 508539.4089 | 2166068.7943 | 5635666.681 | 3846458.3112 | 17202216.336 | 961560.8286 | 10211172.0509 | 10211172.0509 | 9278650.4665 | 4763559.1523 | 0 | 28374949.2155 | 52628330.8852 | 31622.7766 | 3.3049 | 8585.7653 | 15924.4161 | 175.0324 | 324.6408
1 | 2700 | 707 | 0.035 | 15 | 15 | 7 | 4.217e-11 | 5spot_SharedNeighbor | CO2 | Porous | Wet | R600a | MinimizeLCOE_Brownfield | IgnoreSilica | 2019 | 88.8977 | 11.462 | 0.91526 | 4 | 7941.9465 | 14566.6576 | 161.9073 | 296.961 | 63.9387 | 6.4041 | 72.171 | 2520187.9918 | 0 | 2828327.5458 | 0 | 0 | 0 | 431802.2027 | 2254323.9187 | 5865288.4111 | 4003179.8602 | 17903109.9303 | 961560.8286 | 10211172.0509 | 10211172.0509 | 9278650.4665 | 4763559.1523 | 0 | 29075842.8098 | 53329224.4795 | 42169.6503 | 3.661 | 7941.9465 | 14566.6576 | 161.9073 | 296.961
1 | 2700 | 707 | 0.035 | 15 | 15 | 7 | 5.6234e-11 | 5spot_SharedNeighbor | CO2 | Porous | Wet | R600a | MinimizeLCOE_Brownfield | IgnoreSilica | 2019 | 94.3345 | 12.1918 | 0.99016 | 4 | 7451.871 | 13575.4833 | 151.9165 | 276.7546 | 63.6412 | 6.3367 | 71.8428 | 2613927.3085 | 0 | 2967141.2127 | 0 | 0 | 0 | 340756.6509 | 2309511.8171 | 6008876.0021 | 4101181.3415 | 18341394.3327 | 961560.8286 | 10211172.0509 | 10211172.0509 | 9278650.4665 | 4763559.1523 | 0 | 29514127.2122 | 53767508.8819 | 56234.1325 | 3.9606 | 7451.871 | 13575.4833 | 151.9165 | 276.7546
1 | 2700 | 707 | 0.035 | 15 | 15 | 7 | 7.4989e-11 | 5spot_SharedNeighbor | CO2 | Porous | Wet | R600a | MinimizeLCOE_Brownfield | IgnoreSilica | 2019 | 98.1855 | 12.715 | 1.0492 | 4 | 7074.7586 | 12853.7607 | 144.2285 | 262.0413 | 63.4143 | 6.2862 | 80.4264 | 2677687.4533 | 0 | 3064461.1129 | 0 | 0 | 0 | 236921.0297 | 2331837.1424 | 6066961.9189 | 4140826.1732 | 18518694.8303 | 961560.8286 | 10211172.0509 | 10211172.0509 | 9278650.4665 | 4763559.1523 | 0 | 29691427.7097 | 53944809.3795 | 74989.4209 | 4.1968 | 7074.7586 | 12853.7607 | 144.2285 | 262.0413
1 | 2700 | 707 | 0.035 | 15 | 15 | 7 | 1e-10 | 5spot_SharedNeighbor | CO2 | Porous | Wet | R600a | MinimizeLCOE_Brownfield | IgnoreSilica | 2019 | 94.5922 | 12.2899 | 1.0534 | 4 | 6761.5653 | 12517.3893 | 137.8437 | 255.1839 | 63.6217 | 6.3328 | 71.6485 | 2618034.2195 | 0 | 2973549.3217 | 0 | 0 | 0 | 0 | 2180717.5811 | 5673779.8192 | 3872471.3111 | 17318552.2526 | 961560.8286 | 10211172.0509 | 10211172.0509 | 9278650.4665 | 4763559.1523 | 0 | 28491285.1321 | 52744666.8018 | 100000 | 4.2137 | 6761.5653 | 12517.3893 | 137.8437 | 255.1839
1 | 2700 | 707 | 0.035 | 15 | 15 | 7 | 1.3335e-10 | 5spot_SharedNeighbor | CO2 | Porous | Wet | R600a | MinimizeLCOE_Brownfield | IgnoreSilica | 2019 | 105.058 | 13.6379 | 1.1438 | 4 | 6518.9035 | 11819.9044 | 132.8967 | 240.9647 | 62.9758 | 6.1898 | 68.2054 | 2786018.0954 | 0 | 3236366.4583 | 0 | 0 | 0 | 0 | 2348729.976 | 6110913.6067 | 4170824.1033 | 18652852.2397 | 961560.8286 | 10211172.0509 | 10211172.0509 | 9278650.4665 | 4763559.1523 | 0 | 29825585.1191 | 54078966.7889 | 133352.1432 | 4.5752 | 6518.9035 | 11819.9044 | 132.8967 | 240.9647
1 | 2700 | 707 | 0.035 | 15 | 15 | 7 | 1.7783e-10 | 5spot_SharedNeighbor | CO2 | Porous | Wet | R600a | MinimizeLCOE_Brownfield | IgnoreSilica | 2019 | 113.8937 | 14.7695 | 1.2131 | 4 | 6368.0629 | 11366.1421 | 129.8216 | 231.7142 | 62.3585 | 6.0563 | 71.4826 | 2915487.403 | 0 | 3454204.1101 | 0 | 0 | 0 | 0 | 2484179.6901 | 6463325.9784 | 4411352.7883 | 19728549.97 | 961560.8286 | 10211172.0509 | 10211172.0509 | 9278650.4665 | 4763559.1523 | 0 | 30901282.8495 | 55154664.5192 | 177827.941 | 4.8525 | 6368.0629 | 11366.1421 | 129.8216 | 231.7142
1 | 2700 | 707 | 0.035 | 15 | 15 | 7 | 2.3714e-10 | 5spot_SharedNeighbor | CO2 | Porous | Wet | R600a | MinimizeLCOE_Brownfield | IgnoreSilica | 2019 | 121.117 | 15.6899 | 1.2646 | 4 | 6276.1092 | 11070.8297 | 127.947 | 225.6938 | 61.8042 | 5.9385 | 54.0474 | 3012823.2435 | 0 | 3629846.6655 | 0 | 0 | 0 | 0 | 2590641.2645 | 6740317.1566 | 4600404.9591 | 20574033.2892 | 961560.8286 | 10211172.0509 | 10211172.0509 | 9278650.4665 | 4763559.1523 | 0 | 31746766.1687 | 56000147.8384 | 237137.3706 | 5.0584 | 6276.1092 | 11070.8297 | 127.947 | 225.6938
1 | 2700 | 707 | 0.035 | 15 | 15 | 7 | 3.1623e-10 | 5spot_SharedNeighbor | CO2 | Porous | Wet | R600a | MinimizeLCOE_Brownfield | IgnoreSilica | 2019 | 126.8828 | 16.4215 | 1.302 | 4 | 6221.0305 | 10877.8652 | 126.8241 | 221.76 | 61.3294 | 5.839 | 63.9234 | 3084933.3424 | 0 | 3768615.2058 | 0 | 0 | 0 | 0 | 2672883.9338 | 6954295.7119 | 4746449.7198 | 21227177.9137 | 961560.8286 | 10211172.0509 | 10211172.0509 | 9278650.4665 | 4763559.1523 | 0 | 32399910.7932 | 56653292.4629 | 316227.766 | 5.2081 | 6221.0305 | 10877.8652 | 126.8241 | 221.76
1 | 2700 | 707 | 0.035 | 15 | 15 | 7 | 4.217e-10 | 5spot_SharedNeighbor | CO2 | Porous | Wet | R600a | MinimizeLCOE_Brownfield | IgnoreSilica | 2019 | 131.295 | 16.9787 | 1.3286 | 4 | 6188.4484 | 10752.3122 | 126.1599 | 219.2004 | 60.9493 | 5.7604 | 57.9714 | 3136900.6203 | 0 | 3873842.898 | 0 | 0 | 0 | 0 | 2734189.9721 | 7113801.448 | 4855315.6623 | 21714050.6007 | 961560.8286 | 10211172.0509 | 10211172.0509 | 9278650.4665 | 4763559.1523 | 0 | 32886783.4802 | 57140165.1499 | 421696.5034 | 5.3142 | 6188.4484 | 10752.3122 | 126.1599 | 219.2004
1 | 2700 | 707 | 0.035 | 15 | 15 | 7 | 5.6234e-10 | 5spot_SharedNeighbor | CO2 | Porous | Wet | R600a | MinimizeLCOE_Brownfield | IgnoreSilica | 2019 | 134.7912 | 17.4196 | 1.348 | 4 | 6169.3329 | 10667.4354 | 125.7702 | 217.4701 | 60.6336 | 5.6954 | 64.8184 | 3175818.5805 | 0 | 3956880.826 | 0 | 0 | 0 | 0 | 2781752.7685 | 7237550.0878 | 4939776.6517 | 22091778.9146 | 961560.8286 | 10211172.0509 | 10211172.0509 | 9278650.4665 | 4763559.1523 | 0 | 33264511.7941 | 57517893.4638 | 562341.3252 | 5.3919 | 6169.3329 | 10667.4354 | 125.7702 | 217.4701
1 | 2700 | 707 | 0.035 | 15 | 15 | 7 | 7.4989e-10 | 5spot_SharedNeighbor | CO2 | Porous | Wet | R600a | MinimizeLCOE_Brownfield | IgnoreSilica | 2019 | 137.483 | 17.7583 | 1.362 | 4 | 6158.3035 | 10610.0929 | 125.5453 | 216.3011 | 60.3828 | 5.644 | 54.9564 | 3204470.2248 | 0 | 4020559.7481 | 0 | 0 | 0 | 0 | 2817761.6894 | 7331237.9135 | 5003720.5178 | 22377750.0936 | 961560.8286 | 10211172.0509 | 10211172.0509 | 9278650.4665 | 4763559.1523 | 0 | 33550482.9731 | 57803864.6428 | 749894.2093 | 5.448 | 6158.3035 | 10610.0929 | 125.5453 | 216.3011
1 | 2700 | 707 | 0.035 | 15 | 15 | 7 | 1e-09 | 5spot_SharedNeighbor | CO2 | Porous | Wet | R600a | MinimizeLCOE_Brownfield | IgnoreSilica | 2019 | 139.4755 | 18.0085 | 1.3719 | 4 | 6152.1307 | 10571.9305 | 125.4195 | 215.5231 | 60.1929 | 5.6053 | 61.1484 | 3224949.0016 | 0 | 4067546.8465 | 0 | 0 | 0 | 0 | 2844073.3808 | 7399695.5371 | 5050444.2526 | 22586709.0186 | 961560.8286 | 10211172.0509 | 10211172.0509 | 9278650.4665 | 4763559.1523 | 0 | 33759441.8981 | 58012823.5678 | 1000000 | 5.4874 | 6152.1307 | 10571.9305 | 125.4195 | 215.5231
1 | 2700 | 707 | 0.035 | 15 | 15 | 7 | 1.3335e-09 | 5spot_SharedNeighbor | CO2 | Porous | Wet | R600a | MinimizeLCOE_Brownfield | IgnoreSilica | 2019 | 141.0912 | 18.2112 | 1.3795 | 4 | 6148.3881 | 10543.6608 | 125.3432 | 214.9468 | 60.0363 | 5.5735 | 57.9368 | 3241089.032 | 0 | 4105563.3291 | 0 | 0 | 0 | 0 | 2865194.4208 | 7454648.1508 | 5087950.5406 | 22754445.4733 | 961560.8286 | 10211172.0509 | 10211172.0509 | 9278650.4665 | 4763559.1523 | 0 | 33927178.3528 | 58180560.0225 | 1333521.4322 | 5.5181 | 6148.3881 | 10543.6608 | 125.3432 | 214.9468
1 | 2700 | 707 | 0.035 | 15 | 15 | 7 | 1.7783e-09 | 5spot_SharedNeighbor | CO2 | Porous | Wet | R600a | MinimizeLCOE_Brownfield | IgnoreSilica | 2019 | 142.2017 | 18.3504 | 1.3846 | 4 | 6146.437 | 10525.5488 | 125.3034 | 214.5775 | 59.9274 | 5.5515 | 58.3492 | 3251946.8566 | 0 | 4131641.6059 | 0 | 0 | 0 | 0 | 2879599.5004 | 7492127.2128 | 5113530.7706 | 22868845.9462 | 961560.8286 | 10211172.0509 | 10211172.0509 | 9278650.4665 | 4763559.1523 | 0 | 34041578.8257 | 58294960.4954 | 1778279.41 | 5.5384 | 6146.437 | 10525.5488 | 125.3034 | 214.5775
1 | 2700 | 707 | 0.035 | 15 | 15 | 7 | 2.3714e-09 | 5spot_SharedNeighbor | CO2 | Porous | Wet | R600a | MinimizeLCOE_Brownfield | IgnoreSilica | 2019 | 143.105 | 18.4635 | 1.3886 | 4 | 6145.3165 | 10511.7646 | 125.2806 | 214.2965 | 59.8376 | 5.5333 | 59.1841 | 3260612.1406 | 0 | 4152843.1093 | 0 | 0 | 0 | 0 | 2891247.5475 | 7522433.0422 | 5134215.1218 | 22961350.9615 | 961560.8286 | 10211172.0509 | 10211172.0509 | 9278650.4665 | 4763559.1523 | 0 | 34134083.841 | 58387465.5107 | 2371373.7057 | 5.5545 | 6145.3165 | 10511.7646 | 125.2806 | 214.2965
1 | 2700 | 707 | 0.035 | 15 | 15 | 7 | 3.1623e-09 | 5spot_SharedNeighbor | CO2 | Porous | Wet | R600a | MinimizeLCOE_Brownfield | IgnoreSilica | 2019 | 143.7823 | 18.5483 | 1.3916 | 4 | 6144.6937 | 10501.8845 | 125.2679 | 214.0951 | 59.7699 | 5.5196 | 64.7418 | 3267026.7253 | 0 | 4168724.3151 | 0 | 0 | 0 | 0 | 2899942.9058 | 7545056.5808 | 5149656.1518 | 23030406.6788 | 961560.8286 | 10211172.0509 | 10211172.0509 | 9278650.4665 | 4763559.1523 | 0 | 34203139.5582 | 58456521.228 | 3162277.6602 | 5.5663 | 6144.6937 | 10501.8845 | 125.2679 | 214.0951
1 | 2700 | 707 | 0.035 | 15 | 15 | 7 | 4.217e-09 | 5spot_SharedNeighbor | CO2 | Porous | Wet | R600a | MinimizeLCOE_Brownfield | IgnoreSilica | 2019 | 144.277 | 18.6102 | 1.3937 | 4 | 6144.3068 | 10494.8287 | 125.26 | 213.9513 | 59.7203 | 5.5097 | 62.307 | 3271679.2007 | 0 | 4180302.8863 | 0 | 0 | 0 | 0 | 2906273.0139 | 7561526.2237 | 5160897.0215 | 23080678.3461 | 961560.8286 | 10211172.0509 | 10211172.0509 | 9278650.4665 | 4763559.1523 | 0 | 34253411.2256 | 58506792.8953 | 4216965.0343 | 5.5748 | 6144.3068 | 10494.8287 | 125.26 | 213.9513
1 | 2700 | 707 | 0.035 | 15 | 15 | 7 | 5.6234e-09 | 5spot_SharedNeighbor | CO2 | Porous | Wet | R600a | MinimizeLCOE_Brownfield | IgnoreSilica | 2019 | 144.6643 | 18.6586 | 1.3953 | 4 | 6144.1364 | 10489.5585 | 125.2565 | 213.8438 | 59.6811 | 5.5018 | 68.8443 | 3275278.4962 | 0 | 4189375.5982 | 0 | 0 | 0 | 0 | 2911215.0968 | 7574384.5096 | 5169673.0658 | 23119926.7666 | 961560.8286 | 10211172.0509 | 10211172.0509 | 9278650.4665 | 4763559.1523 | 0 | 34292659.6461 | 58546041.3158 | 5623413.2519 | 5.5814 | 6144.1364 | 10489.5585 | 125.2565 | 213.8438
1 | 2700 | 707 | 0.035 | 15 | 15 | 7 | 7.4989e-09 | 5spot_SharedNeighbor | CO2 | Porous | Wet | R600a | MinimizeLCOE_Brownfield | IgnoreSilica | 2019 | 144.9395 | 18.693 | 1.3965 | 4 | 6143.9954 | 10485.7926 | 125.2537 | 213.7671 | 59.6535 | 5.4962 | 72.7915 | 3277836.5598 | 0 | 4195807.4738 | 0 | 0 | 0 | 0 | 2914721.1731 | 7583506.601 | 5175899.0806 | 23147770.8884 | 961560.8286 | 10211172.0509 | 10211172.0509 | 9278650.4665 | 4763559.1523 | 0 | 34320503.7679 | 58573885.4376 | 7498942.0933 | 5.586 | 6143.9954 | 10485.7926 | 125.2537 | 213.7671
1 | 2700 | 707 | 0.035 | 15 | 15 | 7 | 1e-08 | 5spot_SharedNeighbor | CO2 | Porous | Wet | R600a | MinimizeLCOE_Brownfield | IgnoreSilica | 2019 | 145.2198 | 18.7281 | 1.3977 | 4 | 6143.9292 | 10482.1009 | 125.2523 | 213.6918 | 59.625 | 5.4905 | 54.2483 | 3280418.2924 | 0 | 4202366.5859 | 0 | 0 | 0 | 0 | 2918286.1025 | 7592781.816 | 5182229.6055 | 23176082.4024 | 961560.8286 | 10211172.0509 | 10211172.0509 | 9278650.4665 | 4763559.1523 | 0 | 34348815.2819 | 58602196.9516 | 10000000 | 5.5907 | 6143.9292 | 10482.1009 | 125.2523 | 213.6918
1 | 2800 | 707 | 0.035 | 15 | 15 | 7 | 1e-13 | 5spot_SharedNeighbor | CO2 | Porous | Wet | R600a | MinimizeLCOE_Brownfield | IgnoreSilica | 2019 | 0.66251 | 0.0070667 | 0.00088264 | 4 | 3401183.2745 | 10506463.8105 | 69337.7215 | 214188.4758 | 46.6623 | 5.6757 | 26.4633 | 54139.7777 | 0 | 29968.1951 | 0 | 0 | 0 | 46202.1458 | 50820.9462 | 132225.6773 | 90246.7417 | 403603.4838 | 961560.8286 | 10642951.9172 | 10642951.9172 | 9533441.692 | 4909297.9377 | 0 | 12008116.2296 | 37093807.7765 | 100 | 0.0035306 | 3401183.2745 | 10506463.8105 | 69337.7215 | 214188.4758
1 | 2800 | 707 | 0.035 | 15 | 15 | 7 | 1.3335e-13 | 5spot_SharedNeighbor | CO2 | Porous | Wet | R600a | MinimizeLCOE_Brownfield | IgnoreSilica | 2019 | 0.95719 | 0.034451 | 0.0021623 | 4 | 1409606.1315 | 4309913.6638 | 28736.7276 | 87863.4196 | 51.3272 | 6.1066 | 36.083 | 78976.0669 | 0 | 49075.5406 | 0 | 0 | 0 | 61672.4468 | 73992.3812 | 192512.998 | 131394.0769 | 587623.5104 | 961560.8286 | 10642951.9172 | 10642951.9172 | 9533441.692 | 4909297.9377 | 0 | 12192136.2561 | 37277827.803 | 133.3521 | 0.0086493 | 1409606.1315 | 4309913.6638 | 28736.7276 | 87863.4196
1 | 2800 | 707 | 0.035 | 15 | 15 | 7 | 1.7783e-13 | 5spot_SharedNeighbor | CO2 | Porous | Wet | R600a | MinimizeLCOE_Brownfield | IgnoreSilica | 2019 | 1.3402 | 0.075148 | 0.0041882 | 4 | 741114.8053 | 2238512.9676 | 15108.6277 | 45635.1147 | 55.0365 | 6.4255 | 119.6165 | 109266.1348 | 0 | 72912.9552 | 0 | 0 | 0 | 79754.5045 | 102154.1019 | 265784.0183 | 181403.0538 | 811274.7685 | 961560.8286 | 10642951.9172 | 10642951.9172 | 9533441.692 | 4909297.9377 | 0 | 12415787.5143 | 37501479.0612 | 177.8279 | 0.016753 | 741114.8053 | 2238512.9676 | 15108.6277 | 45635.1147
1 | 2800 | 707 | 0.035 | 15 | 15 | 7 | 2.3714e-13 | 5spot_SharedNeighbor | CO2 | Porous | Wet | R600a | MinimizeLCOE_Brownfield | IgnoreSilica | 2019 | 1.8264 | 0.13119 | 0.0071648 | 4 | 442340.9021 | 1317655.4099 | 9017.7176 | 26862.1878 | 57.9512 | 6.6575 | 169.5139 | 144830.8496 | 0 | 101609.5736 | 0 | 0 | 0 | 99854.1083 | 135054.8673 | 351385.0612 | 239827.5245 | 1072561.9845 | 961560.8286 | 10642951.9172 | 10642951.9172 | 9533441.692 | 4909297.9377 | 0 | 12677074.7303 | 37762766.2772 | 237.1374 | 0.028659 | 442340.9021 | 1317655.4099 | 9017.7176 | 26862.1878
1 | 2800 | 707 | 0.035 | 15 | 15 | 7 | 3.1623e-13 | 5spot_SharedNeighbor | CO2 | Porous | Wet | R600a | MinimizeLCOE_Brownfield | IgnoreSilica | 2019 | 2.4293 | 0.20447 | 0.011358 | 4 | 285544.7899 | 837709.4687 | 5821.2168 | 17077.8406 | 60.2187 | 6.8256 | 235.1723 | 185466.891 | 0 | 135255.3056 | 0 | 0 | 0 | 121032.6293 | 172284.3821 | 448248.6219 | 305938.895 | 1368226.725 | 961560.8286 | 10642951.9172 | 10642951.9172 | 9533441.692 | 4909297.9377 | 0 | 12972739.4708 | 38058431.0177 | 316.2278 | 0.045432 | 285544.7899 | 837709.4687 | 5821.2168 | 17077.8406
1 | 2800 | 707 | 0.035 | 15 | 15 | 7 | 4.217e-13 | 5spot_SharedNeighbor | CO2 | Porous | Wet | R600a | MinimizeLCOE_Brownfield | IgnoreSilica | 2019 | 3.2151 | 0.30245 | 0.017138 | 4 | 194435.9815 | 560378.2902 | 3963.8405 | 11424.0694 | 62.0753 | 6.955 | 45.6229 | 234200.5787 | 0 | 176680.3564 | 0 | 0 | 0 | 145824.458 | 217115.1033 | 564888.9623 | 385548.3241 | 1724257.7826 | 961560.8286 | 10642951.9172 | 10642951.9172 | 9533441.692 | 4909297.9377 | 0 | 13328770.5284 | 38414462.0753 | 421.6965 | 0.068551 | 194435.9815 | 560378.2902 | 3963.8405 | 11424.0694
1 | 2800 | 707 | 0.035 | 15 | 15 | 7 | 5.6234e-13 | 5spot_SharedNeighbor | CO2 | Porous | Wet | R600a | MinimizeLCOE_Brownfield | IgnoreSilica | 2019 | 4.246 | 0.433 | 0.024996 | 4 | 137629.154 | 388522.7788 | 2805.7565 | 7920.5624 | 63.5859 | 7.0547 | 52.9309 | 292947.8222 | 0 | 227978.9325 | 0 | 0 | 0 | 175299.394 | 271528.198 | 706460.6731 | 482173.9257 | 2156388.9456 | 961560.8286 | 10642951.9172 | 10642951.9172 | 9533441.692 | 4909297.9377 | 0 | 13760901.6914 | 38846593.2383 | 562.3413 | 0.099985 | 137629.154 | 388522.7788 | 2805.7565 | 7920.5624
1 | 2800 | 707 | 0.035 | 15 | 15 | 7 | 7.4989e-13 | 5spot_SharedNeighbor | CO2 | Porous | Wet | R600a | MinimizeLCOE_Brownfield | IgnoreSilica | 2019 | 5.5534 | 0.60075 | 0.035533 | 4 | 100357.6897 | 276854.9339 | 2045.9272 | 5644.0623 | 64.7666 | 7.1291 | 53.0153 | 361453.8103 | 0 | 289420.4977 | 0 | 0 | 0 | 207758.7328 | 334866.8859 | 871254.9466 | 594649.4035 | 2659404.2769 | 961560.8286 | 10642951.9172 | 10642951.9172 | 9533441.692 | 4909297.9377 | 0 | 14263917.0227 | 39349608.5696 | 749.8942 | 0.14213 | 100357.6897 | 276854.9339 | 2045.9272 | 5644.0623
1 | 2800 | 707 | 0.035 | 15 | 15 | 7 | 1e-12 | 5spot_SharedNeighbor | CO2 | Porous | Wet | R600a | MinimizeLCOE_Brownfield | IgnoreSilica | 2019 | 7.2512 | 0.81995 | 0.049597 | 4 | 74947.8006 | 201395.1906 | 1527.9123 | 4105.7134 | 65.7073 | 7.1857 | 52.7613 | 443385.5037 | 0 | 364866.292 | 0 | 0 | 0 | 245668.7531 | 411029.014 | 1069413.1808 | 729896.4702 | 3264259.2138 | 961560.8286 | 10642951.9172 | 10642951.9172 | 9533441.692 | 4909297.9377 | 0 | 14868771.9596 | 39954463.5065 | 1000 | 0.19839 | 74947.8006 | 201395.1906 | 1527.9123 | 4105.7134
1 | 2800 | 707 | 0.035 | 15 | 15 | 7 | 1.3335e-12 | 5spot_SharedNeighbor | CO2 | Porous | Wet | R600a | MinimizeLCOE_Brownfield | IgnoreSilica | 2019 | 9.4218 | 1.1016 | 0.06822 | 4 | 57105.0522 | 149034.7346 | 1164.1637 | 3038.2746 | 66.4395 | 7.2276 | 61.2684 | 539957.5617 | 0 | 456141.5436 | 0 | 0 | 0 | 288349.8292 | 500935.0844 | 1303330.3338 | 889549.7336 | 3978264.0862 | 961560.8286 | 10642951.9172 | 10642951.9172 | 9533441.692 | 4909297.9377 | 0 | 15582776.832 | 40668468.3789 | 1333.5214 | 0.27288 | 57105.0522 | 149034.7346 | 1164.1637 | 3038.2746
1 | 2800 | 707 | 0.035 | 15 | 15 | 7 | 1.7783e-12 | 5spot_SharedNeighbor | CO2 | Porous | Wet | R600a | MinimizeLCOE_Brownfield | IgnoreSilica | 2019 | 12.1823 | 1.4613 | 0.092717 | 4 | 44280.6392 | 111921.4173 | 902.7207 | 2281.6695 | 67.0029 | 7.2575 | 49.1271 | 653398.9621 | 0 | 566146.8227 | 0 | 0 | 0 | 335925.2544 | 606633.7053 | 1578336.4635 | 1077247.0679 | 4817688.2761 | 961560.8286 | 10642951.9172 | 10642951.9172 | 9533441.692 | 4909297.9377 | 0 | 16422201.0218 | 41507892.5687 | 1778.2794 | 0.37087 | 44280.6392 | 111921.4173 | 902.7207 | 2281.6695
1 | 2800 | 707 | 0.035 | 15 | 15 | 7 | 2.3714e-12 | 5spot_SharedNeighbor | CO2 | Porous | Wet | R600a | MinimizeLCOE_Brownfield | IgnoreSilica | 2019 | 15.6823 | 1.9187 | 0.12473 | 4 | 34889.5702 | 85167.6001 | 711.2711 | 1736.2567 | 67.4293 | 7.2771 | 71.0355 | 786451.3668 | 0 | 698495.9869 | 0 | 0 | 0 | 388735.0155 | 730736.124 | 1901225.5 | 1297625.47 | 5803269.4633 | 961560.8286 | 10642951.9172 | 10642951.9172 | 9533441.692 | 4909297.9377 | 0 | 17407782.209 | 42493473.756 | 2371.3737 | 0.49894 | 34889.5702 | 85167.6001 | 711.2711 | 1736.2567
1 | 2800 | 707 | 0.035 | 15 | 15 | 7 | 3.1623e-12 | 5spot_SharedNeighbor | CO2 | Porous | Wet | R600a | MinimizeLCOE_Brownfield | IgnoreSilica | 2019 | 20.048 | 2.4912 | 0.16612 | 4 | 27908.2172 | 65660.2623 | 568.9468 | 1338.5733 | 67.7381 | 7.2866 | 60.9765 | 940218.5803 | 0 | 855402.103 | 0 | 0 | 0 | 445105.291 | 873883.13 | 2273664.6461 | 1551822.8401 | 6940096.5906 | 961560.8286 | 10642951.9172 | 10642951.9172 | 9533441.692 | 4909297.9377 | 0 | 18544609.3364 | 43630300.8833 | 3162.2777 | 0.66449 | 27908.2172 | 65660.2623 | 568.9468 | 1338.5733
1 | 2800 | 707 | 0.035 | 15 | 15 | 7 | 4.217e-12 | 5spot_SharedNeighbor | CO2 | Porous | Wet | R600a | MinimizeLCOE_Brownfield | IgnoreSilica | 2019 | 25.4607 | 3.203 | 0.21905 | 4 | 22655.2164 | 51285.1804 | 461.8572 | 1045.5178 | 67.9456 | 7.2856 | 59.1697 | 1117078.8974 | 0 | 1040627.8995 | 0 | 0 | 0 | 504677.8928 | 1038330.029 | 2701521.7447 | 1843844.1015 | 8246080.5649 | 961560.8286 | 10642951.9172 | 10642951.9172 | 9533441.692 | 4909297.9377 | 0 | 19850593.3107 | 44936284.8576 | 4216.965 | 0.8762 | 22655.2164 | 51285.1804 | 461.8572 | 1045.5178
1 | 2800 | 707 | 0.035 | 15 | 15 | 7 | 5.6234e-12 | 5spot_SharedNeighbor | CO2 | Porous | Wet | R600a | MinimizeLCOE_Brownfield | IgnoreSilica | 2019 | 32.0165 | 4.0683 | 0.28546 | 4 | 18665.8183 | 40635.5354 | 380.528 | 828.4104 | 68.0571 | 7.2725 | 58.923 | 1316011.3149 | 0 | 1254701.2091 | 0 | 0 | 0 | 563898.9201 | 1222498.4632 | 3180690.2323 | 2170886.4402 | 9708686.5799 | 961560.8286 | 10642951.9172 | 10642951.9172 | 9533441.692 | 4909297.9377 | 0 | 21313199.3256 | 46398890.8726 | 5623.4133 | 1.1418 | 18665.8183 | 40635.5354 | 380.528 | 828.4104
1 | 2800 | 707 | 0.035 | 15 | 15 | 7 | 7.4989e-12 | 5spot_SharedNeighbor | CO2 | Porous | Wet | R600a | MinimizeLCOE_Brownfield | IgnoreSilica | 2019 | 39.7534 | 5.0935 | 0.36671 | 4 | 15616.7847 | 32718.8626 | 318.3693 | 667.0183 | 68.0733 | 7.2448 | 53.6276 | 1534246.0111 | 0 | 1496456.2451 | 0 | 0 | 0 | 618504.6511 | 1423190.6938 | 3702850.2488 | 2527271.3808 | 11302519.2307 | 961560.8286 | 10642951.9172 | 10642951.9172 | 9533441.692 | 4909297.9377 | 0 | 22907031.9765 | 47992723.5234 | 7498.9421 | 1.4668 | 15616.7847 | 32718.8626 | 318.3693 | 667.0183
1 | 2800 | 707 | 0.035 | 15 | 15 | 7 | 1e-11 | 5spot_SharedNeighbor | CO2 | Porous | Wet | R600a | MinimizeLCOE_Brownfield | IgnoreSilica | 2019 | 48.5009 | 6.2583 | 0.46242 | 4 | 13279.5295 | 26841.6244 | 270.7212 | 547.2028 | 67.9914 | 7.2004 | 59.9241 | 1763798.001 | 0 | 1758935.9703 | 0 | 0 | 0 | 661140.4389 | 1631711.02 | 4245377.3641 | 2897557.2848 | 12958520.0793 | 961560.8286 | 10642951.9172 | 10642951.9172 | 9533441.692 | 4909297.9377 | 0 | 24563032.8251 | 49648724.372 | 10000 | 1.8497 | 13279.5295 | 26841.6244 | 270.7212 | 547.2028
1 | 2800 | 707 | 0.035 | 15 | 15 | 7 | 1.3335e-11 | 5spot_SharedNeighbor | CO2 | Porous | Wet | R600a | MinimizeLCOE_Brownfield | IgnoreSilica | 2019 | 57.9085 | 7.5177 | 0.5699 | 4 | 11488.9831 | 22493.3604 | 234.2185 | 458.5576 | 67.8104 | 7.1384 | 86.2791 | 1993625.9853 | 0 | 2031113.1419 | 0 | 0 | 0 | 684559.2173 | 1836626.3544 | 4778525.0302 | 3261441.522 | 14585891.2511 | 961560.8286 | 10642951.9172 | 10642951.9172 | 9533441.692 | 4909297.9377 | 0 | 26190403.9969 | 51276095.5438 | 13335.2143 | 2.2796 | 11488.9831 | 22493.3604 | 234.2185 | 458.5576
1 | 2800 | 707 | 0.035 | 15 | 15 | 7 | 1.7783e-11 | 5spot_SharedNeighbor | CO2 | Porous | Wet | R600a | MinimizeLCOE_Brownfield | IgnoreSilica | 2019 | 67.4091 | 8.7966 | 0.68363 | 4 | 10121.6873 | 19295.443 | 206.3443 | 393.3637 | 67.5405 | 7.0611 | 79.7047 | 2209914.5818 | 0 | 2297330.8462 | 0 | 0 | 0 | 682288.8289 | 2023918.3602 | 5265820.4105 | 3594030.6319 | 16073303.6595 | 961560.8286 | 10642951.9172 | 10642951.9172 | 9533441.692 | 4909297.9377 | 0 | 27677816.4053 | 52763507.9522 | 17782.7941 | 2.7345 | 10121.6873 | 19295.443 | 206.3443 | 393.3637
1 | 2800 | 707 | 0.035 | 15 | 15 | 7 | 2.3714e-11 | 5spot_SharedNeighbor | CO2 | Porous | Wet | R600a | MinimizeLCOE_Brownfield | IgnoreSilica | 2019 | 76.4345 | 10.018 | 0.79676 | 4 | 9081.6353 | 16952.8121 | 185.1414 | 345.606 | 67.207 | 6.9742 | 79.6098 | 2401796.0755 | 0 | 2543437.5838 | 0 | 0 | 0 | 652935.1779 | 2183285.8465 | 5680461.9191 | 3877031.9816 | 17338948.5843 | 961560.8286 | 10642951.9172 | 10642951.9172 | 9533441.692 | 4909297.9377 | 0 | 28943461.33 | 54029152.877 | 23713.7371 | 3.187 | 9081.6353 | 16952.8121 | 185.1414 | 345.606
1 | 2800 | 707 | 0.035 | 15 | 15 | 7 | 3.1623e-11 | 5spot_SharedNeighbor | CO2 | Porous | Wet | R600a | MinimizeLCOE_Brownfield | IgnoreSilica | 2019 | 84.5197 | 11.1176 | 0.90277 | 4 | 8292.685 | 15239.5736 | 169.0576 | 310.6793 | 66.8457 | 6.8852 | 79.3804 | 2562959.3692 | 0 | 2759014.3338 | 0 | 0 | 0 | 599705.4125 | 2309454.855 | 6008727.7984 | 4101080.1894 | 18340941.9584 | 961560.8286 | 10642951.9172 | 10642951.9172 | 9533441.692 | 4909297.9377 | 0 | 29945454.7041 | 55031146.251 | 31622.7766 | 3.6111 | 8292.685 | 15239.5736 | 169.0576 | 310.6793
1 | 2800 | 707 | 0.035 | 15 | 15 | 7 | 4.217e-11 | 5spot_SharedNeighbor | CO2 | Porous | Wet | R600a | MinimizeLCOE_Brownfield | IgnoreSilica | 2019 | 91.4038 | 12.0583 | 0.99699 | 4 | 7694.6744 | 13985.019 | 156.8663 | 285.1035 | 66.492 | 6.8011 | 99.1636 | 2692379.3142 | 0 | 2939304.9696 | 0 | 0 | 0 | 529128.8909 | 2402717.1382 | 6251377.1285 | 4266693.3431 | 19081600.7845 | 961560.8286 | 10642951.9172 | 10642951.9172 | 9533441.692 | 4909297.9377 | 0 | 30686113.5303 | 55771805.0772 | 42169.6503 | 3.988 | 7694.6744 | 13985.019 | 156.8663 | 285.1035
1 | 2800 | 707 | 0.035 | 15 | 15 | 7 | 5.6234e-11 | 5spot_SharedNeighbor | CO2 | Porous | Wet | R600a | MinimizeLCOE_Brownfield | IgnoreSilica | 2019 | 97.0607 | 12.8348 | 1.0774 | 4 | 7240.1812 | 13061.0585 | 147.6009 | 266.2673 | 66.1686 | 6.726 | 71.4181 | 2793350.7774 | 0 | 3085463.9344 | 0 | 0 | 0 | 448668.6568 | 2467718.5138 | 6420497.3741 | 4382121.3859 | 19597820.6423 | 961560.8286 | 10642951.9172 | 10642951.9172 | 9533441.692 | 4909297.9377 | 0 | 31202333.3881 | 56288024.935 | 56234.1325 | 4.3096 | 7240.1812 | 13061.0585 | 147.6009 | 266.2673
1 | 2800 | 707 | 0.035 | 15 | 15 | 7 | 7.4989e-11 | 5spot_SharedNeighbor | CO2 | Porous | Wet | R600a | MinimizeLCOE_Brownfield | IgnoreSilica | 2019 | 101.3797 | 13.4312 | 1.1425 | 4 | 6894.7248 | 12384.1392 | 140.5583 | 252.4674 | 65.9039 | 6.6657 | 87.496 | 2867293.0306 | 0 | 3195810.291 | 0 | 0 | 0 | 362979.6276 | 2506172.3502 | 6520546.3685 | 4450406.8804 | 19903208.5483 | 961560.8286 | 10642951.9172 | 10642951.9172 | 9533441.692 | 4909297.9377 | 0 | 31507721.294 | 56593412.841 | 74989.4209 | 4.5698 | 6894.7248 | 12384.1392 | 140.5583 | 252.4674
1 | 2800 | 707 | 0.035 | 15 | 15 | 7 | 1e-10 | 5spot_SharedNeighbor | CO2 | Porous | Wet | R600a | MinimizeLCOE_Brownfield | IgnoreSilica | 2019 | 104.464 | 13.8614 | 1.1929 | 4 | 6629.8916 | 11887.0292 | 135.1593 | 242.3332 | 65.7044 | 6.6208 | 73.3041 | 2918371.7418 | 0 | 3274015.6686 | 0 | 0 | 0 | 275150.079 | 2522339.6208 | 6562610.2904 | 4479116.3714 | 20031603.7719 | 961560.8286 | 10642951.9172 | 10642951.9172 | 9533441.692 | 4909297.9377 | 0 | 31636116.5177 | 56721808.0646 | 100000 | 4.7717 | 6629.8916 | 11887.0292 | 135.1593 | 242.3332
1 | 2800 | 707 | 0.035 | 15 | 15 | 7 | 1.3335e-10 | 5spot_SharedNeighbor | CO2 | Porous | Wet | R600a | MinimizeLCOE_Brownfield | IgnoreSilica | 2019 | 106.0855 | 14.0963 | 1.2279 | 4 | 6424.4103 | 11532.0158 | 130.9703 | 235.0957 | 65.5954 | 6.5965 | 82.3659 | 2944615.3596 | 0 | 3314910.8255 | 0 | 0 | 0 | 181207.0798 | 2511885.9733 | 6535412.0439 | 4460553.0093 | 19948584.2914 | 961560.8286 | 10642951.9172 | 10642951.9172 | 9533441.692 | 4909297.9377 | 0 | 31553097.0372 | 56638788.5841 | 133352.1432 | 4.9114 | 6424.4103 | 11532.0158 | 130.9703 | 235.0957
1 | 2800 | 707 | 0.035 | 15 | 15 | 7 | 1.7783e-10 | 5spot_SharedNeighbor | CO2 | Porous | Wet | R600a | MinimizeLCOE_Brownfield | IgnoreSilica | 2019 | 103.2155 | 13.7441 | 1.2263 | 4 | 6242.786 | 11357.0284 | 127.2676 | 231.5284 | 65.781 | 6.6384 | 72.1977 | 2897599.7692 | 0 | 3242278.0376 | 0 | 0 | 0 | 0 | 2394552.3446 | 6230134.0105 | 4252194.4786 | 19016758.6405 | 961560.8286 | 10642951.9172 | 10642951.9172 | 9533441.692 | 4909297.9377 | 0 | 30621271.3863 | 55706962.9332 | 177827.941 | 4.9051 | 6242.786 | 11357.0284 | 127.2676 | 231.5284
1 | 2800 | 707 | 0.035 | 15 | 15 | 7 | 2.3714e-10 | 5spot_SharedNeighbor | CO2 | Porous | Wet | R600a | MinimizeLCOE_Brownfield | IgnoreSilica | 2019 | 110.1418 | 14.6563 | 1.2884 | 4 | 6113.3498 | 10980.9783 | 124.6289 | 223.8621 | 65.3127 | 6.5335 | 64.4448 | 3008551.5039 | 0 | 3416850.2044 | 0 | 0 | 0 | 0 | 2505906.6663 | 6519855.1135 | 4449935.0846 | 19901098.5727 | 961560.8286 | 10642951.9172 | 10642951.9172 | 9533441.692 | 4909297.9377 | 0 | 31505611.3185 | 56591302.8654 | 237137.3706 | 5.1536 | 6113.3498 | 10980.9783 | 124.6289 | 223.8621
1 | 2800 | 707 | 0.035 | 15 | 15 | 7 | 3.1623e-10 | 5spot_SharedNeighbor | CO2 | Porous | Wet | R600a | MinimizeLCOE_Brownfield | IgnoreSilica | 2019 | 115.6842 | 15.3834 | 1.335 | 4 | 6028.3697 | 10725.9038 | 122.8965 | 218.6621 | 64.9084 | 6.4442 | 67.8596 | 3092208.4591 | 0 | 3554998.1732 | 0 | 0 | 0 | 0 | 2592410.5866 | 6744920.5699 | 4603546.8832 | 20588084.672 | 961560.8286 | 10642951.9172 | 10642951.9172 | 9533441.692 | 4909297.9377 | 0 | 32192597.4178 | 57278288.9647 | 316227.766 | 5.3402 | 6028.3697 | 10725.9038 | 122.8965 | 218.6621
1 | 2800 | 707 | 0.035 | 15 | 15 | 7 | 4.217e-10 | 5spot_SharedNeighbor | CO2 | Porous | Wet | R600a | MinimizeLCOE_Brownfield | IgnoreSilica | 2019 | 120.0279 | 15.9515 | 1.3696 | 4 | 5972.2025 | 10551.1958 | 121.7514 | 215.1004 | 64.5732 | 6.3711 | 69.0366 | 3154576.7401 | 0 | 3662358.6062 | 0 | 0 | 0 | 0 | 2658604.7851 | 6917144.2959 | 4721093.1151 | 21113777.5424 | 961560.8286 | 10642951.9172 | 10642951.9172 | 9533441.692 | 4909297.9377 | 0 | 32718290.2882 | 57803981.8351 | 421696.5034 | 5.4784 | 5972.2025 | 10551.1958 | 121.7514 | 215.1004
1 | 2800 | 707 | 0.035 | 15 | 15 | 7 | 5.6234e-10 | 5spot_SharedNeighbor | CO2 | Porous | Wet | R600a | MinimizeLCOE_Brownfield | IgnoreSilica | 2019 | 123.4191 | 16.394 | 1.3953 | 4 | 5934.4816 | 10429.2353 | 120.9824 | 212.6141 | 64.2996 | 6.3118 | 60.7169 | 3201257.5715 | 0 | 3745687.5462 | 0 | 0 | 0 | 0 | 2709308.5959 | 7049065.211 | 4811131.8503 | 21516450.775 | 961560.8286 | 10642951.9172 | 10642951.9172 | 9533441.692 | 4909297.9377 | 0 | 33120963.5208 | 58206655.0677 | 562341.3252 | 5.5811 | 5934.4816 | 10429.2353 | 120.9824 | 212.6141
1 | 2800 | 707 | 0.035 | 15 | 15 | 7 | 7.4989e-10 | 5spot_SharedNeighbor | CO2 | Porous | Wet | R600a | MinimizeLCOE_Brownfield | IgnoreSilica | 2019 | 126.0131 | 16.7318 | 1.4141 | 4 | 5908.9642 | 10343.7578 | 120.4622 | 210.8715 | 64.0839 | 6.2654 | 72.0491 | 3235802.8264 | 0 | 3809121.8281 | 0 | 0 | 0 | 0 | 2747520.6152 | 7148485.0469 | 4878987.9312 | 21819918.2478 | 961560.8286 | 10642951.9172 | 10642951.9172 | 9533441.692 | 4909297.9377 | 0 | 33424430.9936 | 58510122.5405 | 749894.2093 | 5.6566 | 5908.9642 | 10343.7578 | 120.4622 | 210.8715
1 | 2800 | 707 | 0.035 | 15 | 15 | 7 | 1e-09 | 5spot_SharedNeighbor | CO2 | Porous | Wet | R600a | MinimizeLCOE_Brownfield | IgnoreSilica | 2019 | 128.0011 | 16.9903 | 1.4281 | 4 | 5891.3899 | 10282.7911 | 120.104 | 209.6286 | 63.9143 | 6.2291 | 69.993 | 3261567.307 | 0 | 3857578.6271 | 0 | 0 | 0 | 0 | 2776466.9143 | 7223797.3793 | 4930390.1456 | 22049800.3732 | 961560.8286 | 10642951.9172 | 10642951.9172 | 9533441.692 | 4909297.9377 | 0 | 33654313.119 | 58740004.6659 | 1000000 | 5.7125 | 5891.3899 | 10282.7911 | 120.104 | 209.6286
1 | 2800 | 707 | 0.035 | 15 | 15 | 7 | 1.3335e-09 | 5spot_SharedNeighbor | CO2 | Porous | Wet | R600a | MinimizeLCOE_Brownfield | IgnoreSilica | 2019 | 129.524 | 17.1882 | 1.4385 | 4 | 5879.113 | 10238.7549 | 119.8537 | 208.7309 | 63.7817 | 6.2008 | 66.9298 | 3280872.6264 | 0 | 3894621.1781 | 0 | 0 | 0 | 0 | 2798442.5838 | 7280973.5635 | 4969414.0661 | 22224324.018 | 961560.8286 | 10642951.9172 | 10642951.9172 | 9533441.692 | 4909297.9377 | 0 | 33828836.7638 | 58914528.3107 | 1333521.4322 | 5.7541 | 5879.113 | 10238.7549 | 119.8537 | 208.7309
1 | 2800 | 707 | 0.035 | 15 | 15 | 7 | 1.7783e-09 | 5spot_SharedNeighbor | CO2 | Porous | Wet | R600a | MinimizeLCOE_Brownfield | IgnoreSilica | 2019 | 130.6541 | 17.3347 | 1.4461 | 4 | 5870.4888 | 10207.2419 | 119.6779 | 208.0884 | 63.6826 | 6.1797 | 70.663 | 3295003.789 | 0 | 3922029.2208 | 0 | 0 | 0 | 0 | 2814642.8738 | 7323123.395 | 4998182.1922 | 22352981.4709 | 961560.8286 | 10642951.9172 | 10642951.9172 | 9533441.692 | 4909297.9377 | 0 | 33957494.2167 | 59043185.7636 | 1778279.41 | 5.7844 | 5870.4888 | 10207.2419 | 119.6779 | 208.0884
1 | 2800 | 707 | 0.035 | 15 | 15 | 7 | 2.3714e-09 | 5spot_SharedNeighbor | CO2 | Porous | Wet | R600a | MinimizeLCOE_Brownfield | IgnoreSilica | 2019 | 131.5238 | 17.4475 | 1.4518 | 4 | 5864.2998 | 10183.9545 | 119.5517 | 207.6137 | 63.6051 | 6.1633 | 62.3287 | 3305715.9385 | 0 | 3943110.3309 | 0 | 0 | 0 | 0 | 2827042.2451 | 7355384.0156 | 5020200.7286 | 22451453.2587 | 961560.8286 | 10642951.9172 | 10642951.9172 | 9533441.692 | 4909297.9377 | 0 | 34055966.0044 | 59141657.5513 | 2371373.7057 | 5.8073 | 5864.2998 | 10183.9545 | 119.5517 | 207.6137
1 | 2800 | 707 | 0.035 | 15 | 15 | 7 | 3.1623e-09 | 5spot_SharedNeighbor | CO2 | Porous | Wet | R600a | MinimizeLCOE_Brownfield | IgnoreSilica | 2019 | 132.1816 | 17.5328 | 1.4561 | 4 | 5859.8342 | 10166.8158 | 119.4606 | 207.2643 | 63.546 | 6.1507 | 64.7566 | 3313737.8556 | 0 | 3959044.9922 | 0 | 0 | 0 | 0 | 2836385.3106 | 7379692.7557 | 5036791.9433 | 22525652.8573 | 961560.8286 | 10642951.9172 | 10642951.9172 | 9533441.692 | 4909297.9377 | 0 | 34130165.6031 | 59215857.15 | 3162277.6602 | 5.8244 | 5859.8342 | 10166.8158 | 119.4606 | 207.2643
1 | 2800 | 707 | 0.035 | 15 | 15 | 7 | 4.217e-09 | 5spot_SharedNeighbor | CO2 | Porous | Wet | R600a | MinimizeLCOE_Brownfield | IgnoreSilica | 2019 | 132.681 | 17.5976 | 1.4593 | 4 | 5856.5845 | 10154.1079 | 119.3944 | 207.0052 | 63.5008 | 6.1411 | 71.4548 | 3319774.8569 | 0 | 3971135.6091 | 0 | 0 | 0 | 0 | 2843455.0818 | 7398086.8499 | 5049346.2905 | 22581798.6882 | 961560.8286 | 10642951.9172 | 10642951.9172 | 9533441.692 | 4909297.9377 | 0 | 34186311.434 | 59272002.9809 | 4216965.0343 | 5.8372 | 5856.5845 | 10154.1079 | 119.3944 | 207.0052
1 | 2800 | 707 | 0.035 | 15 | 15 | 7 | 5.6234e-09 | 5spot_SharedNeighbor | CO2 | Porous | Wet | R600a | MinimizeLCOE_Brownfield | IgnoreSilica | 2019 | 133.0318 | 17.6429 | 1.4616 | 4 | 5854.2202 | 10145.0665 | 119.3462 | 206.8209 | 63.4695 | 6.1345 | 57.057 | 3324032.5104 | 0 | 3979591.0053 | 0 | 0 | 0 | 0 | 2848413.1711 | 7410986.7814 | 5058150.7589 | 22621174.2272 | 961560.8286 | 10642951.9172 | 10642951.9172 | 9533441.692 | 4909297.9377 | 0 | 34225686.9729 | 59311378.5198 | 5623413.2519 | 5.8463 | 5854.2202 | 10145.0665 | 119.3462 | 206.8209
1 | 2800 | 707 | 0.035 | 15 | 15 | 7 | 7.4989e-09 | 5spot_SharedNeighbor | CO2 | Porous | Wet | R600a | MinimizeLCOE_Brownfield | IgnoreSilica | 2019 | 133.3265 | 17.6812 | 1.4634 | 4 | 5852.4617 | 10137.8879 | 119.3103 | 206.6746 | 63.4423 | 6.1287 | 62.6978 | 3327540.5676 | 0 | 3986735.791 | 0 | 0 | 0 | 0 | 2852567.7799 | 7421796.2211 | 5065528.4236 | 22654168.7831 | 961560.8286 | 10642951.9172 | 10642951.9172 | 9533441.692 | 4909297.9377 | 0 | 34258681.5289 | 59344373.0758 | 7498942.0933 | 5.8537 | 5852.4617 | 10137.8879 | 119.3103 | 206.6746
1 | 2800 | 707 | 0.035 | 15 | 15 | 7 | 1e-08 | 5spot_SharedNeighbor | CO2 | Porous | Wet | R600a | MinimizeLCOE_Brownfield | IgnoreSilica | 2019 | 133.5311 | 17.7076 | 1.4647 | 4 | 5851.1696 | 10132.7879 | 119.284 | 206.5706 | 63.4238 | 6.1248 | 62.1615 | 3329994.7653 | 0 | 3991674.5524 | 0 | 0 | 0 | 0 | 2855451.0339 | 7429297.8566 | 5070648.4439 | 22677066.6521 | 961560.8286 | 10642951.9172 | 10642951.9172 | 9533441.692 | 4909297.9377 | 0 | 34281579.3979 | 59367270.9448 | 10000000 | 5.8589 | 5851.1696 | 10132.7879 | 119.284 | 206.5706
1 | 2900 | 707 | 0.035 | 15 | 15 | 7 | 1e-13 | 5spot_SharedNeighbor | CO2 | Porous | Wet | R600a | MinimizeLCOE_Brownfield | IgnoreSilica | 2019 | 0.69881 | 0.0073395 | 0.00092252 | 4 | 3382371.9703 | 10409784.2024 | 68954.2276 | 212217.5312 | 47.9571 | 6.0576 | 46.3341 | 58755.9672 | 0 | 31791.3327 | 0 | 0 | 0 | 51223.1392 | 55290.4713 | 143854.4646 | 98183.628 | 439099.003 | 961560.8286 | 11080591.8743 | 11080591.8743 | 9793800.0038 | 5057380.7595 | 0 | 12481251.7059 | 38413024.3435 | 100 | 0.0036901 | 3382371.9703 | 10409784.2024 | 68954.2276 | 212217.5312
1 | 2900 | 707 | 0.035 | 15 | 15 | 7 | 1.3335e-13 | 5spot_SharedNeighbor | CO2 | Porous | Wet | R600a | MinimizeLCOE_Brownfield | IgnoreSilica | 2019 | 1.0109 | 0.036584 | 0.0023341 | 4 | 1358271.7584 | 4135813.8155 | 27690.207 | 84314.1587 | 52.9041 | 6.5059 | 30.5526 | 85750.5693 | 0 | 52109.3672 | 0 | 0 | 0 | 68447.1615 | 80459.7682 | 209339.8124 | 142878.7235 | 638985.4022 | 961560.8286 | 11080591.8743 | 11080591.8743 | 9793800.0038 | 5057380.7595 | 0 | 12681138.1052 | 38612910.7428 | 133.3521 | 0.0093362 | 1358271.7584 | 4135813.8155 | 27690.207 | 84314.1587
1 | 2900 | 707 | 0.035 | 15 | 15 | 7 | 1.7783e-13 | 5spot_SharedNeighbor | CO2 | Porous | Wet | R600a | MinimizeLCOE_Brownfield | IgnoreSilica | 2019 | 1.418 | 0.080387 | 0.0045798 | 4 | 705545.513 | 2121090.0064 | 14383.4996 | 43241.2888 | 56.8586 | 6.8382 | 125.3628 | 118805.183 | 0 | 77552.8493 | 0 | 0 | 0 | 88714.3397 | 111178.2251 | 289262.9359 | 197427.8975 | 882941.4305 | 961560.8286 | 11080591.8743 | 11080591.8743 | 9793800.0038 | 5057380.7595 | 0 | 12925094.1334 | 38856866.7711 | 177.8279 | 0.018319 | 705545.513 | 2121090.0064 | 14383.4996 | 43241.2888
1 | 2900 | 707 | 0.035 | 15 | 15 | 7 | 2.3714e-13 | 5spot_SharedNeighbor | CO2 | Porous | Wet | R600a | MinimizeLCOE_Brownfield | IgnoreSilica | 2019 | 1.9237 | 0.13984 | 0.0078857 | 4 | 418568.3187 | 1240683.3839 | 8533.0813 | 25293.0089 | 59.9133 | 7.0753 | 184.0025 | 156821.013 | 0 | 107541.0288 | 0 | 0 | 0 | 110371.3952 | 146146.0404 | 380242.0185 | 259522.9908 | 1160644.4867 | 961560.8286 | 11080591.8743 | 11080591.8743 | 9793800.0038 | 5057380.7595 | 0 | 13202797.1896 | 39134569.8273 | 237.1374 | 0.031543 | 418568.3187 | 1240683.3839 | 8533.0813 | 25293.0089
1 | 2900 | 707 | 0.035 | 15 | 15 | 7 | 3.1623e-13 | 5spot_SharedNeighbor | CO2 | Porous | Wet | R600a | MinimizeLCOE_Brownfield | IgnoreSilica | 2019 | 2.5655 | 0.21919 | 0.012555 | 4 | 269342.1041 | 785703.6627 | 5490.9031 | 16017.6319 | 62.3532 | 7.2517 | 249.851 | 201310.7355 | 0 | 143540.6283 | 0 | 0 | 0 | 134365.9031 | 186894.7341 | 486261.7606 | 331883.6433 | 1484257.4049 | 961560.8286 | 11080591.8743 | 11080591.8743 | 9793800.0038 | 5057380.7595 | 0 | 13526410.1078 | 39458182.7454 | 316.2278 | 0.05022 | 269342.1041 | 785703.6627 | 5490.9031 | 16017.6319
1 | 2900 | 707 | 0.035 | 15 | 15 | 7 | 4.217e-13 | 5spot_SharedNeighbor | CO2 | Porous | Wet | R600a | MinimizeLCOE_Brownfield | IgnoreSilica | 2019 | 3.4003 | 0.32531 | 0.018999 | 4 | 183105.7049 | 524339.9535 | 3732.8575 | 10689.3792 | 64.3429 | 7.3866 | 41.6761 | 254550.6948 | 0 | 187765.5313 | 0 | 0 | 0 | 162345.7351 | 235818.1649 | 613550.492 | 418760.818 | 1872791.4361 | 961560.8286 | 11080591.8743 | 11080591.8743 | 9793800.0038 | 5057380.7595 | 0 | 13914944.1391 | 39846716.7767 | 421.6965 | 0.075994 | 183105.7049 | 524339.9535 | 3732.8575 | 10689.3792
1 | 2900 | 707 | 0.035 | 15 | 15 | 7 | 5.6234e-13 | 5spot_SharedNeighbor | CO2 | Porous | Wet | R600a | MinimizeLCOE_Brownfield | IgnoreSilica | 2019 | 4.4649 | 0.46335 | 0.027736 | 4 | 129526.6315 | 363264.1323 | 2640.5756 | 7405.6307 | 65.9236 | 7.4881 | 56.2512 | 316992.9113 | 0 | 241026.2907 | 0 | 0 | 0 | 193630.4362 | 293143.3589 | 762698.8879 | 520557.6629 | 2328049.548 | 961560.8286 | 11080591.8743 | 11080591.8743 | 9793800.0038 | 5057380.7595 | 0 | 14370202.251 | 40301974.8886 | 562.3413 | 0.11094 | 129526.6315 | 363264.1323 | 2640.5756 | 7405.6307
1 | 2900 | 707 | 0.035 | 15 | 15 | 7 | 7.4989e-13 | 5spot_SharedNeighbor | CO2 | Porous | Wet | R600a | MinimizeLCOE_Brownfield | IgnoreSilica | 2019 | 5.848 | 0.64455 | 0.039483 | 4 | 94453.1666 | 258649.7886 | 1925.5556 | 5272.9258 | 67.1945 | 7.5659 | 64.3228 | 391647.0859 | 0 | 306407.1998 | 0 | 0 | 0 | 230171.6195 | 362008.103 | 941870.826 | 642846.1923 | 2874951.0265 | 961560.8286 | 11080591.8743 | 11080591.8743 | 9793800.0038 | 5057380.7595 | 0 | 14917103.7295 | 40848876.3671 | 749.8942 | 0.15793 | 94453.1666 | 258649.7886 | 1925.5556 | 5272.9258
1 | 2900 | 707 | 0.035 | 15 | 15 | 7 | 1e-12 | 5spot_SharedNeighbor | CO2 | Porous | Wet | R600a | MinimizeLCOE_Brownfield | IgnoreSilica | 2019 | 7.6339 | 0.88019 | 0.055152 | 4 | 70576.5643 | 188123.5476 | 1438.7987 | 3835.153 | 68.2007 | 7.6247 | 49.2175 | 480412.9689 | 0 | 386218.0959 | 0 | 0 | 0 | 272307.8372 | 444186.1718 | 1155681.304 | 788776.2368 | 3527582.6147 | 961560.8286 | 11080591.8743 | 11080591.8743 | 9793800.0038 | 5057380.7595 | 0 | 15569735.3176 | 41501507.9552 | 1000 | 0.22061 | 70576.5643 | 188123.5476 | 1438.7987 | 3835.153
1 | 2900 | 707 | 0.035 | 15 | 15 | 7 | 1.3335e-12 | 5spot_SharedNeighbor | CO2 | Porous | Wet | R600a | MinimizeLCOE_Brownfield | IgnoreSilica | 2019 | 9.8971 | 1.1807 | 0.075857 | 4 | 53824.602 | 139286.8466 | 1097.2873 | 2839.5508 | 68.9788 | 7.6678 | 54.6471 | 584182.6054 | 0 | 481962.0802 | 0 | 0 | 0 | 318896.39 | 540166.0195 | 1405401.1793 | 959215.183 | 4289823.4574 | 961560.8286 | 11080591.8743 | 11080591.8743 | 9793800.0038 | 5057380.7595 | 0 | 16331976.1603 | 42263748.7979 | 1333.5214 | 0.30343 | 53824.602 | 139286.8466 | 1097.2873 | 2839.5508
1 | 2900 | 707 | 0.035 | 15 | 15 | 7 | 1.7783e-12 | 5spot_SharedNeighbor | CO2 | Porous | Wet | R600a | MinimizeLCOE_Brownfield | IgnoreSilica | 2019 | 12.7935 | 1.5666 | 0.10311 | 4 | 41789.019 | 104661.7725 | 851.9257 | 2133.6718 | 69.5826 | 7.6986 | 46.9758 | 706900.1284 | 0 | 598111.3793 | 0 | 0 | 0 | 371849.9918 | 653975.9848 | 1701511.3635 | 1161316.4682 | 5193665.316 | 961560.8286 | 11080591.8743 | 11080591.8743 | 9793800.0038 | 5057380.7595 | 0 | 17235818.0189 | 43167590.6566 | 1778.2794 | 0.41245 | 41789.019 | 104661.7725 | 851.9257 | 2133.6718
1 | 2900 | 707 | 0.035 | 15 | 15 | 7 | 2.3714e-12 | 5spot_SharedNeighbor | CO2 | Porous | Wet | R600a | MinimizeLCOE_Brownfield | IgnoreSilica | 2019 | 16.4593 | 2.0566 | 0.1387 | 4 | 32976.1722 | 79717.7951 | 672.2639 | 1625.1551 | 70.039 | 7.7184 | 63.899 | 850595.0948 | 0 | 737615.7224 | 0 | 0 | 0 | 430574.2106 | 787326.1609 | 2048461.1678 | 1398116.8387 | 6252689.1953 | 961560.8286 | 11080591.8743 | 11080591.8743 | 9793800.0038 | 5057380.7595 | 0 | 18294841.8982 | 44226614.5359 | 2371.3737 | 0.55479 | 32976.1722 | 79717.7951 | 672.2639 | 1625.1551
1 | 2900 | 707 | 0.035 | 15 | 15 | 7 | 3.1623e-12 | 5spot_SharedNeighbor | CO2 | Porous | Wet | R600a | MinimizeLCOE_Brownfield | IgnoreSilica | 2019 | 21.0297 | 2.6697 | 0.18465 | 4 | 26423.6267 | 61533.6388 | 538.6814 | 1254.4465 | 70.3691 | 7.7274 | 51.5733 | 1016608.4604 | 0 | 902951.9179 | 0 | 0 | 0 | 493537.143 | 941108.0333 | 2448570.0548 | 1671199.3755 | 7473974.9849 | 961560.8286 | 11080591.8743 | 11080591.8743 | 9793800.0038 | 5057380.7595 | 0 | 19516127.6878 | 45447900.3255 | 3162.2777 | 0.73859 | 26423.6267 | 61533.6388 | 538.6814 | 1254.4465
1 | 2900 | 707 | 0.035 | 15 | 15 | 7 | 4.217e-12 | 5spot_SharedNeighbor | CO2 | Porous | Wet | R600a | MinimizeLCOE_Brownfield | IgnoreSilica | 2019 | 26.6593 | 3.4273 | 0.24321 | 4 | 21491.9106 | 48147.3948 | 438.1417 | 981.5498 | 70.5894 | 7.725 | 51.2338 | 1206363.1489 | 0 | 1096915.8562 | 0 | 0 | 0 | 559334.5621 | 1116419.2912 | 2904693.9866 | 1982513.3314 | 8866240.1764 | 961560.8286 | 11080591.8743 | 11080591.8743 | 9793800.0038 | 5057380.7595 | 0 | 20908392.8794 | 46840165.517 | 4216.965 | 0.97285 | 21491.9106 | 48147.3948 | 438.1417 | 981.5498
1 | 2900 | 707 | 0.035 | 15 | 15 | 7 | 5.6234e-12 | 5spot_SharedNeighbor | CO2 | Porous | Wet | R600a | MinimizeLCOE_Brownfield | IgnoreSilica | 2019 | 33.4922 | 4.3501 | 0.31661 | 4 | 17745.5213 | 38221.9317 | 361.7665 | 779.2058 | 70.7072 | 7.7093 | 64.5257 | 1420298.3229 | 0 | 1321639.831 | 0 | 0 | 0 | 625936.6834 | 1313471.1866 | 3417382.5974 | 2332433.8429 | 10431162.4643 | 961560.8286 | 11080591.8743 | 11080591.8743 | 9793800.0038 | 5057380.7595 | 0 | 22473315.1672 | 48405087.8048 | 5623.4133 | 1.2664 | 17745.5213 | 38221.9317 | 361.7665 | 779.2058
1 | 2900 | 707 | 0.035 | 15 | 15 | 7 | 7.4989e-12 | 5spot_SharedNeighbor | CO2 | Porous | Wet | R600a | MinimizeLCOE_Brownfield | IgnoreSilica | 2019 | 41.4971 | 5.436 | 0.40594 | 4 | 14881.9651 | 30852.2975 | 303.389 | 628.9658 | 70.7223 | 7.6778 | 71.72 | 1653306.4013 | 0 | 1573662.3795 | 0 | 0 | 0 | 686946.2087 | 1526426.8459 | 3971449.5398 | 2710595.916 | 12122387.2911 | 961560.8286 | 11080591.8743 | 11080591.8743 | 9793800.0038 | 5057380.7595 | 0 | 24164539.9941 | 50096312.6317 | 7498.9421 | 1.6237 | 14881.9651 | 30852.2975 | 303.389 | 628.9658
1 | 2900 | 707 | 0.035 | 15 | 15 | 7 | 1e-11 | 5spot_SharedNeighbor | CO2 | Porous | Wet | R600a | MinimizeLCOE_Brownfield | IgnoreSilica | 2019 | 50.4908 | 6.6623 | 0.51055 | 4 | 12687.4894 | 25385.3247 | 258.6516 | 517.5142 | 70.6326 | 7.6281 | 63.8737 | 1896920.792 | 0 | 1845721.3923 | 0 | 0 | 0 | 735031.5504 | 1746292.7565 | 4543495.5386 | 3101029.0646 | 13868491.0943 | 961560.8286 | 11080591.8743 | 11080591.8743 | 9793800.0038 | 5057380.7595 | 0 | 25910643.7973 | 51842416.4349 | 10000 | 2.0422 | 12687.4894 | 25385.3247 | 258.6516 | 517.5142
1 | 2900 | 707 | 0.035 | 15 | 15 | 7 | 1.3335e-11 | 5spot_SharedNeighbor | CO2 | Porous | Wet | R600a | MinimizeLCOE_Brownfield | IgnoreSilica | 2019 | 60.1035 | 7.9801 | 0.62723 | 4 | 11007.524 | 21343.3715 | 224.4033 | 435.1135 | 70.438 | 7.5597 | 57.4821 | 2139381.2522 | 0 | 2126259.8719 | 0 | 0 | 0 | 762942.8428 | 1961147.7471 | 5102504.1513 | 3482563.9292 | 15574799.7945 | 961560.8286 | 11080591.8743 | 11080591.8743 | 9793800.0038 | 5057380.7595 | 0 | 27616952.4975 | 53548725.1351 | 13335.2143 | 2.5089 | 11007.524 | 21343.3715 | 224.4033 | 435.1135
1 | 2900 | 707 | 0.035 | 15 | 15 | 7 | 1.7783e-11 | 5spot_SharedNeighbor | CO2 | Porous | Wet | R600a | MinimizeLCOE_Brownfield | IgnoreSilica | 2019 | 69.7332 | 9.3078 | 0.74967 | 4 | 9726.0102 | 18373.7892 | 198.2779 | 374.5745 | 70.1516 | 7.4756 | 77.6234 | 2365792.4853 | 0 | 2398618.9774 | 0 | 0 | 0 | 763993.307 | 2156077.8602 | 5609672.3198 | 3828716.6255 | 17122871.5752 | 961560.8286 | 11080591.8743 | 11080591.8743 | 9793800.0038 | 5057380.7595 | 0 | 29165024.2782 | 55096796.9158 | 17782.7941 | 2.9987 | 9726.0102 | 18373.7892 | 198.2779 | 374.5745
1 | 2900 | 707 | 0.035 | 15 | 15 | 7 | 2.3714e-11 | 5spot_SharedNeighbor | CO2 | Porous | Wet | R600a | MinimizeLCOE_Brownfield | IgnoreSilica | 2019 | 78.8124 | 10.5663 | 0.87047 | 4 | 8752.4171 | 16200.0298 | 178.4299 | 330.2595 | 69.8016 | 7.3822 | 72.2511 | 2565250.7486 | 0 | 2648673.5981 | 0 | 0 | 0 | 737414.6559 | 2321022.211 | 6038823.6859 | 4121621.251 | 18432806.1504 | 961560.8286 | 11080591.8743 | 11080591.8743 | 9793800.0038 | 5057380.7595 | 0 | 30474958.8534 | 56406731.491 | 23713.7371 | 3.4819 | 8752.4171 | 16200.0298 | 178.4299 | 330.2595
1 | 2900 | 707 | 0.035 | 15 | 15 | 7 | 3.1623e-11 | 5spot_SharedNeighbor | CO2 | Porous | Wet | R600a | MinimizeLCOE_Brownfield | IgnoreSilica | 2019 | 86.9144 | 11.695 | 0.98297 | 4 | 8014.9545 | 14610.2123 | 163.3957 | 297.8489 | 69.4253 | 7.2872 | 86.7352 | 2732257.3399 | 0 | 2867006.6315 | 0 | 0 | 0 | 687499.1249 | 2451837.6075 | 6379178.5138 | 4353920.4147 | 19471699.6323 | 961560.8286 | 11080591.8743 | 11080591.8743 | 9793800.0038 | 5057380.7595 | 0 | 31513852.3352 | 57445624.9729 | 31622.7766 | 3.9319 | 8014.9545 | 14610.2123 | 163.3957 | 297.8489
1 | 2900 | 707 | 0.035 | 15 | 15 | 7 | 4.217e-11 | 5spot_SharedNeighbor | CO2 | Porous | Wet | R600a | MinimizeLCOE_Brownfield | IgnoreSilica | 2019 | 93.8157 | 12.6608 | 1.0826 | 4 | 7457.0362 | 13445.4289 | 152.0218 | 274.1033 | 69.0579 | 7.1978 | 85.3946 | 2866523.622 | 0 | 3049777.4597 | 0 | 0 | 0 | 621537.6657 | 2549757.1115 | 6633944.977 | 4527803.7607 | 20249344.5966 | 961560.8286 | 11080591.8743 | 11080591.8743 | 9793800.0038 | 5057380.7595 | 0 | 32291497.2995 | 58223269.9372 | 42169.6503 | 4.3303 | 7457.0362 | 13445.4289 | 152.0218 | 274.1033
1 | 2900 | 707 | 0.035 | 15 | 15 | 7 | 5.6234e-11 | 5spot_SharedNeighbor | CO2 | Porous | Wet | R600a | MinimizeLCOE_Brownfield | IgnoreSilica | 2019 | 99.4501 | 13.4527 | 1.167 | 4 | 7034.7629 | 12589.8264 | 143.4132 | 256.6606 | 68.726 | 7.119 | 95.656 | 2970742.5599 | 0 | 3196994.04 | 0 | 0 | 0 | 546938.9538 | 2618723.466 | 6813381.2844 | 4650272.7276 | 20797053.0316 | 961560.8286 | 11080591.8743 | 11080591.8743 | 9793800.0038 | 5057380.7595 | 0 | 32839205.7346 | 58770978.3722 | 56234.1325 | 4.6681 | 7034.7629 | 12589.8264 | 143.4132 | 256.6606
1 | 2900 | 707 | 0.035 | 15 | 15 | 7 | 7.4989e-11 | 5spot_SharedNeighbor | CO2 | Porous | Wet | R600a | MinimizeLCOE_Brownfield | IgnoreSilica | 2019 | 103.9519 | 14.0879 | 1.2366 | 4 | 6714.0829 | 11956.7094 | 136.8757 | 243.7537 | 68.4389 | 7.0519 | 80.9137 | 3050460.0448 | 0 | 3313470.1304 | 0 | 0 | 0 | 470489.8542 | 2665423.8115 | 6934886.0039 | 4733202.1953 | 21167932.0401 | 961560.8286 | 11080591.8743 | 11080591.8743 | 9793800.0038 | 5057380.7595 | 0 | 33210084.743 | 59141857.3807 | 74989.4209 | 4.9463 | 6714.0829 | 11956.7094 | 136.8757 | 243.7537
1 | 2900 | 707 | 0.035 | 15 | 15 | 7 | 1e-10 | 5spot_SharedNeighbor | CO2 | Porous | Wet | R600a | MinimizeLCOE_Brownfield | IgnoreSilica | 2019 | 107.3159 | 14.5653 | 1.2913 | 4 | 6470.9295 | 11491.3184 | 131.9187 | 234.2661 | 68.2138 | 7.0001 | 94.2144 | 3108079.8828 | 0 | 3399769.3912 | 0 | 0 | 0 | 395713.6957 | 2692389.5582 | 7005045.3454 | 4781087.3875 | 21382085.2608 | 961560.8286 | 11080591.8743 | 11080591.8743 | 9793800.0038 | 5057380.7595 | 0 | 33424237.9638 | 59356010.6014 | 100000 | 5.1653 | 6470.9295 | 11491.3184 | 131.9187 | 234.2661
1 | 2900 | 707 | 0.035 | 15 | 15 | 7 | 1.3335e-10 | 5spot_SharedNeighbor | CO2 | Porous | Wet | R600a | MinimizeLCOE_Brownfield | IgnoreSilica | 2019 | 109.7667 | 14.9155 | 1.3335 | 4 | 6285.4409 | 11146.9787 | 128.1372 | 227.2462 | 68.0431 | 6.9611 | 73.718 | 3148954.3873 | 0 | 3462293.8665 | 0 | 0 | 0 | 325483.0123 | 2705325.1938 | 7038701.2157 | 4804058.2106 | 21484815.8861 | 961560.8286 | 11080591.8743 | 11080591.8743 | 9793800.0038 | 5057380.7595 | 0 | 33526968.5891 | 59458741.2267 | 133352.1432 | 5.3341 | 6285.4409 | 11146.9787 | 128.1372 | 227.2462
1 | 2900 | 707 | 0.035 | 15 | 15 | 7 | 1.7783e-10 | 5spot_SharedNeighbor | CO2 | Porous | Wet | R600a | MinimizeLCOE_Brownfield | IgnoreSilica | 2019 | 111.4038 | 15.1527 | 1.3647 | 4 | 6143.3525 | 10893.6501 | 125.2406 | 222.0818 | 67.9257 | 6.9345 | 88.4671 | 3175727.9307 | 0 | 3503892.0523 | 0 | 0 | 0 | 260165.9363 | 2706516.5085 | 7041800.7723 | 4806173.7216 | 21494276.9217 | 961560.8286 | 11080591.8743 | 11080591.8743 | 9793800.0038 | 5057380.7595 | 0 | 33536429.6246 | 59468202.2622 | 177827.941 | 5.459 | 6143.3525 | 10893.6501 | 125.2406 | 222.0818
1 | 2900 | 707 | 0.035 | 15 | 15 | 7 | 2.3714e-10 | 5spot_SharedNeighbor | CO2 | Porous | Wet | R600a | MinimizeLCOE_Brownfield | IgnoreSilica | 2019 | 112.254 | 15.2812 | 1.3861 | 4 | 6033.8592 | 10711.0266 | 123.0084 | 218.3588 | 67.8633 | 6.9205 | 76.6309 | 3189442.5159 | 0 | 3525424.3928 | 0 | 0 | 0 | 198216.1183 | 2696102.3805 | 7014705.3475 | 4787680.5375 | 21411571.2925 | 961560.8286 | 11080591.8743 | 11080591.8743 | 9793800.0038 | 5057380.7595 | 0 | 33453723.9955 | 59385496.6331 | 237137.3706 | 5.5443 | 6033.8592 | 10711.0266 | 123.0084 | 218.3588
1 | 2900 | 707 | 0.035 | 15 | 15 | 7 | 3.1623e-10 | 5spot_SharedNeighbor | CO2 | Porous | Wet | R600a | MinimizeLCOE_Brownfield | IgnoreSilica | 2019 | 112.0714 | 15.2693 | 1.3965 | 4 | 5948.508 | 10590.7236 | 121.2684 | 215.9062 | 67.8754 | 6.9234 | 68.1209 | 3186433.924 | 0 | 3520739.0154 | 0 | 0 | 0 | 133296.9003 | 2667783.2375 | 6941024.7464 | 4737392.0132 | 21186669.8368 | 961560.8286 | 11080591.8743 | 11080591.8743 | 9793800.0038 | 5057380.7595 | 0 | 33228822.5397 | 59160595.1773 | 316227.766 | 5.5861 | 5948.508 | 10590.7236 | 121.2684 | 215.9062
1 | 2900 | 707 | 0.035 | 15 | 15 | 7 | 4.217e-10 | 5spot_SharedNeighbor | CO2 | Porous | Wet | R600a | MinimizeLCOE_Brownfield | IgnoreSilica | 2019 | 108.583 | 14.8159 | 1.3791 | 4 | 5866.8561 | 10567.8502 | 119.6038 | 215.4399 | 68.1194 | 6.9791 | 70.8435 | 3128962.3136 | 0 | 3431942.104 | 0 | 0 | 0 | 0 | 2558752.7228 | 6657349.7125 | 4543777.9736 | 20320784.8265 | 961560.8286 | 11080591.8743 | 11080591.8743 | 9793800.0038 | 5057380.7595 | 0 | 32362937.5294 | 58294710.1671 | 421696.5034 | 5.5162 | 5866.8561 | 10567.8502 | 119.6038 | 215.4399
1 | 2900 | 707 | 0.035 | 15 | 15 | 7 | 5.6234e-10 | 5spot_SharedNeighbor | CO2 | Porous | Wet | R600a | MinimizeLCOE_Brownfield | IgnoreSilica | 2019 | 111.8466 | 15.256 | 1.4103 | 4 | 5812.1445 | 10409.1272 | 118.4884 | 212.2041 | 67.8887 | 6.9264 | 77.1872 | 3182634.2725 | 0 | 3515040.8294 | 0 | 0 | 0 | 0 | 2612093.2898 | 6796130.926 | 4638499.0035 | 20744398.3212 | 961560.8286 | 11080591.8743 | 11080591.8743 | 9793800.0038 | 5057380.7595 | 0 | 32786551.0241 | 58718323.6617 | 562341.3252 | 5.641 | 5812.1445 | 10409.1272 | 118.4884 | 212.2041
1 | 2900 | 707 | 0.035 | 15 | 15 | 7 | 7.4989e-10 | 5spot_SharedNeighbor | CO2 | Porous | Wet | R600a | MinimizeLCOE_Brownfield | IgnoreSilica | 2019 | 114.3533 | 15.5934 | 1.4336 | 4 | 5773.6411 | 10295.896 | 117.7035 | 209.8958 | 67.7054 | 6.8849 | 81.4378 | 3222771.0975 | 0 | 3578541.5015 | 0 | 0 | 0 | 0 | 2652511.9136 | 6901291.8942 | 4710273.5252 | 21065389.9321 | 961560.8286 | 11080591.8743 | 11080591.8743 | 9793800.0038 | 5057380.7595 | 0 | 33107542.635 | 59039315.2727 | 749894.2093 | 5.7343 | 5773.6411 | 10295.896 | 117.7035 | 209.8958
1 | 2900 | 707 | 0.035 | 15 | 15 | 7 | 1e-09 | 5spot_SharedNeighbor | CO2 | Porous | Wet | R600a | MinimizeLCOE_Brownfield | IgnoreSilica | 2019 | 116.2901 | 15.8538 | 1.4511 | 4 | 5745.999 | 10213.4878 | 117.14 | 208.2158 | 67.5595 | 6.8519 | 73.4566 | 3253103.1669 | 0 | 3627444.0921 | 0 | 0 | 0 | 0 | 2683413.431 | 6981691.3037 | 4765147.7742 | 21310799.7678 | 961560.8286 | 11080591.8743 | 11080591.8743 | 9793800.0038 | 5057380.7595 | 0 | 33352952.4708 | 59284725.1084 | 1000000 | 5.8046 | 5745.999 | 10213.4878 | 117.14 | 208.2158
1 | 2900 | 707 | 0.035 | 15 | 15 | 7 | 1.3335e-09 | 5spot_SharedNeighbor | CO2 | Porous | Wet | R600a | MinimizeLCOE_Brownfield | IgnoreSilica | 2019 | 117.7445 | 16.0491 | 1.4641 | 4 | 5726.2781 | 10154.1653 | 116.7379 | 207.0064 | 67.4483 | 6.827 | 72.2926 | 3275527.1338 | 0 | 3664040.8781 | 0 | 0 | 0 | 0 | 2706431.5246 | 7041579.6616 | 4806022.8091 | 21493602.0072 | 961560.8286 | 11080591.8743 | 11080591.8743 | 9793800.0038 | 5057380.7595 | 0 | 33535754.7101 | 59467527.3478 | 1333521.4322 | 5.8565 | 5726.2781 | 10154.1653 | 116.7379 | 207.0064
1 | 2900 | 707 | 0.035 | 15 | 15 | 7 | 1.7783e-09 | 5spot_SharedNeighbor | CO2 | Porous | Wet | R600a | MinimizeLCOE_Brownfield | IgnoreSilica | 2019 | 118.8654 | 16.1995 | 1.474 | 4 | 5711.8023 | 10110.132 | 116.4428 | 206.1087 | 67.3609 | 6.8073 | 68.7302 | 3292565.3161 | 0 | 3692210.4102 | 0 | 0 | 0 | 0 | 2724062.5332 | 7087451.9294 | 4837331.5744 | 21633621.7633 | 961560.8286 | 11080591.8743 | 11080591.8743 | 9793800.0038 | 5057380.7595 | 0 | 33675774.4663 | 59607547.1039 | 1778279.41 | 5.8958 | 5711.8023 | 10110.132 | 116.4428 | 206.1087
1 | 2900 | 707 | 0.035 | 15 | 15 | 7 | 2.3714e-09 | 5spot_SharedNeighbor | CO2 | Porous | Wet | R600a | MinimizeLCOE_Brownfield | IgnoreSilica | 2019 | 119.7008 | 16.3115 | 1.4812 | 4 | 5701.3181 | 10078.0756 | 116.2291 | 205.4552 | 67.2953 | 6.7927 | 65.9364 | 3305152.7036 | 0 | 3713156.98 | 0 | 0 | 0 | 0 | 2737140.7766 | 7121478.836 | 4860555.6373 | 21737484.9335 | 961560.8286 | 11080591.8743 | 11080591.8743 | 9793800.0038 | 5057380.7595 | 0 | 33779637.6365 | 59711410.2741 | 2371373.7057 | 5.9249 | 5701.3181 | 10078.0756 | 116.2291 | 205.4552
1 | 2900 | 707 | 0.035 | 15 | 15 | 7 | 3.1623e-09 | 5spot_SharedNeighbor | CO2 | Porous | Wet | R600a | MinimizeLCOE_Brownfield | IgnoreSilica | 2019 | 120.3392 | 16.3971 | 1.4867 | 4 | 5693.5454 | 10054.126 | 116.0706 | 204.967 | 67.2445 | 6.7813 | 68.3306 | 3314689.6333 | 0 | 3729156.8767 | 0 | 0 | 0 | 0 | 2747100.1389 | 7147391.0537 | 4878241.2583 | 21816578.9609 | 961560.8286 | 11080591.8743 | 11080591.8743 | 9793800.0038 | 5057380.7595 | 0 | 33858731.6639 | 59790504.3015 | 3162277.6602 | 5.9469 | 5693.5454 | 10054.126 | 116.0706 | 204.967
1 | 2900 | 707 | 0.035 | 15 | 15 | 7 | 4.217e-09 | 5spot_SharedNeighbor | CO2 | Porous | Wet | R600a | MinimizeLCOE_Brownfield | IgnoreSilica | 2019 | 120.8191 | 16.4615 | 1.4908 | 4 | 5687.8132 | 10036.3882 | 115.9538 | 204.6053 | 67.2062 | 6.7728 | 71.9784 | 3321818.2614 | 0 | 3741172.013 | 0 | 0 | 0 | 0 | 2754566.207 | 7166816.2315 | 4891499.3413 | 21875872.0542 | 961560.8286 | 11080591.8743 | 11080591.8743 | 9793800.0038 | 5057380.7595 | 0 | 33918024.7572 | 59849797.3948 | 4216965.0343 | 5.9633 | 5687.8132 | 10036.3882 | 115.9538 | 204.6053
1 | 2900 | 707 | 0.035 | 15 | 15 | 7 | 5.6234e-09 | 5spot_SharedNeighbor | CO2 | Porous | Wet | R600a | MinimizeLCOE_Brownfield | IgnoreSilica | 2019 | 121.1675 | 16.5081 | 1.4938 | 4 | 5683.6559 | 10023.555 | 115.869 | 204.3437 | 67.1785 | 6.7666 | 76.1818 | 3326988.1136 | 0 | 3749874.5803 | 0 | 0 | 0 | 0 | 2759976.4506 | 7180892.5755 | 4901106.7354 | 21918838.4554 | 961560.8286 | 11080591.8743 | 11080591.8743 | 9793800.0038 | 5057380.7595 | 0 | 33960991.1583 | 59892763.796 | 5623413.2519 | 5.9752 | 5683.6559 | 10023.555 | 115.869 | 204.3437
1 | 2900 | 707 | 0.035 | 15 | 15 | 7 | 7.4989e-09 | 5spot_SharedNeighbor | CO2 | Porous | Wet | R600a | MinimizeLCOE_Brownfield | IgnoreSilica | 2019 | 121.4453 | 16.5453 | 1.4961 | 4 | 5680.4516 | 10013.54 | 115.8037 | 204.1396 | 67.1559 | 6.7616 | 69.8605 | 3331075.4392 | 0 | 3756830.066 | 0 | 0 | 0 | 0 | 2764283.147 | 7192097.7161 | 4908754.4741 | 21953040.8423 | 961560.8286 | 11080591.8743 | 11080591.8743 | 9793800.0038 | 5057380.7595 | 0 | 33995193.5452 | 59926966.1829 | 7498942.0933 | 5.9846 | 5680.4516 | 10013.54 | 115.8037 | 204.1396
1 | 2900 | 707 | 0.035 | 15 | 15 | 7 | 1e-08 | 5spot_SharedNeighbor | CO2 | Porous | Wet | R600a | MinimizeLCOE_Brownfield | IgnoreSilica | 2019 | 121.6474 | 16.5724 | 1.4979 | 4 | 5678.1122 | 10006.2522 | 115.756 | 203.991 | 67.1396 | 6.758 | 79.5498 | 3334049.3804 | 0 | 3761879.5038 | 0 | 0 | 0 | 0 | 2767412.2648 | 7200239.0388 | 4914311.0941 | 21977891.2818 | 961560.8286 | 11080591.8743 | 11080591.8743 | 9793800.0038 | 5057380.7595 | 0 | 34020043.9847 | 59951816.6224 | 10000000 | 5.9914 | 5678.1122 | 10006.2522 | 115.756 | 203.991
1 | 3000 | 707 | 0.035 | 15 | 15 | 7 | 1e-13 | 5spot_SharedNeighbor | CO2 | Porous | Wet | R600a | MinimizeLCOE_Brownfield | IgnoreSilica | 2019 | 0.73307 | 0.0075224 | 0.00096599 | 4 | 3353928.8188 | 10287651.6319 | 68374.3755 | 209727.6936 | 49.2061 | 6.4368 | 38.8259 | 63308.765 | 0 | 33508.7989 | 0 | 0 | 0 | 56154.3341 | 59659.0402 | 155220.5848 | 105941.2386 | 473792.7616 | 961560.8286 | 11524091.9223 | 11524091.9223 | 10059725.4019 | 5207807.6177 | 0 | 12959445.5126 | 39751070.4544 | 100 | 0.003864 | 3353928.8188 | 10287651.6319 | 68374.3755 | 209727.6936
1 | 3000 | 707 | 0.035 | 15 | 15 | 7 | 1.3335e-13 | 5spot_SharedNeighbor | CO2 | Porous | Wet | R600a | MinimizeLCOE_Brownfield | IgnoreSilica | 2019 | 1.0692 | 0.039162 | 0.0025204 | 4 | 1307378.2821 | 3964815.1559 | 26652.6746 | 80828.1198 | 54.5346 | 6.9111 | 38.3891 | 93112.8417 | 0 | 55487.2208 | 0 | 0 | 0 | 75796.6505 | 87514.7181 | 227695.3447 | 155406.7515 | 695013.5273 | 961560.8286 | 11524091.9223 | 11524091.9223 | 10059725.4019 | 5207807.6177 | 0 | 13180666.2783 | 39972291.2202 | 133.3521 | 0.010082 | 1307378.2821 | 3964815.1559 | 26652.6746 | 80828.1198
1 | 3000 | 707 | 0.035 | 15 | 15 | 7 | 1.7783e-13 | 5spot_SharedNeighbor | CO2 | Porous | Wet | R600a | MinimizeLCOE_Brownfield | IgnoreSilica | 2019 | 1.4764 | 0.084069 | 0.0049987 | 4 | 671574.9534 | 2011502.864 | 13690.9638 | 41007.2066 | 58.5286 | 7.2402 | 134.1669 | 127058.8234 | 0 | 81069.6429 | 0 | 0 | 0 | 96131.8458 | 118661.5217 | 308732.9386 | 210716.5745 | 942371.3468 | 961560.8286 | 11524091.9223 | 11524091.9223 | 10059725.4019 | 5207807.6177 | 0 | 13428024.0978 | 40219649.0397 | 177.8279 | 0.019995 | 671574.9534 | 2011502.864 | 13690.9638 | 41007.2066
1 | 3000 | 707 | 0.035 | 15 | 15 | 7 | 2.3714e-13 | 5spot_SharedNeighbor | CO2 | Porous | Wet | R600a | MinimizeLCOE_Brownfield | IgnoreSilica | 2019 | 2.0209 | 0.14878 | 0.0086651 | 4 | 396311.8724 | 1169285.0903 | 8079.3536 | 23837.4581 | 61.8755 | 7.4946 | 193.6601 | 169156.7881 | 0 | 113564.6449 | 0 | 0 | 0 | 121090.5432 | 157486.6707 | 409748.0122 | 279661.4378 | 1250708.0969 | 961560.8286 | 11524091.9223 | 11524091.9223 | 10059725.4019 | 5207807.6177 | 0 | 13736360.8479 | 40527985.7898 | 237.1374 | 0.03466 | 396311.8724 | 1169285.0903 | 8079.3536 | 23837.4581
1 | 3000 | 707 | 0.035 | 15 | 15 | 7 | 3.1623e-13 | 5spot_SharedNeighbor | CO2 | Porous | Wet | R600a | MinimizeLCOE_Brownfield | IgnoreSilica | 2019 | 2.7035 | 0.23461 | 0.01385 | 4 | 254333.6526 | 737944.8485 | 5184.9355 | 15044.0039 | 64.4969 | 7.6795 | 33.7592 | 217764.2991 | 0 | 152058.0647 | 0 | 0 | 0 | 148121.2328 | 201998.0027 | 525557.3675 | 358703.7024 | 1604202.6692 | 961560.8286 | 11524091.9223 | 11524091.9223 | 10059725.4019 | 5207807.6177 | 0 | 14089855.4201 | 40881480.362 | 316.2278 | 0.055399 | 254333.6526 | 737944.8485 | 5184.9355 | 15044.0039
1 | 3000 | 707 | 0.035 | 15 | 15 | 7 | 4.217e-13 | 5spot_SharedNeighbor | CO2 | Porous | Wet | R600a | MinimizeLCOE_Brownfield | IgnoreSilica | 2019 | 3.5707 | 0.34728 | 0.020997 | 4 | 172670.9225 | 491671.1708 | 3520.1303 | 10023.3819 | 66.5882 | 7.8178 | 47.3185 | 274603.0077 | 0 | 198253.444 | 0 | 0 | 0 | 178147.8066 | 253891.6608 | 660574.0209 | 450855.3427 | 2016325.2828 | 961560.8286 | 11524091.9223 | 11524091.9223 | 10059725.4019 | 5207807.6177 | 0 | 14501978.0337 | 41293602.9756 | 421.6965 | 0.083986 | 172670.9225 | 491671.1708 | 3520.1303 | 10023.3819
1 | 3000 | 707 | 0.035 | 15 | 15 | 7 | 5.6234e-13 | 5spot_SharedNeighbor | CO2 | Porous | Wet | R600a | MinimizeLCOE_Brownfield | IgnoreSilica | 2019 | 4.689 | 0.49532 | 0.030698 | 4 | 122091.8238 | 340276.5643 | 2489.007 | 6936.998 | 68.2744 | 7.9234 | 55.2639 | 342065.1728 | 0 | 254535.377 | 0 | 0 | 0 | 212634.2991 | 315601.5911 | 821130.6012 | 560438.5079 | 2506405.549 | 961560.8286 | 11524091.9223 | 11524091.9223 | 10059725.4019 | 5207807.6177 | 0 | 14992058.3 | 41783683.2418 | 562.3413 | 0.12279 | 122091.8238 | 340276.5643 | 2489.007 | 6936.998
1 | 3000 | 707 | 0.035 | 15 | 15 | 7 | 7.4989e-13 | 5spot_SharedNeighbor | CO2 | Porous | Wet | R600a | MinimizeLCOE_Brownfield | IgnoreSilica | 2019 | 6.1575 | 0.69159 | 0.043765 | 4 | 89045.9709 | 242087.1899 | 1815.3226 | 4935.2748 | 69.6422 | 8.0049 | 64.5423 | 423566.0201 | 0 | 324348.3541 | 0 | 0 | 0 | 253898.4053 | 390706.984 | 1016539.4274 | 693809.047 | 3102868.238 | 961560.8286 | 11524091.9223 | 11524091.9223 | 10059725.4019 | 5207807.6177 | 0 | 15588520.9889 | 42380145.9308 | 749.8942 | 0.17506 | 89045.9709 | 242087.1899 | 1815.3226 | 4935.2748
1 | 3000 | 707 | 0.035 | 15 | 15 | 7 | 1e-12 | 5spot_SharedNeighbor | CO2 | Porous | Wet | R600a | MinimizeLCOE_Brownfield | IgnoreSilica | 2019 | 8.0166 | 0.94249 | 0.061143 | 4 | 66576.8533 | 176122.6847 | 1357.2592 | 3590.4992 | 70.7042 | 8.0652 | 57.5751 | 518597.3601 | 0 | 407909.3187 | 0 | 0 | 0 | 299433.8941 | 478116.8234 | 1243961.8993 | 849029.5571 | 3797048.8527 | 961560.8286 | 11524091.9223 | 11524091.9223 | 10059725.4019 | 5207807.6177 | 0 | 16282701.6037 | 43074326.5456 | 1000 | 0.24457 | 66576.8533 | 176122.6847 | 1357.2592 | 3590.4992
1 | 3000 | 707 | 0.035 | 15 | 15 | 7 | 1.3335e-12 | 5spot_SharedNeighbor | CO2 | Porous | Wet | R600a | MinimizeLCOE_Brownfield | IgnoreSilica | 2019 | 10.3964 | 1.2654 | 0.084137 | 4 | 50823.2292 | 130430.7324 | 1036.1003 | 2659.0069 | 71.5355 | 8.1098 | 63.7299 | 630868.8978 | 0 | 509196.0702 | 0 | 0 | 0 | 351167.8101 | 581580.7835 | 1513153.8999 | 1032758.6289 | 4618726.0904 | 961560.8286 | 11524091.9223 | 11524091.9223 | 10059725.4019 | 5207807.6177 | 0 | 17104378.8414 | 43896003.7833 | 1333.5214 | 0.33655 | 50823.2292 | 130430.7324 | 1036.1003 | 2659.0069
1 | 3000 | 707 | 0.035 | 15 | 15 | 7 | 1.7783e-12 | 5spot_SharedNeighbor | CO2 | Porous | Wet | R600a | MinimizeLCOE_Brownfield | IgnoreSilica | 2019 | 13.4197 | 1.6774 | 0.11434 | 4 | 39508.0591 | 98085.7231 | 805.4252 | 1999.6101 | 72.1764 | 8.1413 | 44.7795 | 762693.7437 | 0 | 631180.8214 | 0 | 0 | 0 | 409051.8723 | 703141.3106 | 1829429.4561 | 1248623.1948 | 5584120.3989 | 961560.8286 | 11524091.9223 | 11524091.9223 | 10059725.4019 | 5207807.6177 | 0 | 18069773.1498 | 44861398.0917 | 1778.2794 | 0.45737 | 39508.0591 | 98085.7231 | 805.4252 | 1999.6101
1 | 3000 | 707 | 0.035 | 15 | 15 | 7 | 2.3714e-12 | 5spot_SharedNeighbor | CO2 | Porous | Wet | R600a | MinimizeLCOE_Brownfield | IgnoreSilica | 2019 | 17.2512 | 2.2011 | 0.15376 | 4 | 31222.6148 | 74782.7897 | 636.5152 | 1524.5483 | 72.662 | 8.1612 | 55.4538 | 917315.7672 | 0 | 777928.7282 | 0 | 0 | 0 | 473700.6152 | 845888.5932 | 2200828.6038 | 1502110.7446 | 6717773.0523 | 961560.8286 | 11524091.9223 | 11524091.9223 | 10059725.4019 | 5207807.6177 | 0 | 19203425.8032 | 45995050.7451 | 2371.3737 | 0.61505 | 31222.6148 | 74782.7897 | 636.5152 | 1524.5483
1 | 3000 | 707 | 0.035 | 15 | 15 | 7 | 3.1623e-12 | 5spot_SharedNeighbor | CO2 | Porous | Wet | R600a | MinimizeLCOE_Brownfield | IgnoreSilica | 2019 | 22.0165 | 2.8549 | 0.20457 | 4 | 25060.9486 | 57801.6652 | 510.9013 | 1178.3651 | 73.0127 | 8.1695 | 57.1864 | 1095555.8392 | 0 | 951458.0073 | 0 | 0 | 0 | 542907.206 | 1010069.2105 | 2627992.892 | 1793659.1486 | 8021642.3036 | 961560.8286 | 11524091.9223 | 11524091.9223 | 10059725.4019 | 5207807.6177 | 0 | 20507295.0546 | 47298919.9965 | 3162.2777 | 0.8183 | 25060.9486 | 57801.6652 | 510.9013 | 1178.3651
1 | 3000 | 707 | 0.035 | 15 | 15 | 7 | 4.217e-12 | 5spot_SharedNeighbor | CO2 | Porous | Wet | R600a | MinimizeLCOE_Brownfield | IgnoreSilica | 2019 | 27.8897 | 3.6634 | 0.26926 | 4 | 20422.0767 | 45296.9515 | 416.3317 | 923.4396 | 73.2463 | 8.1655 | 59.3101 | 1299444.1955 | 0 | 1155205.4256 | 0 | 0 | 0 | 615832.1868 | 1197487.9051 | 3115617.8905 | 2126473.2298 | 9510060.8333 | 961560.8286 | 11524091.9223 | 11524091.9223 | 10059725.4019 | 5207807.6177 | 0 | 21995713.5843 | 48787338.5262 | 4216.965 | 1.0771 | 20422.0767 | 45296.9515 | 416.3317 | 923.4396
1 | 3000 | 707 | 0.035 | 15 | 15 | 7 | 5.6234e-12 | 5spot_SharedNeighbor | CO2 | Porous | Wet | R600a | MinimizeLCOE_Brownfield | IgnoreSilica | 2019 | 34.966 | 4.6413 | 0.34997 | 4 | 16897.2647 | 36035.5242 | 344.4736 | 734.6329 | 73.3695 | 8.147 | 65.0347 | 1527682.6716 | 0 | 1389618.6596 | 0 | 0 | 0 | 688734.1462 | 1406353.8362 | 3659044.1989 | 2497372.8516 | 11168806.3641 | 961560.8286 | 11524091.9223 | 11524091.9223 | 10059725.4019 | 5207807.6177 | 0 | 23654459.1151 | 50446084.0569 | 5623.4133 | 1.3999 | 16897.2647 | 36035.5242 | 344.4736 | 734.6329
1 | 3000 | 707 | 0.035 | 15 | 15 | 7 | 7.4989e-12 | 5spot_SharedNeighbor | CO2 | Porous | Wet | R600a | MinimizeLCOE_Brownfield | IgnoreSilica | 2019 | 43.2292 | 5.7885 | 0.44783 | 4 | 14202.9345 | 29159.2546 | 289.546 | 594.4508 | 73.3832 | 8.1113 | 62.3642 | 1775545.1231 | 0 | 1651791.0459 | 0 | 0 | 0 | 755858.2469 | 1631445.8222 | 4244687.3739 | 2897086.3523 | 12956413.9643 | 961560.8286 | 11524091.9223 | 11524091.9223 | 10059725.4019 | 5207807.6177 | 0 | 25442066.7152 | 52233691.6571 | 7498.9421 | 1.7913 | 14202.9345 | 29159.2546 | 289.546 | 594.4508
1 | 3000 | 707 | 0.035 | 15 | 15 | 7 | 1e-11 | 5spot_SharedNeighbor | CO2 | Porous | Wet | R600a | MinimizeLCOE_Brownfield | IgnoreSilica | 2019 | 52.4936 | 7.0812 | 0.56195 | 4 | 12138.8065 | 24057.8415 | 247.466 | 490.4516 | 73.2848 | 8.0559 | 61.0008 | 2034168.1752 | 0 | 1934340.1899 | 0 | 0 | 0 | 809910.4873 | 1863583.3525 | 4848661.6096 | 3309311.1786 | 14799974.9933 | 961560.8286 | 11524091.9223 | 11524091.9223 | 10059725.4019 | 5207807.6177 | 0 | 27285627.7442 | 54077252.6861 | 10000 | 2.2478 | 12138.8065 | 24057.8415 | 247.466 | 490.4516
1 | 3000 | 707 | 0.035 | 15 | 15 | 7 | 1.3335e-11 | 5spot_SharedNeighbor | CO2 | Porous | Wet | R600a | MinimizeLCOE_Brownfield | IgnoreSilica | 2019 | 62.2741 | 8.4541 | 0.68804 | 4 | 10559.7815 | 20294.5688 | 215.2754 | 413.7322 | 73.0767 | 7.981 | 65.9644 | 2288454.9257 | 0 | 2222285.6636 | 0 | 0 | 0 | 841253.3627 | 2087277.6413 | 5430668.2631 | 3706542.6786 | 16576482.535 | 961560.8286 | 11524091.9223 | 11524091.9223 | 10059725.4019 | 5207807.6177 | 0 | 29062135.2859 | 55853760.2278 | 13335.2143 | 2.7522 | 10559.7815 | 20294.5688 | 215.2754 | 413.7322
1 | 3000 | 707 | 0.035 | 15 | 15 | 7 | 1.7783e-11 | 5spot_SharedNeighbor | CO2 | Porous | Wet | R600a | MinimizeLCOE_Brownfield | IgnoreSilica | 2019 | 72.0159 | 9.8295 | 0.8194 | 4 | 9356.4665 | 17530.6286 | 190.7442 | 357.3856 | 72.7737 | 7.8899 | 86.5346 | 2524648.286 | 0 | 2500421.8444 | 0 | 0 | 0 | 844998.6374 | 2289326.8194 | 5956358.7787 | 4065337.2574 | 18181091.6234 | 961560.8286 | 11524091.9223 | 11524091.9223 | 10059725.4019 | 5207807.6177 | 0 | 30666744.3743 | 57458369.3162 | 17782.7941 | 3.2776 | 9356.4665 | 17530.6286 | 190.7442 | 357.3856
1 | 3000 | 707 | 0.035 | 15 | 15 | 7 | 2.3714e-11 | 5spot_SharedNeighbor | CO2 | Porous | Wet | R600a | MinimizeLCOE_Brownfield | IgnoreSilica | 2019 | 81.1339 | 11.1238 | 0.94799 | 4 | 8443.2959 | 15508.6596 | 172.128 | 316.165 | 72.4078 | 7.7898 | 83.7905 | 2731330.2469 | 0 | 2754092.8846 | 0 | 0 | 0 | 820500.684 | 2459310.288 | 6398620.8955 | 4367190.2397 | 19531045.2387 | 961560.8286 | 11524091.9223 | 11524091.9223 | 10059725.4019 | 5207807.6177 | 0 | 32016697.9897 | 58808322.9316 | 23713.7371 | 3.792 | 8443.2959 | 15508.6596 | 172.128 | 316.165
1 | 3000 | 707 | 0.035 | 15 | 15 | 7 | 3.1623e-11 | 5spot_SharedNeighbor | CO2 | Porous | Wet | R600a | MinimizeLCOE_Brownfield | IgnoreSilica | 2019 | 89.2339 | 12.2794 | 1.067 | 4 | 7752.4361 | 14029.8643 | 158.0439 | 286.0178 | 72.0178 | 7.6891 | 73.38 | 2903738.7476 | 0 | 2974724.9918 | 0 | 0 | 0 | 772978.2101 | 2594062.3603 | 6749218.1462 | 4606480.0673 | 20601202.5233 | 961560.8286 | 11524091.9223 | 11524091.9223 | 10059725.4019 | 5207807.6177 | 0 | 33086855.2743 | 59878480.2162 | 31622.7766 | 4.2679 | 7752.4361 | 14029.8643 | 158.0439 | 286.0178
1 | 3000 | 707 | 0.035 | 15 | 15 | 7 | 4.217e-11 | 5spot_SharedNeighbor | CO2 | Porous | Wet | R600a | MinimizeLCOE_Brownfield | IgnoreSilica | 2019 | 96.123 | 13.2666 | 1.1719 | 4 | 7230.5286 | 12946.0492 | 147.4041 | 263.9227 | 71.6385 | 7.5946 | 79.9681 | 3042253.7561 | 0 | 3159242.0628 | 0 | 0 | 0 | 710306.2612 | 2695602.8112 | 7013405.5707 | 4786793.4131 | 21407603.8751 | 961560.8286 | 11524091.9223 | 11524091.9223 | 10059725.4019 | 5207807.6177 | 0 | 33893256.6261 | 60684881.5679 | 42169.6503 | 4.6875 | 7230.5286 | 12946.0492 | 147.4041 | 263.9227
1 | 3000 | 707 | 0.035 | 15 | 15 | 7 | 5.6234e-11 | 5spot_SharedNeighbor | CO2 | Porous | Wet | R600a | MinimizeLCOE_Brownfield | IgnoreSilica | 2019 | 101.7398 | 14.0749 | 1.2605 | 4 | 6836.2723 | 12150.0476 | 139.3667 | 247.6952 | 71.2971 | 7.5117 | 91.6231 | 3149710.7761 | 0 | 3307730.4826 | 0 | 0 | 0 | 639904.2115 | 2767964.7334 | 7201676.4486 | 4915292.1558 | 21982278.808 | 961560.8286 | 11524091.9223 | 11524091.9223 | 10059725.4019 | 5207807.6177 | 0 | 34467931.559 | 61259556.5009 | 56234.1325 | 5.0419 | 6836.2723 | 12150.0476 | 139.3667 | 247.6952
1 | 3000 | 707 | 0.035 | 15 | 15 | 7 | 7.4989e-11 | 5spot_SharedNeighbor | CO2 | Porous | Wet | R600a | MinimizeLCOE_Brownfield | IgnoreSilica | 2019 | 106.1982 | 14.719 | 1.333 | 4 | 6538.1803 | 11562.8097 | 133.2896 | 235.7235 | 71.0055 | 7.4421 | 80.0045 | 3231507.234 | 0 | 3424428.5164 | 0 | 0 | 0 | 568631.1161 | 2817581.0779 | 7330767.9995 | 5003399.7919 | 22376315.7358 | 961560.8286 | 11524091.9223 | 11524091.9223 | 10059725.4019 | 5207807.6177 | 0 | 34861968.4867 | 61653593.4286 | 74989.4209 | 5.3321 | 6538.1803 | 11562.8097 | 133.2896 | 235.7235
1 | 3000 | 707 | 0.035 | 15 | 15 | 7 | 1e-10 | 5spot_SharedNeighbor | CO2 | Porous | Wet | R600a | MinimizeLCOE_Brownfield | IgnoreSilica | 2019 | 109.6935 | 15.2258 | 1.3912 | 4 | 6311.9923 | 11126.3466 | 128.6785 | 226.8256 | 70.7627 | 7.3847 | 81.6509 | 3293386.1442 | 0 | 3515300.7655 | 0 | 0 | 0 | 501095.0339 | 2850814.958 | 7417235.7381 | 5062415.8002 | 22640248.4399 | 961560.8286 | 11524091.9223 | 11524091.9223 | 10059725.4019 | 5207807.6177 | 0 | 35125901.1909 | 61917526.1327 | 100000 | 5.5649 | 6311.9923 | 11126.3466 | 128.6785 | 226.8256
1 | 3000 | 707 | 0.035 | 15 | 15 | 7 | 1.3335e-10 | 5spot_SharedNeighbor | CO2 | Porous | Wet | R600a | MinimizeLCOE_Brownfield | IgnoreSilica | 2019 | 112.3077 | 15.6062 | 1.4364 | 4 | 6141.0619 | 10803.9431 | 125.1939 | 220.253 | 70.5751 | 7.3409 | 76.2685 | 3338493.6685 | 0 | 3582813.1092 | 0 | 0 | 0 | 439791.6393 | 2870828.3826 | 7469306.5637 | 5097955.2086 | 22799188.572 | 961560.8286 | 11524091.9223 | 11524091.9223 | 10059725.4019 | 5207807.6177 | 0 | 35284841.323 | 62076466.2648 | 133352.1432 | 5.7457 | 6141.0619 | 10803.9431 | 125.1939 | 220.253
1 | 3000 | 707 | 0.035 | 15 | 15 | 7 | 1.7783e-10 | 5spot_SharedNeighbor | CO2 | Porous | Wet | R600a | MinimizeLCOE_Brownfield | IgnoreSilica | 2019 | 114.2297 | 15.8874 | 1.471 | 4 | 6011.302 | 10564.5462 | 122.5485 | 215.3726 | 70.4331 | 7.308 | 74.4774 | 3370966.127 | 0 | 3632247.6169 | 0 | 0 | 0 | 385684.6038 | 2881670.3556 | 7497515.1535 | 5117208.1508 | 22885292.0077 | 961560.8286 | 11524091.9223 | 11524091.9223 | 10059725.4019 | 5207807.6177 | 0 | 35370944.7587 | 62162569.7005 | 177827.941 | 5.8841 | 6011.302 | 10564.5462 | 122.5485 | 215.3726
1 | 3000 | 707 | 0.035 | 15 | 15 | 7 | 2.3714e-10 | 5spot_SharedNeighbor | CO2 | Porous | Wet | R600a | MinimizeLCOE_Brownfield | IgnoreSilica | 2019 | 115.6056 | 16.0901 | 1.4971 | 4 | 5912.7151 | 10386.7833 | 120.5387 | 211.7486 | 70.3291 | 7.284 | 83.4625 | 3393846.8457 | 0 | 3667529.9475 | 0 | 0 | 0 | 339012.0683 | 2886151.656 | 7509174.5778 | 5125165.9475 | 22920881.0429 | 961560.8286 | 11524091.9223 | 11524091.9223 | 10059725.4019 | 5207807.6177 | 0 | 35406533.7938 | 62198158.7357 | 237137.3706 | 5.9882 | 5912.7151 | 10386.7833 | 120.5387 | 211.7486
1 | 3000 | 707 | 0.035 | 15 | 15 | 7 | 3.1623e-10 | 5spot_SharedNeighbor | CO2 | Porous | Wet | R600a | MinimizeLCOE_Brownfield | IgnoreSilica | 2019 | 116.5756 | 16.234 | 1.5164 | 4 | 5837.7801 | 10254.6216 | 119.011 | 209.0543 | 70.2547 | 7.2669 | 83.556 | 3409791.3961 | 0 | 3692349.4683 | 0 | 0 | 0 | 299604.9263 | 2886680.8584 | 7510551.4538 | 5126105.6936 | 22925083.7965 | 961560.8286 | 11524091.9223 | 11524091.9223 | 10059725.4019 | 5207807.6177 | 0 | 35410736.5475 | 62202361.4894 | 316227.766 | 6.0658 | 5837.7801 | 10254.6216 | 119.011 | 209.0543
1 | 3000 | 707 | 0.035 | 15 | 15 | 7 | 4.217e-10 | 5spot_SharedNeighbor | CO2 | Porous | Wet | R600a | MinimizeLCOE_Brownfield | IgnoreSilica | 2019 | 117.2381 | 16.3334 | 1.5307 | 4 | 5780.8202 | 10156.5272 | 117.8498 | 207.0545 | 70.2032 | 7.2552 | 84.2722 | 3420590.1467 | 0 | 3709274.0003 | 0 | 0 | 0 | 266757.7923 | 2884682.5563 | 7505352.2818 | 5122557.1519 | 22909213.9293 | 961560.8286 | 11524091.9223 | 11524091.9223 | 10059725.4019 | 5207807.6177 | 0 | 35394866.6803 | 62186491.6222 | 421696.5034 | 6.1228 | 5780.8202 | 10156.5272 | 117.8498 | 207.0545
1 | 3000 | 707 | 0.035 | 15 | 15 | 7 | 5.6234e-10 | 5spot_SharedNeighbor | CO2 | Porous | Wet | R600a | MinimizeLCOE_Brownfield | IgnoreSilica | 2019 | 117.6324 | 16.3942 | 1.5407 | 4 | 5737.536 | 10084.711 | 116.9674 | 205.5905 | 70.1723 | 7.2481 | 80.9225 | 3426976.4052 | 0 | 3719331.7312 | 0 | 0 | 0 | 239190.4691 | 2880344.4562 | 7494065.435 | 5114853.6471 | 22874762.1438 | 961560.8286 | 11524091.9223 | 11524091.9223 | 10059725.4019 | 5207807.6177 | 0 | 35360414.8948 | 62152039.8366 | 562341.3252 | 6.163 | 5737.536 | 10084.711 | 116.9674 | 205.5905
1 | 3000 | 707 | 0.035 | 15 | 15 | 7 | 7.4989e-10 | 5spot_SharedNeighbor | CO2 | Porous | Wet | R600a | MinimizeLCOE_Brownfield | IgnoreSilica | 2019 | 117.8862 | 16.4341 | 1.548 | 4 | 5704.6649 | 10031.4087 | 116.2973 | 204.5038 | 70.1522 | 7.2435 | 74.1995 | 3431068.0223 | 0 | 3725796.551 | 0 | 0 | 0 | 216827.9211 | 2875740.0728 | 7482085.774 | 5106677.2823 | 22838195.6234 | 961560.8286 | 11524091.9223 | 11524091.9223 | 10059725.4019 | 5207807.6177 | 0 | 35323848.3744 | 62115473.3163 | 749894.2093 | 6.1921 | 5704.6649 | 10031.4087 | 116.2973 | 204.5038
1 | 3000 | 707 | 0.035 | 15 | 15 | 7 | 1e-09 | 5spot_SharedNeighbor | CO2 | Porous | Wet | R600a | MinimizeLCOE_Brownfield | IgnoreSilica | 2019 | 118.0151 | 16.4558 | 1.5531 | 4 | 5679.7228 | 9992.4506 | 115.7888 | 203.7096 | 70.1418 | 7.2412 | 77.9322 | 3433135.3532 | 0 | 3729073.5338 | 0 | 0 | 0 | 198521.5518 | 2870684.8711 | 7468933.1762 | 5097700.364 | 22798048.8501 | 961560.8286 | 11524091.9223 | 11524091.9223 | 10059725.4019 | 5207807.6177 | 0 | 35283701.601 | 62075326.5429 | 1000000 | 6.2122 | 5679.7228 | 9992.4506 | 115.7888 | 203.7096
1 | 3000 | 707 | 0.035 | 15 | 15 | 7 | 1.3335e-09 | 5spot_SharedNeighbor | CO2 | Porous | Wet | R600a | MinimizeLCOE_Brownfield | IgnoreSilica | 2019 | 118.054 | 16.4643 | 1.5564 | 4 | 5660.8166 | 9964.2404 | 115.4034 | 203.1345 | 70.1385 | 7.2405 | 80.3524 | 3433748.7395 | 0 | 3730053.863 | 0 | 0 | 0 | 183554.5917 | 2865469.3057 | 7455363.3449 | 5088438.6753 | 22756628.5201 | 961560.8286 | 11524091.9223 | 11524091.9223 | 10059725.4019 | 5207807.6177 | 0 | 35242281.271 | 62033906.2129 | 1333521.4322 | 6.2257 | 5660.8166 | 9964.2404 | 115.4034 | 203.1345
1 | 3000 | 707 | 0.035 | 15 | 15 | 7 | 1.7783e-09 | 5spot_SharedNeighbor | CO2 | Porous | Wet | R600a | MinimizeLCOE_Brownfield | IgnoreSilica | 2019 | 118.054 | 16.4667 | 1.5587 | 4 | 5646.5019 | 9943.5627 | 115.1116 | 202.713 | 70.1383 | 7.2405 | 80.8711 | 3433736.3336 | 0 | 3730043.4375 | 0 | 0 | 0 | 171610.5504 | 2860802.2254 | 7443220.5592 | 5080150.9746 | 22719564.0806 | 961560.8286 | 11524091.9223 | 11524091.9223 | 10059725.4019 | 5207807.6177 | 0 | 35205216.8316 | 61996841.7735 | 1778279.41 | 6.2349 | 5646.5019 | 9943.5627 | 115.1116 | 202.713
1 | 3000 | 707 | 0.035 | 15 | 15 | 7 | 2.3714e-09 | 5spot_SharedNeighbor | CO2 | Porous | Wet | R600a | MinimizeLCOE_Brownfield | IgnoreSilica | 2019 | 118.0151 | 16.4632 | 1.5602 | 4 | 5635.6765 | 9928.773 | 114.8909 | 202.4115 | 70.1411 | 7.2411 | 77.6025 | 3433097.2228 | 0 | 3729041.3929 | 0 | 0 | 0 | 161936.061 | 2856389.1239 | 7431738.5745 | 5072314.284 | 22684516.6592 | 961560.8286 | 11524091.9223 | 11524091.9223 | 10059725.4019 | 5207807.6177 | 0 | 35170169.4102 | 61961794.3521 | 2371373.7057 | 6.2406 | 5635.6765 | 9928.773 | 114.8909 | 202.4115
1 | 3000 | 707 | 0.035 | 15 | 15 | 7 | 3.1623e-09 | 5spot_SharedNeighbor | CO2 | Porous | Wet | R600a | MinimizeLCOE_Brownfield | IgnoreSilica | 2019 | 117.9614 | 16.4573 | 1.5611 | 4 | 5627.4997 | 9918.1357 | 114.7242 | 202.1946 | 70.1452 | 7.2421 | 81.5935 | 3432220.1544 | 0 | 3727662.4683 | 0 | 0 | 0 | 154218.8222 | 2852499.5635 | 7421618.7362 | 5065407.2865 | 22653627.0312 | 961560.8286 | 11524091.9223 | 11524091.9223 | 10059725.4019 | 5207807.6177 | 0 | 35139279.7822 | 61930904.724 | 3162277.6602 | 6.2442 | 5627.4997 | 9918.1357 | 114.7242 | 202.1946
1 | 3000 | 707 | 0.035 | 15 | 15 | 7 | 4.217e-09 | 5spot_SharedNeighbor | CO2 | Porous | Wet | R600a | MinimizeLCOE_Brownfield | IgnoreSilica | 2019 | 117.9102 | 16.4514 | 1.5616 | 4 | 5621.3303 | 9910.3507 | 114.5984 | 202.0359 | 70.149 | 7.243 | 76.1421 | 3431386.5712 | 0 | 3726351.4366 | 0 | 0 | 0 | 148194.6255 | 2849313.727 | 7413329.8431 | 5059749.9466 | 22628326.15 | 961560.8286 | 11524091.9223 | 11524091.9223 | 10059725.4019 | 5207807.6177 | 0 | 35113978.901 | 61905603.8428 | 4216965.0343 | 6.2466 | 5621.3303 | 9910.3507 | 114.5984 | 202.0359
1 | 3000 | 707 | 0.035 | 15 | 15 | 7 | 5.6234e-09 | 5spot_SharedNeighbor | CO2 | Porous | Wet | R600a | MinimizeLCOE_Brownfield | IgnoreSilica | 2019 | 117.8714 | 16.4469 | 1.5621 | 4 | 5616.6804 | 9904.5054 | 114.5036 | 201.9167 | 70.152 | 7.2437 | 71.9616 | 3430752.0023 | 0 | 3725353.7371 | 0 | 0 | 0 | 143606.9475 | 2846887.9479 | 7407018.4633 | 5055442.3002 | 22609061.3982 | 961560.8286 | 11524091.9223 | 11524091.9223 | 10059725.4019 | 5207807.6177 | 0 | 35094714.1491 | 61886339.091 | 5623413.2519 | 6.2483 | 5616.6804 | 9904.5054 | 114.5036 | 201.9167
1 | 3000 | 707 | 0.035 | 15 | 15 | 7 | 7.4989e-09 | 5spot_SharedNeighbor | CO2 | Porous | Wet | R600a | MinimizeLCOE_Brownfield | IgnoreSilica | 2019 | 117.8176 | 16.4402 | 1.5622 | 4 | 5613.179 | 9900.6166 | 114.4322 | 201.8375 | 70.156 | 7.2446 | 75.4586 | 3429877.8143 | 0 | 3723977.9177 | 0 | 0 | 0 | 139816.7973 | 2844532.2864 | 7400889.5154 | 5051259.1674 | 22590353.4984 | 961560.8286 | 11524091.9223 | 11524091.9223 | 10059725.4019 | 5207807.6177 | 0 | 35076006.2494 | 61867631.1913 | 7498942.0933 | 6.2489 | 5613.179 | 9900.6166 | 114.4322 | 201.8375
1 | 3000 | 707 | 0.035 | 15 | 15 | 7 | 1e-08 | 5spot_SharedNeighbor | CO2 | Porous | Wet | R600a | MinimizeLCOE_Brownfield | IgnoreSilica | 2019 | 117.7787 | 16.4354 | 1.5623 | 4 | 5610.5447 | 9897.6657 | 114.3785 | 201.7773 | 70.159 | 7.2453 | 73.8495 | 3429244.4289 | 0 | 3722981.5093 | 0 | 0 | 0 | 136967.4485 | 2842785.4208 | 7396344.5295 | 5048157.1211 | 22576480.4582 | 961560.8286 | 11524091.9223 | 11524091.9223 | 10059725.4019 | 5207807.6177 | 0 | 35062133.2092 | 61853758.151 | 10000000 | 6.2493 | 5610.5447 | 9897.6657 | 114.3785 | 201.7773
1 | 3100 | 707 | 0.035 | 15 | 15 | 7 | 1e-13 | 5spot_SharedNeighbor | CO2 | Porous | Wet | R600a | MinimizeLCOE_Brownfield | IgnoreSilica | 2019 | 0.75252 | 0.0068429 | 0.0010131 | 4 | 3314534.9099 | 10141115.7492 | 67571.2774 | 206740.3614 | 50.1444 | 6.7889 | 40.6888 | 66592.1633 | 0 | 34267.4792 | 0 | 0 | 0 | 59733.2696 | 62631.2357 | 162953.6279 | 111219.1994 | 497396.9751 | 961560.8286 | 11973452.0612 | 11973452.0612 | 10331217.8863 | 5360578.5121 | 0 | 13432409.865 | 41097658.3246 | 100 | 0.0040526 | 3314534.9099 | 10141115.7492 | 67571.2774 | 206740.3614
1 | 3100 | 707 | 0.035 | 15 | 15 | 7 | 1.3335e-13 | 5spot_SharedNeighbor | CO2 | Porous | Wet | R600a | MinimizeLCOE_Brownfield | IgnoreSilica | 2019 | 1.1069 | 0.040221 | 0.0027189 | 4 | 1257048.8099 | 3800803.7701 | 25626.6403 | 77484.5258 | 55.9028 | 7.2955 | 93.6785 | 98844.2895 | 0 | 57573.4751 | 0 | 0 | 0 | 81321.3724 | 92718.2634 | 241233.9023 | 164647.0952 | 736338.3979 | 961560.8286 | 11973452.0612 | 11973452.0612 | 10331217.8863 | 5360578.5121 | 0 | 13671351.2877 | 41336599.7474 | 133.3521 | 0.010876 | 1257048.8099 | 3800803.7701 | 25626.6403 | 77484.5258
1 | 3100 | 707 | 0.035 | 15 | 15 | 7 | 1.7783e-13 | 5spot_SharedNeighbor | CO2 | Porous | Wet | R600a | MinimizeLCOE_Brownfield | IgnoreSilica | 2019 | 1.5542 | 0.089658 | 0.0054565 | 4 | 639243.0647 | 1906781.9945 | 13031.8345 | 38872.3301 | 60.3472 | 7.6553 | 140.7022 | 137112.1773 | 0 | 85842.6052 | 0 | 0 | 0 | 105425.7828 | 128068.4205 | 333207.7596 | 227421.1427 | 1017077.888 | 961560.8286 | 11973452.0612 | 11973452.0612 | 10331217.8863 | 5360578.5121 | 0 | 13952090.7778 | 41617339.2375 | 177.8279 | 0.021826 | 639243.0647 | 1906781.9945 | 13031.8345 | 38872.3301
1 | 3100 | 707 | 0.035 | 15 | 15 | 7 | 2.3714e-13 | 5spot_SharedNeighbor | CO2 | Porous | Wet | R600a | MinimizeLCOE_Brownfield | IgnoreSilica | 2019 | 2.1182 | 0.15803 | 0.009506 | 4 | 375493.705 | 1103069.4341 | 7654.9471 | 22487.5624 | 63.8385 | 7.9151 | 202.1009 | 181832.2893 | 0 | 119679.0554 | 0 | 0 | 0 | 132005.8691 | 169071.7134 | 439889.9168 | 300233.907 | 1342712.7509 | 961560.8286 | 11973452.0612 | 11973452.0612 | 10331217.8863 | 5360578.5121 | 0 | 14277725.6408 | 41942974.1004 | 237.1374 | 0.038024 | 375493.705 | 1103069.4341 | 7654.9471 | 22487.5624
1 | 3100 | 707 | 0.035 | 15 | 15 | 7 | 3.1623e-13 | 5spot_SharedNeighbor | CO2 | Porous | Wet | R600a | MinimizeLCOE_Brownfield | IgnoreSilica | 2019 | 2.8324 | 0.24955 | 0.01524 | 4 | 240417.5681 | 694237.3745 | 4901.2373 | 14152.9679 | 66.6164 | 8.1068 | 49.9214 | 234054.8756 | 0 | 160198.5336 | 0 | 0 | 0 | 161416.3919 | 216711.2225 | 563838.1472 | 384831.1212 | 1721050.2921 | 961560.8286 | 11973452.0612 | 11973452.0612 | 10331217.8863 | 5360578.5121 | 0 | 14656063.1819 | 42321311.6416 | 316.2278 | 0.060961 | 240417.5681 | 694237.3745 | 4901.2373 | 14152.9679
1 | 3100 | 707 | 0.035 | 15 | 15 | 7 | 4.217e-13 | 5spot_SharedNeighbor | CO2 | Porous | Wet | R600a | MinimizeLCOE_Brownfield | IgnoreSilica | 2019 | 3.7487 | 0.37084 | 0.023156 | 4 | 163053.4908 | 461740.0543 | 3324.066 | 9413.1956 | 68.8538 | 8.2513 | 44.8015 | 295721.2591 | 0 | 209296.506 | 0 | 0 | 0 | 194793.2451 | 272926.294 | 710098.232 | 484656.6344 | 2167492.1706 | 961560.8286 | 11973452.0612 | 11973452.0612 | 10331217.8863 | 5360578.5121 | 0 | 15102505.0605 | 42767753.5201 | 421.6965 | 0.092623 | 163053.4908 | 461740.0543 | 3324.066 | 9413.1956
1 | 3100 | 707 | 0.035 | 15 | 15 | 7 | 5.6234e-13 | 5spot_SharedNeighbor | CO2 | Porous | Wet | R600a | MinimizeLCOE_Brownfield | IgnoreSilica | 2019 | 4.9324 | 0.53061 | 0.033911 | 4 | 115259.8984 | 319215.2306 | 2349.7289 | 6507.6342 | 70.656 | 8.3613 | 46.8979 | 369016.5187 | 0 | 269200.22 | 0 | 0 | 0 | 233285.0273 | 339885.6887 | 884312.842 | 603561.6855 | 2699261.9822 | 961560.8286 | 11973452.0612 | 11973452.0612 | 10331217.8863 | 5360578.5121 | 0 | 15634274.872 | 43299523.3317 | 562.3413 | 0.13564 | 115259.8984 | 319215.2306 | 2349.7289 | 6507.6342
1 | 3100 | 707 | 0.035 | 15 | 15 | 7 | 7.4989e-13 | 5spot_SharedNeighbor | CO2 | Porous | Wet | R600a | MinimizeLCOE_Brownfield | IgnoreSilica | 2019 | 6.4593 | 0.73925 | 0.048364 | 4 | 84086.1852 | 227090.4041 | 1714.2106 | 4629.5451 | 72.0934 | 8.4448 | 62.3263 | 456025.839 | 0 | 342201.06 | 0 | 0 | 0 | 277595.8949 | 419570.8896 | 1091637.389 | 745064.9489 | 3332096.0214 | 961560.8286 | 11973452.0612 | 11973452.0612 | 10331217.8863 | 5360578.5121 | 0 | 16267108.9112 | 43932357.3709 | 749.8942 | 0.19346 | 84086.1852 | 227090.4041 | 1714.2106 | 4629.5451
1 | 3100 | 707 | 0.035 | 15 | 15 | 7 | 1e-12 | 5spot_SharedNeighbor | CO2 | Porous | Wet | R600a | MinimizeLCOE_Brownfield | IgnoreSilica | 2019 | 8.4085 | 1.008 | 0.067603 | 4 | 62911.0471 | 165218.7685 | 1282.5268 | 3368.2081 | 73.2217 | 8.5072 | 65.1573 | 558391.1806 | 0 | 430341.9961 | 0 | 0 | 0 | 327561.0845 | 513354.7619 | 1335643.7869 | 911604.3293 | 4076897.1393 | 961560.8286 | 11973452.0612 | 11973452.0612 | 10331217.8863 | 5360578.5121 | 0 | 17011910.0292 | 44677158.4888 | 1000 | 0.27041 | 62911.0471 | 165218.7685 | 1282.5268 | 3368.2081
1 | 3100 | 707 | 0.035 | 15 | 15 | 7 | 1.3335e-12 | 5spot_SharedNeighbor | CO2 | Porous | Wet | R600a | MinimizeLCOE_Brownfield | IgnoreSilica | 2019 | 10.8936 | 1.3526 | 0.093032 | 4 | 48072.3622 | 122415.5475 | 980.0201 | 2495.6065 | 74.1024 | 8.553 | 47.6521 | 678863.9329 | 0 | 536757.631 | 0 | 0 | 0 | 383893.1922 | 623810.7549 | 1623027.623 | 1107749.7026 | 4954102.8366 | 961560.8286 | 11973452.0612 | 11973452.0612 | 10331217.8863 | 5360578.5121 | 0 | 17889115.7264 | 45554364.1861 | 1333.5214 | 0.37213 | 48072.3622 | 122415.5475 | 980.0201 | 2495.6065
1 | 3100 | 707 | 0.035 | 15 | 15 | 7 | 1.7783e-12 | 5spot_SharedNeighbor | CO2 | Porous | Wet | R600a | MinimizeLCOE_Brownfield | IgnoreSilica | 2019 | 14.0628 | 1.7939 | 0.12645 | 4 | 37416.2 | 92112.4098 | 762.7798 | 1877.8361 | 74.7841 | 8.5853 | 59.0978 | 820892.0899 | 0 | 665429.899 | 0 | 0 | 0 | 447661.2042 | 754253.4453 | 1962412.7461 | 1339387.0227 | 5990036.4072 | 961560.8286 | 11973452.0612 | 11973452.0612 | 10331217.8863 | 5360578.5121 | 0 | 18925049.2971 | 46590297.7567 | 1778.2794 | 0.5058 | 37416.2 | 92112.4098 | 762.7798 | 1877.8361
1 | 3100 | 707 | 0.035 | 15 | 15 | 7 | 2.3714e-12 | 5spot_SharedNeighbor | CO2 | Porous | Wet | R600a | MinimizeLCOE_Brownfield | IgnoreSilica | 2019 | 18.0406 | 2.35 | 0.16992 | 4 | 29612.6896 | 70315.953 | 603.6947 | 1433.4858 | 75.2964 | 8.605 | 62.1154 | 985934.728 | 0 | 818771.6804 | 0 | 0 | 0 | 517408.7531 | 905624.913 | 2356250.2544 | 1608189.2147 | 7192179.5436 | 961560.8286 | 11973452.0612 | 11973452.0612 | 10331217.8863 | 5360578.5121 | 0 | 20127192.4335 | 47792440.8931 | 2371.3737 | 0.67968 | 29612.6896 | 70315.953 | 603.6947 | 1433.4858
1 | 3100 | 707 | 0.035 | 15 | 15 | 7 | 3.1623e-12 | 5spot_SharedNeighbor | CO2 | Porous | Wet | R600a | MinimizeLCOE_Brownfield | IgnoreSilica | 2019 | 23.0176 | 3.0481 | 0.22599 | 4 | 23808.0272 | 54412.9474 | 485.3588 | 1109.2815 | 75.6687 | 8.6126 | 49.3975 | 1177386.0779 | 0 | 1001235.2095 | 0 | 0 | 0 | 593576.4917 | 1081157.1338 | 2812949.0864 | 1919895.5518 | 8586199.5511 | 961560.8286 | 11973452.0612 | 11973452.0612 | 10331217.8863 | 5360578.5121 | 0 | 21521212.4409 | 49186460.9006 | 3162.2777 | 0.90395 | 23808.0272 | 54412.9474 | 485.3588 | 1109.2815
1 | 3100 | 707 | 0.035 | 15 | 15 | 7 | 4.217e-12 | 5spot_SharedNeighbor | CO2 | Porous | Wet | R600a | MinimizeLCOE_Brownfield | IgnoreSilica | 2019 | 29.1271 | 3.9081 | 0.29719 | 4 | 19436.6229 | 42709.3673 | 396.2418 | 870.6882 | 75.9151 | 8.6068 | 55.6943 | 1395526.816 | 0 | 1214653.3521 | 0 | 0 | 0 | 673401.0015 | 1280596.6561 | 3331849.8127 | 2274055.9599 | 10170083.5983 | 961560.8286 | 11973452.0612 | 11973452.0612 | 10331217.8863 | 5360578.5121 | 0 | 23105096.4881 | 50770344.9478 | 4216.965 | 1.1887 | 19436.6229 | 42709.3673 | 396.2418 | 870.6882
1 | 3100 | 707 | 0.035 | 15 | 15 | 7 | 5.6234e-12 | 5spot_SharedNeighbor | CO2 | Porous | Wet | R600a | MinimizeLCOE_Brownfield | IgnoreSilica | 2019 | 36.4593 | 4.9446 | 0.38573 | 4 | 16114.2629 | 34044.8717 | 328.511 | 694.0508 | 76.0435 | 8.5852 | 66.9337 | 1638804.8252 | 0 | 1459310.2068 | 0 | 0 | 0 | 752969.0465 | 1501922.7906 | 3907695.0144 | 2667082.1424 | 11927784.0259 | 961560.8286 | 11973452.0612 | 11973452.0612 | 10331217.8863 | 5360578.5121 | 0 | 24862796.9158 | 52528045.3754 | 5623.4133 | 1.5429 | 16114.2629 | 34044.8717 | 328.511 | 694.0508
1 | 3100 | 707 | 0.035 | 15 | 15 | 7 | 7.4989e-12 | 5spot_SharedNeighbor | CO2 | Porous | Wet | R600a | MinimizeLCOE_Brownfield | IgnoreSilica | 2019 | 45.0003 | 6.1575 | 0.49271 | 4 | 13574.6569 | 27612.0756 | 276.7377 | 562.9095 | 76.0551 | 8.5448 | 59.295 | 1902391.2875 | 0 | 1732384.2317 | 0 | 0 | 0 | 826665.6175 | 1739962.0433 | 4527024.3214 | 3089787.1204 | 13818214.6219 | 961560.8286 | 11973452.0612 | 11973452.0612 | 10331217.8863 | 5360578.5121 | 0 | 26753227.5117 | 54418475.9714 | 7498.9421 | 1.9708 | 13574.6569 | 27612.0756 | 276.7377 | 562.9095
1 | 3100 | 707 | 0.035 | 15 | 15 | 7 | 1e-11 | 5spot_SharedNeighbor | CO2 | Porous | Wet | R600a | MinimizeLCOE_Brownfield | IgnoreSilica | 2019 | 54.4667 | 7.5096 | 0.61646 | 4 | 11629.7764 | 22849.1712 | 237.0887 | 465.8113 | 75.948 | 8.4837 | 60.8822 | 2174342.5288 | 0 | 2023480.3858 | 0 | 0 | 0 | 884799.7767 | 1982222.8496 | 5157337.2449 | 3519988.6423 | 15742171.4282 | 961560.8286 | 11973452.0612 | 11973452.0612 | 10331217.8863 | 5360578.5121 | 0 | 28677184.318 | 56342432.7777 | 10000 | 2.4658 | 11629.7764 | 22849.1712 | 237.0887 | 465.8113
1 | 3100 | 707 | 0.035 | 15 | 15 | 7 | 1.3335e-11 | 5spot_SharedNeighbor | CO2 | Porous | Wet | R600a | MinimizeLCOE_Brownfield | IgnoreSilica | 2019 | 64.4271 | 8.9406 | 0.75242 | 4 | 10143.0811 | 19335.2045 | 206.7804 | 394.1743 | 75.7256 | 8.4018 | 79.2241 | 2440920.8084 | 0 | 2319329.8148 | 0 | 0 | 0 | 919718.0949 | 2215187.8 | 5763464.2582 | 3933682.7836 | 17592303.5599 | 961560.8286 | 11973452.0612 | 11973452.0612 | 10331217.8863 | 5360578.5121 | 0 | 30527316.4497 | 58192564.9094 | 13335.2143 | 3.0097 | 10143.0811 | 19335.2045 | 206.7804 | 394.1743
1 | 3100 | 707 | 0.035 | 15 | 15 | 7 | 1.7783e-11 | 5spot_SharedNeighbor | CO2 | Porous | Wet | R600a | MinimizeLCOE_Brownfield | IgnoreSilica | 2019 | 74.2614 | 10.3618 | 0.89288 | 4 | 9011.2087 | 16757.3027 | 183.7057 | 341.6203 | 75.4064 | 8.3036 | 86.2257 | 2686448.9504 | 0 | 2602777.6119 | 0 | 0 | 0 | 925506.7373 | 2423745.9869 | 6306089.8791 | 4304035.9197 | 19248605.0853 | 961560.8286 | 11973452.0612 | 11973452.0612 | 10331217.8863 | 5360578.5121 | 0 | 32183617.9752 | 59848866.4348 | 17782.7941 | 3.5715 | 9011.2087 | 16757.3027 | 183.7057 | 341.6203
1 | 3100 | 707 | 0.035 | 15 | 15 | 7 | 2.3714e-11 | 5spot_SharedNeighbor | CO2 | Porous | Wet | R600a | MinimizeLCOE_Brownfield | IgnoreSilica | 2019 | 83.4138 | 11.6919 | 1.0294 | 4 | 8153.1204 | 14871.8375 | 166.2124 | 303.1825 | 75.0248 | 8.1969 | 85.749 | 2900206.9854 | 0 | 2859998.7151 | 0 | 0 | 0 | 902661.6213 | 2598518.2555 | 6760811.4715 | 4614392.7501 | 20636589.7989 | 961560.8286 | 11973452.0612 | 11973452.0612 | 10331217.8863 | 5360578.5121 | 0 | 33571602.6887 | 61236851.1484 | 23713.7371 | 4.1176 | 8153.1204 | 14871.8375 | 166.2124 | 303.1825
1 | 3100 | 707 | 0.035 | 15 | 15 | 7 | 3.1623e-11 | 5spot_SharedNeighbor | CO2 | Porous | Wet | R600a | MinimizeLCOE_Brownfield | IgnoreSilica | 2019 | 91.4964 | 12.8725 | 1.1549 | 4 | 7504.6044 | 13493.2803 | 152.9915 | 275.0788 | 74.6219 | 8.0904 | 99.6934 | 3077602.9929 | 0 | 3082536.8227 | 0 | 0 | 0 | 856789.2493 | 2736602.3353 | 7120077.9222 | 4859599.4849 | 21733208.8073 | 961560.8286 | 11973452.0612 | 11973452.0612 | 10331217.8863 | 5360578.5121 | 0 | 34668221.6971 | 62333470.1568 | 31622.7766 | 4.6196 | 7504.6044 | 13493.2803 | 152.9915 | 275.0788
1 | 3100 | 707 | 0.035 | 15 | 15 | 7 | 4.217e-11 | 5spot_SharedNeighbor | CO2 | Porous | Wet | R600a | MinimizeLCOE_Brownfield | IgnoreSilica | 2019 | 98.3318 | 13.8755 | 1.2649 | 4 | 7015.2481 | 12483.2988 | 143.0153 | 254.4889 | 74.2336 | 7.9915 | 88.4444 | 3219457.9904 | 0 | 3267702.2034 | 0 | 0 | 0 | 796124.9688 | 2840481.2134 | 7390349.4544 | 5044065.3592 | 22558181.1895 | 961560.8286 | 11973452.0612 | 11973452.0612 | 10331217.8863 | 5360578.5121 | 0 | 35493194.0794 | 63158442.539 | 42169.6503 | 5.0594 | 7015.2481 | 12483.2988 | 143.0153 | 254.4889
1 | 3100 | 707 | 0.035 | 15 | 15 | 7 | 5.6234e-11 | 5spot_SharedNeighbor | CO2 | Porous | Wet | R600a | MinimizeLCOE_Brownfield | IgnoreSilica | 2019 | 103.9324 | 14.7005 | 1.3577 | 4 | 6646.1044 | 11740.4227 | 135.4898 | 239.3444 | 73.883 | 7.9044 | 88.5581 | 3330152.2471 | 0 | 3417520.1889 | 0 | 0 | 0 | 729073.4386 | 2915930.8911 | 7586654.039 | 5178047.2717 | 23157378.0764 | 961560.8286 | 11973452.0612 | 11973452.0612 | 10331217.8863 | 5360578.5121 | 0 | 36092390.9663 | 63757639.4259 | 56234.1325 | 5.4306 | 6646.1044 | 11740.4227 | 135.4898 | 239.3444
1 | 3100 | 707 | 0.035 | 15 | 15 | 7 | 7.4989e-11 | 5spot_SharedNeighbor | CO2 | Porous | Wet | R600a | MinimizeLCOE_Brownfield | IgnoreSilica | 2019 | 108.3707 | 15.3567 | 1.4334 | 4 | 6367.515 | 11192.6584 | 129.8104 | 228.1775 | 73.5845 | 7.8315 | 93.2923 | 3414333.5999 | 0 | 3535110.2347 | 0 | 0 | 0 | 661658.9275 | 2968330.0772 | 7722985.9727 | 5271096.6178 | 23573515.4298 | 961560.8286 | 11973452.0612 | 11973452.0612 | 10331217.8863 | 5360578.5121 | 0 | 36508528.3197 | 64173776.7793 | 74989.4209 | 5.7336 | 6367.515 | 11192.6584 | 129.8104 | 228.1775
1 | 3100 | 707 | 0.035 | 15 | 15 | 7 | 1e-10 | 5spot_SharedNeighbor | CO2 | Porous | Wet | R600a | MinimizeLCOE_Brownfield | IgnoreSilica | 2019 | 111.8324 | 15.8702 | 1.4939 | 4 | 6157.1111 | 10786.8681 | 125.521 | 219.9049 | 73.3389 | 7.7723 | 90.6924 | 3477814.0278 | 0 | 3626166.0302 | 0 | 0 | 0 | 598645.4029 | 3004023.9298 | 7815854.0552 | 5334480.9924 | 23856984.4384 | 961560.8286 | 11973452.0612 | 11973452.0612 | 10331217.8863 | 5360578.5121 | 0 | 36791997.3282 | 64457245.7879 | 100000 | 5.9755 | 6157.1111 | 10786.8681 | 125.521 | 219.9049
1 | 3100 | 707 | 0.035 | 15 | 15 | 7 | 1.3335e-10 | 5spot_SharedNeighbor | CO2 | Porous | Wet | R600a | MinimizeLCOE_Brownfield | IgnoreSilica | 2019 | 114.4618 | 16.2617 | 1.5411 | 4 | 5998.0988 | 10485.9179 | 122.2794 | 213.7696 | 73.1448 | 7.7259 | 160.4624 | 3524747.9753 | 0 | 3694954.7393 | 0 | 0 | 0 | 542136.3039 | 3027117.2172 | 7875938.052 | 5375489.5548 | 24040383.8424 | 961560.8286 | 11973452.0612 | 11973452.0612 | 10331217.8863 | 5360578.5121 | 0 | 36975396.7323 | 64640645.1919 | 133352.1432 | 6.1645 | 5998.0988 | 10485.9179 | 122.2794 | 213.7696
1 | 3100 | 707 | 0.035 | 15 | 15 | 7 | 1.7783e-10 | 5spot_SharedNeighbor | CO2 | Porous | Wet | R600a | MinimizeLCOE_Brownfield | IgnoreSilica | 2019 | 116.505 | 16.5665 | 1.5781 | 4 | 5877.4871 | 10260.1803 | 119.8205 | 209.1677 | 72.9883 | 7.6886 | 89.7228 | 3560380.9251 | 0 | 3748251.7319 | 0 | 0 | 0 | 493747.64 | 3042928.3158 | 7917075.2874 | 5403566.5632 | 24165950.4634 | 961560.8286 | 11973452.0612 | 11973452.0612 | 10331217.8863 | 5360578.5121 | 0 | 37100963.3532 | 64766211.8129 | 177827.941 | 6.3124 | 5877.4871 | 10260.1803 | 119.8205 | 209.1677
1 | 3100 | 707 | 0.035 | 15 | 15 | 7 | 2.3714e-10 | 5spot_SharedNeighbor | CO2 | Porous | Wet | R600a | MinimizeLCOE_Brownfield | IgnoreSilica | 2019 | 117.9808 | 16.7876 | 1.6059 | 4 | 5786.6841 | 10093.4486 | 117.9694 | 205.7686 | 72.8738 | 7.6616 | 89.597 | 3585763.5971 | 0 | 3786576.2285 | 0 | 0 | 0 | 452901.2355 | 3051844.0138 | 7940272.1047 | 5419398.8677 | 24236756.0474 | 961560.8286 | 11973452.0612 | 11973452.0612 | 10331217.8863 | 5360578.5121 | 0 | 37171768.9372 | 64837017.3969 | 237137.3706 | 6.4237 | 5786.6841 | 10093.4486 | 117.9694 | 205.7686
1 | 3100 | 707 | 0.035 | 15 | 15 | 7 | 3.1623e-10 | 5spot_SharedNeighbor | CO2 | Porous | Wet | R600a | MinimizeLCOE_Brownfield | IgnoreSilica | 2019 | 119.0823 | 16.953 | 1.6271 | 4 | 5718.0482 | 9968.839 | 116.5701 | 203.2283 | 72.787 | 7.6413 | 81.7571 | 3604476.5333 | 0 | 3815118.238 | 0 | 0 | 0 | 419455.8226 | 3057229.7316 | 7954284.6376 | 5428962.7093 | 24279527.6723 | 961560.8286 | 11973452.0612 | 11973452.0612 | 10331217.8863 | 5360578.5121 | 0 | 37214540.5622 | 64879789.0218 | 316227.766 | 6.5083 | 5718.0482 | 9968.839 | 116.5701 | 203.2283
1 | 3100 | 707 | 0.035 | 15 | 15 | 7 | 4.217e-10 | 5spot_SharedNeighbor | CO2 | Porous | Wet | R600a | MinimizeLCOE_Brownfield | IgnoreSilica | 2019 | 119.8936 | 17.0752 | 1.643 | 4 | 5666.2003 | 9875.7712 | 115.5132 | 201.331 | 72.7223 | 7.6261 | 77.647 | 3618131.1441 | 0 | 3836105.8589 | 0 | 0 | 0 | 392451.9163 | 3060208.6785 | 7962035.2464 | 5434252.6591 | 24303185.5033 | 961560.8286 | 11973452.0612 | 11973452.0612 | 10331217.8863 | 5360578.5121 | 0 | 37238198.3931 | 64903446.8528 | 421696.5034 | 6.572 | 5666.2003 | 9875.7712 | 115.5132 | 201.331
1 | 3100 | 707 | 0.035 | 15 | 15 | 7 | 5.6234e-10 | 5spot_SharedNeighbor | CO2 | Porous | Wet | R600a | MinimizeLCOE_Brownfield | IgnoreSilica | 2019 | 120.4829 | 17.1643 | 1.6549 | 4 | 5627.0656 | 9806.3408 | 114.7153 | 199.9155 | 72.6748 | 7.615 | 82.2045 | 3627981.7266 | 0 | 3851333.8376 | 0 | 0 | 0 | 370887.8399 | 3061579.3276 | 7965601.3941 | 5436686.6282 | 24314070.7541 | 961560.8286 | 11973452.0612 | 11973452.0612 | 10331217.8863 | 5360578.5121 | 0 | 37249083.6439 | 64914332.1036 | 562341.3252 | 6.6196 | 5627.0656 | 9806.3408 | 114.7153 | 199.9155
1 | 3100 | 707 | 0.035 | 15 | 15 | 7 | 7.4989e-10 | 5spot_SharedNeighbor | CO2 | Porous | Wet | R600a | MinimizeLCOE_Brownfield | IgnoreSilica | 2019 | 120.9117 | 17.2294 | 1.6638 | 4 | 5597.554 | 9754.4945 | 114.1137 | 198.8586 | 72.6401 | 7.6069 | 79.3635 | 3635111.7986 | 0 | 3862402.8341 | 0 | 0 | 0 | 353892.2983 | 3062048.7031 | 7966822.6128 | 5437520.1351 | 24317798.3819 | 961560.8286 | 11973452.0612 | 11973452.0612 | 10331217.8863 | 5360578.5121 | 0 | 37252811.2718 | 64918059.7314 | 749894.2093 | 6.6552 | 5597.554 | 9754.4945 | 114.1137 | 198.8586
1 | 3100 | 707 | 0.035 | 15 | 15 | 7 | 1e-09 | 5spot_SharedNeighbor | CO2 | Porous | Wet | R600a | MinimizeLCOE_Brownfield | IgnoreSilica | 2019 | 121.2406 | 17.2793 | 1.6706 | 4 | 5575.3175 | 9715.4481 | 113.6604 | 198.0626 | 72.6133 | 7.6007 | 81.2501 | 3640561.3275 | 0 | 3870889.8103 | 0 | 0 | 0 | 340816.8039 | 3062384.4973 | 7967696.2804 | 5438116.4312 | 24320465.1506 | 961560.8286 | 11973452.0612 | 11973452.0612 | 10331217.8863 | 5360578.5121 | 0 | 37255478.0404 | 64920726.5001 | 1000000 | 6.6822 | 5575.3175 | 9715.4481 | 113.6604 | 198.0626
1 | 3100 | 707 | 0.035 | 15 | 15 | 7 | 1.3335e-09 | 5spot_SharedNeighbor | CO2 | Porous | Wet | R600a | MinimizeLCOE_Brownfield | IgnoreSilica | 2019 | 121.4723 | 17.3147 | 1.6755 | 4 | 5558.5782 | 9686.4217 | 113.3191 | 197.4708 | 72.5944 | 7.5963 | 85.0731 | 3644388.2053 | 0 | 3876864.1501 | 0 | 0 | 0 | 330598.2154 | 3062221.7226 | 7967272.7741 | 5437827.3794 | 24319172.4468 | 961560.8286 | 11973452.0612 | 11973452.0612 | 10331217.8863 | 5360578.5121 | 0 | 37254185.3366 | 64919433.7963 | 1333521.4322 | 6.7021 | 5558.5782 | 9686.4217 | 113.3191 | 197.4708
1 | 3100 | 707 | 0.035 | 15 | 15 | 7 | 1.7783e-09 | 5spot_SharedNeighbor | CO2 | Porous | Wet | R600a | MinimizeLCOE_Brownfield | IgnoreSilica | 2019 | 121.6427 | 17.3407 | 1.6792 | 4 | 5545.9862 | 9664.6998 | 113.0624 | 197.028 | 72.5804 | 7.593 | 78.5328 | 3647196.704 | 0 | 3881256.2501 | 0 | 0 | 0 | 322751.9909 | 3061969.9286 | 7966617.6578 | 5437380.2491 | 24317172.7806 | 961560.8286 | 11973452.0612 | 11973452.0612 | 10331217.8863 | 5360578.5121 | 0 | 37252185.6704 | 64917434.1301 | 1778279.41 | 6.717 | 5545.9862 | 9664.6998 | 113.0624 | 197.028
1 | 3100 | 707 | 0.035 | 15 | 15 | 7 | 2.3714e-09 | 5spot_SharedNeighbor | CO2 | Porous | Wet | R600a | MinimizeLCOE_Brownfield | IgnoreSilica | 2019 | 121.7741 | 17.3608 | 1.6821 | 4 | 5536.5201 | 9648.335 | 112.8695 | 196.6944 | 72.5696 | 7.5905 | 73.5352 | 3649358.2262 | 0 | 3884640.7354 | 0 | 0 | 0 | 316822.0897 | 3061820.21 | 7966228.1208 | 5437114.3821 | 24315983.7642 | 961560.8286 | 11973452.0612 | 11973452.0612 | 10331217.8863 | 5360578.5121 | 0 | 37250996.654 | 64916245.1137 | 2371373.7057 | 6.7282 | 5536.5201 | 9648.335 | 112.8695 | 196.6944
1 | 3100 | 707 | 0.035 | 15 | 15 | 7 | 3.1623e-09 | 5spot_SharedNeighbor | CO2 | Porous | Wet | R600a | MinimizeLCOE_Brownfield | IgnoreSilica | 2019 | 121.8667 | 17.375 | 1.6841 | 4 | 5529.4077 | 9636.1638 | 112.7245 | 196.4462 | 72.562 | 7.5888 | 71.9972 | 3650880.288 | 0 | 3887026.5018 | 0 | 0 | 0 | 312260.2063 | 3061565.1285 | 7965564.451 | 5436661.4138 | 24313957.9895 | 961560.8286 | 11973452.0612 | 11973452.0612 | 10331217.8863 | 5360578.5121 | 0 | 37248970.8793 | 64914219.339 | 3162277.6602 | 6.7365 | 5529.4077 | 9636.1638 | 112.7245 | 196.4462
1 | 3100 | 707 | 0.035 | 15 | 15 | 7 | 4.217e-09 | 5spot_SharedNeighbor | CO2 | Porous | Wet | R600a | MinimizeLCOE_Brownfield | IgnoreSilica | 2019 | 121.925 | 17.3841 | 1.6856 | 4 | 5524.0661 | 9627.235 | 112.6156 | 196.2642 | 72.5572 | 7.5876 | 75.85 | 3651837.5792 | 0 | 3888528.5366 | 0 | 0 | 0 | 308687.0299 | 3061130.7268 | 7964434.2268 | 5435890.0126 | 24310508.1117 | 961560.8286 | 11973452.0612 | 11973452.0612 | 10331217.8863 | 5360578.5121 | 0 | 37245521.0016 | 64910769.4612 | 4216965.0343 | 6.7424 | 5524.0661 | 9627.235 | 112.6156 | 196.2642
1 | 3100 | 707 | 0.035 | 15 | 15 | 7 | 5.6234e-09 | 5spot_SharedNeighbor | CO2 | Porous | Wet | R600a | MinimizeLCOE_Brownfield | IgnoreSilica | 2019 | 121.9787 | 17.3923 | 1.6868 | 4 | 5520.0559 | 9620.355 | 112.5338 | 196.1239 | 72.5528 | 7.5866 | 71.5037 | 3652719.3202 | 0 | 3889912.1056 | 0 | 0 | 0 | 306101.9941 | 3061006.0338 | 7964109.8012 | 5435668.5854 | 24309517.8402 | 961560.8286 | 11973452.0612 | 11973452.0612 | 10331217.8863 | 5360578.5121 | 0 | 37244530.73 | 64909779.1897 | 5623413.2519 | 6.7471 | 5520.0559 | 9620.355 | 112.5338 | 196.1239
1 | 3100 | 707 | 0.035 | 15 | 15 | 7 | 7.4989e-09 | 5spot_SharedNeighbor | CO2 | Porous | Wet | R600a | MinimizeLCOE_Brownfield | IgnoreSilica | 2019 | 122.0176 | 17.3983 | 1.6877 | 4 | 5517.0459 | 9615.2195 | 112.4724 | 196.0193 | 72.5496 | 7.5859 | 74.3897 | 3653357.4157 | 0 | 3890913.8269 | 0 | 0 | 0 | 304138.7179 | 3060879.8846 | 7963781.587 | 5435444.5725 | 24308516.0046 | 961560.8286 | 11973452.0612 | 11973452.0612 | 10331217.8863 | 5360578.5121 | 0 | 37243528.8945 | 64908777.3541 | 7498942.0933 | 6.7506 | 5517.0459 | 9615.2195 | 112.4724 | 196.0193
1 | 3100 | 707 | 0.035 | 15 | 15 | 7 | 1e-08 | 5spot_SharedNeighbor | CO2 | Porous | Wet | R600a | MinimizeLCOE_Brownfield | IgnoreSilica | 2019 | 122.0519 | 17.4035 | 1.6884 | 4 | 5514.7873 | 9611.2748 | 112.4264 | 195.9388 | 72.5467 | 7.5852 | 68.4519 | 3653919.7436 | 0 | 3891796.6193 | 0 | 0 | 0 | 302717.9003 | 3060889.3627 | 7963806.2469 | 5435461.4033 | 24308591.2761 | 961560.8286 | 11973452.0612 | 11973452.0612 | 10331217.8863 | 5360578.5121 | 0 | 37243604.1659 | 64908852.6256 | 10000000 | 6.7534 | 5514.7873 | 9611.2748 | 112.4264 | 195.9388
1 | 3200 | 707 | 0.035 | 15 | 15 | 7 | 1e-13 | 5spot_SharedNeighbor | CO2 | Porous | Wet | R600a | MinimizeLCOE_Brownfield | IgnoreSilica | 2019 | 0.79142 | 0.0073673 | 0.001065 | 4 | 3269378.1582 | 9972019.6048 | 66650.6959 | 203293.1078 | 51.4816 | 7.1794 | 49.3824 | 71771.834 | 0 | 36341.8861 | 0 | 0 | 0 | 65272.3399 | 67620.5634 | 175934.8351 | 120079.14 | 537020.5985 | 961560.8286 | 12428672.291 | 12428672.291 | 10608277.457 | 5515693.4429 | 0 | 13927253.7181 | 42479896.9091 | 100 | 0.0042599 | 3269378.1582 | 9972019.6048 | 66650.6959 | 203293.1078
1 | 3200 | 707 | 0.035 | 15 | 15 | 7 | 1.3335e-13 | 5spot_SharedNeighbor | CO2 | Porous | Wet | R600a | MinimizeLCOE_Brownfield | IgnoreSilica | 2019 | 1.1652 | 0.042983 | 0.0029374 | 4 | 1207265.7779 | 3637373.7712 | 24611.7458 | 74152.7842 | 57.5276 | 7.7027 | 101.3024 | 106567.5246 | 0 | 61041.9894 | 0 | 0 | 0 | 88934.0618 | 100051.9946 | 260314.7664 | 177670.177 | 794580.5138 | 961560.8286 | 12428672.291 | 12428672.291 | 10608277.457 | 5515693.4429 | 0 | 14184813.6334 | 42737456.8243 | 133.3521 | 0.01175 | 1207265.7779 | 3637373.7712 | 24611.7458 | 74152.7842
1 | 3200 | 707 | 0.035 | 15 | 15 | 7 | 1.7783e-13 | 5spot_SharedNeighbor | CO2 | Porous | Wet | R600a | MinimizeLCOE_Brownfield | IgnoreSilica | 2019 | 1.632 | 0.095437 | 0.00595 | 4 | 608555.4311 | 1808245.0486 | 12406.2256 | 36863.5211 | 62.1652 | 8.0713 | 150.1934 | 147435.1942 | 0 | 90683.7785 | 0 | 0 | 0 | 114903.947 | 137678.9387 | 358212.3566 | 244487.2939 | 1093401.509 | 961560.8286 | 12428672.291 | 12428672.291 | 10608277.457 | 5515693.4429 | 0 | 14483634.6285 | 43036277.8195 | 177.8279 | 0.0238 | 608555.4311 | 1808245.0486 | 12406.2256 | 36863.5211
1 | 3200 | 707 | 0.035 | 15 | 15 | 7 | 2.3714e-13 | 5spot_SharedNeighbor | CO2 | Porous | Wet | R600a | MinimizeLCOE_Brownfield | IgnoreSilica | 2019 | 2.2154 | 0.16758 | 0.010411 | 4 | 356035.5532 | 1041666.9521 | 7258.2663 | 21235.7898 | 65.803 | 8.3367 | 214.1098 | 194842.1547 | 0 | 125882.9306 | 0 | 0 | 0 | 143111.6816 | 180896.3391 | 470655.1674 | 321231.8227 | 1436620.0961 | 961560.8286 | 12428672.291 | 12428672.291 | 10608277.457 | 5515693.4429 | 0 | 14826853.2157 | 43379496.4066 | 237.1374 | 0.041644 | 356035.5532 | 1041666.9521 | 7258.2663 | 21235.7898
1 | 3200 | 707 | 0.035 | 15 | 15 | 7 | 3.1623e-13 | 5spot_SharedNeighbor | CO2 | Porous | Wet | R600a | MinimizeLCOE_Brownfield | IgnoreSilica | 2019 | 2.9593 | 0.26476 | 0.016734 | 4 | 227521.4887 | 654091.4315 | 4638.3333 | 13334.5386 | 68.7335 | 8.5347 | 39.5955 | 250638.0146 | 0 | 168345.9882 | 0 | 0 | 0 | 174772.9654 | 231565.2176 | 602485.1957 | 411208.5259 | 1839015.9075 | 961560.8286 | 12428672.291 | 12428672.291 | 10608277.457 | 5515693.4429 | 0 | 15229249.027 | 43781892.218 | 316.2278 | 0.066935 | 227521.4887 | 654091.4315 | 4638.3333 | 13334.5386
1 | 3200 | 707 | 0.035 | 15 | 15 | 7 | 4.217e-13 | 5spot_SharedNeighbor | CO2 | Porous | Wet | R600a | MinimizeLCOE_Brownfield | IgnoreSilica | 2019 | 3.9339 | 0.396 | 0.025484 | 4 | 154179.9903 | 434283.0141 | 3143.1676 | 8853.4467 | 71.1398 | 8.6867 | 41.1822 | 317911.9344 | 0 | 220880.7016 | 0 | 0 | 0 | 212289.5948 | 292922.07 | 762123.1396 | 520164.7029 | 2326292.1433 | 961560.8286 | 12428672.291 | 12428672.291 | 10608277.457 | 5515693.4429 | 0 | 15716525.2629 | 44269168.4539 | 421.6965 | 0.10194 | 154179.9903 | 434283.0141 | 3143.1676 | 8853.4467
1 | 3200 | 707 | 0.035 | 15 | 15 | 7 | 5.6234e-13 | 5spot_SharedNeighbor | CO2 | Porous | Wet | R600a | MinimizeLCOE_Brownfield | IgnoreSilica | 2019 | 5.1707 | 0.56644 | 0.037357 | 4 | 108974.5668 | 300054.7056 | 2221.5939 | 6117.021 | 73.0394 | 8.8 | 58.7649 | 396437.7817 | 0 | 283826.3059 | 0 | 0 | 0 | 253974.2142 | 364352.9377 | 947971.6049 | 647010.0992 | 2893572.9437 | 961560.8286 | 12428672.291 | 12428672.291 | 10608277.457 | 5515693.4429 | 0 | 16283806.0633 | 44836449.2542 | 562.3413 | 0.14943 | 108974.5668 | 300054.7056 | 2221.5939 | 6117.021
1 | 3200 | 707 | 0.035 | 15 | 15 | 7 | 7.4989e-13 | 5spot_SharedNeighbor | CO2 | Porous | Wet | R600a | MinimizeLCOE_Brownfield | IgnoreSilica | 2019 | 6.7714 | 0.78973 | 0.053319 | 4 | 79530 | 213406.0179 | 1621.3266 | 4350.5703 | 74.5611 | 8.8863 | 47.8439 | 489998.9924 | 0 | 360803.1121 | 0 | 0 | 0 | 302370.3411 | 449737.2538 | 1170124.0806 | 798633.7287 | 3571667.5087 | 961560.8286 | 12428672.291 | 12428672.291 | 10608277.457 | 5515693.4429 | 0 | 16961900.6283 | 45514543.8193 | 749.8942 | 0.21328 | 79530 | 213406.0179 | 1621.3266 | 4350.5703
1 | 3200 | 707 | 0.035 | 15 | 15 | 7 | 1e-12 | 5spot_SharedNeighbor | CO2 | Porous | Wet | R600a | MinimizeLCOE_Brownfield | IgnoreSilica | 2019 | 8.7982 | 1.0753 | 0.074532 | 4 | 59545.4389 | 155319.178 | 1213.9143 | 3166.3915 | 75.7481 | 8.9502 | 49.9579 | 599223.0492 | 0 | 453010.103 | 0 | 0 | 0 | 356050.4 | 549230.5854 | 1428985.3205 | 975311.8439 | 4361811.302 | 961560.8286 | 12428672.291 | 12428672.291 | 10608277.457 | 5515693.4429 | 0 | 17752044.4216 | 46304687.6126 | 1000 | 0.29813 | 59545.4389 | 155319.178 | 1213.9143 | 3166.3915
1 | 3200 | 707 | 0.035 | 15 | 15 | 7 | 1.3335e-12 | 5spot_SharedNeighbor | CO2 | Porous | Wet | R600a | MinimizeLCOE_Brownfield | IgnoreSilica | 2019 | 11.4124 | 1.4455 | 0.10262 | 4 | 45546.5571 | 115103.4561 | 928.5282 | 2346.5396 | 76.6856 | 8.9976 | 44.7362 | 729284.8005 | 0 | 565639.5024 | 0 | 0 | 0 | 418311.2079 | 668161.8492 | 1738420.0728 | 1186507.4206 | 5306324.8534 | 961560.8286 | 12428672.291 | 12428672.291 | 10608277.457 | 5515693.4429 | 0 | 18696557.973 | 47249201.164 | 1333.5214 | 0.41049 | 45546.5571 | 115103.4561 | 928.5282 | 2346.5396
1 | 3200 | 707 | 0.035 | 15 | 15 | 7 | 1.7783e-12 | 5spot_SharedNeighbor | CO2 | Porous | Wet | R600a | MinimizeLCOE_Brownfield | IgnoreSilica | 2019 | 14.7102 | 1.9148 | 0.13944 | 4 | 35494.2524 | 86687.0714 | 723.5983 | 1767.2332 | 77.4034 | 9.0303 | 54.866 | 880980.8972 | 0 | 700365.2862 | 0 | 0 | 0 | 487125.3986 | 806703.917 | 2098878.1142 | 1432527.4406 | 6406581.0538 | 961560.8286 | 12428672.291 | 12428672.291 | 10608277.457 | 5515693.4429 | 0 | 19796814.1733 | 48349457.3643 | 1778.2794 | 0.55775 | 35494.2524 | 86687.0714 | 723.5983 | 1767.2332
1 | 3200 | 707 | 0.035 | 15 | 15 | 7 | 2.3714e-12 | 5spot_SharedNeighbor | CO2 | Porous | Wet | R600a | MinimizeLCOE_Brownfield | IgnoreSilica | 2019 | 18.8714 | 2.5092 | 0.18735 | 4 | 28131.9393 | 66231.691 | 573.5076 | 1350.2226 | 77.9459 | 9.05 | 46.2681 | 1058223.8484 | 0 | 861793.9381 | 0 | 0 | 0 | 563586.1219 | 968605.5243 | 2520112.8859 | 1720028.8278 | 7692351.1464 | 961560.8286 | 12428672.291 | 12428672.291 | 10608277.457 | 5515693.4429 | 0 | 21082584.2659 | 49635227.4569 | 2371.3737 | 0.74942 | 28131.9393 | 66231.691 | 573.5076 | 1350.2226
1 | 3200 | 707 | 0.035 | 15 | 15 | 7 | 3.1623e-12 | 5spot_SharedNeighbor | CO2 | Porous | Wet | R600a | MinimizeLCOE_Brownfield | IgnoreSilica | 2019 | 24.0381 | 3.2501 | 0.24896 | 4 | 22653.9864 | 51325.8629 | 461.8322 | 1046.3471 | 78.3371 | 9.0566 | 67.081 | 1262306.6889 | 0 | 1052460.4516 | 0 | 0 | 0 | 645773.6463 | 1154610.9069 | 3004060.7364 | 2050333.1799 | 9169545.6099 | 961560.8286 | 12428672.291 | 12428672.291 | 10608277.457 | 5515693.4429 | 0 | 22559778.7295 | 51112421.9205 | 3162.2777 | 0.99584 | 22653.9864 | 51325.8629 | 461.8322 | 1046.3471
1 | 3200 | 707 | 0.035 | 15 | 15 | 7 | 4.217e-12 | 5spot_SharedNeighbor | CO2 | Porous | Wet | R600a | MinimizeLCOE_Brownfield | IgnoreSilica | 2019 | 30.377 | 4.1624 | 0.32706 | 4 | 18527.369 | 40352.6053 | 377.7055 | 822.6424 | 78.5955 | 9.0487 | 65.4158 | 1494787.2888 | 0 | 1275429.7665 | 0 | 0 | 0 | 732243.5808 | 1365959.6481 | 3553946.8075 | 2425641.7224 | 10848008.8142 | 961560.8286 | 12428672.291 | 12428672.291 | 10608277.457 | 5515693.4429 | 0 | 24238241.9338 | 52790885.1247 | 4216.965 | 1.3082 | 18527.369 | 40352.6053 | 377.7055 | 822.6424
1 | 3200 | 707 | 0.035 | 15 | 15 | 7 | 5.6234e-12 | 5spot_SharedNeighbor | CO2 | Porous | Wet | R600a | MinimizeLCOE_Brownfield | IgnoreSilica | 2019 | 37.9675 | 5.2595 | 0.42392 | 4 | 15390.3726 | 32228.8287 | 313.7536 | 657.0283 | 78.7287 | 9.0237 | 68.3178 | 1753533.0427 | 0 | 1530559.1378 | 0 | 0 | 0 | 818549.9347 | 1600030.425 | 4162950.9544 | 2841299.5665 | 12706923.0611 | 961560.8286 | 12428672.291 | 12428672.291 | 10608277.457 | 5515693.4429 | 0 | 26097156.1807 | 54649799.3717 | 5623.4133 | 1.6957 | 15390.3726 | 32228.8287 | 313.7536 | 657.0283
1 | 3200 | 707 | 0.035 | 15 | 15 | 7 | 7.4989e-12 | 5spot_SharedNeighbor | CO2 | Porous | Wet | R600a | MinimizeLCOE_Brownfield | IgnoreSilica | 2019 | 46.7519 | 6.5356 | 0.54035 | 4 | 12992.5285 | 26202.7662 | 264.8703 | 534.1788 | 78.7376 | 8.9786 | 51.927 | 2032113.714 | 0 | 1813599.2362 | 0 | 0 | 0 | 897796.8006 | 1849968.8028 | 4813239.3442 | 3285134.7546 | 14691852.6523 | 961560.8286 | 12428672.291 | 12428672.291 | 10608277.457 | 5515693.4429 | 0 | 28082085.7719 | 56634728.9629 | 7498.9421 | 2.1614 | 12992.5285 | 26202.7662 | 264.8703 | 534.1788
1 | 3200 | 707 | 0.035 | 15 | 15 | 7 | 1e-11 | 5spot_SharedNeighbor | CO2 | Porous | Wet | R600a | MinimizeLCOE_Brownfield | IgnoreSilica | 2019 | 56.4493 | 7.9525 | 0.67436 | 4 | 11156.9642 | 21742.1297 | 227.4498 | 443.2427 | 78.621 | 8.9111 | 78.1325 | 2318444.2589 | 0 | 2114277.5229 | 0 | 0 | 0 | 960698.8971 | 2103434.0648 | 5472703.9629 | 3735232.9075 | 16704791.6141 | 961560.8286 | 12428672.291 | 12428672.291 | 10608277.457 | 5515693.4429 | 0 | 30095024.7337 | 58647667.9246 | 10000 | 2.6974 | 11156.9642 | 21742.1297 | 227.4498 | 443.2427
1 | 3200 | 707 | 0.035 | 15 | 15 | 7 | 1.3335e-11 | 5spot_SharedNeighbor | CO2 | Porous | Wet | R600a | MinimizeLCOE_Brownfield | IgnoreSilica | 2019 | 66.566 | 9.4396 | 0.82044 | 4 | 9754.8912 | 18455.3448 | 198.8667 | 376.2372 | 78.3841 | 8.8221 | 79.5869 | 2596781.0486 | 0 | 2417435.9496 | 0 | 0 | 0 | 998465.5077 | 2344946.1773 | 6101068.9387 | 4164104.9151 | 18622802.537 | 961560.8286 | 12428672.291 | 12428672.291 | 10608277.457 | 5515693.4429 | 0 | 32013035.6566 | 60565678.8476 | 13335.2143 | 3.2817 | 9754.8912 | 18455.3448 | 198.8667 | 376.2372
1 | 3200 | 707 | 0.035 | 15 | 15 | 7 | 1.7783e-11 | 5spot_SharedNeighbor | CO2 | Porous | Wet | R600a | MinimizeLCOE_Brownfield | IgnoreSilica | 2019 | 76.4734 | 10.905 | 0.97014 | 4 | 8688.4244 | 16046.26 | 177.1253 | 327.1247 | 78.049 | 8.7167 | 82.8284 | 2851162.0501 | 0 | 2705714.7526 | 0 | 0 | 0 | 1005666.6961 | 2559391.9645 | 6659012.8882 | 4544913.1252 | 20325861.4767 | 961560.8286 | 12428672.291 | 12428672.291 | 10608277.457 | 5515693.4429 | 0 | 33716094.5963 | 62268737.7872 | 17782.7941 | 3.8806 | 8688.4244 | 16046.26 | 177.1253 | 327.1247
1 | 3200 | 707 | 0.035 | 15 | 15 | 7 | 2.3714e-11 | 5spot_SharedNeighbor | CO2 | Porous | Wet | R600a | MinimizeLCOE_Brownfield | IgnoreSilica | 2019 | 85.6381 | 12.2682 | 1.1146 | 4 | 7880.6706 | 14284.6852 | 160.6581 | 291.2126 | 77.6527 | 8.6033 | 86.6916 | 3071427.5526 | 0 | 2965908.2246 | 0 | 0 | 0 | 983774.9174 | 2738233.1709 | 7124321.0219 | 4862495.4876 | 21746160.375 | 961560.8286 | 12428672.291 | 12428672.291 | 10608277.457 | 5515693.4429 | 0 | 35136393.4946 | 63689036.6856 | 23713.7371 | 4.4586 | 7880.6706 | 14284.6852 | 160.6581 | 291.2126
1 | 3200 | 707 | 0.035 | 15 | 15 | 7 | 3.1623e-11 | 5spot_SharedNeighbor | CO2 | Porous | Wet | R600a | MinimizeLCOE_Brownfield | IgnoreSilica | 2019 | 93.7085 | 13.4746 | 1.2468 | 4 | 7270.7486 | 12996.1615 | 148.224 | 264.9443 | 77.237 | 8.491 | 97.1623 | 3253845.58 | 0 | 3190515.5063 | 0 | 0 | 0 | 939277.7885 | 2879619.1612 | 7492178.3663 | 5113565.6839 | 22869002.0862 | 961560.8286 | 12428672.291 | 12428672.291 | 10608277.457 | 5515693.4429 | 0 | 36259235.2058 | 64811878.3967 | 31622.7766 | 4.987 | 7270.7486 | 12996.1615 | 148.224 | 264.9443
1 | 3200 | 707 | 0.035 | 15 | 15 | 7 | 4.217e-11 | 5spot_SharedNeighbor | CO2 | Porous | Wet | R600a | MinimizeLCOE_Brownfield | IgnoreSilica | 2019 | 100.4977 | 14.4943 | 1.3619 | 4 | 6810.9509 | 12052.4292 | 138.8504 | 245.7051 | 76.8396 | 8.3874 | 93.5209 | 3399077.8936 | 0 | 3376522.0077 | 0 | 0 | 0 | 880221.0694 | 2985770.1786 | 7768361.5391 | 5302066.3743 | 23712019.0627 | 961560.8286 | 12428672.291 | 12428672.291 | 10608277.457 | 5515693.4429 | 0 | 37102252.1823 | 65654895.3733 | 42169.6503 | 5.4474 | 6810.9509 | 12052.4292 | 138.8504 | 245.7051
1 | 3200 | 707 | 0.035 | 15 | 15 | 7 | 5.6234e-11 | 5spot_SharedNeighbor | CO2 | Porous | Wet | R600a | MinimizeLCOE_Brownfield | IgnoreSilica | 2019 | 106.0324 | 15.329 | 1.4585 | 4 | 6464.4834 | 11358.5981 | 131.7872 | 231.5604 | 76.4834 | 8.2969 | 84.5246 | 3511947.5956 | 0 | 3526330.255 | 0 | 0 | 0 | 815151.3116 | 3062837.3733 | 7968874.571 | 5438920.6387 | 24324061.7452 | 961560.8286 | 12428672.291 | 12428672.291 | 10608277.457 | 5515693.4429 | 0 | 37714294.8648 | 66266938.0557 | 56234.1325 | 5.8341 | 6464.4834 | 11358.5981 | 131.7872 | 231.5604
1 | 3200 | 707 | 0.035 | 15 | 15 | 7 | 7.4989e-11 | 5spot_SharedNeighbor | CO2 | Porous | Wet | R600a | MinimizeLCOE_Brownfield | IgnoreSilica | 2019 | 110.4318 | 15.9948 | 1.5373 | 4 | 6203.3561 | 10846.5585 | 126.4638 | 221.1218 | 76.1797 | 8.2211 | 86.0934 | 3598125.1366 | 0 | 3644315.3553 | 0 | 0 | 0 | 750553.6564 | 3117267.7178 | 8110491.1623 | 5535576.8722 | 24756329.9006 | 961560.8286 | 12428672.291 | 12428672.291 | 10608277.457 | 5515693.4429 | 0 | 38146563.0202 | 66699206.2112 | 74989.4209 | 6.1493 | 6203.3561 | 10846.5585 | 126.4638 | 221.1218
1 | 3200 | 707 | 0.035 | 15 | 15 | 7 | 1e-10 | 5spot_SharedNeighbor | CO2 | Porous | Wet | R600a | MinimizeLCOE_Brownfield | IgnoreSilica | 2019 | 113.8546 | 16.5144 | 1.6001 | 4 | 6006.4627 | 10467.4987 | 122.4499 | 213.3941 | 75.9308 | 8.1598 | 79.3282 | 3662997.7219 | 0 | 3735474.4605 | 0 | 0 | 0 | 690577.7643 | 3154729.4792 | 8207958.981 | 5602100.6612 | 25053839.0682 | 961560.8286 | 12428672.291 | 12428672.291 | 10608277.457 | 5515693.4429 | 0 | 38444072.1878 | 66996715.3787 | 100000 | 6.4005 | 6006.4627 | 10467.4987 | 122.4499 | 213.3941
1 | 3200 | 707 | 0.035 | 15 | 15 | 7 | 1.3335e-10 | 5spot_SharedNeighbor | CO2 | Porous | Wet | R600a | MinimizeLCOE_Brownfield | IgnoreSilica | 2019 | 116.505 | 16.9177 | 1.6495 | 4 | 5857.9513 | 10185.5213 | 119.4223 | 207.6456 | 75.7303 | 8.1108 | 100.6826 | 3711917.4704 | 0 | 3805694.2836 | 0 | 0 | 0 | 637881.3684 | 3180642.3178 | 8275378.8713 | 5648116.1217 | 25259630.4333 | 961560.8286 | 12428672.291 | 12428672.291 | 10608277.457 | 5515693.4429 | 0 | 38649863.5528 | 67202506.7438 | 133352.1432 | 6.5978 | 5857.9513 | 10185.5213 | 119.4223 | 207.6456
1 | 3200 | 707 | 0.035 | 15 | 15 | 7 | 1.7783e-10 | 5spot_SharedNeighbor | CO2 | Porous | Wet | R600a | MinimizeLCOE_Brownfield | IgnoreSilica | 2019 | 118.5144 | 17.2243 | 1.6876 | 4 | 5745.9218 | 9975.6925 | 117.1384 | 203.368 | 75.5739 | 8.0729 | 100.2512 | 3748238.4308 | 0 | 3858724.4874 | 0 | 0 | 0 | 592893.7836 | 3197944.1137 | 8320394.5952 | 5678840.2783 | 25397035.6889 | 961560.8286 | 12428672.291 | 12428672.291 | 10608277.457 | 5515693.4429 | 0 | 38787268.8085 | 67339911.9994 | 177827.941 | 6.7504 | 5745.9218 | 9975.6925 | 117.1384 | 203.368
1 | 3200 | 707 | 0.035 | 15 | 15 | 7 | 2.3714e-10 | 5spot_SharedNeighbor | CO2 | Porous | Wet | R600a | MinimizeLCOE_Brownfield | IgnoreSilica | 2019 | 118.9114 | 17.299 | 1.7082 | 4 | 5661.301 | 9839.9642 | 115.4133 | 200.601 | 75.5397 | 8.0646 | 76.959 | 3755172.7307 | 0 | 3869199.6407 | 0 | 0 | 0 | 541964.3194 | 3184871.3094 | 8286381.8402 | 5655625.8741 | 25293215.7145 | 961560.8286 | 12428672.291 | 12428672.291 | 10608277.457 | 5515693.4429 | 0 | 38683448.8341 | 67236092.0251 | 237137.3706 | 6.833 | 5661.301 | 9839.9642 | 115.4133 | 200.601
1 | 3200 | 707 | 0.035 | 15 | 15 | 7 | 3.1623e-10 | 5spot_SharedNeighbor | CO2 | Porous | Wet | R600a | MinimizeLCOE_Brownfield | IgnoreSilica | 2019 | 121.2017 | 17.6355 | 1.7394 | 4 | 5597.3337 | 9701.1573 | 114.1092 | 197.7712 | 75.3572 | 8.0205 | 82.7275 | 3795689.6139 | 0 | 3929436.4121 | 0 | 0 | 0 | 525283.8529 | 3217659.8528 | 8371690.9041 | 5713851.0631 | 25553611.699 | 961560.8286 | 12428672.291 | 12428672.291 | 10608277.457 | 5515693.4429 | 0 | 38943844.8186 | 67496488.0095 | 316227.766 | 6.9576 | 5597.3337 | 9701.1573 | 114.1092 | 197.7712
1 | 3200 | 707 | 0.035 | 15 | 15 | 7 | 4.217e-10 | 5spot_SharedNeighbor | CO2 | Porous | Wet | R600a | MinimizeLCOE_Brownfield | IgnoreSilica | 2019 | 122.0371 | 17.7639 | 1.7561 | 4 | 5549.3889 | 9614.1317 | 113.1318 | 195.9971 | 75.289 | 8.0042 | 79.0052 | 3810230.4556 | 0 | 3951325.042 | 0 | 0 | 0 | 501008.2322 | 3222399.8546 | 8384023.4166 | 5722268.2563 | 25591255.2573 | 961560.8286 | 12428672.291 | 12428672.291 | 10608277.457 | 5515693.4429 | 0 | 38981488.3769 | 67534131.5678 | 421696.5034 | 7.0245 | 5549.3889 | 9614.1317 | 113.1318 | 195.9971
1 | 3200 | 707 | 0.035 | 15 | 15 | 7 | 5.6234e-10 | 5spot_SharedNeighbor | CO2 | Porous | Wet | R600a | MinimizeLCOE_Brownfield | IgnoreSilica | 2019 | 122.6755 | 17.862 | 1.7689 | 4 | 5513.2865 | 9548.7589 | 112.3958 | 194.6644 | 75.2364 | 7.9916 | 80.5301 | 3821265.5982 | 0 | 3968035.3253 | 0 | 0 | 0 | 482078.3836 | 3225837.9298 | 8392968.5829 | 5728373.5161 | 25618559.3359 | 961560.8286 | 12428672.291 | 12428672.291 | 10608277.457 | 5515693.4429 | 0 | 39008792.4555 | 67561435.6464 | 562341.3252 | 7.0754 | 5513.2865 | 9548.7589 | 112.3958 | 194.6644
1 | 3200 | 707 | 0.035 | 15 | 15 | 7 | 7.4989e-10 | 5spot_SharedNeighbor | CO2 | Porous | Wet | R600a | MinimizeLCOE_Brownfield | IgnoreSilica | 2019 | 123.136 | 17.933 | 1.7783 | 4 | 5486.1195 | 9500.1021 | 111.842 | 193.6724 | 75.1982 | 7.9825 | 83.0696 | 3829180.8741 | 0 | 3980075.3935 | 0 | 0 | 0 | 467158.321 | 3227801.6895 | 8398077.883 | 5731860.7184 | 25634154.8796 | 961560.8286 | 12428672.291 | 12428672.291 | 10608277.457 | 5515693.4429 | 0 | 39024387.9991 | 67577031.1901 | 749894.2093 | 7.1133 | 5486.1195 | 9500.1021 | 111.842 | 193.6724
1 | 3200 | 707 | 0.035 | 15 | 15 | 7 | 1e-09 | 5spot_SharedNeighbor | CO2 | Porous | Wet | R600a | MinimizeLCOE_Brownfield | IgnoreSilica | 2019 | 123.5038 | 17.9895 | 1.7856 | 4 | 5465.6894 | 9463.2418 | 111.4255 | 192.921 | 75.1675 | 7.9752 | 87.1893 | 3835479.9281 | 0 | 3989689.0501 | 0 | 0 | 0 | 455917.1366 | 3229623.5848 | 8402818.0807 | 5735096.0007 | 25648623.7811 | 961560.8286 | 12428672.291 | 12428672.291 | 10608277.457 | 5515693.4429 | 0 | 39038856.9006 | 67591500.0916 | 1000000 | 7.1425 | 5465.6894 | 9463.2418 | 111.4255 | 192.921
1 | 3200 | 707 | 0.035 | 15 | 15 | 7 | 1.3335e-09 | 5spot_SharedNeighbor | CO2 | Porous | Wet | R600a | MinimizeLCOE_Brownfield | IgnoreSilica | 2019 | 123.7567 | 18.0286 | 1.791 | 4 | 5450.334 | 9436.0055 | 111.1124 | 192.3657 | 75.1464 | 7.9702 | 90.8543 | 3839796.5695 | 0 | 3996294.6562 | 0 | 0 | 0 | 447051.052 | 3230425.4883 | 8404904.4692 | 5736520.0037 | 25654992.2389 | 961560.8286 | 12428672.291 | 12428672.291 | 10608277.457 | 5515693.4429 | 0 | 39045225.3584 | 67597868.5494 | 1333521.4322 | 7.1638 | 5450.334 | 9436.0055 | 111.1124 | 192.3657
1 | 3200 | 707 | 0.035 | 15 | 15 | 7 | 1.7783e-09 | 5spot_SharedNeighbor | CO2 | Porous | Wet | R600a | MinimizeLCOE_Brownfield | IgnoreSilica | 2019 | 123.9466 | 18.058 | 1.795 | 4 | 5438.7985 | 9415.5803 | 110.8773 | 191.9493 | 75.1304 | 7.9664 | 87.9653 | 3843029.6991 | 0 | 4001251.3166 | 0 | 0 | 0 | 440300.8286 | 3230986.9193 | 8406365.1975 | 5737516.9808 | 25659450.9419 | 961560.8286 | 12428672.291 | 12428672.291 | 10608277.457 | 5515693.4429 | 0 | 39049684.0615 | 67602327.2524 | 1778279.41 | 7.1798 | 5438.7985 | 9415.5803 | 110.8773 | 191.9493
1 | 3200 | 707 | 0.035 | 15 | 15 | 7 | 2.3714e-09 | 5spot_SharedNeighbor | CO2 | Porous | Wet | R600a | MinimizeLCOE_Brownfield | IgnoreSilica | 2019 | 124.0929 | 18.0806 | 1.798 | 4 | 5430.1359 | 9400.1966 | 110.7007 | 191.6357 | 75.1181 | 7.9635 | 80.9067 | 3845517.6853 | 0 | 4005070.8409 | 0 | 0 | 0 | 435223.0232 | 3231466.5043 | 8407612.9792 | 5738368.6175 | 25663259.6505 | 961560.8286 | 12428672.291 | 12428672.291 | 10608277.457 | 5515693.4429 | 0 | 39053492.7701 | 67606135.961 | 2371373.7057 | 7.192 | 5430.1359 | 9400.1966 | 110.7007 | 191.6357
1 | 3200 | 707 | 0.035 | 15 | 15 | 7 | 3.1623e-09 | 5spot_SharedNeighbor | CO2 | Porous | Wet | R600a | MinimizeLCOE_Brownfield | IgnoreSilica | 2019 | 124.2024 | 18.0975 | 1.8003 | 4 | 5423.6329 | 9388.6654 | 110.5681 | 191.4006 | 75.1089 | 7.9613 | 92.4927 | 3847376.4232 | 0 | 4007927.4141 | 0 | 0 | 0 | 431377.7858 | 3231805.833 | 8408495.8429 | 5738971.1901 | 25665954.4891 | 961560.8286 | 12428672.291 | 12428672.291 | 10608277.457 | 5515693.4429 | 0 | 39056187.6087 | 67608830.7996 | 3162277.6602 | 7.2011 | 5423.6329 | 9388.6654 | 110.5681 | 191.4006
1 | 3200 | 707 | 0.035 | 15 | 15 | 7 | 4.217e-09 | 5spot_SharedNeighbor | CO2 | Porous | Wet | R600a | MinimizeLCOE_Brownfield | IgnoreSilica | 2019 | 124.2903 | 18.1111 | 1.802 | 4 | 5418.7522 | 9379.9179 | 110.4686 | 191.2223 | 75.1015 | 7.9595 | 90.3413 | 3848869.3725 | 0 | 4010223.5364 | 0 | 0 | 0 | 428540.027 | 3232176.845 | 8409461.14 | 5739630.0252 | 25668900.9461 | 961560.8286 | 12428672.291 | 12428672.291 | 10608277.457 | 5515693.4429 | 0 | 39059134.0657 | 67611777.2567 | 4216965.0343 | 7.2081 | 5418.7522 | 9379.9179 | 110.4686 | 191.2223
1 | 3200 | 707 | 0.035 | 15 | 15 | 7 | 5.6234e-09 | 5spot_SharedNeighbor | CO2 | Porous | Wet | R600a | MinimizeLCOE_Brownfield | IgnoreSilica | 2019 | 124.3487 | 18.1201 | 1.8033 | 4 | 5415.09 | 9373.4883 | 110.3939 | 191.0912 | 75.0966 | 7.9584 | 86.3556 | 3849858.2544 | 0 | 4011745.5711 | 0 | 0 | 0 | 426316.2405 | 3232288.8257 | 8409752.4909 | 5739828.8781 | 25669790.2606 | 961560.8286 | 12428672.291 | 12428672.291 | 10608277.457 | 5515693.4429 | 0 | 39060023.3802 | 67612666.5711 | 5623413.2519 | 7.2132 | 5415.09 | 9373.4883 | 110.3939 | 191.0912
1 | 3200 | 707 | 0.035 | 15 | 15 | 7 | 7.4989e-09 | 5spot_SharedNeighbor | CO2 | Porous | Wet | R600a | MinimizeLCOE_Brownfield | IgnoreSilica | 2019 | 124.405 | 18.1287 | 1.8043 | 4 | 5412.3423 | 9368.453 | 110.3379 | 190.9886 | 75.0918 | 7.9572 | 89.9238 | 3850813.0729 | 0 | 4013215.4539 | 0 | 0 | 0 | 424781.4256 | 3232635.8814 | 8410655.4587 | 5740445.1722 | 25672546.4648 | 961560.8286 | 12428672.291 | 12428672.291 | 10608277.457 | 5515693.4429 | 0 | 39062779.5844 | 67615422.7753 | 7498942.0933 | 7.2174 | 5412.3423 | 9368.453 | 110.3379 | 190.9886
1 | 3200 | 707 | 0.035 | 15 | 15 | 7 | 1e-08 | 5spot_SharedNeighbor | CO2 | Porous | Wet | R600a | MinimizeLCOE_Brownfield | IgnoreSilica | 2019 | 124.4413 | 18.1343 | 1.8051 | 4 | 5410.2811 | 9364.7782 | 110.2959 | 190.9137 | 75.0888 | 7.9565 | 84.0798 | 3851427.8322 | 0 | 4014162.3661 | 0 | 0 | 0 | 423561.1058 | 3232769.0086 | 8411001.8283 | 5740681.5766 | 25673603.7177 | 961560.8286 | 12428672.291 | 12428672.291 | 10608277.457 | 5515693.4429 | 0 | 39063836.8373 | 67616480.0282 | 10000000 | 7.2203 | 5410.2811 | 9364.7782 | 110.2959 | 190.9137
1 | 3300 | 707 | 0.035 | 15 | 15 | 7 | 1e-13 | 5spot_SharedNeighbor | CO2 | Porous | Wet | R600a | MinimizeLCOE_Brownfield | IgnoreSilica | 2019 | 0.82568 | 0.0076593 | 0.0011218 | 4 | 3214641.7256 | 9778517.8542 | 65534.8197 | 199348.3129 | 52.7181 | 7.5613 | 39.8161 | 76623.5907 | 0 | 38136.2793 | 0 | 0 | 0 | 70441.3218 | 72228.4648 | 187923.6494 | 128261.7522 | 573615.0582 | 961560.8286 | 12889752.6116 | 12889752.6116 | 10890904.1141 | 5673152.4101 | 0 | 14424928.4984 | 43878737.6342 | 100 | 0.0044873 | 3214641.7256 | 9778517.8542 | 65534.8197 | 199348.3129
1 | 3300 | 707 | 0.035 | 15 | 15 | 7 | 1.3335e-13 | 5spot_SharedNeighbor | CO2 | Porous | Wet | R600a | MinimizeLCOE_Brownfield | IgnoreSilica | 2019 | 1.2236 | 0.045833 | 0.0031721 | 4 | 1158956.758 | 3480259.8253 | 23626.9011 | 70949.8039 | 59.1503 | 8.1111 | 106.3294 | 114489.7123 | 0 | 64555.8783 | 0 | 0 | 0 | 96710.6467 | 107544.9326 | 279809.854 | 190975.9749 | 854086.9988 | 961560.8286 | 12889752.6116 | 12889752.6116 | 10890904.1141 | 5673152.4101 | 0 | 14705400.439 | 44159209.5748 | 133.3521 | 0.012688 | 1158956.758 | 3480259.8253 | 23626.9011 | 70949.8039
1 | 3300 | 707 | 0.035 | 15 | 15 | 7 | 1.7783e-13 | 5spot_SharedNeighbor | CO2 | Porous | Wet | R600a | MinimizeLCOE_Brownfield | IgnoreSilica | 2019 | 1.7098 | 0.10141 | 0.0064813 | 4 | 579463.1066 | 1715576.1569 | 11813.1392 | 34974.3404 | 63.9831 | 8.4882 | 156.444 | 158023.5241 | 0 | 95592.5556 | 0 | 0 | 0 | 124560.1016 | 147488.7107 | 383735.3712 | 261907.2758 | 1171307.5391 | 961560.8286 | 12889752.6116 | 12889752.6116 | 10890904.1141 | 5673152.4101 | 0 | 15022620.9793 | 44476430.1151 | 177.8279 | 0.025925 | 579463.1066 | 1715576.1569 | 11813.1392 | 34974.3404
1 | 3300 | 707 | 0.035 | 15 | 15 | 7 | 2.3714e-13 | 5spot_SharedNeighbor | CO2 | Porous | Wet | R600a | MinimizeLCOE_Brownfield | IgnoreSilica | 2019 | 2.3321 | 0.17945 | 0.011394 | 4 | 337853.6025 | 984130.3956 | 6887.6027 | 20062.8292 | 67.8664 | 8.766 | 222.0467 | 209738.2517 | 0 | 133324.0338 | 0 | 0 | 0 | 156164.1301 | 194698.3021 | 506565.044 | 345741.0514 | 1546230.8131 | 961560.8286 | 12889752.6116 | 12889752.6116 | 10890904.1141 | 5673152.4101 | 0 | 15397544.2533 | 44851353.3891 | 237.1374 | 0.045575 | 337853.6025 | 984130.3956 | 6887.6027 | 20062.8292
1 | 3300 | 707 | 0.035 | 15 | 15 | 7 | 3.1623e-13 | 5spot_SharedNeighbor | CO2 | Porous | Wet | R600a | MinimizeLCOE_Brownfield | IgnoreSilica | 2019 | 3.1102 | 0.28312 | 0.018356 | 4 | 215552.7353 | 616703.7789 | 4394.3341 | 12572.3407 | 70.9305 | 8.9685 | 43.6901 | 269424.5188 | 0 | 177955.0625 | 0 | 0 | 0 | 190368.2167 | 248721.6412 | 647122.6906 | 441674.5334 | 1975266.6633 | 961560.8286 | 12889752.6116 | 12889752.6116 | 10890904.1141 | 5673152.4101 | 0 | 15826580.1035 | 45280389.2393 | 316.2278 | 0.073423 | 215552.7353 | 616703.7789 | 4394.3341 | 12572.3407
1 | 3300 | 707 | 0.035 | 15 | 15 | 7 | 4.217e-13 | 5spot_SharedNeighbor | CO2 | Porous | Wet | R600a | MinimizeLCOE_Brownfield | IgnoreSilica | 2019 | 4.1165 | 0.42164 | 0.027979 | 4 | 145983.671 | 409156.9467 | 2976.0746 | 8341.2178 | 73.4273 | 9.1229 | 51.3861 | 340534.7838 | 0 | 232491.8747 | 0 | 0 | 0 | 229903.1784 | 313142.6364 | 814732.9054 | 556071.949 | 2486877.3276 | 961560.8286 | 12889752.6116 | 12889752.6116 | 10890904.1141 | 5673152.4101 | 0 | 16338190.7678 | 45791999.9036 | 421.6965 | 0.11192 | 145983.671 | 409156.9467 | 2976.0746 | 8341.2178
1 | 3300 | 707 | 0.035 | 15 | 15 | 7 | 5.6234e-13 | 5spot_SharedNeighbor | CO2 | Porous | Wet | R600a | MinimizeLCOE_Brownfield | IgnoreSilica | 2019 | 5.407 | 0.60315 | 0.041049 | 4 | 103183.727 | 282567.2635 | 2103.5398 | 5760.5159 | 75.4281 | 9.2396 | 62.6689 | 424493.9707 | 0 | 298564.0902 | 0 | 0 | 0 | 274889.9204 | 389199.7127 | 1012617.8167 | 691132.4671 | 3090897.9778 | 961560.8286 | 12889752.6116 | 12889752.6116 | 10890904.1141 | 5673152.4101 | 0 | 16942211.418 | 46396020.5538 | 562.3413 | 0.16419 | 103183.727 | 282567.2635 | 2103.5398 | 5760.5159
1 | 3300 | 707 | 0.035 | 15 | 15 | 7 | 7.4989e-13 | 5spot_SharedNeighbor | CO2 | Porous | Wet | R600a | MinimizeLCOE_Brownfield | IgnoreSilica | 2019 | 7.0855 | 0.84206 | 0.058632 | 4 | 75337.6153 | 200925.5413 | 1535.8592 | 4096.1389 | 77.0391 | 9.3288 | 60.0403 | 525038.0103 | 0 | 379766.7849 | 0 | 0 | 0 | 327713.3391 | 480682.0724 | 1250636.1509 | 853584.871 | 3817421.2285 | 961560.8286 | 12889752.6116 | 12889752.6116 | 10890904.1141 | 5673152.4101 | 0 | 17668734.6687 | 47122543.8045 | 749.8942 | 0.23453 | 75337.6153 | 200925.5413 | 1535.8592 | 4096.1389
1 | 3300 | 707 | 0.035 | 15 | 15 | 7 | 1e-12 | 5spot_SharedNeighbor | CO2 | Porous | Wet | R600a | MinimizeLCOE_Brownfield | IgnoreSilica | 2019 | 9.2003 | 1.1464 | 0.081975 | 4 | 56450.0845 | 146275.3388 | 1150.8113 | 2982.0206 | 78.2894 | 9.3946 | 45.6996 | 641846.5041 | 0 | 476557.2052 | 0 | 0 | 0 | 385747.3578 | 586618.9162 | 1526262.0878 | 1041705.2365 | 4658737.3077 | 961560.8286 | 12889752.6116 | 12889752.6116 | 10890904.1141 | 5673152.4101 | 0 | 18510050.7478 | 47963859.8836 | 1000 | 0.3279 | 56450.0845 | 146275.3388 | 1150.8113 | 2982.0206
1 | 3300 | 707 | 0.035 | 15 | 15 | 7 | 1.3335e-12 | 5spot_SharedNeighbor | CO2 | Porous | Wet | R600a | MinimizeLCOE_Brownfield | IgnoreSilica | 2019 | 11.9265 | 1.5406 | 0.11288 | 4 | 43223.1386 | 108458.4139 | 881.1621 | 2211.0715 | 79.2774 | 9.4431 | 42.7212 | 780904.1537 | 0 | 594741.615 | 0 | 0 | 0 | 453067.316 | 713198.103 | 1855595.167 | 1266481.8301 | 5663988.1848 | 961560.8286 | 12889752.6116 | 12889752.6116 | 10890904.1141 | 5673152.4101 | 0 | 19515301.625 | 48969110.7608 | 1333.5214 | 0.4515 | 43223.1386 | 108458.4139 | 881.1621 | 2211.0715
1 | 3300 | 707 | 0.035 | 15 | 15 | 7 | 1.7783e-12 | 5spot_SharedNeighbor | CO2 | Porous | Wet | R600a | MinimizeLCOE_Brownfield | IgnoreSilica | 2019 | 15.3681 | 2.0409 | 0.15335 | 4 | 33725.1572 | 81741.1619 | 687.5329 | 1666.4041 | 80.0347 | 9.4764 | 58.3877 | 943231.6847 | 0 | 736225.0774 | 0 | 0 | 0 | 527741.9426 | 860807.4949 | 2239644.5258 | 1528603.4089 | 6836254.1344 | 961560.8286 | 12889752.6116 | 12889752.6116 | 10890904.1141 | 5673152.4101 | 0 | 20687567.5746 | 50141376.7103 | 1778.2794 | 0.61342 | 33725.1572 | 81741.1619 | 687.5329 | 1666.4041
1 | 3300 | 707 | 0.035 | 15 | 15 | 7 | 2.3714e-12 | 5spot_SharedNeighbor | CO2 | Porous | Wet | R600a | MinimizeLCOE_Brownfield | IgnoreSilica | 2019 | 19.6802 | 2.6704 | 0.2059 | 4 | 26767.5068 | 62529.4092 | 545.6918 | 1274.7466 | 80.6037 | 9.4958 | 54.9757 | 1131631.0342 | 0 | 904606.9092 | 0 | 0 | 0 | 609536.5106 | 1031852.037 | 2684667.3384 | 1832340.6228 | 8194634.4522 | 961560.8286 | 12889752.6116 | 12889752.6116 | 10890904.1141 | 5673152.4101 | 0 | 22045947.8924 | 51499757.0281 | 2371.3737 | 0.82361 | 26767.5068 | 62529.4092 | 545.6918 | 1274.7466
1 | 3300 | 707 | 0.035 | 15 | 15 | 7 | 3.1623e-12 | 5spot_SharedNeighbor | CO2 | Porous | Wet | R600a | MinimizeLCOE_Brownfield | IgnoreSilica | 2019 | 25.0586 | 3.4584 | 0.27348 | 4 | 21589.1246 | 48514.621 | 440.1235 | 989.0362 | 81.0159 | 9.5012 | 61.1019 | 1349598.9907 | 0 | 1104437.7444 | 0 | 0 | 0 | 698768.3239 | 1229593.973 | 3199151.2934 | 2183486.4937 | 9765036.8191 | 961560.8286 | 12889752.6116 | 12889752.6116 | 10890904.1141 | 5673152.4101 | 0 | 23616350.2592 | 53070159.395 | 3162.2777 | 1.0939 | 21589.1246 | 48514.621 | 440.1235 | 989.0362
1 | 3300 | 707 | 0.035 | 15 | 15 | 7 | 4.217e-12 | 5spot_SharedNeighbor | CO2 | Porous | Wet | R600a | MinimizeLCOE_Brownfield | IgnoreSilica | 2019 | 31.6339 | 4.4255 | 0.35893 | 4 | 17686.9879 | 38202.1001 | 360.5732 | 778.8015 | 81.2866 | 9.4911 | 61.1665 | 1597035.9955 | 0 | 1337341.9107 | 0 | 0 | 0 | 792188.5862 | 1453360.932 | 3781347.0198 | 2580847.0399 | 11542121.4841 | 961560.8286 | 12889752.6116 | 12889752.6116 | 10890904.1141 | 5673152.4101 | 0 | 25393434.9243 | 54847244.0601 | 4216.965 | 1.4357 | 17686.9879 | 38202.1001 | 360.5732 | 778.8015
1 | 3300 | 707 | 0.035 | 15 | 15 | 7 | 5.6234e-12 | 5spot_SharedNeighbor | CO2 | Porous | Wet | R600a | MinimizeLCOE_Brownfield | IgnoreSilica | 2019 | 39.4755 | 5.5842 | 0.46455 | 4 | 14720.0591 | 30570.7063 | 300.0883 | 623.2252 | 81.4241 | 9.4625 | 59.2814 | 1871359.112 | 0 | 1602852.4519 | 0 | 0 | 0 | 885014.0493 | 1700097.9892 | 4423306.2297 | 3018997.3917 | 13501627.2238 | 961560.8286 | 12889752.6116 | 12889752.6116 | 10890904.1141 | 5673152.4101 | 0 | 27352940.664 | 56806749.7998 | 5623.4133 | 1.8582 | 14720.0591 | 30570.7063 | 300.0883 | 623.2252
1 | 3300 | 707 | 0.035 | 15 | 15 | 7 | 7.4989e-12 | 5spot_SharedNeighbor | CO2 | Porous | Wet | R600a | MinimizeLCOE_Brownfield | IgnoreSilica | 2019 | 48.5157 | 6.9269 | 0.591 | 4 | 12452.3697 | 24911.7488 | 253.8584 | 507.8597 | 81.4298 | 9.4122 | 60.1994 | 2165619.1807 | 0 | 1896403.4846 | 0 | 0 | 0 | 970153.495 | 1962548.7025 | 5106149.1498 | 3485051.7156 | 15585925.728 | 961560.8286 | 12889752.6116 | 12889752.6116 | 10890904.1141 | 5673152.4101 | 0 | 29437239.1682 | 58891048.304 | 7498.9421 | 2.364 | 12452.3697 | 24911.7488 | 253.8584 | 507.8597
1 | 3300 | 707 | 0.035 | 15 | 15 | 7 | 1e-11 | 5spot_SharedNeighbor | CO2 | Porous | Wet | R600a | MinimizeLCOE_Brownfield | IgnoreSilica | 2019 | 58.4297 | 8.4082 | 0.73564 | 4 | 10717.2182 | 20726.8249 | 218.485 | 422.5444 | 81.303 | 9.3381 | 71.5945 | 2466105.2769 | 0 | 2206343.6876 | 0 | 0 | 0 | 1037345.2758 | 2226819.7537 | 5793728.2157 | 3954338.5564 | 17684680.7661 | 961560.8286 | 12889752.6116 | 12889752.6116 | 10890904.1141 | 5673152.4101 | 0 | 31535994.2063 | 60989803.3421 | 10000 | 2.9426 | 10717.2182 | 20726.8249 | 218.485 | 422.5444
1 | 3300 | 707 | 0.035 | 15 | 15 | 7 | 1.3335e-11 | 5spot_SharedNeighbor | CO2 | Porous | Wet | R600a | MinimizeLCOE_Brownfield | IgnoreSilica | 2019 | 68.6855 | 9.9504 | 0.89211 | 4 | 9392.8539 | 17646.8615 | 191.486 | 359.7551 | 81.0515 | 9.2416 | 79.6899 | 2755815.6226 | 0 | 2516398.1156 | 0 | 0 | 0 | 1077406.3336 | 2476351.828 | 6442959.4868 | 4397452.2393 | 19666383.6259 | 961560.8286 | 12889752.6116 | 12889752.6116 | 10890904.1141 | 5673152.4101 | 0 | 33517697.066 | 62971506.2018 | 13335.2143 | 3.5684 | 9392.8539 | 17646.8615 | 191.486 | 359.7551
1 | 3300 | 707 | 0.035 | 15 | 15 | 7 | 1.7783e-11 | 5spot_SharedNeighbor | CO2 | Porous | Wet | R600a | MinimizeLCOE_Brownfield | IgnoreSilica | 2019 | 78.664 | 11.4603 | 1.0513 | 4 | 8386.3847 | 15390.4966 | 170.9678 | 313.7561 | 80.7004 | 9.1288 | 79.6064 | 3018980.7554 | 0 | 2809510.2584 | 0 | 0 | 0 | 1085780.5293 | 2696565.9018 | 7015911.3348 | 4788503.6485 | 21415252.4282 | 961560.8286 | 12889752.6116 | 12889752.6116 | 10890904.1141 | 5673152.4101 | 0 | 35266565.8684 | 64720375.0042 | 17782.7941 | 4.2052 | 8386.3847 | 15390.4966 | 170.9678 | 313.7561
1 | 3300 | 707 | 0.035 | 15 | 15 | 7 | 2.3714e-11 | 5spot_SharedNeighbor | CO2 | Porous | Wet | R600a | MinimizeLCOE_Brownfield | IgnoreSilica | 2019 | 87.8307 | 12.8555 | 1.2038 | 4 | 7624.7289 | 13741.3582 | 155.4404 | 280.1362 | 80.29 | 9.0087 | 81.3047 | 3245417.472 | 0 | 3072408.2999 | 0 | 0 | 0 | 1064374.581 | 2879058.1376 | 7490718.6981 | 5112569.4303 | 22864546.619 | 961560.8286 | 12889752.6116 | 12889752.6116 | 10890904.1141 | 5673152.4101 | 0 | 36715860.0592 | 66169669.1949 | 23713.7371 | 4.8154 | 7624.7289 | 13741.3582 | 155.4404 | 280.1362
1 | 3300 | 707 | 0.035 | 15 | 15 | 7 | 3.1623e-11 | 5spot_SharedNeighbor | CO2 | Porous | Wet | R600a | MinimizeLCOE_Brownfield | IgnoreSilica | 2019 | 95.8498 | 14.0823 | 1.3424 | 4 | 7050.0781 | 12535.4663 | 143.7254 | 255.5524 | 79.8639 | 8.891 | 74.2707 | 3431877.4599 | 0 | 3298000.7089 | 0 | 0 | 0 | 1020246.9016 | 3022548.7774 | 7864051.9089 | 5367377.0179 | 24004102.7746 | 961560.8286 | 12889752.6116 | 12889752.6116 | 10890904.1141 | 5673152.4101 | 0 | 37855416.2148 | 67309225.3506 | 31622.7766 | 5.3695 | 7050.0781 | 12535.4663 | 143.7254 | 255.5524
1 | 3300 | 707 | 0.035 | 15 | 15 | 7 | 4.217e-11 | 5spot_SharedNeighbor | CO2 | Porous | Wet | R600a | MinimizeLCOE_Brownfield | IgnoreSilica | 2019 | 102.5829 | 15.1171 | 1.4626 | 4 | 6617.2178 | 11651.7543 | 134.9009 | 237.5368 | 79.4585 | 8.7831 | 91.5069 | 3580190.3654 | 0 | 3484567.0757 | 0 | 0 | 0 | 962269.4231 | 3130540.4771 | 8145024.1591 | 5559146.3521 | 24861737.8526 | 961560.8286 | 12889752.6116 | 12889752.6116 | 10890904.1141 | 5673152.4101 | 0 | 38713051.2928 | 68166860.4286 | 42169.6503 | 5.8504 | 6617.2178 | 11651.7543 | 134.9009 | 237.5368
1 | 3300 | 707 | 0.035 | 15 | 15 | 7 | 5.6234e-11 | 5spot_SharedNeighbor | CO2 | Porous | Wet | R600a | MinimizeLCOE_Brownfield | IgnoreSilica | 2019 | 108.0734 | 15.9643 | 1.5633 | 4 | 6291.3339 | 11001.605 | 128.2574 | 224.2826 | 79.0959 | 8.6889 | 97.3106 | 3695593.6368 | 0 | 3634935.7655 | 0 | 0 | 0 | 899033.8669 | 3209529.675 | 8350537.8492 | 5699413.6685 | 25489044.4619 | 961560.8286 | 12889752.6116 | 12889752.6116 | 10890904.1141 | 5673152.4101 | 0 | 39340357.9021 | 68794167.0379 | 56234.1325 | 6.2531 | 6291.3339 | 11001.605 | 128.2574 | 224.2826
1 | 3300 | 707 | 0.035 | 15 | 15 | 7 | 7.4989e-11 | 5spot_SharedNeighbor | CO2 | Porous | Wet | R600a | MinimizeLCOE_Brownfield | IgnoreSilica | 2019 | 112.4197 | 16.6374 | 1.6451 | 4 | 6045.9688 | 10522.0579 | 123.2553 | 214.5064 | 78.7884 | 8.6104 | 85.0752 | 3783417.7525 | 0 | 3752916.1527 | 0 | 0 | 0 | 836472.3472 | 3265394.4384 | 8495886.5042 | 5798617.1121 | 25932704.307 | 961560.8286 | 12889752.6116 | 12889752.6116 | 10890904.1141 | 5673152.4101 | 0 | 39784017.7472 | 69237826.883 | 74989.4209 | 6.5803 | 6045.9688 | 10522.0579 | 123.2553 | 214.5064
1 | 3300 | 707 | 0.035 | 15 | 15 | 7 | 1e-10 | 5spot_SharedNeighbor | CO2 | Porous | Wet | R600a | MinimizeLCOE_Brownfield | IgnoreSilica | 2019 | 115.8102 | 17.164 | 1.7102 | 4 | 5861.1778 | 10166.8582 | 119.488 | 207.2652 | 78.536 | 8.5468 | 93.7411 | 3849755.5178 | 0 | 3844338.3391 | 0 | 0 | 0 | 778949.7009 | 3304486.9876 | 8597597.2982 | 5868036.819 | 26243164.6627 | 961560.8286 | 12889752.6116 | 12889752.6116 | 10890904.1141 | 5673152.4101 | 0 | 40094478.1029 | 69548287.2387 | 100000 | 6.8407 | 5861.1778 | 10166.8582 | 119.488 | 207.2652
1 | 3300 | 707 | 0.035 | 15 | 15 | 7 | 1.3335e-10 | 5spot_SharedNeighbor | CO2 | Porous | Wet | R600a | MinimizeLCOE_Brownfield | IgnoreSilica | 2019 | 118.4218 | 17.5707 | 1.7612 | 4 | 5721.9799 | 9902.9601 | 116.6503 | 201.8852 | 78.334 | 8.4964 | 101.4336 | 3899548.5874 | 0 | 3914405.0427 | 0 | 0 | 0 | 728581.5813 | 3331588.7324 | 8668110.479 | 5916163.5138 | 26458397.9366 | 961560.8286 | 12889752.6116 | 12889752.6116 | 10890904.1141 | 5673152.4101 | 0 | 40309711.3768 | 69763520.5126 | 133352.1432 | 7.0447 | 5721.9799 | 9902.9601 | 116.6503 | 201.8852
1 | 3300 | 707 | 0.035 | 15 | 15 | 7 | 1.7783e-10 | 5spot_SharedNeighbor | CO2 | Porous | Wet | R600a | MinimizeLCOE_Brownfield | IgnoreSilica | 2019 | 120.4272 | 17.8835 | 1.8008 | 4 | 5617.1267 | 9706.2016 | 114.5127 | 197.874 | 78.1744 | 8.4568 | 86.5026 | 3937010.578 | 0 | 3968006.6058 | 0 | 0 | 0 | 686183.9071 | 3350568.4255 | 8717491.7469 | 5949867.2438 | 26609128.5071 | 961560.8286 | 12889752.6116 | 12889752.6116 | 10890904.1141 | 5673152.4101 | 0 | 40460441.9473 | 69914251.0831 | 177827.941 | 7.203 | 5617.1267 | 9706.2016 | 114.5127 | 197.874
1 | 3300 | 707 | 0.035 | 15 | 15 | 7 | 2.3714e-10 | 5spot_SharedNeighbor | CO2 | Porous | Wet | R600a | MinimizeLCOE_Brownfield | IgnoreSilica | 2019 | 121.925 | 18.1179 | 1.831 | 4 | 5538.1616 | 9559.805 | 112.9029 | 194.8896 | 78.0526 | 8.4268 | 89.1161 | 3964550.0192 | 0 | 4007930.1899 | 0 | 0 | 0 | 651033.5025 | 3363170.3475 | 8750279.3631 | 5972245.4656 | 26709208.8878 | 961560.8286 | 12889752.6116 | 12889752.6116 | 10890904.1141 | 5673152.4101 | 0 | 40560522.328 | 70014331.4638 | 237137.3706 | 7.3238 | 5538.1616 | 9559.805 | 112.9029 | 194.8896
1 | 3300 | 707 | 0.035 | 15 | 15 | 7 | 3.1623e-10 | 5spot_SharedNeighbor | CO2 | Porous | Wet | R600a | MinimizeLCOE_Brownfield | IgnoreSilica | 2019 | 123.0823 | 18.2988 | 1.8542 | 4 | 5478.7159 | 9449.9655 | 111.691 | 192.6503 | 77.957 | 8.4033 | 102.9414 | 3985569.568 | 0 | 4038711.4919 | 0 | 0 | 0 | 623061.5822 | 3372463.6305 | 8774458.579 | 5988748.2773 | 26783013.129 | 961560.8286 | 12889752.6116 | 12889752.6116 | 10890904.1141 | 5673152.4101 | 0 | 40634326.5692 | 70088135.7049 | 316227.766 | 7.4168 | 5478.7159 | 9449.9655 | 111.691 | 192.6503
1 | 3300 | 707 | 0.035 | 15 | 15 | 7 | 4.217e-10 | 5spot_SharedNeighbor | CO2 | Porous | Wet | R600a | MinimizeLCOE_Brownfield | IgnoreSilica | 2019 | 123.9271 | 18.4315 | 1.8716 | 4 | 5433.9863 | 9368.2679 | 110.7792 | 190.9848 | 77.8863 | 8.386 | 98.2427 | 4000770.8297 | 0 | 4061148.1199 | 0 | 0 | 0 | 600582.0864 | 3378375.404 | 8789839.8012 | 5999246.2775 | 26829962.5187 | 961560.8286 | 12889752.6116 | 12889752.6116 | 10890904.1141 | 5673152.4101 | 0 | 40681275.9589 | 70135085.0946 | 421696.5034 | 7.4865 | 5433.9863 | 9368.2679 | 110.7792 | 190.9848
1 | 3300 | 707 | 0.035 | 15 | 15 | 7 | 5.6234e-10 | 5spot_SharedNeighbor | CO2 | Porous | Wet | R600a | MinimizeLCOE_Brownfield | IgnoreSilica | 2019 | 124.5728 | 18.5328 | 1.8849 | 4 | 5400.3472 | 9306.9382 | 110.0934 | 189.7345 | 77.8319 | 8.3727 | 98.8124 | 4012307.0783 | 0 | 4078275.3027 | 0 | 0 | 0 | 583133.0637 | 3382749.0234 | 8801219.0616 | 6007012.8565 | 26864696.3861 | 961560.8286 | 12889752.6116 | 12889752.6116 | 10890904.1141 | 5673152.4101 | 0 | 40716009.8263 | 70169818.962 | 562341.3252 | 7.5395 | 5400.3472 | 9306.9382 | 110.0934 | 189.7345
1 | 3300 | 707 | 0.035 | 15 | 15 | 7 | 7.4989e-10 | 5spot_SharedNeighbor | CO2 | Porous | Wet | R600a | MinimizeLCOE_Brownfield | IgnoreSilica | 2019 | 125.0577 | 18.6089 | 1.8949 | 4 | 5375.0616 | 9261.0086 | 109.5779 | 188.7982 | 77.7907 | 8.3627 | 199.1645 | 4020924.7266 | 0 | 4091127.3258 | 0 | 0 | 0 | 569621.7265 | 3385852.7738 | 8809294.3834 | 6012524.4296 | 26889345.3657 | 961560.8286 | 12889752.6116 | 12889752.6116 | 10890904.1141 | 5673152.4101 | 0 | 40740658.8059 | 70194467.9416 | 749894.2093 | 7.5796 | 5375.0616 | 9261.0086 | 109.5779 | 188.7982
1 | 3300 | 707 | 0.035 | 15 | 15 | 7 | 1e-09 | 5spot_SharedNeighbor | CO2 | Porous | Wet | R600a | MinimizeLCOE_Brownfield | IgnoreSilica | 2019 | 125.4502 | 18.6706 | 1.9027 | 4 | 5355.6615 | 9225.5947 | 109.1824 | 188.0762 | 77.7557 | 8.3539 | 95.4126 | 4027774.8033 | 0 | 4101592.7174 | 0 | 0 | 0 | 559064.3667 | 3388488.4361 | 8816151.8362 | 6017204.782 | 26910276.9418 | 961560.8286 | 12889752.6116 | 12889752.6116 | 10890904.1141 | 5673152.4101 | 0 | 40761590.382 | 70215399.5178 | 1000000 | 7.6109 | 5355.6615 | 9225.5947 | 109.1824 | 188.0762
1 | 3300 | 707 | 0.035 | 15 | 15 | 7 | 1.3335e-09 | 5spot_SharedNeighbor | CO2 | Porous | Wet | R600a | MinimizeLCOE_Brownfield | IgnoreSilica | 2019 | 125.7176 | 18.7127 | 1.9084 | 4 | 5341.4118 | 9199.9281 | 108.8919 | 187.553 | 77.7329 | 8.3484 | 90.075 | 4032496.8705 | 0 | 4108669.7432 | 0 | 0 | 0 | 551085.9765 | 3389978.5102 | 8820028.7033 | 6019850.8235 | 26922110.6272 | 961560.8286 | 12889752.6116 | 12889752.6116 | 10890904.1141 | 5673152.4101 | 0 | 40773424.0674 | 70227233.2032 | 1333521.4322 | 7.6335 | 5341.4118 | 9199.9281 | 108.8919 | 187.553
1 | 3300 | 707 | 0.035 | 15 | 15 | 7 | 1.7783e-09 | 5spot_SharedNeighbor | CO2 | Porous | Wet | R600a | MinimizeLCOE_Brownfield | IgnoreSilica | 2019 | 125.9151 | 18.7439 | 1.9126 | 4 | 5330.7103 | 9180.738 | 108.6737 | 187.1618 | 77.716 | 8.3443 | 89.8933 | 4035973.8222 | 0 | 4113892.1639 | 0 | 0 | 0 | 544979.1592 | 3390989.6067 | 8822659.3689 | 6021646.3068 | 26930140.4277 | 961560.8286 | 12889752.6116 | 12889752.6116 | 10890904.1141 | 5673152.4101 | 0 | 40781453.8679 | 70235263.0037 | 1778279.41 | 7.6503 | 5330.7103 | 9180.738 | 108.6737 | 187.1618
1 | 3300 | 707 | 0.035 | 15 | 15 | 7 | 2.3714e-09 | 5spot_SharedNeighbor | CO2 | Porous | Wet | R600a | MinimizeLCOE_Brownfield | IgnoreSilica | 2019 | 126.066 | 18.7676 | 1.9158 | 4 | 5322.679 | 9166.307 | 108.51 | 186.8676 | 77.703 | 8.3411 | 93.5856 | 4038628.1682 | 0 | 4117884.0359 | 0 | 0 | 0 | 540385.6854 | 3391790.1769 | 8824742.2885 | 6023067.9422 | 26936498.2972 | 961560.8286 | 12889752.6116 | 12889752.6116 | 10890904.1141 | 5673152.4101 | 0 | 40787811.7374 | 70241620.8732 | 2371373.7057 | 7.663 | 5322.679 | 9166.307 | 108.51 | 186.8676
1 | 3300 | 707 | 0.035 | 15 | 15 | 7 | 3.1623e-09 | 5spot_SharedNeighbor | CO2 | Porous | Wet | R600a | MinimizeLCOE_Brownfield | IgnoreSilica | 2019 | 126.1929 | 18.7874 | 1.9183 | 4 | 5316.652 | 9155.267 | 108.3871 | 186.6425 | 77.6921 | 8.3385 | 85.2246 | 4040856.9306 | 0 | 4121239.413 | 0 | 0 | 0 | 537068.3082 | 3392674.2142 | 8827042.3722 | 6024637.7966 | 26943519.0348 | 961560.8286 | 12889752.6116 | 12889752.6116 | 10890904.1141 | 5673152.4101 | 0 | 40794832.475 | 70248641.6107 | 3162277.6602 | 7.673 | 5316.652 | 9155.267 | 108.3871 | 186.6425
1 | 3300 | 707 | 0.035 | 15 | 15 | 7 | 4.217e-09 | 5spot_SharedNeighbor | CO2 | Porous | Wet | R600a | MinimizeLCOE_Brownfield | IgnoreSilica | 2019 | 126.2661 | 18.7991 | 1.92 | 4 | 5312.13 | 9147.3451 | 108.295 | 186.481 | 77.6858 | 8.3369 | 80.5849 | 4042139.6824 | 0 | 4123172.612 | 0 | 0 | 0 | 534315.7978 | 3392854.956 | 8827512.6252 | 6024958.754 | 26944954.4274 | 961560.8286 | 12889752.6116 | 12889752.6116 | 10890904.1141 | 5673152.4101 | 0 | 40796267.8676 | 70250077.0034 | 4216965.0343 | 7.6798 | 5312.13 | 9147.3451 | 108.295 | 186.481
1 | 3300 | 707 | 0.035 | 15 | 15 | 7 | 5.6234e-09 | 5spot_SharedNeighbor | CO2 | Porous | Wet | R600a | MinimizeLCOE_Brownfield | IgnoreSilica | 2019 | 126.3413 | 18.8108 | 1.9214 | 4 | 5308.7375 | 9141.0773 | 108.2258 | 186.3532 | 77.6793 | 8.3354 | 99.4007 | 4043458.4853 | 0 | 4125160.8313 | 0 | 0 | 0 | 532472.7695 | 3393425.9136 | 8828998.1397 | 6025972.6481 | 26949488.7875 | 961560.8286 | 12889752.6116 | 12889752.6116 | 10890904.1141 | 5673152.4101 | 0 | 40800802.2277 | 70254611.3635 | 5623413.2519 | 7.6856 | 5308.7375 | 9141.0773 | 108.2258 | 186.3532
1 | 3300 | 707 | 0.035 | 15 | 15 | 7 | 7.4989e-09 | 5spot_SharedNeighbor | CO2 | Porous | Wet | R600a | MinimizeLCOE_Brownfield | IgnoreSilica | 2019 | 126.3903 | 18.8185 | 1.9224 | 4 | 5306.1928 | 9136.4957 | 108.1739 | 186.2598 | 77.6751 | 8.3343 | 94.8668 | 4044318.4431 | 0 | 4126458.1891 | 0 | 0 | 0 | 531002.9995 | 3393694.0563 | 8829695.7922 | 6026448.8103 | 26951618.2904 | 961560.8286 | 12889752.6116 | 12889752.6116 | 10890904.1141 | 5673152.4101 | 0 | 40802931.7306 | 70256740.8663 | 7498942.0933 | 7.6897 | 5306.1928 | 9136.4957 | 108.1739 | 186.2598
1 | 3300 | 707 | 0.035 | 15 | 15 | 7 | 1e-08 | 5spot_SharedNeighbor | CO2 | Porous | Wet | R600a | MinimizeLCOE_Brownfield | IgnoreSilica | 2019 | 126.4339 | 18.8253 | 1.9232 | 4 | 5304.2843 | 9132.9526 | 108.135 | 186.1876 | 77.6713 | 8.3334 | 97.5713 | 4045081.0076 | 0 | 4127609.1224 | 0 | 0 | 0 | 529973.8147 | 3394038.9384 | 8830593.1047 | 6027061.2445 | 26954357.2322 | 961560.8286 | 12889752.6116 | 12889752.6116 | 10890904.1141 | 5673152.4101 | 0 | 40805670.6724 | 70259479.8082 | 10000000 | 7.693 | 5304.2843 | 9132.9526 | 108.135 | 186.1876
1 | 3400 | 707 | 0.035 | 15 | 15 | 7 | 1e-13 | 5spot_SharedNeighbor | CO2 | Porous | Wet | R600a | MinimizeLCOE_Brownfield | IgnoreSilica | 2019 | 0.86458 | 0.0082736 | 0.0011843 | 4 | 3152417.8368 | 9563378.5904 | 64266.3016 | 194962.408 | 54.0472 | 7.9523 | 46.1702 | 82038.4517 | 0 | 40269.3544 | 0 | 0 | 0 | 76178.3091 | 77409.5849 | 201403.8611 | 137462.2736 | 614761.8348 | 961560.8286 | 13356693.023 | 13356693.023 | 11179097.8575 | 5832955.4136 | 0 | 14933015.6864 | 45301761.9806 | 100 | 0.004737 | 3152417.8368 | 9563378.5904 | 64266.3016 | 194962.408
1 | 3400 | 707 | 0.035 | 15 | 15 | 7 | 1.3335e-13 | 5spot_SharedNeighbor | CO2 | Porous | Wet | R600a | MinimizeLCOE_Brownfield | IgnoreSilica | 2019 | 1.2819 | 0.048801 | 0.003426 | 4 | 1111571.1564 | 3327612.942 | 22660.8815 | 67837.8908 | 60.7703 | 8.5197 | 122.0686 | 122603.0784 | 0 | 68119.3116 | 0 | 0 | 0 | 104627.1039 | 115186.3026 | 299691.1314 | 204545.3552 | 914772.283 | 961560.8286 | 13356693.023 | 13356693.023 | 11179097.8575 | 5832955.4136 | 0 | 15233026.1346 | 45601772.4288 | 133.3521 | 0.013704 | 1111571.1564 | 3327612.942 | 22660.8815 | 67837.8908
1 | 3400 | 707 | 0.035 | 15 | 15 | 7 | 1.7783e-13 | 5spot_SharedNeighbor | CO2 | Porous | Wet | R600a | MinimizeLCOE_Brownfield | IgnoreSilica | 2019 | 1.7875 | 0.10758 | 0.0070522 | 4 | 551917.5249 | 1628481.5127 | 11251.5853 | 33198.7983 | 65.8015 | 8.9058 | 169.7777 | 168873.1738 | 0 | 100568.2988 | 0 | 0 | 0 | 134388.3567 | 157493.6334 | 409766.1278 | 279673.8021 | 1250763.3927 | 961560.8286 | 13356693.023 | 13356693.023 | 11179097.8575 | 5832955.4136 | 0 | 15569017.2444 | 45937763.5385 | 177.8279 | 0.028209 | 551917.5249 | 1628481.5127 | 11251.5853 | 33198.7983
1 | 3400 | 707 | 0.035 | 15 | 15 | 7 | 2.3714e-13 | 5spot_SharedNeighbor | CO2 | Porous | Wet | R600a | MinimizeLCOE_Brownfield | IgnoreSilica | 2019 | 2.4293 | 0.18965 | 0.012438 | 4 | 320845.8065 | 931262.6724 | 6540.8757 | 18985.0492 | 69.8363 | 9.1894 | 239.2861 | 223439.5564 | 0 | 139710.2583 | 0 | 0 | 0 | 167672.5973 | 207020.7407 | 538625.5015 | 367622.9724 | 1644091.6266 | 961560.8286 | 13356693.023 | 13356693.023 | 11179097.8575 | 5832955.4136 | 0 | 15962345.4782 | 46331091.7724 | 237.1374 | 0.049751 | 320845.8065 | 931262.6724 | 6540.8757 | 18985.0492
1 | 3400 | 707 | 0.035 | 15 | 15 | 7 | 3.1623e-13 | 5spot_SharedNeighbor | CO2 | Porous | Wet | R600a | MinimizeLCOE_Brownfield | IgnoreSilica | 2019 | 3.254 | 0.30124 | 0.020088 | 4 | 204443.9935 | 582383.3975 | 4167.8673 | 11872.6733 | 73.11 | 9.4017 | 50.8913 | 288168.5677 | 0 | 187288.5691 | 0 | 0 | 0 | 205640.6144 | 265628.1229 | 691109.8881 | 471696.6995 | 2109532.4617 | 961560.8286 | 13356693.023 | 13356693.023 | 11179097.8575 | 5832955.4136 | 0 | 16427786.3133 | 46796532.6075 | 316.2278 | 0.080353 | 204443.9935 | 582383.3975 | 4167.8673 | 11872.6733
1 | 3400 | 707 | 0.035 | 15 | 15 | 7 | 4.217e-13 | 5spot_SharedNeighbor | CO2 | Porous | Wet | R600a | MinimizeLCOE_Brownfield | IgnoreSilica | 2019 | 4.3017 | 0.44838 | 0.030654 | 4 | 138404.5534 | 386078.2164 | 2821.564 | 7870.7267 | 75.7262 | 9.5602 | 47.9918 | 363931.5246 | 0 | 244401.5469 | 0 | 0 | 0 | 248023.875 | 333979.2091 | 868945.3936 | 593073.0862 | 2652354.6355 | 961560.8286 | 13356693.023 | 13356693.023 | 11179097.8575 | 5832955.4136 | 0 | 16970608.4872 | 47339354.7813 | 421.6965 | 0.12262 | 138404.5534 | 386078.2164 | 2821.564 | 7870.7267
1 | 3400 | 707 | 0.035 | 15 | 15 | 7 | 5.6234e-13 | 5spot_SharedNeighbor | CO2 | Porous | Wet | R600a | MinimizeLCOE_Brownfield | IgnoreSilica | 2019 | 5.6628 | 0.64341 | 0.045027 | 4 | 97840.4219 | 266455.3421 | 1994.6093 | 5432.0526 | 77.8481 | 9.6814 | 70.4642 | 454536.5877 | 0 | 314481.0878 | 0 | 0 | 0 | 297573.0493 | 415970.3827 | 1082269.6085 | 738671.2462 | 3303501.9621 | 961560.8286 | 13356693.023 | 13356693.023 | 11179097.8575 | 5832955.4136 | 0 | 17621755.8138 | 47990502.1079 | 562.3413 | 0.18011 | 97840.4219 | 266455.3421 | 1994.6093 | 5432.0526
1 | 3400 | 707 | 0.035 | 15 | 15 | 7 | 7.4989e-13 | 5spot_SharedNeighbor | CO2 | Porous | Wet | R600a | MinimizeLCOE_Brownfield | IgnoreSilica | 2019 | 7.395 | 0.89539 | 0.064303 | 4 | 71473.6388 | 189541.682 | 1457.0868 | 3864.0636 | 79.5219 | 9.7721 | 60.8914 | 560748.0054 | 0 | 398774.6175 | 0 | 0 | 0 | 353176.5392 | 511952.6732 | 1331995.8399 | 909114.5305 | 4065762.2057 | 961560.8286 | 13356693.023 | 13356693.023 | 11179097.8575 | 5832955.4136 | 0 | 18384016.0574 | 48752762.3515 | 749.8942 | 0.25721 | 71473.6388 | 189541.682 | 1457.0868 | 3864.0636
1 | 3400 | 707 | 0.035 | 15 | 15 | 7 | 1e-12 | 5spot_SharedNeighbor | CO2 | Porous | Wet | R600a | MinimizeLCOE_Brownfield | IgnoreSilica | 2019 | 9.607 | 1.2202 | 0.089939 | 4 | 53598.2958 | 138013.0819 | 1092.6738 | 2813.5834 | 80.8417 | 9.8399 | 58.7437 | 685874.6733 | 0 | 500640.3822 | 0 | 0 | 0 | 416217.0055 | 625065.5038 | 1626292.2223 | 1109977.8587 | 4964067.6459 | 961560.8286 | 13356693.023 | 13356693.023 | 11179097.8575 | 5832955.4136 | 0 | 19282321.4975 | 49651067.7917 | 1000 | 0.35976 | 53598.2958 | 138013.0819 | 1092.6738 | 2813.5834
1 | 3400 | 707 | 0.035 | 15 | 15 | 7 | 1.3335e-12 | 5spot_SharedNeighbor | CO2 | Porous | Wet | R600a | MinimizeLCOE_Brownfield | IgnoreSilica | 2019 | 12.4381 | 1.6384 | 0.12381 | 4 | 41082.0526 | 102401.6094 | 837.5132 | 2087.5953 | 81.8778 | 9.8894 | 55.9609 | 833791.7641 | 0 | 624140.1651 | 0 | 0 | 0 | 488240.8498 | 759007.3838 | 1974781.5188 | 1347828.9643 | 6027790.6459 | 961560.8286 | 13356693.023 | 13356693.023 | 11179097.8575 | 5832955.4136 | 0 | 20346044.4976 | 50714790.7917 | 1333.5214 | 0.49525 | 41082.0526 | 102401.6094 | 837.5132 | 2087.5953
1 | 3400 | 707 | 0.035 | 15 | 15 | 7 | 1.7783e-12 | 5spot_SharedNeighbor | CO2 | Porous | Wet | R600a | MinimizeLCOE_Brownfield | IgnoreSilica | 2019 | 16.0332 | 2.1719 | 0.16823 | 4 | 32093.7606 | 77224.5615 | 654.2747 | 1574.3271 | 82.6769 | 9.9232 | 61.4163 | 1007511.8619 | 0 | 772879.5273 | 0 | 0 | 0 | 569368.2433 | 916406.2567 | 2384301.0991 | 1627334.4926 | 7277801.4808 | 961560.8286 | 13356693.023 | 13356693.023 | 11179097.8575 | 5832955.4136 | 0 | 21596055.3325 | 51964801.6266 | 1778.2794 | 0.67291 | 32093.7606 | 77224.5615 | 654.2747 | 1574.3271
1 | 3400 | 707 | 0.035 | 15 | 15 | 7 | 2.3714e-12 | 5spot_SharedNeighbor | CO2 | Porous | Wet | R600a | MinimizeLCOE_Brownfield | IgnoreSilica | 2019 | 20.5233 | 2.8413 | 0.2258 | 4 | 25507.9516 | 59131.5126 | 520.0141 | 1205.4759 | 83.2748 | 9.9423 | 55.9027 | 1208488.8873 | 0 | 949337.3416 | 0 | 0 | 0 | 657728.4935 | 1098066.3417 | 2856943.3767 | 1949922.5589 | 8720486.9996 | 961560.8286 | 13356693.023 | 13356693.023 | 11179097.8575 | 5832955.4136 | 0 | 23038740.8513 | 53407487.1454 | 2371.3737 | 0.9032 | 25507.9516 | 59131.5126 | 520.0141 | 1205.4759
1 | 3400 | 707 | 0.035 | 15 | 15 | 7 | 3.1623e-12 | 5spot_SharedNeighbor | CO2 | Porous | Wet | R600a | MinimizeLCOE_Brownfield | IgnoreSilica | 2019 | 26.1038 | 3.6765 | 0.29968 | 4 | 20604.7923 | 45938.7885 | 420.0566 | 936.5243 | 83.7062 | 9.9464 | 76.0812 | 1440218.7397 | 0 | 1158048.4869 | 0 | 0 | 0 | 753550.8101 | 1307209.0343 | 3401089.7619 | 2321313.6479 | 10381430.4808 | 961560.8286 | 13356693.023 | 13356693.023 | 11179097.8575 | 5832955.4136 | 0 | 24699684.3324 | 55068430.6266 | 3162.2777 | 1.1987 | 20604.7923 | 45938.7885 | 420.0566 | 936.5243
1 | 3400 | 707 | 0.035 | 15 | 15 | 7 | 4.217e-12 | 5spot_SharedNeighbor | CO2 | Porous | Wet | R600a | MinimizeLCOE_Brownfield | IgnoreSilica | 2019 | 32.9003 | 4.698 | 0.39286 | 4 | 16908.9284 | 36234.2832 | 344.7114 | 738.6849 | 83.9878 | 9.9338 | 59.8519 | 1702355.2775 | 0 | 1400465.1322 | 0 | 0 | 0 | 853332.7431 | 1542899.7296 | 4014308.6041 | 2739848.1081 | 12253209.5946 | 961560.8286 | 13356693.023 | 13356693.023 | 11179097.8575 | 5832955.4136 | 0 | 26571463.4462 | 56940209.7404 | 4216.965 | 1.5714 | 16908.9284 | 36234.2832 | 344.7114 | 738.6849
1 | 3400 | 707 | 0.035 | 15 | 15 | 7 | 5.6234e-12 | 5spot_SharedNeighbor | CO2 | Porous | Wet | R600a | MinimizeLCOE_Brownfield | IgnoreSilica | 2019 | 40.9977 | 5.9206 | 0.50776 | 4 | 14098.3504 | 29050.5843 | 287.4139 | 592.2355 | 84.1292 | 9.9013 | 77.2601 | 1992745.1441 | 0 | 1676648.9344 | 0 | 0 | 0 | 952833.721 | 1802668.8418 | 4690174.5481 | 3201140.5025 | 14316211.6919 | 961560.8286 | 13356693.023 | 13356693.023 | 11179097.8575 | 5832955.4136 | 0 | 28634465.5436 | 59003211.8377 | 5623.4133 | 2.0311 | 14098.3504 | 29050.5843 | 287.4139 | 592.2355
1 | 3400 | 707 | 0.035 | 15 | 15 | 7 | 7.4989e-12 | 5spot_SharedNeighbor | CO2 | Porous | Wet | R600a | MinimizeLCOE_Brownfield | IgnoreSilica | 2019 | 50.2667 | 7.3279 | 0.64457 | 4 | 11950.4008 | 23729.1255 | 243.6251 | 483.7503 | 84.1313 | 9.8455 | 66.1777 | 2302090.7799 | 0 | 1979976.3914 | 0 | 0 | 0 | 1043011.7129 | 2076780.7648 | 5403357.5437 | 3687902.5515 | 16493119.7441 | 961560.8286 | 13356693.023 | 13356693.023 | 11179097.8575 | 5832955.4136 | 0 | 30811373.5958 | 61180119.8899 | 7498.9421 | 2.5783 | 11950.4008 | 23729.1255 | 243.6251 | 483.7503
1 | 3400 | 707 | 0.035 | 15 | 15 | 7 | 1e-11 | 5spot_SharedNeighbor | CO2 | Porous | Wet | R600a | MinimizeLCOE_Brownfield | IgnoreSilica | 2019 | 60.3787 | 8.8728 | 0.80018 | 4 | 10307.6643 | 19795.7483 | 210.1357 | 403.5631 | 83.9942 | 9.7646 | 68.4909 | 2616407.956 | 0 | 2298748.7585 | 0 | 0 | 0 | 1113972.9217 | 2351360.5581 | 6117757.8419 | 4175495.4344 | 18673743.4707 | 961560.8286 | 13356693.023 | 13356693.023 | 11179097.8575 | 5832955.4136 | 0 | 32991997.3223 | 63360743.6165 | 10000 | 3.2007 | 10307.6643 | 19795.7483 | 210.1357 | 403.5631
1 | 3400 | 707 | 0.035 | 15 | 15 | 7 | 1.3335e-11 | 5spot_SharedNeighbor | CO2 | Porous | Wet | R600a | MinimizeLCOE_Brownfield | IgnoreSilica | 2019 | 70.766 | 10.47 | 0.96733 | 4 | 9054.7948 | 16903.3795 | 184.5942 | 344.5983 | 83.728 | 9.6605 | 78.6744 | 2917396.2673 | 0 | 2615582.2165 | 0 | 0 | 0 | 1156081.224 | 2608733.286 | 6787388.8855 | 4632532.3813 | 20717714.2606 | 961560.8286 | 13356693.023 | 13356693.023 | 11179097.8575 | 5832955.4136 | 0 | 35035968.1123 | 65404714.4064 | 13335.2143 | 3.8693 | 9054.7948 | 16903.3795 | 184.5942 | 344.5983
1 | 3400 | 707 | 0.035 | 15 | 15 | 7 | 1.7783e-11 | 5spot_SharedNeighbor | CO2 | Porous | Wet | R600a | MinimizeLCOE_Brownfield | IgnoreSilica | 2019 | 80.8197 | 12.0256 | 1.1363 | 4 | 8103.4682 | 14785.0299 | 165.2002 | 301.4128 | 83.3606 | 9.5399 | 73.9641 | 3189471.5382 | 0 | 2913717.0414 | 0 | 0 | 0 | 1165599.551 | 2834827.3709 | 7375639.3161 | 5034025.3875 | 22513280.2051 | 961560.8286 | 13356693.023 | 13356693.023 | 11179097.8575 | 5832955.4136 | 0 | 36831534.0567 | 67200280.3509 | 17782.7941 | 4.5452 | 8103.4682 | 14785.0299 | 165.2002 | 301.4128
1 | 3400 | 707 | 0.035 | 15 | 15 | 7 | 2.3714e-11 | 5spot_SharedNeighbor | CO2 | Porous | Wet | R600a | MinimizeLCOE_Brownfield | IgnoreSilica | 2019 | 89.9908 | 13.4533 | 1.297 | 4 | 7384.1186 | 13237.661 | 150.5352 | 269.8676 | 82.9361 | 9.4131 | 86.2765 | 3422058.6889 | 0 | 3179406.7126 | 0 | 0 | 0 | 1144516.558 | 3020932.9642 | 7859847.8943 | 5364507.6916 | 23991270.5097 | 961560.8286 | 13356693.023 | 13356693.023 | 11179097.8575 | 5832955.4136 | 0 | 38309524.3614 | 68678270.6555 | 23713.7371 | 5.1881 | 7384.1186 | 13237.661 | 150.5352 | 269.8676
1 | 3400 | 707 | 0.035 | 15 | 15 | 7 | 3.1623e-11 | 5spot_SharedNeighbor | CO2 | Porous | Wet | R600a | MinimizeLCOE_Brownfield | IgnoreSilica | 2019 | 97.9614 | 14.7007 | 1.4421 | 4 | 6841.7807 | 12106.6085 | 139.479 | 246.8096 | 82.4998 | 9.2899 | 100.1782 | 3612485.5494 | 0 | 3406040.9578 | 0 | 0 | 0 | 1100512.2193 | 3166425.1033 | 8238388.5957 | 5622869.4985 | 25146721.924 | 961560.8286 | 13356693.023 | 13356693.023 | 11179097.8575 | 5832955.4136 | 0 | 39464975.7757 | 69833722.0698 | 31622.7766 | 5.7682 | 6841.7807 | 12106.6085 | 139.479 | 246.8096
1 | 3400 | 707 | 0.035 | 15 | 15 | 7 | 4.217e-11 | 5spot_SharedNeighbor | CO2 | Porous | Wet | R600a | MinimizeLCOE_Brownfield | IgnoreSilica | 2019 | 104.6318 | 15.7496 | 1.5673 | 4 | 6433.5435 | 11277.5272 | 131.1565 | 229.9076 | 82.0872 | 9.1776 | 84.9985 | 3763602.4977 | 0 | 3592955.3485 | 0 | 0 | 0 | 1043153.761 | 3275887.5268 | 8523187.3678 | 5817250.5125 | 26016037.0143 | 961560.8286 | 13356693.023 | 13356693.023 | 11179097.8575 | 5832955.4136 | 0 | 40334290.866 | 70703037.1601 | 42169.6503 | 6.2694 | 6433.5435 | 11277.5272 | 131.1565 | 229.9076
1 | 3400 | 707 | 0.035 | 15 | 15 | 7 | 5.6234e-11 | 5spot_SharedNeighbor | CO2 | Porous | Wet | R600a | MinimizeLCOE_Brownfield | IgnoreSilica | 2019 | 110.0567 | 16.6059 | 1.6719 | 4 | 6126.4194 | 10667.4757 | 124.8953 | 217.4709 | 81.72 | 9.0801 | 98.0952 | 3880988.5632 | 0 | 3743270.1391 | 0 | 0 | 0 | 981029.4083 | 3356062.3631 | 8731785.8458 | 5959623.26 | 26652759.5795 | 961560.8286 | 13356693.023 | 13356693.023 | 11179097.8575 | 5832955.4136 | 0 | 40971013.4312 | 71339759.7253 | 56234.1325 | 6.6876 | 6126.4194 | 10667.4757 | 124.8953 | 217.4709
1 | 3400 | 707 | 0.035 | 15 | 15 | 7 | 7.4989e-11 | 5spot_SharedNeighbor | CO2 | Porous | Wet | R600a | MinimizeLCOE_Brownfield | IgnoreSilica | 2019 | 114.3493 | 17.286 | 1.7566 | 4 | 5895.3632 | 10217.3455 | 120.185 | 208.2944 | 81.4092 | 8.9991 | 91.1012 | 3970364.3918 | 0 | 3861200.0417 | 0 | 0 | 0 | 920052.2925 | 3413130.5231 | 8880265.4918 | 6060963.6694 | 27105976.4103 | 961560.8286 | 13356693.023 | 13356693.023 | 11179097.8575 | 5832955.4136 | 0 | 41424230.262 | 71792976.5561 | 74989.4209 | 7.0266 | 5895.3632 | 10217.3455 | 120.185 | 208.2944
1 | 3400 | 707 | 0.035 | 15 | 15 | 7 | 1e-10 | 5spot_SharedNeighbor | CO2 | Porous | Wet | R600a | MinimizeLCOE_Brownfield | IgnoreSilica | 2019 | 117.701 | 17.8185 | 1.824 | 4 | 5721.5031 | 9883.8244 | 116.6406 | 201.4951 | 81.1541 | 8.9334 | 95.1561 | 4037985.5827 | 0 | 3952689.305 | 0 | 0 | 0 | 864412.5072 | 3453484.084 | 8985257.1796 | 6132622.6536 | 27426451.312 | 961560.8286 | 13356693.023 | 13356693.023 | 11179097.8575 | 5832955.4136 | 0 | 41744705.1637 | 72113451.4578 | 100000 | 7.2961 | 5721.5031 | 9883.8244 | 116.6406 | 201.4951
1 | 3400 | 707 | 0.035 | 15 | 15 | 7 | 1.3335e-10 | 5spot_SharedNeighbor | CO2 | Porous | Wet | R600a | MinimizeLCOE_Brownfield | IgnoreSilica | 2019 | 120.2855 | 18.2301 | 1.8768 | 4 | 5590.6651 | 9635.9966 | 113.9733 | 196.4428 | 80.9499 | 8.8813 | 98.4615 | 4088829.6946 | 0 | 4022900.6572 | 0 | 0 | 0 | 816011.4956 | 3481819.3205 | 9058979.6526 | 6182939.7563 | 27651480.5768 | 961560.8286 | 13356693.023 | 13356693.023 | 11179097.8575 | 5832955.4136 | 0 | 41969734.4285 | 72338480.7226 | 133352.1432 | 7.5071 | 5590.6651 | 9635.9966 | 113.9733 | 196.4428
1 | 3400 | 707 | 0.035 | 15 | 15 | 7 | 1.7783e-10 | 5spot_SharedNeighbor | CO2 | Porous | Wet | R600a | MinimizeLCOE_Brownfield | IgnoreSilica | 2019 | 122.2493 | 18.5436 | 1.9175 | 4 | 5492.2074 | 9451.6181 | 111.9661 | 192.684 | 80.7903 | 8.8409 | 94.2651 | 4126702.328 | 0 | 4076059.1355 | 0 | 0 | 0 | 775214.7787 | 3501410.7345 | 9109952.4931 | 6217729.7673 | 27807069.2372 | 961560.8286 | 13356693.023 | 13356693.023 | 11179097.8575 | 5832955.4136 | 0 | 42125323.0888 | 72494069.3829 | 177827.941 | 7.67 | 5492.2074 | 9451.6181 | 111.9661 | 192.684
1 | 3400 | 707 | 0.035 | 15 | 15 | 7 | 2.3714e-10 | 5spot_SharedNeighbor | CO2 | Porous | Wet | R600a | MinimizeLCOE_Brownfield | IgnoreSilica | 2019 | 123.7419 | 18.7823 | 1.9488 | 4 | 5418.1321 | 9314.0301 | 110.456 | 189.8791 | 80.6664 | 8.8097 | 104.2982 | 4155045.0405 | 0 | 4116352.4817 | 0 | 0 | 0 | 741875.7841 | 3515176.5895 | 9145768.424 | 6242174.8761 | 27916393.1959 | 961560.8286 | 13356693.023 | 13356693.023 | 11179097.8575 | 5832955.4136 | 0 | 42234647.0476 | 72603393.3417 | 237137.3706 | 7.7951 | 5418.1321 | 9314.0301 | 110.456 | 189.8791
1 | 3400 | 707 | 0.035 | 15 | 15 | 7 | 3.1623e-10 | 5spot_SharedNeighbor | CO2 | Porous | Wet | R600a | MinimizeLCOE_Brownfield | IgnoreSilica | 2019 | 124.8823 | 18.9647 | 1.9727 | 4 | 5362.4194 | 9211.0452 | 109.3202 | 187.7796 | 80.5703 | 8.7855 | 101.1806 | 4176443.0512 | 0 | 4147076.8147 | 0 | 0 | 0 | 715306.7548 | 3525142.382 | 9171697.3719 | 6259871.9159 | 27995538.2905 | 961560.8286 | 13356693.023 | 13356693.023 | 11179097.8575 | 5832955.4136 | 0 | 42313792.1421 | 72682538.4363 | 316227.766 | 7.8908 | 5362.4194 | 9211.0452 | 109.3202 | 187.7796
1 | 3400 | 707 | 0.035 | 15 | 15 | 7 | 4.217e-10 | 5spot_SharedNeighbor | CO2 | Porous | Wet | R600a | MinimizeLCOE_Brownfield | IgnoreSilica | 2019 | 125.7371 | 19.1017 | 1.9908 | 4 | 5320.5341 | 9134.1142 | 108.4663 | 186.2113 | 80.4974 | 8.7673 | 99.8303 | 4192335.1009 | 0 | 4170071.7847 | 0 | 0 | 0 | 694276.0829 | 3532106.3577 | 9189816.2081 | 6272238.3939 | 28050843.9282 | 961560.8286 | 13356693.023 | 13356693.023 | 11179097.8575 | 5832955.4136 | 0 | 42369097.7798 | 72737844.074 | 421696.5034 | 7.9633 | 5320.5341 | 9134.1142 | 108.4663 | 186.2113
1 | 3400 | 707 | 0.035 | 15 | 15 | 7 | 5.6234e-10 | 5spot_SharedNeighbor | CO2 | Porous | Wet | R600a | MinimizeLCOE_Brownfield | IgnoreSilica | 2019 | 126.3755 | 19.2041 | 2.0045 | 4 | 5289.0573 | 9076.6182 | 107.8246 | 185.0391 | 80.4425 | 8.7536 | 102.0206 | 4204122.0567 | 0 | 4187226.9959 | 0 | 0 | 0 | 677822.2243 | 3536976.798 | 9202488.0947 | 6280887.2169 | 28089523.3865 | 961560.8286 | 13356693.023 | 13356693.023 | 11179097.8575 | 5832955.4136 | 0 | 42407777.2382 | 72776523.5323 | 562341.3252 | 8.018 | 5289.0573 | 9076.6182 | 107.8246 | 185.0391
1 | 3400 | 707 | 0.035 | 15 | 15 | 7 | 7.4989e-10 | 5spot_SharedNeighbor | CO2 | Porous | Wet | R600a | MinimizeLCOE_Brownfield | IgnoreSilica | 2019 | 126.8554 | 19.2812 | 2.0148 | 4 | 5265.4117 | 9033.5653 | 107.3425 | 184.1614 | 80.401 | 8.7432 | 109.5957 | 4212935.5968 | 0 | 4200111.3727 | 0 | 0 | 0 | 665115.5145 | 3540483.3688 | 9211611.4725 | 6287114.1097 | 28117371.4349 | 961560.8286 | 13356693.023 | 13356693.023 | 11179097.8575 | 5832955.4136 | 0 | 42435625.2866 | 72804371.5807 | 749894.2093 | 8.0593 | 5265.4117 | 9033.5653 | 107.3425 | 184.1614
1 | 3400 | 707 | 0.035 | 15 | 15 | 7 | 1e-09 | 5spot_SharedNeighbor | CO2 | Porous | Wet | R600a | MinimizeLCOE_Brownfield | IgnoreSilica | 2019 | 127.2038 | 19.3373 | 2.0225 | 4 | 5247.6554 | 9001.5035 | 106.9806 | 183.5078 | 80.3706 | 8.7357 | 112.2745 | 4219307.9459 | 0 | 4209458.656 | 0 | 0 | 0 | 655229.1777 | 3542758.354 | 9217530.5175 | 6291153.9795 | 28135438.6305 | 961560.8286 | 13356693.023 | 13356693.023 | 11179097.8575 | 5832955.4136 | 0 | 42453692.4822 | 72822438.7763 | 1000000 | 8.09 | 5247.6554 | 9001.5035 | 106.9806 | 183.5078
1 | 3400 | 707 | 0.035 | 15 | 15 | 7 | 1.3335e-09 | 5spot_SharedNeighbor | CO2 | Porous | Wet | R600a | MinimizeLCOE_Brownfield | IgnoreSilica | 2019 | 127.4887 | 19.3829 | 2.0285 | 4 | 5234.3249 | 8977.1146 | 106.7088 | 183.0106 | 80.3458 | 8.7295 | 93.7548 | 4224505.1682 | 0 | 4217099.8461 | 0 | 0 | 0 | 647967.1605 | 3544933.1482 | 9223188.8858 | 6295015.9321 | 28152710.1409 | 961560.8286 | 13356693.023 | 13356693.023 | 11179097.8575 | 5832955.4136 | 0 | 42470963.9925 | 72839710.2867 | 1333521.4322 | 8.1139 | 5234.3249 | 8977.1146 | 106.7088 | 183.0106
1 | 3400 | 707 | 0.035 | 15 | 15 | 7 | 1.7783e-09 | 5spot_SharedNeighbor | CO2 | Porous | Wet | R600a | MinimizeLCOE_Brownfield | IgnoreSilica | 2019 | 127.6861 | 19.4147 | 2.0328 | 4 | 5224.32 | 8959.091 | 106.5048 | 182.6432 | 80.3285 | 8.7252 | 93.7492 | 4228097.4482 | 0 | 4222392.6942 | 0 | 0 | 0 | 642256.8276 | 3546171.3183 | 9226410.3505 | 6297214.648 | 28162543.2867 | 961560.8286 | 13356693.023 | 13356693.023 | 11179097.8575 | 5832955.4136 | 0 | 42480797.1384 | 72849543.4325 | 1778279.41 | 8.1314 | 5224.32 | 8959.091 | 106.5048 | 182.6432
1 | 3400 | 707 | 0.035 | 15 | 15 | 7 | 2.3714e-09 | 5spot_SharedNeighbor | CO2 | Porous | Wet | R600a | MinimizeLCOE_Brownfield | IgnoreSilica | 2019 | 127.8519 | 19.4412 | 2.0363 | 4 | 5216.8124 | 8945.3083 | 106.3518 | 182.3622 | 80.3139 | 8.7216 | 87.5358 | 4231109.848 | 0 | 4226836.5213 | 0 | 0 | 0 | 638140.5763 | 3547473.9088 | 9229799.4237 | 6299527.7601 | 28172888.0382 | 961560.8286 | 13356693.023 | 13356693.023 | 11179097.8575 | 5832955.4136 | 0 | 42491141.8899 | 72859888.184 | 2371373.7057 | 8.145 | 5216.8124 | 8945.3083 | 106.3518 | 182.3622
1 | 3400 | 707 | 0.035 | 15 | 15 | 7 | 3.1623e-09 | 5spot_SharedNeighbor | CO2 | Porous | Wet | R600a | MinimizeLCOE_Brownfield | IgnoreSilica | 2019 | 127.9567 | 19.4582 | 2.0387 | 4 | 5211.1795 | 8935.2776 | 106.2369 | 182.1577 | 80.3047 | 8.7193 | 102.6599 | 4233010.8198 | 0 | 4229645.0048 | 0 | 0 | 0 | 634801.7257 | 3548008.4446 | 9231190.1763 | 6300476.9773 | 28177133.1486 | 961560.8286 | 13356693.023 | 13356693.023 | 11179097.8575 | 5832955.4136 | 0 | 42495387.0003 | 72864133.2944 | 3162277.6602 | 8.1547 | 5211.1795 | 8935.2776 | 106.2369 | 182.1577
1 | 3400 | 707 | 0.035 | 15 | 15 | 7 | 4.217e-09 | 5spot_SharedNeighbor | CO2 | Porous | Wet | R600a | MinimizeLCOE_Brownfield | IgnoreSilica | 2019 | 128.0493 | 19.473 | 2.0406 | 4 | 5206.9539 | 8927.5421 | 106.1508 | 182 | 80.2966 | 8.7173 | 101.1818 | 4234689.9117 | 0 | 4232126.7017 | 0 | 0 | 0 | 632448.1223 | 3548713.2469 | 9233023.9273 | 6301728.55 | 28182730.4599 | 961560.8286 | 13356693.023 | 13356693.023 | 11179097.8575 | 5832955.4136 | 0 | 42500984.3115 | 72869730.6057 | 4216965.0343 | 8.1624 | 5206.9539 | 8927.5421 | 106.1508 | 182
1 | 3400 | 707 | 0.035 | 15 | 15 | 7 | 5.6234e-09 | 5spot_SharedNeighbor | CO2 | Porous | Wet | R600a | MinimizeLCOE_Brownfield | IgnoreSilica | 2019 | 128.1077 | 19.4825 | 2.0419 | 4 | 5203.7842 | 8921.9133 | 106.0862 | 181.8853 | 80.2914 | 8.716 | 92.9133 | 4235746.1359 | 0 | 4233689.4163 | 0 | 0 | 0 | 630545.9313 | 3548992.7785 | 9233751.2112 | 6302224.9363 | 28184950.4095 | 961560.8286 | 13356693.023 | 13356693.023 | 11179097.8575 | 5832955.4136 | 0 | 42503204.2612 | 72871950.5553 | 5623413.2519 | 8.1677 | 5203.7842 | 8921.9133 | 106.0862 | 181.8853
1 | 3400 | 707 | 0.035 | 15 | 15 | 7 | 7.4989e-09 | 5spot_SharedNeighbor | CO2 | Porous | Wet | R600a | MinimizeLCOE_Brownfield | IgnoreSilica | 2019 | 128.164 | 19.4914 | 2.0431 | 4 | 5201.4067 | 8917.5 | 106.0377 | 181.7953 | 80.2865 | 8.7147 | 98.975 | 4236766.2033 | 0 | 4235198.4514 | 0 | 0 | 0 | 629261.6048 | 3549478.2412 | 9235014.2855 | 6303087.0104 | 28188805.7967 | 961560.8286 | 13356693.023 | 13356693.023 | 11179097.8575 | 5832955.4136 | 0 | 42507059.6483 | 72875805.9425 | 7498942.0933 | 8.1722 | 5201.4067 | 8917.5 | 106.0377 | 181.7953
1 | 3400 | 707 | 0.035 | 15 | 15 | 7 | 1e-08 | 5spot_SharedNeighbor | CO2 | Porous | Wet | R600a | MinimizeLCOE_Brownfield | IgnoreSilica | 2019 | 128.2003 | 19.4973 | 2.0438 | 4 | 5199.6235 | 8914.282 | 106.0014 | 181.7297 | 80.2833 | 8.714 | 91.3888 | 4237422.9081 | 0 | 4236170.6394 | 0 | 0 | 0 | 628226.8507 | 3549709.9553 | 9235617.158 | 6303498.4833 | 28190645.9946 | 961560.8286 | 13356693.023 | 13356693.023 | 11179097.8575 | 5832955.4136 | 0 | 42508899.8463 | 72877646.1404 | 10000000 | 8.1754 | 5199.6235 | 8914.282 | 106.0014 | 181.7297
1 | 3500 | 707 | 0.035 | 15 | 15 | 7 | 1e-13 | 5spot_SharedNeighbor | CO2 | Porous | Wet | R600a | MinimizeLCOE_Brownfield | IgnoreSilica | 2019 | 0.90348 | 0.0089319 | 0.0012525 | 4 | 3083435.3475 | 9330539.9048 | 62860.0002 | 190215.6764 | 55.3726 | 8.3437 | 50.1296 | 87573.2402 | 0 | 42431.3565 | 0 | 0 | 0 | 82018.9251 | 82689.1735 | 215140.2676 | 146837.6533 | 656690.6162 | 961560.8286 | 13829493.5254 | 13829493.5254 | 11472858.6872 | 5995102.4534 | 0 | 15447744.9702 | 46745199.6362 | 100 | 0.0050099 | 3083435.3475 | 9330539.9048 | 62860.0002 | 190215.6764
1 | 3500 | 707 | 0.035 | 15 | 15 | 7 | 1.3335e-13 | 5spot_SharedNeighbor | CO2 | Porous | Wet | R600a | MinimizeLCOE_Brownfield | IgnoreSilica | 2019 | 1.3402 | 0.051877 | 0.0036995 | 4 | 1065523.937 | 3180493.511 | 21722.1467 | 64838.6622 | 62.3886 | 8.9287 | 142.8341 | 130906.6473 | 0 | 71729.9297 | 0 | 0 | 0 | 112686.9196 | 122976.1637 | 319958.7519 | 218378.4227 | 976636.8348 | 961560.8286 | 13829493.5254 | 13829493.5254 | 11472858.6872 | 5995102.4534 | 0 | 15767691.1888 | 47065145.8549 | 133.3521 | 0.014798 | 1065523.937 | 3180493.511 | 21722.1467 | 64838.6622
1 | 3500 | 707 | 0.035 | 15 | 15 | 7 | 1.7783e-13 | 5spot_SharedNeighbor | CO2 | Porous | Wet | R600a | MinimizeLCOE_Brownfield | IgnoreSilica | 2019 | 1.8653 | 0.11393 | 0.0076635 | 4 | 525964.8464 | 1546961.4867 | 10722.5048 | 31536.9023 | 67.6216 | 9.3247 | 182.056 | 179983.8491 | 0 | 105607.4679 | 0 | 0 | 0 | 144396.4644 | 167695.2348 | 436308.6018 | 297789.586 | 1331781.204 | 961560.8286 | 13829493.5254 | 13829493.5254 | 11472858.6872 | 5995102.4534 | 0 | 16122835.5579 | 47420290.224 | 177.8279 | 0.030654 | 525964.8464 | 1546961.4867 | 10722.5048 | 31536.9023
1 | 3500 | 707 | 0.035 | 15 | 15 | 7 | 2.3714e-13 | 5spot_SharedNeighbor | CO2 | Porous | Wet | R600a | MinimizeLCOE_Brownfield | IgnoreSilica | 2019 | 2.546 | 0.20223 | 0.013567 | 4 | 304954.468 | 881678.8252 | 6216.9093 | 17974.2154 | 71.9065 | 9.62 | 248.8431 | 239088.396 | 0 | 147344.3462 | 0 | 0 | 0 | 181198.1849 | 221376.0616 | 575975.1018 | 393114.8421 | 1758096.9325 | 961560.8286 | 13829493.5254 | 13829493.5254 | 11472858.6872 | 5995102.4534 | 0 | 16549151.2865 | 47846605.9525 | 237.1374 | 0.054268 | 304954.468 | 881678.8252 | 6216.9093 | 17974.2154
1 | 3500 | 707 | 0.035 | 15 | 15 | 7 | 3.1623e-13 | 5spot_SharedNeighbor | CO2 | Porous | Wet | R600a | MinimizeLCOE_Brownfield | IgnoreSilica | 2019 | 3.4003 | 0.32021 | 0.021944 | 4 | 194122.9802 | 550684.2069 | 3957.4595 | 11226.4424 | 75.3028 | 9.8361 | 42.1882 | 307586.3012 | 0 | 196893.6985 | 0 | 0 | 0 | 221404.9397 | 283095.1264 | 736555.448 | 502714.228 | 2248249.7417 | 961560.8286 | 13829493.5254 | 13829493.5254 | 11472858.6872 | 5995102.4534 | 0 | 17039304.0957 | 48336758.7617 | 316.2278 | 0.087776 | 194122.9802 | 550684.2069 | 3957.4595 | 11226.4424
1 | 3500 | 707 | 0.035 | 15 | 15 | 7 | 4.217e-13 | 5spot_SharedNeighbor | CO2 | Porous | Wet | R600a | MinimizeLCOE_Brownfield | IgnoreSilica | 2019 | 4.5038 | 0.47797 | 0.033532 | 4 | 131387.306 | 364725.2758 | 2678.5079 | 7435.4181 | 78.0649 | 10.0002 | 60.4255 | 389119.4564 | 0 | 257369.8161 | 0 | 0 | 0 | 267814.5637 | 356578.4961 | 927744.1026 | 633204.4133 | 2831830.8483 | 961560.8286 | 13829493.5254 | 13829493.5254 | 11472858.6872 | 5995102.4534 | 0 | 17622885.2023 | 48920339.8683 | 421.6965 | 0.13413 | 131387.306 | 364725.2758 | 2678.5079 | 7435.4181
1 | 3500 | 707 | 0.035 | 15 | 15 | 7 | 5.6234e-13 | 5spot_SharedNeighbor | CO2 | Porous | Wet | R600a | MinimizeLCOE_Brownfield | IgnoreSilica | 2019 | 5.9166 | 0.68462 | 0.049273 | 4 | 92903.226 | 251700.8687 | 1893.9579 | 5131.2627 | 80.273 | 10.1238 | 60.0183 | 485236.98 | 0 | 330509.1785 | 0 | 0 | 0 | 320505.1316 | 443138.0032 | 1152954.1841 | 786914.9215 | 3519258.3989 | 961560.8286 | 13829493.5254 | 13829493.5254 | 11472858.6872 | 5995102.4534 | 0 | 18310312.7529 | 49607767.4189 | 562.3413 | 0.19709 | 92903.226 | 251700.8687 | 1893.9579 | 5131.2627
1 | 3500 | 707 | 0.035 | 15 | 15 | 7 | 7.4989e-13 | 5spot_SharedNeighbor | CO2 | Porous | Wet | R600a | MinimizeLCOE_Brownfield | IgnoreSilica | 2019 | 7.7265 | 0.9532 | 0.070398 | 4 | 67906.7922 | 179051.0125 | 1384.3718 | 3650.1971 | 82.0293 | 10.217 | 48.3313 | 598708.9803 | 0 | 419090.5115 | 0 | 0 | 0 | 380547.5336 | 545355.3399 | 1418902.7266 | 968430.2664 | 4331035.3582 | 961560.8286 | 13829493.5254 | 13829493.5254 | 11472858.6872 | 5995102.4534 | 0 | 19122089.7122 | 50419544.3782 | 749.8942 | 0.28159 | 67906.7922 | 179051.0125 | 1384.3718 | 3650.1971
1 | 3500 | 707 | 0.035 | 15 | 15 | 7 | 1e-12 | 5spot_SharedNeighbor | CO2 | Porous | Wet | R600a | MinimizeLCOE_Brownfield | IgnoreSilica | 2019 | 10.0286 | 1.2982 | 0.098467 | 4 | 50966.2509 | 130427.8339 | 1039.016 | 2658.9478 | 83.4096 | 10.2863 | 57.7603 | 731880.2968 | 0 | 525718.4053 | 0 | 0 | 0 | 448097.0219 | 665221.3324 | 1730769.4512 | 1181285.7142 | 5282972.2217 | 961560.8286 | 13829493.5254 | 13829493.5254 | 11472858.6872 | 5995102.4534 | 0 | 20074026.5757 | 51371481.2417 | 1000 | 0.39387 | 50966.2509 | 130427.8339 | 1039.016 | 2658.9478
1 | 3500 | 707 | 0.035 | 15 | 15 | 7 | 1.3335e-12 | 5spot_SharedNeighbor | CO2 | Porous | Wet | R600a | MinimizeLCOE_Brownfield | IgnoreSilica | 2019 | 12.9787 | 1.743 | 0.13555 | 4 | 39105.4071 | 96827.2157 | 797.2166 | 1973.9538 | 84.4954 | 10.3368 | 42.9517 | 889556.2078 | 0 | 655183.3372 | 0 | 0 | 0 | 525599.4313 | 807432.2008 | 2100772.9592 | 1433820.7112 | 6412364.8475 | 961560.8286 | 13829493.5254 | 13829493.5254 | 11472858.6872 | 5995102.4534 | 0 | 21203419.2015 | 52500873.8675 | 1333.5214 | 0.54221 | 39105.4071 | 96827.2157 | 797.2166 | 1973.9538
1 | 3500 | 707 | 0.035 | 15 | 15 | 7 | 1.7783e-12 | 5spot_SharedNeighbor | CO2 | Porous | Wet | R600a | MinimizeLCOE_Brownfield | IgnoreSilica | 2019 | 16.6982 | 2.3067 | 0.18406 | 4 | 30586.6062 | 73096.4073 | 623.5493 | 1490.1691 | 85.3283 | 10.3708 | 53.2011 | 1073475.124 | 0 | 810025.6769 | 0 | 0 | 0 | 611631.1617 | 973101.4654 | 2531810.4024 | 1728012.6231 | 7728056.4535 | 961560.8286 | 13829493.5254 | 13829493.5254 | 11472858.6872 | 5995102.4534 | 0 | 22519110.8075 | 53816565.4735 | 1778.2794 | 0.73624 | 30586.6062 | 73096.4073 | 623.5493 | 1490.1691
1 | 3500 | 707 | 0.035 | 15 | 15 | 7 | 2.3714e-12 | 5spot_SharedNeighbor | CO2 | Porous | Wet | R600a | MinimizeLCOE_Brownfield | IgnoreSilica | 2019 | 21.3781 | 3.0189 | 0.24702 | 4 | 24343.1196 | 56018.7268 | 496.2674 | 1142.0175 | 85.9564 | 10.3894 | 55.3432 | 1287885.6892 | 0 | 995129.4336 | 0 | 0 | 0 | 707198.575 | 1166183.3421 | 3034169.8392 | 2070883.2612 | 9261450.1403 | 961560.8286 | 13829493.5254 | 13829493.5254 | 11472858.6872 | 5995102.4534 | 0 | 24052504.4943 | 55349959.1603 | 2371.3737 | 0.98806 | 24343.1196 | 56018.7268 | 496.2674 | 1142.0175
1 | 3500 | 707 | 0.035 | 15 | 15 | 7 | 3.1623e-12 | 5spot_SharedNeighbor | CO2 | Porous | Wet | R600a | MinimizeLCOE_Brownfield | IgnoreSilica | 2019 | 27.1586 | 3.9024 | 0.32758 | 4 | 19693.291 | 43578.605 | 401.4744 | 888.4088 | 86.4063 | 10.392 | 58.8687 | 1533600.1969 | 0 | 1212748.8998 | 0 | 0 | 0 | 809543.0799 | 1386797.9489 | 3608163.7916 | 2462645.9281 | 11013499.8453 | 961560.8286 | 13829493.5254 | 13829493.5254 | 11472858.6872 | 5995102.4534 | 0 | 25804554.1993 | 57102008.8653 | 3162.2777 | 1.3103 | 19693.291 | 43578.605 | 401.4744 | 888.4088
1 | 3500 | 707 | 0.035 | 15 | 15 | 7 | 4.217e-12 | 5spot_SharedNeighbor | CO2 | Porous | Wet | R600a | MinimizeLCOE_Brownfield | IgnoreSilica | 2019 | 34.187 | 4.9814 | 0.42898 | 4 | 16187.3373 | 34426.8986 | 330.0008 | 701.8389 | 86.6989 | 10.3767 | 73.3048 | 1811152.8049 | 0 | 1465168.8071 | 0 | 0 | 0 | 916091.7694 | 1635041.2187 | 4254041.8581 | 2903470.98 | 12984967.4382 | 961560.8286 | 13829493.5254 | 13829493.5254 | 11472858.6872 | 5995102.4534 | 0 | 27776021.7922 | 59073476.4582 | 4216.965 | 1.7159 | 16187.3373 | 34426.8986 | 330.0008 | 701.8389
1 | 3500 | 707 | 0.035 | 15 | 15 | 7 | 5.6234e-12 | 5spot_SharedNeighbor | CO2 | Porous | Wet | R600a | MinimizeLCOE_Brownfield | IgnoreSilica | 2019 | 42.5176 | 6.2666 | 0.55353 | 4 | 13520.7866 | 27656.2359 | 275.6395 | 563.8098 | 86.8434 | 10.34 | 64.5419 | 2117111.3715 | 0 | 1751386.4892 | 0 | 0 | 0 | 1021469.4376 | 1907087.2463 | 4961849.8175 | 3386564.4563 | 15145468.8183 | 961560.8286 | 13829493.5254 | 13829493.5254 | 11472858.6872 | 5995102.4534 | 0 | 29936523.1723 | 61233977.8383 | 5623.4133 | 2.2141 | 13520.7866 | 27656.2359 | 275.6395 | 563.8098
1 | 3500 | 707 | 0.035 | 15 | 15 | 7 | 7.4989e-12 | 5spot_SharedNeighbor | CO2 | Porous | Wet | R600a | MinimizeLCOE_Brownfield | IgnoreSilica | 2019 | 52.0307 | 7.7424 | 0.70128 | 4 | 11483.2132 | 22640.4654 | 234.1008 | 461.5565 | 86.8412 | 10.2784 | 72.5937 | 2442316.8598 | 0 | 2065123.8133 | 0 | 0 | 0 | 1117142.5971 | 2193587.4754 | 5707264.6443 | 3895325.3923 | 17420760.7822 | 961560.8286 | 13829493.5254 | 13829493.5254 | 11472858.6872 | 5995102.4534 | 0 | 32211815.1362 | 63509269.8022 | 7498.9421 | 2.8051 | 11483.2132 | 22640.4654 | 234.1008 | 461.5565
1 | 3500 | 707 | 0.035 | 15 | 15 | 7 | 1e-11 | 5spot_SharedNeighbor | CO2 | Porous | Wet | R600a | MinimizeLCOE_Brownfield | IgnoreSilica | 2019 | 62.3324 | 9.3509 | 0.86826 | 4 | 9925.6928 | 18937.2231 | 202.3487 | 386.0609 | 86.6932 | 10.1902 | 72.5107 | 2770348.0328 | 0 | 2392563.9787 | 0 | 0 | 0 | 1191533.3044 | 2478233.6732 | 6447855.6621 | 4400793.9796 | 19681328.6308 | 961560.8286 | 13829493.5254 | 13829493.5254 | 11472858.6872 | 5995102.4534 | 0 | 34472382.9848 | 65769837.6508 | 10000 | 3.473 | 9925.6928 | 18937.2231 | 202.3487 | 386.0609
1 | 3500 | 707 | 0.035 | 15 | 15 | 7 | 1.3335e-11 | 5spot_SharedNeighbor | CO2 | Porous | Wet | R600a | MinimizeLCOE_Brownfield | IgnoreSilica | 2019 | 72.8413 | 11.0028 | 1.0464 | 4 | 8738.7217 | 16216.3127 | 178.1507 | 330.5915 | 86.412 | 10.0782 | 81.0742 | 3082365.4661 | 0 | 2715944.606 | 0 | 0 | 0 | 1235296.2609 | 2743106.4699 | 7137000.3461 | 4871149.3869 | 21784862.536 | 961560.8286 | 13829493.5254 | 13829493.5254 | 11472858.6872 | 5995102.4534 | 0 | 36575916.89 | 67873371.556 | 13335.2143 | 4.1855 | 8738.7217 | 16216.3127 | 178.1507 | 330.5915
1 | 3500 | 707 | 0.035 | 15 | 15 | 7 | 1.7783e-11 | 5spot_SharedNeighbor | CO2 | Porous | Wet | R600a | MinimizeLCOE_Brownfield | IgnoreSilica | 2019 | 82.9339 | 12.5996 | 1.2251 | 4 | 7838.1702 | 14225.1044 | 159.7917 | 289.998 | 86.0296 | 9.9501 | 80.813 | 3362345.9742 | 0 | 3018072.0134 | 0 | 0 | 0 | 1244980.3257 | 2973905.3422 | 7737491.6684 | 5280997.0533 | 23617792.3771 | 961560.8286 | 13829493.5254 | 13829493.5254 | 11472858.6872 | 5995102.4534 | 0 | 38408846.731 | 69706301.3971 | 17782.7941 | 4.9002 | 7838.1702 | 14225.1044 | 159.7917 | 289.998
1 | 3500 | 707 | 0.035 | 15 | 15 | 7 | 2.3714e-11 | 5spot_SharedNeighbor | CO2 | Porous | Wet | R600a | MinimizeLCOE_Brownfield | IgnoreSilica | 2019 | 92.1102 | 14.06 | 1.3941 | 4 | 7157.7246 | 12770.0944 | 145.9199 | 260.3356 | 85.5911 | 9.8163 | 84.6693 | 3601048.7109 | 0 | 3286601.5016 | 0 | 0 | 0 | 1224082.0468 | 3163575.5812 | 8230974.7236 | 5617809.3785 | 25124091.9426 | 961560.8286 | 13829493.5254 | 13829493.5254 | 11472858.6872 | 5995102.4534 | 0 | 39915146.2966 | 71212600.9627 | 23713.7371 | 5.5765 | 7157.7246 | 12770.0944 | 145.9199 | 260.3356
1 | 3500 | 707 | 0.035 | 15 | 15 | 7 | 3.1623e-11 | 5spot_SharedNeighbor | CO2 | Porous | Wet | R600a | MinimizeLCOE_Brownfield | IgnoreSilica | 2019 | 100.0445 | 15.3298 | 1.5458 | 4 | 6645.0557 | 11706.7058 | 135.4684 | 238.657 | 85.1443 | 9.6874 | 80.3114 | 3795618.1375 | 0 | 3514609.8033 | 0 | 0 | 0 | 1180195.6403 | 3311265.1966 | 8615232.8078 | 5880073.4166 | 26296995.0022 | 961560.8286 | 13829493.5254 | 13829493.5254 | 11472858.6872 | 5995102.4534 | 0 | 41088049.3562 | 72385504.0222 | 31622.7766 | 6.1833 | 6645.0557 | 11706.7058 | 135.4684 | 238.657
1 | 3500 | 707 | 0.035 | 15 | 15 | 7 | 4.217e-11 | 5spot_SharedNeighbor | CO2 | Porous | Wet | R600a | MinimizeLCOE_Brownfield | IgnoreSilica | 2019 | 106.6534 | 16.3925 | 1.6762 | 4 | 6259.386 | 10927.3175 | 127.6061 | 222.7681 | 84.7248 | 9.5708 | 93.6422 | 3949427.834 | 0 | 3701865.95 | 0 | 0 | 0 | 1123174.3501 | 3422042.5723 | 8903452.8157 | 6076789.4943 | 27176753.0164 | 961560.8286 | 13829493.5254 | 13829493.5254 | 11472858.6872 | 5995102.4534 | 0 | 41967807.3704 | 73265262.0364 | 42169.6503 | 6.7048 | 6259.386 | 10927.3175 | 127.6061 | 222.7681
1 | 3500 | 707 | 0.035 | 15 | 15 | 7 | 5.6234e-11 | 5spot_SharedNeighbor | CO2 | Porous | Wet | R600a | MinimizeLCOE_Brownfield | IgnoreSilica | 2019 | 111.9936 | 17.2549 | 1.7844 | 4 | 5969.4165 | 10354.1681 | 121.6946 | 211.0837 | 84.3546 | 9.4704 | 87.748 | 4068252.4803 | 0 | 3851550.4502 | 0 | 0 | 0 | 1061512.7909 | 3502713.1314 | 9113341.0626 | 6220042.5356 | 27817412.4511 | 961560.8286 | 13829493.5254 | 13829493.5254 | 11472858.6872 | 5995102.4534 | 0 | 42608466.8051 | 73905921.4711 | 56234.1325 | 7.1378 | 5969.4165 | 10354.1681 | 121.6946 | 211.0837
1 | 3500 | 707 | 0.035 | 15 | 15 | 7 | 7.4989e-11 | 5spot_SharedNeighbor | CO2 | Porous | Wet | R600a | MinimizeLCOE_Brownfield | IgnoreSilica | 2019 | 116.2272 | 17.9409 | 1.8721 | 4 | 5751.407 | 9930.8747 | 117.2502 | 202.4543 | 84.0413 | 9.3869 | 94.1441 | 4158982.4874 | 0 | 3969251.2239 | 0 | 0 | 0 | 1001688.4257 | 3560669.6334 | 9264131.9924 | 6322960.4437 | 28277684.2066 | 961560.8286 | 13829493.5254 | 13829493.5254 | 11472858.6872 | 5995102.4534 | 0 | 43068738.5606 | 74366193.2266 | 74989.4209 | 7.4884 | 5751.407 | 9930.8747 | 117.2502 | 202.4543
1 | 3500 | 707 | 0.035 | 15 | 15 | 7 | 1e-10 | 5spot_SharedNeighbor | CO2 | Porous | Wet | R600a | MinimizeLCOE_Brownfield | IgnoreSilica | 2019 | 119.5233 | 18.4766 | 1.9416 | 4 | 5587.4778 | 9617.3273 | 113.9083 | 196.0622 | 83.7851 | 9.3195 | 95.2386 | 4227487.1906 | 0 | 4060326.5344 | 0 | 0 | 0 | 947328.4801 | 3601705.46 | 9370898.7955 | 6395830.9807 | 28603577.4413 | 961560.8286 | 13829493.5254 | 13829493.5254 | 11472858.6872 | 5995102.4534 | 0 | 43394631.7953 | 74692086.4613 | 100000 | 7.7664 | 5587.4778 | 9617.3273 | 113.9083 | 196.0622
1 | 3500 | 707 | 0.035 | 15 | 15 | 7 | 1.3335e-10 | 5spot_SharedNeighbor | CO2 | Porous | Wet | R600a | MinimizeLCOE_Brownfield | IgnoreSilica | 2019 | 122.0714 | 18.8916 | 1.996 | 4 | 5464.203 | 9384.2072 | 111.3952 | 191.3098 | 83.5797 | 9.266 | 82.1423 | 4279158.8166 | 0 | 4130408.4484 | 0 | 0 | 0 | 900402.9679 | 3630888.3908 | 9446826.7953 | 6447653.4007 | 28835338.8196 | 961560.8286 | 13829493.5254 | 13829493.5254 | 11472858.6872 | 5995102.4534 | 0 | 43626393.1736 | 74923847.8396 | 133352.1432 | 7.984 | 5464.203 | 9384.2072 | 111.3952 | 191.3098
1 | 3500 | 707 | 0.035 | 15 | 15 | 7 | 1.7783e-10 | 5spot_SharedNeighbor | CO2 | Porous | Wet | R600a | MinimizeLCOE_Brownfield | IgnoreSilica | 2019 | 124.0197 | 19.2095 | 2.0381 | 4 | 5371.5048 | 9210.5798 | 109.5054 | 187.7701 | 83.4183 | 9.2242 | 100.8633 | 4317909.8176 | 0 | 4183812.2545 | 0 | 0 | 0 | 861183.2639 | 3651533.081 | 9500540.0444 | 6484313.7969 | 28999292.2583 | 961560.8286 | 13829493.5254 | 13829493.5254 | 11472858.6872 | 5995102.4534 | 0 | 43790346.6123 | 75087801.2783 | 177827.941 | 8.1523 | 5371.5048 | 9210.5798 | 109.5054 | 187.7701
1 | 3500 | 707 | 0.035 | 15 | 15 | 7 | 2.3714e-10 | 5spot_SharedNeighbor | CO2 | Porous | Wet | R600a | MinimizeLCOE_Brownfield | IgnoreSilica | 2019 | 125.4935 | 19.4505 | 2.0703 | 4 | 5301.8117 | 9081.1517 | 108.0846 | 185.1316 | 83.2936 | 9.1921 | 97.8337 | 4346781.5385 | 0 | 4224103.0254 | 0 | 0 | 0 | 829148.6698 | 3666012.9611 | 9538213.7223 | 6510026.8561 | 29114286.7733 | 961560.8286 | 13829493.5254 | 13829493.5254 | 11472858.6872 | 5995102.4534 | 0 | 43905341.1272 | 75202795.7933 | 237137.3706 | 8.2812 | 5301.8117 | 9081.1517 | 108.0846 | 185.1316
1 | 3500 | 707 | 0.035 | 15 | 15 | 7 | 3.1623e-10 | 5spot_SharedNeighbor | CO2 | Porous | Wet | R600a | MinimizeLCOE_Brownfield | IgnoreSilica | 2019 | 126.6191 | 19.6346 | 2.0949 | 4 | 5249.4291 | 8984.2991 | 107.0167 | 183.1571 | 83.197 | 9.1673 | 103.5873 | 4368576.5915 | 0 | 4254815.327 | 0 | 0 | 0 | 803701.4393 | 3676566.4095 | 9565671.6301 | 6528767.4424 | 29198098.8398 | 961560.8286 | 13829493.5254 | 13829493.5254 | 11472858.6872 | 5995102.4534 | 0 | 43989153.1938 | 75286607.8598 | 316227.766 | 8.3798 | 5249.4291 | 8984.2991 | 107.0167 | 183.1571
1 | 3500 | 707 | 0.035 | 15 | 15 | 7 | 4.217e-10 | 5spot_SharedNeighbor | CO2 | Porous | Wet | R600a | MinimizeLCOE_Brownfield | IgnoreSilica | 2019 | 127.4498 | 19.7708 | 2.1135 | 4 | 5210.0713 | 8912.164 | 106.2143 | 181.6865 | 83.1248 | 9.1489 | 89.2507 | 4384518.3348 | 0 | 4277448.777 | 0 | 0 | 0 | 783444.6979 | 3683710.6058 | 9584259.3634 | 6541453.9523 | 29254835.7313 | 961560.8286 | 13829493.5254 | 13829493.5254 | 11472858.6872 | 5995102.4534 | 0 | 44045890.0853 | 75343344.7513 | 421696.5034 | 8.454 | 5210.0713 | 8912.164 | 106.2143 | 181.6865
1 | 3500 | 707 | 0.035 | 15 | 15 | 7 | 5.6234e-10 | 5spot_SharedNeighbor | CO2 | Porous | Wet | R600a | MinimizeLCOE_Brownfield | IgnoreSilica | 2019 | 128.0929 | 19.8762 | 2.1277 | 4 | 5180.5061 | 8857.911 | 105.6116 | 180.5805 | 83.0685 | 9.1345 | 103.8431 | 4396777.1102 | 0 | 4294951.7538 | 0 | 0 | 0 | 767913.1707 | 3689260.3935 | 9598698.7725 | 6551309.1458 | 29298910.3464 | 961560.8286 | 13829493.5254 | 13829493.5254 | 11472858.6872 | 5995102.4534 | 0 | 44089964.7004 | 75387419.3665 | 562341.3252 | 8.5107 | 5180.5061 | 8857.911 | 105.6116 | 180.5805
1 | 3500 | 707 | 0.035 | 15 | 15 | 7 | 7.4989e-10 | 5spot_SharedNeighbor | CO2 | Porous | Wet | R600a | MinimizeLCOE_Brownfield | IgnoreSilica | 2019 | 128.5681 | 19.9542 | 2.1383 | 4 | 5158.3066 | 8817.419 | 105.1591 | 179.755 | 83.0265 | 9.1238 | 96.2205 | 4405789.6455 | 0 | 4307876.6108 | 0 | 0 | 0 | 755834.5041 | 3693105.2966 | 9608702.4216 | 6558136.8418 | 29329445.3205 | 961560.8286 | 13829493.5254 | 13829493.5254 | 11472858.6872 | 5995102.4534 | 0 | 44120499.6745 | 75417954.3405 | 749894.2093 | 8.5533 | 5158.3066 | 8817.419 | 105.1591 | 179.755
1 | 3500 | 707 | 0.035 | 15 | 15 | 7 | 1e-09 | 5spot_SharedNeighbor | CO2 | Porous | Wet | R600a | MinimizeLCOE_Brownfield | IgnoreSilica | 2019 | 128.9165 | 20.0115 | 2.1463 | 4 | 5141.6416 | 8787.2193 | 104.8193 | 179.1394 | 82.9957 | 9.116 | 101.3352 | 4412370.1868 | 0 | 4317344.9603 | 0 | 0 | 0 | 746479.3884 | 3695715.8688 | 9615494.5951 | 6562772.6398 | 29350177.6393 | 961560.8286 | 13829493.5254 | 13829493.5254 | 11472858.6872 | 5995102.4534 | 0 | 44141231.9933 | 75438686.6593 | 1000000 | 8.585 | 5141.6416 | 8787.2193 | 104.8193 | 179.1394
1 | 3500 | 707 | 0.035 | 15 | 15 | 7 | 1.3335e-09 | 5spot_SharedNeighbor | CO2 | Porous | Wet | R600a | MinimizeLCOE_Brownfield | IgnoreSilica | 2019 | 129.1944 | 20.057 | 2.1524 | 4 | 5129.134 | 8764.3502 | 104.5643 | 178.6731 | 82.971 | 9.1097 | 94.0007 | 4417603.9652 | 0 | 4324893.1988 | 0 | 0 | 0 | 739552.1701 | 3697999.2403 | 9621435.4594 | 6566827.4018 | 29368311.4357 | 961560.8286 | 13829493.5254 | 13829493.5254 | 11472858.6872 | 5995102.4534 | 0 | 44159365.7897 | 75456820.4557 | 1333521.4322 | 8.6095 | 5129.134 | 8764.3502 | 104.5643 | 178.6731
1 | 3500 | 707 | 0.035 | 15 | 15 | 7 | 1.7783e-09 | 5spot_SharedNeighbor | CO2 | Porous | Wet | R600a | MinimizeLCOE_Brownfield | IgnoreSilica | 2019 | 129.3964 | 20.0902 | 2.1569 | 4 | 5119.7486 | 8747.3084 | 104.373 | 178.3257 | 82.953 | 9.1051 | 107.0436 | 4421401.4148 | 0 | 4330380.8032 | 0 | 0 | 0 | 734215.0592 | 3699538.9381 | 9625441.4372 | 6569561.5639 | 29380539.2165 | 961560.8286 | 13829493.5254 | 13829493.5254 | 11472858.6872 | 5995102.4534 | 0 | 44171593.5705 | 75469048.2365 | 1778279.41 | 8.6277 | 5119.7486 | 8747.3084 | 104.373 | 178.3257
1 | 3500 | 707 | 0.035 | 15 | 15 | 7 | 2.3714e-09 | 5spot_SharedNeighbor | CO2 | Porous | Wet | R600a | MinimizeLCOE_Brownfield | IgnoreSilica | 2019 | 129.5427 | 20.1143 | 2.1603 | 4 | 5112.7069 | 8734.6134 | 104.2294 | 178.0669 | 82.9399 | 9.1018 | 98.9231 | 4424146.3392 | 0 | 4334353.291 | 0 | 0 | 0 | 730112.4384 | 3700558.7068 | 9628094.666 | 6571372.4471 | 29388637.8886 | 961560.8286 | 13829493.5254 | 13829493.5254 | 11472858.6872 | 5995102.4534 | 0 | 44179692.2426 | 75477146.9086 | 2371373.7057 | 8.6412 | 5112.7069 | 8734.6134 | 104.2294 | 178.0669
1 | 3500 | 707 | 0.035 | 15 | 15 | 7 | 3.1623e-09 | 5spot_SharedNeighbor | CO2 | Porous | Wet | R600a | MinimizeLCOE_Brownfield | IgnoreSilica | 2019 | 129.6593 | 20.1334 | 2.1629 | 4 | 5107.4244 | 8724.9974 | 104.1218 | 177.8709 | 82.9294 | 9.0992 | 98.5338 | 4426329.9329 | 0 | 4337516.2945 | 0 | 0 | 0 | 727096.8906 | 3701467.816 | 9630459.9819 | 6572986.8238 | 29395857.7397 | 961560.8286 | 13829493.5254 | 13829493.5254 | 11472858.6872 | 5995102.4534 | 0 | 44186912.0937 | 75484366.7597 | 3162277.6602 | 8.6515 | 5107.4244 | 8724.9974 | 104.1218 | 177.8709
1 | 3500 | 707 | 0.035 | 15 | 15 | 7 | 4.217e-09 | 5spot_SharedNeighbor | CO2 | Porous | Wet | R600a | MinimizeLCOE_Brownfield | IgnoreSilica | 2019 | 129.7519 | 20.1485 | 2.1649 | 4 | 5103.4619 | 8717.712 | 104.041 | 177.7224 | 82.9212 | 9.097 | 96.8995 | 4428064.251 | 0 | 4340030.2867 | 0 | 0 | 0 | 724886.5996 | 3702262.6436 | 9632527.9601 | 6574398.2614 | 29402170.0025 | 961560.8286 | 13829493.5254 | 13829493.5254 | 11472858.6872 | 5995102.4534 | 0 | 44193224.3565 | 75490679.0225 | 4216965.0343 | 8.6595 | 5103.4619 | 8717.712 | 104.041 | 177.7224
1 | 3500 | 707 | 0.035 | 15 | 15 | 7 | 5.6234e-09 | 5spot_SharedNeighbor | CO2 | Porous | Wet | R600a | MinimizeLCOE_Brownfield | IgnoreSilica | 2019 | 129.8056 | 20.1575 | 2.1662 | 4 | 5100.4898 | 8712.4813 | 103.9804 | 177.6157 | 82.9163 | 9.0958 | 91.3563 | 4429068.2366 | 0 | 4341487.4162 | 0 | 0 | 0 | 723032.6057 | 3702499.4208 | 9633144.006 | 6574818.7254 | 29404050.4108 | 961560.8286 | 13829493.5254 | 13829493.5254 | 11472858.6872 | 5995102.4534 | 0 | 44195104.7648 | 75492559.4308 | 5623413.2519 | 8.6649 | 5100.4898 | 8712.4813 | 103.9804 | 177.6157
1 | 3500 | 707 | 0.035 | 15 | 15 | 7 | 7.4989e-09 | 5spot_SharedNeighbor | CO2 | Porous | Wet | R600a | MinimizeLCOE_Brownfield | IgnoreSilica | 2019 | 129.8593 | 20.1662 | 2.1674 | 4 | 5098.2606 | 8708.3623 | 103.9349 | 177.5317 | 82.9115 | 9.0946 | 84.2755 | 4430073.0604 | 0 | 4342945.3535 | 0 | 0 | 0 | 721800.3498 | 3702979.3178 | 9634392.5995 | 6575670.9161 | 29407861.5972 | 961560.8286 | 13829493.5254 | 13829493.5254 | 11472858.6872 | 5995102.4534 | 0 | 44198915.9511 | 75496370.6172 | 7498942.0933 | 8.6694 | 5098.2606 | 8708.3623 | 103.9349 | 177.5317
1 | 3500 | 707 | 0.035 | 15 | 15 | 7 | 1e-08 | 5spot_SharedNeighbor | CO2 | Porous | Wet | R600a | MinimizeLCOE_Brownfield | IgnoreSilica | 2019 | 129.8936 | 20.1719 | 2.1682 | 4 | 5096.5888 | 8705.3621 | 103.9009 | 177.4706 | 82.9084 | 9.0938 | 89.0631 | 4430713.3472 | 0 | 4343875.0489 | 0 | 0 | 0 | 720801.7081 | 3703202.1407 | 9634972.3388 | 6576066.6001 | 29409631.1838 | 961560.8286 | 13829493.5254 | 13829493.5254 | 11472858.6872 | 5995102.4534 | 0 | 44200685.5378 | 75498140.2038 | 10000000 | 8.6726 | 5096.5888 | 8705.3621 | 103.9009 | 177.4706
1 | 3600 | 707 | 0.035 | 15 | 15 | 7 | 1e-13 | 5spot_SharedNeighbor | CO2 | Porous | Wet | R600a | MinimizeLCOE_Brownfield | IgnoreSilica | 2019 | 0.93774 | 0.00935 | 0.0013268 | 4 | 3008122.5055 | 9082740.7506 | 61324.6461 | 185163.9555 | 56.5991 | 8.7273 | 39.4288 | 92746.8239 | 0 | 44306.2061 | 0 | 0 | 0 | 87452.1587 | 87557.0236 | 227805.4149 | 155481.8766 | 695349.5038 | 961560.8286 | 14308154.1186 | 14308154.1186 | 11772186.6032 | 6159593.5296 | 0 | 15965064.451 | 48204998.7024 | 100 | 0.0053073 | 3008122.5055 | 9082740.7506 | 61324.6461 | 185163.9555
1 | 3600 | 707 | 0.035 | 15 | 15 | 7 | 1.3335e-13 | 5spot_SharedNeighbor | CO2 | Porous | Wet | R600a | MinimizeLCOE_Brownfield | IgnoreSilica | 2019 | 1.3986 | 0.055063 | 0.0039938 | 4 | 1020915.3383 | 3039033.818 | 20812.7401 | 61954.815 | 64.0058 | 9.3383 | 146.6391 | 139397.6142 | 0 | 75387.4084 | 0 | 0 | 0 | 120885.3402 | 130911.4415 | 340604.7172 | 232469.7182 | 1039656.2397 | 961560.8286 | 14308154.1186 | 14308154.1186 | 11772186.6032 | 6159593.5296 | 0 | 16309371.1869 | 48549305.4383 | 133.3521 | 0.015975 | 1020915.3383 | 3039033.818 | 20812.7401 | 61954.815
1 | 3600 | 707 | 0.035 | 15 | 15 | 7 | 1.7783e-13 | 5spot_SharedNeighbor | CO2 | Porous | Wet | R600a | MinimizeLCOE_Brownfield | IgnoreSilica | 2019 | 1.9431 | 0.1205 | 0.0083194 | 4 | 501359.0906 | 1470180.4211 | 10220.8832 | 29971.6164 | 69.4423 | 9.7437 | 191.1887 | 191345.9117 | 0 | 110714.8384 | 0 | 0 | 0 | 154554.4573 | 178079.9309 | 463327.4509 | 316230.5056 | 1414253.0947 | 961560.8286 | 14308154.1186 | 14308154.1186 | 11772186.6032 | 6159593.5296 | 0 | 16683968.0419 | 48923902.2933 | 177.8279 | 0.033277 | 501359.0906 | 1470180.4211 | 10220.8832 | 29971.6164
1 | 3600 | 707 | 0.035 | 15 | 15 | 7 | 2.3714e-13 | 5spot_SharedNeighbor | CO2 | Porous | Wet | R600a | MinimizeLCOE_Brownfield | IgnoreSilica | 2019 | 2.6433 | 0.2131 | 0.014762 | 4 | 290096.8306 | 836097.2708 | 5914.0163 | 17044.9738 | 73.8827 | 10.0449 | 254.6342 | 253463.1207 | 0 | 153908.6414 | 0 | 0 | 0 | 193083.8965 | 234177.7069 | 609282.3568 | 415847.728 | 1859763.4503 | 961560.8286 | 14308154.1186 | 14308154.1186 | 11772186.6032 | 6159593.5296 | 0 | 17129478.3975 | 49369412.6489 | 237.1374 | 0.059047 | 290096.8306 | 836097.2708 | 5914.0163 | 17044.9738
1 | 3600 | 707 | 0.035 | 15 | 15 | 7 | 3.1623e-13 | 5spot_SharedNeighbor | CO2 | Porous | Wet | R600a | MinimizeLCOE_Brownfield | IgnoreSilica | 2019 | 3.5512 | 0.34028 | 0.02393 | 4 | 184525.8712 | 521345.0539 | 3761.8095 | 10628.3241 | 77.5154 | 10.2721 | 45.1532 | 327844.9295 | 0 | 206886.7208 | 0 | 0 | 0 | 237850.6913 | 301307.1132 | 783939.3019 | 535054.6819 | 2392883.4385 | 961560.8286 | 14308154.1186 | 14308154.1186 | 11772186.6032 | 6159593.5296 | 0 | 17662598.3857 | 49902532.6371 | 316.2278 | 0.095719 | 184525.8712 | 521345.0539 | 3761.8095 | 10628.3241
1 | 3600 | 707 | 0.035 | 15 | 15 | 7 | 4.217e-13 | 5spot_SharedNeighbor | CO2 | Porous | Wet | R600a | MinimizeLCOE_Brownfield | IgnoreSilica | 2019 | 4.689 | 0.50636 | 0.036582 | 4 | 124882.4513 | 345210.2646 | 2545.8977 | 7037.5782 | 80.3763 | 10.4389 | 54.8486 | 413725.2744 | 0 | 269603.0614 | 0 | 0 | 0 | 286554.9233 | 378254.4711 | 984140.543 | 671696.1427 | 3003974.4159 | 961560.8286 | 14308154.1186 | 14308154.1186 | 11772186.6032 | 6159593.5296 | 0 | 18273689.363 | 50513623.6145 | 421.6965 | 0.14633 | 124882.4513 | 345210.2646 | 2545.8977 | 7037.5782
1 | 3600 | 707 | 0.035 | 15 | 15 | 7 | 5.6234e-13 | 5spot_SharedNeighbor | CO2 | Porous | Wet | R600a | MinimizeLCOE_Brownfield | IgnoreSilica | 2019 | 6.1723 | 0.72732 | 0.053802 | 4 | 88334.3689 | 238143.2518 | 1800.8156 | 4854.8723 | 82.7075 | 10.567 | 64.8306 | 516849.251 | 0 | 346849.7203 | 0 | 0 | 0 | 343973.4805 | 470992.2562 | 1225425.2369 | 836377.9042 | 3740467.8493 | 961560.8286 | 14308154.1186 | 14308154.1186 | 11772186.6032 | 6159593.5296 | 0 | 19010182.7965 | 51250117.0479 | 562.3413 | 0.21521 | 88334.3689 | 238143.2518 | 1800.8156 | 4854.8723
1 | 3600 | 707 | 0.035 | 15 | 15 | 7 | 7.4989e-13 | 5spot_SharedNeighbor | CO2 | Porous | Wet | R600a | MinimizeLCOE_Brownfield | IgnoreSilica | 2019 | 8.0406 | 1.0104 | 0.076853 | 4 | 64608.6952 | 169483.4686 | 1317.1356 | 3455.1498 | 84.5311 | 10.6619 | 59.5271 | 636567.4615 | 0 | 438837.589 | 0 | 0 | 0 | 407159.4588 | 578200.1586 | 1504358.2076 | 1026755.3882 | 4591878.2637 | 961560.8286 | 14308154.1186 | 14308154.1186 | 11772186.6032 | 6159593.5296 | 0 | 19861593.2109 | 52101527.4623 | 749.8942 | 0.30741 | 64608.6952 | 169483.4686 | 1317.1356 | 3455.1498
1 | 3600 | 707 | 0.035 | 15 | 15 | 7 | 1e-12 | 5spot_SharedNeighbor | CO2 | Porous | Wet | R600a | MinimizeLCOE_Brownfield | IgnoreSilica | 2019 | 10.4501 | 1.3785 | 0.10754 | 4 | 48532.9404 | 123478.3305 | 989.4096 | 2517.2728 | 85.9855 | 10.7333 | 56.451 | 779063.692 | 0 | 551126.1246 | 0 | 0 | 0 | 480491.0014 | 706165.519 | 1837297.8259 | 1253993.5189 | 5608137.6817 | 961560.8286 | 14308154.1186 | 14308154.1186 | 11772186.6032 | 6159593.5296 | 0 | 20877852.6289 | 53117786.8803 | 1000 | 0.43018 | 48532.9404 | 123478.3305 | 989.4096 | 2517.2728
1 | 3600 | 707 | 0.035 | 15 | 15 | 7 | 1.3335e-12 | 5spot_SharedNeighbor | CO2 | Porous | Wet | R600a | MinimizeLCOE_Brownfield | IgnoreSilica | 2019 | 13.5124 | 1.8497 | 0.14802 | 4 | 37277.3684 | 91730.1964 | 759.9496 | 1870.0441 | 87.1194 | 10.7848 | 42.0725 | 946382.1989 | 0 | 686331.8051 | 0 | 0 | 0 | 563144.1806 | 856384.692 | 2228137.3 | 1520749.4909 | 6801129.6677 | 961560.8286 | 14308154.1186 | 14308154.1186 | 11772186.6032 | 6159593.5296 | 0 | 22070844.6149 | 54310778.8663 | 1333.5214 | 0.59207 | 37277.3684 | 91730.1964 | 759.9496 | 1870.0441
1 | 3600 | 707 | 0.035 | 15 | 15 | 7 | 1.7783e-12 | 5spot_SharedNeighbor | CO2 | Porous | Wet | R600a | MinimizeLCOE_Brownfield | IgnoreSilica | 2019 | 17.3755 | 2.4472 | 0.20093 | 4 | 29191.747 | 69304.9051 | 595.1132 | 1412.8742 | 87.9905 | 10.8189 | 57.9891 | 1141716.6875 | 0 | 848169.2974 | 0 | 0 | 0 | 655170.8996 | 1031572.185 | 2683939.2207 | 1831843.6676 | 8192411.9577 | 961560.8286 | 14308154.1186 | 14308154.1186 | 11772186.6032 | 6159593.5296 | 0 | 23462126.9049 | 55702061.1563 | 1778.2794 | 0.80372 | 29191.747 | 69304.9051 | 595.1132 | 1412.8742
1 | 3600 | 707 | 0.035 | 15 | 15 | 7 | 2.3714e-12 | 5spot_SharedNeighbor | CO2 | Porous | Wet | R600a | MinimizeLCOE_Brownfield | IgnoreSilica | 2019 | 22.2212 | 3.2 | 0.26949 | 4 | 23263.9576 | 53172.0014 | 474.2672 | 1083.9832 | 88.6458 | 10.837 | 54.7299 | 1368781.0497 | 0 | 1041074.2699 | 0 | 0 | 0 | 756854.2396 | 1235016.7281 | 3213260.1898 | 2193116.1054 | 9808102.5826 | 961560.8286 | 14308154.1186 | 14308154.1186 | 11772186.6032 | 6159593.5296 | 0 | 25077817.5298 | 57317751.7812 | 2371.3737 | 1.078 | 23263.9576 | 53172.0014 | 474.2672 | 1083.9832
1 | 3600 | 707 | 0.035 | 15 | 15 | 7 | 3.1623e-12 | 5spot_SharedNeighbor | CO2 | Porous | Wet | R600a | MinimizeLCOE_Brownfield | IgnoreSilica | 2019 | 28.2038 | 4.1335 | 0.35712 | 4 | 18847.7555 | 41417.1106 | 384.237 | 844.3438 | 89.1148 | 10.838 | 70.7635 | 1628937.3282 | 0 | 1267819.096 | 0 | 0 | 0 | 865924.9412 | 1467445.7325 | 3817992.7815 | 2605858.5253 | 11653978.4046 | 961560.8286 | 14308154.1186 | 14308154.1186 | 11772186.6032 | 6159593.5296 | 0 | 26923693.3518 | 59163627.6032 | 3162.2777 | 1.4285 | 18847.7555 | 41417.1106 | 384.237 | 844.3438
1 | 3600 | 707 | 0.035 | 15 | 15 | 7 | 4.217e-12 | 5spot_SharedNeighbor | CO2 | Porous | Wet | R600a | MinimizeLCOE_Brownfield | IgnoreSilica | 2019 | 35.4756 | 5.2733 | 0.46724 | 4 | 15516.9873 | 32767.0568 | 316.3348 | 668.0008 | 89.4188 | 10.8197 | 63.5496 | 1922737.5488 | 0 | 1530801.8303 | 0 | 0 | 0 | 979786.1214 | 1728996.9452 | 4498495.3855 | 3070315.5354 | 13731133.3667 | 961560.8286 | 14308154.1186 | 14308154.1186 | 11772186.6032 | 6159593.5296 | 0 | 29000848.3139 | 61240782.5653 | 4216.965 | 1.869 | 15516.9873 | 32767.0568 | 316.3348 | 668.0008
1 | 3600 | 707 | 0.035 | 15 | 15 | 7 | 5.6234e-12 | 5spot_SharedNeighbor | CO2 | Porous | Wet | R600a | MinimizeLCOE_Brownfield | IgnoreSilica | 2019 | 44.0575 | 6.6253 | 0.60204 | 4 | 12983.3696 | 26371.1121 | 264.6836 | 537.6108 | 89.5662 | 10.7785 | 72.0206 | 2245229.3302 | 0 | 1827800.8817 | 0 | 0 | 0 | 1091681.3064 | 2014237.4921 | 5240632.7776 | 3576839.5549 | 15996421.3428 | 961560.8286 | 14308154.1186 | 14308154.1186 | 11772186.6032 | 6159593.5296 | 0 | 31266136.29 | 63506070.5414 | 5623.4133 | 2.4082 | 12983.3696 | 26371.1121 | 264.6836 | 537.6108
1 | 3600 | 707 | 0.035 | 15 | 15 | 7 | 7.4989e-12 | 5spot_SharedNeighbor | CO2 | Porous | Wet | R600a | MinimizeLCOE_Brownfield | IgnoreSilica | 2019 | 53.8017 | 8.1695 | 0.76117 | 4 | 11047.7375 | 21636.6934 | 225.2231 | 441.0933 | 89.5591 | 10.7106 | 67.9608 | 2586090.8711 | 0 | 2151638.9901 | 0 | 0 | 0 | 1192381.9267 | 2312743.5973 | 6017284.4311 | 4106920.2671 | 18367060.0833 | 961560.8286 | 14308154.1186 | 14308154.1186 | 11772186.6032 | 6159593.5296 | 0 | 33636775.0305 | 65876709.2819 | 7498.9421 | 3.0447 | 11047.7375 | 21636.6934 | 225.2231 | 441.0933
1 | 3600 | 707 | 0.035 | 15 | 15 | 7 | 1e-11 | 5spot_SharedNeighbor | CO2 | Porous | Wet | R600a | MinimizeLCOE_Brownfield | IgnoreSilica | 2019 | 64.2808 | 9.8414 | 0.93987 | 4 | 9568.9398 | 18144.5712 | 195.0758 | 369.9016 | 89.3996 | 10.6149 | 85.9676 | 2927586.1391 | 0 | 2487455.2257 | 0 | 0 | 0 | 1269766.2252 | 2607074.9601 | 6783074.2616 | 4629587.5618 | 20704544.3735 | 961560.8286 | 14308154.1186 | 14308154.1186 | 11772186.6032 | 6159593.5296 | 0 | 35974259.3207 | 68214193.5721 | 10000 | 3.7595 | 9568.9398 | 18144.5712 | 195.0758 | 369.9016
1 | 3600 | 707 | 0.035 | 15 | 15 | 7 | 1.3335e-11 | 5spot_SharedNeighbor | CO2 | Porous | Wet | R600a | MinimizeLCOE_Brownfield | IgnoreSilica | 2019 | 74.905 | 11.548 | 1.1292 | 4 | 8442.8173 | 15580.3789 | 172.1182 | 317.6271 | 89.1032 | 10.4948 | 85.7602 | 3250490.4457 | 0 | 2817260.5633 | 0 | 0 | 0 | 1314912.2448 | 2879238.669 | 7491188.4037 | 5112890.0141 | 22865980.3406 | 961560.8286 | 14308154.1186 | 14308154.1186 | 11772186.6032 | 6159593.5296 | 0 | 38135695.2878 | 70375629.5393 | 13335.2143 | 4.5169 | 8442.8173 | 15580.3789 | 172.1182 | 317.6271
1 | 3600 | 707 | 0.035 | 15 | 15 | 7 | 1.7783e-11 | 5spot_SharedNeighbor | CO2 | Porous | Wet | R600a | MinimizeLCOE_Brownfield | IgnoreSilica | 2019 | 85.0339 | 13.1859 | 1.3178 | 4 | 7589.1037 | 13705.1888 | 154.7141 | 279.3988 | 88.7056 | 10.3589 | 77.6515 | 3538240.4666 | 0 | 3123327.5163 | 0 | 0 | 0 | 1324537.5935 | 3114581.1748 | 8103501.3283 | 5530806.1669 | 24734994.2464 | 961560.8286 | 14308154.1186 | 14308154.1186 | 11772186.6032 | 6159593.5296 | 0 | 40004709.1936 | 72244643.445 | 17782.7941 | 5.2713 | 7589.1037 | 13705.1888 | 154.7141 | 279.3988
1 | 3600 | 707 | 0.035 | 15 | 15 | 7 | 2.3714e-11 | 5spot_SharedNeighbor | CO2 | Porous | Wet | R600a | MinimizeLCOE_Brownfield | IgnoreSilica | 2019 | 94.1862 | 14.6749 | 1.4951 | 4 | 6944.502 | 12335.3492 | 141.5731 | 251.4728 | 88.2548 | 10.2185 | 78.9133 | 3782204.5742 | 0 | 3393840.1502 | 0 | 0 | 0 | 1303029.5986 | 3306838.986 | 8603716.7156 | 5872213.4471 | 26261843.4717 | 961560.8286 | 14308154.1186 | 14308154.1186 | 11772186.6032 | 6159593.5296 | 0 | 41531558.4189 | 73771492.6703 | 23713.7371 | 5.9805 | 6944.502 | 12335.3492 | 141.5731 | 251.4728
1 | 3600 | 707 | 0.035 | 15 | 15 | 7 | 3.1623e-11 | 5spot_SharedNeighbor | CO2 | Porous | Wet | R600a | MinimizeLCOE_Brownfield | IgnoreSilica | 2019 | 102.0714 | 15.9649 | 1.6534 | 4 | 6459.1321 | 11333.9189 | 131.6781 | 231.0573 | 87.7986 | 10.0841 | 80.681 | 3980512.2171 | 0 | 3622842.423 | 0 | 0 | 0 | 1258838.5376 | 3456255.3393 | 8992467.4175 | 6137543.7891 | 27448459.7236 | 961560.8286 | 14308154.1186 | 14308154.1186 | 11772186.6032 | 6159593.5296 | 0 | 42718174.6708 | 74958108.9223 | 31622.7766 | 6.6136 | 6459.1321 | 11333.9189 | 131.6781 | 231.0573
1 | 3600 | 707 | 0.035 | 15 | 15 | 7 | 4.217e-11 | 5spot_SharedNeighbor | CO2 | Porous | Wet | R600a | MinimizeLCOE_Brownfield | IgnoreSilica | 2019 | 108.607 | 17.0395 | 1.7888 | 4 | 6094.1959 | 10600.0366 | 124.2384 | 216.0961 | 87.3736 | 9.9634 | 99.1584 | 4136647.4746 | 0 | 3810082.8019 | 0 | 0 | 0 | 1201738.4768 | 3567902.8138 | 9282951.244 | 6335804.9696 | 28335127.7806 | 961560.8286 | 14308154.1186 | 14308154.1186 | 11772186.6032 | 6159593.5296 | 0 | 43604842.7278 | 75844776.9792 | 42169.6503 | 7.1551 | 6094.1959 | 10600.0366 | 124.2384 | 216.0961
1 | 3600 | 707 | 0.035 | 15 | 15 | 7 | 5.6234e-11 | 5spot_SharedNeighbor | CO2 | Porous | Wet | R600a | MinimizeLCOE_Brownfield | IgnoreSilica | 2019 | 113.8935 | 17.9122 | 1.901 | 4 | 5819.9583 | 10059.8568 | 118.6477 | 205.0838 | 86.9988 | 9.8595 | 85.6682 | 4257499.3017 | 0 | 3959968.19 | 0 | 0 | 0 | 1140790.8466 | 3649720.7519 | 9495824.7358 | 6481095.5019 | 28984899.3279 | 961560.8286 | 14308154.1186 | 14308154.1186 | 11772186.6032 | 6159593.5296 | 0 | 44254614.2751 | 76494548.5265 | 56234.1325 | 7.6039 | 5819.9583 | 10059.8568 | 118.6477 | 205.0838
1 | 3600 | 707 | 0.035 | 15 | 15 | 7 | 7.4989e-11 | 5spot_SharedNeighbor | CO2 | Porous | Wet | R600a | MinimizeLCOE_Brownfield | IgnoreSilica | 2019 | 118.0734 | 18.6047 | 1.9916 | 4 | 5613.887 | 9660.9477 | 114.4467 | 196.9515 | 86.6829 | 9.7735 | 98.5918 | 4349603.0869 | 0 | 4077549.861 | 0 | 0 | 0 | 1081904.9611 | 3708532.5845 | 9648841.0603 | 6585532.2875 | 29451963.8414 | 961560.8286 | 14308154.1186 | 14308154.1186 | 11772186.6032 | 6159593.5296 | 0 | 44721678.7886 | 76961613.0401 | 74989.4209 | 7.9663 | 5613.887 | 9660.9477 | 114.4467 | 196.9515
1 | 3600 | 707 | 0.035 | 15 | 15 | 7 | 1e-10 | 5spot_SharedNeighbor | CO2 | Porous | Wet | R600a | MinimizeLCOE_Brownfield | IgnoreSilica | 2019 | 121.3138 | 19.1432 | 2.0632 | 4 | 5459.0209 | 9365.6202 | 111.2895 | 190.9308 | 86.4259 | 9.7045 | 93.633 | 4418898.5961 | 0 | 4168166.0223 | 0 | 0 | 0 | 1028507.8139 | 3750073.2486 | 9756921.3471 | 6659299.3041 | 29781866.3321 | 961560.8286 | 14308154.1186 | 14308154.1186 | 11772186.6032 | 6159593.5296 | 0 | 45051581.2793 | 77291515.5307 | 100000 | 8.2527 | 5459.0209 | 9365.6202 | 111.2895 | 190.9308
1 | 3600 | 707 | 0.035 | 15 | 15 | 7 | 1.3335e-10 | 5spot_SharedNeighbor | CO2 | Porous | Wet | R600a | MinimizeLCOE_Brownfield | IgnoreSilica | 2019 | 123.8151 | 19.5598 | 2.1191 | 4 | 5342.6279 | 9146.0685 | 108.9167 | 186.455 | 86.2204 | 9.6498 | 98.2076 | 4471125.2684 | 0 | 4237805.7261 | 0 | 0 | 0 | 982612.7417 | 3779702.0571 | 9834009.4291 | 6711913.504 | 30017168.7263 | 961560.8286 | 14308154.1186 | 14308154.1186 | 11772186.6032 | 6159593.5296 | 0 | 45286883.6735 | 77526817.9249 | 133352.1432 | 8.4765 | 5342.6279 | 9146.0685 | 108.9167 | 186.455
1 | 3600 | 707 | 0.035 | 15 | 15 | 7 | 1.7783e-10 | 5spot_SharedNeighbor | CO2 | Porous | Wet | R600a | MinimizeLCOE_Brownfield | IgnoreSilica | 2019 | 125.7371 | 19.8804 | 2.1625 | 4 | 5255.1535 | 8982.3877 | 107.1334 | 183.1181 | 86.0582 | 9.6069 | 98.7086 | 4510506.434 | 0 | 4291141.5643 | 0 | 0 | 0 | 944553.9532 | 3801018.7611 | 9889471.1202 | 6749767.2479 | 30186459.0807 | 961560.8286 | 14308154.1186 | 14308154.1186 | 11772186.6032 | 6159593.5296 | 0 | 45456174.0279 | 77696108.2793 | 177827.941 | 8.6498 | 5255.1535 | 8982.3877 | 107.1334 | 183.1181
1 | 3600 | 707 | 0.035 | 15 | 15 | 7 | 2.3714e-10 | 5spot_SharedNeighbor | CO2 | Porous | Wet | R600a | MinimizeLCOE_Brownfield | IgnoreSilica | 2019 | 127.1844 | 20.1223 | 2.1955 | 4 | 5189.4225 | 8860.481 | 105.7934 | 180.6329 | 85.9335 | 9.5741 | 108.2243 | 4539726.7649 | 0 | 4331203.6568 | 0 | 0 | 0 | 913473.7887 | 3815917.6421 | 9928234.9523 | 6776224.3598 | 30304781.1646 | 961560.8286 | 14308154.1186 | 14308154.1186 | 11772186.6032 | 6159593.5296 | 0 | 45574496.1118 | 77814430.3632 | 237137.3706 | 8.7822 | 5189.4225 | 8860.481 | 105.7934 | 180.6329
1 | 3600 | 707 | 0.035 | 15 | 15 | 7 | 3.1623e-10 | 5spot_SharedNeighbor | CO2 | Porous | Wet | R600a | MinimizeLCOE_Brownfield | IgnoreSilica | 2019 | 128.2929 | 20.3077 | 2.2209 | 4 | 5140.0413 | 8769.2142 | 104.7867 | 178.7723 | 85.8367 | 9.5487 | 87.9916 | 4561856.9218 | 0 | 4361833.4248 | 0 | 0 | 0 | 888903.8282 | 3826911.7282 | 9956839.3092 | 6795747.4211 | 30392092.6333 | 961560.8286 | 14308154.1186 | 14308154.1186 | 11772186.6032 | 6159593.5296 | 0 | 45661807.5805 | 77901741.8319 | 316227.766 | 8.8835 | 5140.0413 | 8769.2142 | 104.7867 | 178.7723
1 | 3600 | 707 | 0.035 | 15 | 15 | 7 | 4.217e-10 | 5spot_SharedNeighbor | CO2 | Porous | Wet | R600a | MinimizeLCOE_Brownfield | IgnoreSilica | 2019 | 129.1166 | 20.4457 | 2.24 | 4 | 5102.9528 | 8701.1633 | 104.0306 | 177.385 | 85.7638 | 9.5297 | 97.9854 | 4578156.6255 | 0 | 4384559.456 | 0 | 0 | 0 | 869445.1895 | 3834542.8957 | 9976694.0416 | 6809298.684 | 30452696.8923 | 961560.8286 | 14308154.1186 | 14308154.1186 | 11772186.6032 | 6159593.5296 | 0 | 45722411.8395 | 77962346.0909 | 421696.5034 | 8.96 | 5102.9528 | 8701.1633 | 104.0306 | 177.385
1 | 3600 | 707 | 0.035 | 15 | 15 | 7 | 5.6234e-10 | 5spot_SharedNeighbor | CO2 | Porous | Wet | R600a | MinimizeLCOE_Brownfield | IgnoreSilica | 2019 | 129.7519 | 20.5521 | 2.2546 | 4 | 5075.1043 | 8650.0233 | 103.4629 | 176.3424 | 85.7072 | 9.515 | 97.7792 | 4590647.2781 | 0 | 4402071.3384 | 0 | 0 | 0 | 854535.2426 | 3840429.0051 | 9992008.4909 | 6819751.1103 | 30499442.4653 | 961560.8286 | 14308154.1186 | 14308154.1186 | 11772186.6032 | 6159593.5296 | 0 | 45769157.4125 | 78009091.6639 | 562341.3252 | 9.0184 | 5075.1043 | 8650.0233 | 103.4629 | 176.3424
1 | 3600 | 707 | 0.035 | 15 | 15 | 7 | 7.4989e-10 | 5spot_SharedNeighbor | CO2 | Porous | Wet | R600a | MinimizeLCOE_Brownfield | IgnoreSilica | 2019 | 130.2077 | 20.6287 | 2.2654 | 4 | 5054.1989 | 8612.055 | 103.0367 | 175.5684 | 85.6663 | 9.5043 | 88.6814 | 4599562.606 | 0 | 4414624.8263 | 0 | 0 | 0 | 842772.8994 | 3844214.5294 | 10001857.6486 | 6826473.3628 | 30529505.8723 | 961560.8286 | 14308154.1186 | 14308154.1186 | 11772186.6032 | 6159593.5296 | 0 | 45799220.8195 | 78039155.071 | 749894.2093 | 9.0616 | 5054.1989 | 8612.055 | 103.0367 | 175.5684
1 | 3600 | 707 | 0.035 | 15 | 15 | 7 | 1e-09 | 5spot_SharedNeighbor | CO2 | Porous | Wet | R600a | MinimizeLCOE_Brownfield | IgnoreSilica | 2019 | 130.5755 | 20.6902 | 2.2738 | 4 | 5038.5089 | 8583.253 | 102.7168 | 174.9812 | 85.6332 | 9.4957 | 95.732 | 4606732.1447 | 0 | 4424750.9339 | 0 | 0 | 0 | 834100.8289 | 3847577.724 | 10010607.991 | 6832445.6513 | 30556215.2738 | 961560.8286 | 14308154.1186 | 14308154.1186 | 11772186.6032 | 6159593.5296 | 0 | 45825930.221 | 78065864.4725 | 1000000 | 9.0951 | 5038.5089 | 8583.253 | 102.7168 | 174.9812
1 | 3600 | 707 | 0.035 | 15 | 15 | 7 | 1.3335e-09 | 5spot_SharedNeighbor | CO2 | Porous | Wet | R600a | MinimizeLCOE_Brownfield | IgnoreSilica | 2019 | 130.8339 | 20.7337 | 2.2799 | 4 | 5026.7353 | 8561.9301 | 102.4768 | 174.5465 | 85.6098 | 9.4896 | 87.7025 | 4611752.2566 | 0 | 4431859.757 | 0 | 0 | 0 | 827271.3846 | 3849644.5253 | 10015985.3841 | 6836115.8326 | 30572629.1401 | 961560.8286 | 14308154.1186 | 14308154.1186 | 11772186.6032 | 6159593.5296 | 0 | 45842344.0873 | 78082278.3388 | 1333521.4322 | 9.1197 | 5026.7353 | 8561.9301 | 102.4768 | 174.5465
1 | 3600 | 707 | 0.035 | 15 | 15 | 7 | 1.7783e-09 | 5spot_SharedNeighbor | CO2 | Porous | Wet | R600a | MinimizeLCOE_Brownfield | IgnoreSilica | 2019 | 131.0313 | 20.7669 | 2.2846 | 4 | 5017.9019 | 8545.9013 | 102.2967 | 174.2198 | 85.5919 | 9.485 | 99.564 | 4615580.4467 | 0 | 4437290.2517 | 0 | 0 | 0 | 822136.8869 | 3851252.9583 | 10020170.1968 | 6838972.0532 | 30585402.7936 | 961560.8286 | 14308154.1186 | 14308154.1186 | 11772186.6032 | 6159593.5296 | 0 | 45855117.7408 | 78095051.9922 | 1778279.41 | 9.1383 | 5017.9019 | 8545.9013 | 102.2967 | 174.2198
1 | 3600 | 707 | 0.035 | 15 | 15 | 7 | 2.3714e-09 | 5spot_SharedNeighbor | CO2 | Porous | Wet | R600a | MinimizeLCOE_Brownfield | IgnoreSilica | 2019 | 131.1823 | 20.7922 | 2.2881 | 4 | 5011.2751 | 8533.8479 | 102.1616 | 173.974 | 85.5781 | 9.4814 | 91.9412 | 4618502.8911 | 0 | 4441441.4255 | 0 | 0 | 0 | 818288.9244 | 3852510.964 | 10023443.2696 | 6841205.9927 | 30595393.4673 | 961560.8286 | 14308154.1186 | 14308154.1186 | 11772186.6032 | 6159593.5296 | 0 | 45865108.4145 | 78105042.6659 | 2371373.7057 | 9.1524 | 5011.2751 | 8533.8479 | 102.1616 | 173.974
1 | 3600 | 707 | 0.035 | 15 | 15 | 7 | 3.1623e-09 | 5spot_SharedNeighbor | CO2 | Porous | Wet | R600a | MinimizeLCOE_Brownfield | IgnoreSilica | 2019 | 131.2944 | 20.811 | 2.2907 | 4 | 5006.3043 | 8524.8297 | 102.0603 | 173.7902 | 85.5679 | 9.4788 | 91.0222 | 4620669.554 | 0 | 4444522.3384 | 0 | 0 | 0 | 815369.7336 | 3853419.0341 | 10025805.8819 | 6842818.5241 | 30602605.066 | 961560.8286 | 14308154.1186 | 14308154.1186 | 11772186.6032 | 6159593.5296 | 0 | 45872320.0132 | 78112254.2646 | 3162277.6602 | 9.1629 | 5006.3043 | 8524.8297 | 102.0603 | 173.7902
1 | 3600 | 707 | 0.035 | 15 | 15 | 7 | 4.217e-09 | 5spot_SharedNeighbor | CO2 | Porous | Wet | R600a | MinimizeLCOE_Brownfield | IgnoreSilica | 2019 | 131.3797 | 20.8253 | 2.2927 | 4 | 5002.5758 | 8518.0504 | 101.9843 | 173.652 | 85.5602 | 9.4768 | 102.4125 | 4622318.9406 | 0 | 4446869.4557 | 0 | 0 | 0 | 813186.5253 | 3854126.2194 | 10027645.833 | 6844074.3285 | 30608221.3026 | 961560.8286 | 14308154.1186 | 14308154.1186 | 11772186.6032 | 6159593.5296 | 0 | 45877936.2498 | 78117870.5012 | 4216965.0343 | 9.1709 | 5002.5758 | 8518.0504 | 101.9843 | 173.652
1 | 3600 | 707 | 0.035 | 15 | 15 | 7 | 5.6234e-09 | 5spot_SharedNeighbor | CO2 | Porous | Wet | R600a | MinimizeLCOE_Brownfield | IgnoreSilica | 2019 | 131.4381 | 20.8352 | 2.2942 | 4 | 4999.7794 | 8513.048 | 101.9273 | 173.55 | 85.5548 | 9.4754 | 97.5026 | 4623444.8287 | 0 | 4448472.9089 | 0 | 0 | 0 | 811472.361 | 3854522.1385 | 10028675.9331 | 6844777.393 | 30611365.5633 | 961560.8286 | 14308154.1186 | 14308154.1186 | 11772186.6032 | 6159593.5296 | 0 | 45881080.5105 | 78121014.7619 | 5623413.2519 | 9.1766 | 4999.7794 | 8513.048 | 101.9273 | 173.55
1 | 3600 | 707 | 0.035 | 15 | 15 | 7 | 7.4989e-09 | 5spot_SharedNeighbor | CO2 | Porous | Wet | R600a | MinimizeLCOE_Brownfield | IgnoreSilica | 2019 | 131.4964 | 20.8449 | 2.2954 | 4 | 4997.6821 | 8509.0921 | 101.8845 | 173.4694 | 85.5495 | 9.474 | 104.3196 | 4624571.4911 | 0 | 4450077.1634 | 0 | 0 | 0 | 810365.2367 | 3855155.4176 | 10030323.5955 | 6845901.9565 | 30616394.8609 | 961560.8286 | 14308154.1186 | 14308154.1186 | 11772186.6032 | 6159593.5296 | 0 | 45886109.8081 | 78126044.0595 | 7498942.0933 | 9.1815 | 4997.6821 | 8509.0921 | 101.8845 | 173.4694
1 | 3600 | 707 | 0.035 | 15 | 15 | 7 | 1e-08 | 5spot_SharedNeighbor | CO2 | Porous | Wet | R600a | MinimizeLCOE_Brownfield | IgnoreSilica | 2019 | 131.5307 | 20.8506 | 2.2962 | 4 | 4996.1092 | 8506.2596 | 101.8524 | 173.4116 | 85.5464 | 9.4732 | 94.7415 | 4625232.2178 | 0 | 4451018.8296 | 0 | 0 | 0 | 809414.8382 | 3855409.6954 | 10030985.174 | 6846353.4974 | 30618414.2523 | 961560.8286 | 14308154.1186 | 14308154.1186 | 11772186.6032 | 6159593.5296 | 0 | 45888129.1995 | 78128063.4509 | 10000000 | 9.1848 | 4996.1092 | 8506.2596 | 101.8524 | 173.4116
1 | 3700 | 707 | 0.035 | 15 | 15 | 7 | 1e-13 | 5spot_SharedNeighbor | CO2 | Porous | Wet | R600a | MinimizeLCOE_Brownfield | IgnoreSilica | 2019 | 0.97664 | 0.0101 | 0.0014083 | 4 | 2927895.4397 | 8821013.6417 | 59689.1088 | 179828.2944 | 57.9184 | 9.1195 | 44.0441 | 98506.2173 | 0 | 46523.8633 | 0 | 0 | 0 | 93479.1902 | 93018.6156 | 242015.3571 | 165180.4542 | 738723.6978 | 961560.8286 | 14792674.8026 | 14792674.8026 | 12077081.6056 | 6326428.6422 | 0 | 16492959.329 | 49689144.3794 | 100 | 0.005633 | 2927895.4397 | 8821013.6417 | 59689.1088 | 179828.2944
1 | 3700 | 707 | 0.035 | 15 | 15 | 7 | 1.3335e-13 | 5spot_SharedNeighbor | CO2 | Porous | Wet | R600a | MinimizeLCOE_Brownfield | IgnoreSilica | 2019 | 1.4569 | 0.058362 | 0.0043101 | 4 | 977832.2004 | 2903340.2854 | 19934.432 | 59188.5188 | 65.6222 | 9.7483 | 153.0341 | 148073.3819 | 0 | 79091.4022 | 0 | 0 | 0 | 129217.9385 | 138989.2618 | 361621.5486 | 246814.1375 | 1103807.6703 | 961560.8286 | 14792674.8026 | 14792674.8026 | 12077081.6056 | 6326428.6422 | 0 | 16858043.3016 | 50054228.3519 | 133.3521 | 0.01724 | 977832.2004 | 2903340.2854 | 19934.432 | 59188.5188
1 | 3700 | 707 | 0.035 | 15 | 15 | 7 | 1.7783e-13 | 5spot_SharedNeighbor | CO2 | Porous | Wet | R600a | MinimizeLCOE_Brownfield | IgnoreSilica | 2019 | 2.0404 | 0.12918 | 0.0090295 | 4 | 478108.9025 | 1397215.7175 | 9746.8967 | 28484.1323 | 71.4192 | 10.1741 | 211.047 | 204788.4633 | 0 | 117126.5004 | 0 | 0 | 0 | 166918.7387 | 190645.1439 | 496019.5578 | 338543.5404 | 1514041.9445 | 961560.8286 | 14792674.8026 | 14792674.8026 | 12077081.6056 | 6326428.6422 | 0 | 17268277.5758 | 50464462.6261 | 177.8279 | 0.036118 | 478108.9025 | 1397215.7175 | 9746.8967 | 28484.1323
1 | 3700 | 707 | 0.035 | 15 | 15 | 7 | 2.3714e-13 | 5spot_SharedNeighbor | CO2 | Porous | Wet | R600a | MinimizeLCOE_Brownfield | IgnoreSilica | 2019 | 2.7741 | 0.22795 | 0.016058 | 4 | 276230.8932 | 793041.48 | 5631.3404 | 16167.2232 | 76.0323 | 10.4818 | 48.8312 | 271081.0894 | 0 | 162581.2288 | 0 | 0 | 0 | 208469.4329 | 250431.3829 | 651571.0879 | 444710.6559 | 1988844.8779 | 961560.8286 | 14792674.8026 | 14792674.8026 | 12077081.6056 | 6326428.6422 | 0 | 17743080.5091 | 50939265.5595 | 237.1374 | 0.064233 | 276230.8932 | 793041.48 | 5631.3404 | 16167.2232
1 | 3700 | 707 | 0.035 | 15 | 15 | 7 | 3.1623e-13 | 5spot_SharedNeighbor | CO2 | Porous | Wet | R600a | MinimizeLCOE_Brownfield | IgnoreSilica | 2019 | 3.7 | 0.36068 | 0.026044 | 4 | 175593.0884 | 494241.8799 | 3579.7026 | 10075.7892 | 79.7261 | 10.7082 | 51.471 | 348412.7953 | 0 | 216880.6799 | 0 | 0 | 0 | 254366.9844 | 319667.5792 | 831709.4684 | 567658.8021 | 2538696.3093 | 961560.8286 | 14792674.8026 | 14792674.8026 | 12077081.6056 | 6326428.6422 | 0 | 18292931.9405 | 51489116.9909 | 316.2278 | 0.10418 | 175593.0884 | 494241.8799 | 3579.7026 | 10075.7892
1 | 3700 | 707 | 0.035 | 15 | 15 | 7 | 4.217e-13 | 5spot_SharedNeighbor | CO2 | Porous | Wet | R600a | MinimizeLCOE_Brownfield | IgnoreSilica | 2019 | 4.8935 | 0.53799 | 0.039855 | 4 | 118844.874 | 327076.2427 | 2422.8135 | 6667.8916 | 82.732 | 10.8804 | 42.5616 | 440340.7395 | 0 | 283032.3132 | 0 | 0 | 0 | 307210.9695 | 401927.7686 | 1045733.6073 | 713734.6747 | 3191980.0728 | 961560.8286 | 14792674.8026 | 14792674.8026 | 12077081.6056 | 6326428.6422 | 0 | 18946215.704 | 52142400.7544 | 421.6965 | 0.15942 | 118844.874 | 327076.2427 | 2422.8135 | 6667.8916
1 | 3700 | 707 | 0.035 | 15 | 15 | 7 | 5.6234e-13 | 5spot_SharedNeighbor | CO2 | Porous | Wet | R600a | MinimizeLCOE_Brownfield | IgnoreSilica | 2019 | 6.4204 | 0.77022 | 0.058607 | 4 | 84100.059 | 225705.2459 | 1714.4935 | 4601.3067 | 85.139 | 11.0103 | 58.4316 | 548706.4961 | 0 | 363003.0946 | 0 | 0 | 0 | 367214.3534 | 498780.3382 | 1297724.1262 | 885723.3817 | 3961151.7903 | 961560.8286 | 14792674.8026 | 14792674.8026 | 12077081.6056 | 6326428.6422 | 0 | 19715387.4215 | 52911572.4719 | 562.3413 | 0.23443 | 84100.059 | 225705.2459 | 1714.4935 | 4601.3067
1 | 3700 | 707 | 0.035 | 15 | 15 | 7 | 7.4989e-13 | 5spot_SharedNeighbor | CO2 | Porous | Wet | R600a | MinimizeLCOE_Brownfield | IgnoreSilica | 2019 | 8.387 | 1.0736 | 0.083788 | 4 | 61554.1566 | 160602.3494 | 1254.8647 | 3274.0961 | 87.0649 | 11.1086 | 63.0462 | 677370.5356 | 0 | 460392.2258 | 0 | 0 | 0 | 436455.7046 | 613945.2018 | 1597359.4775 | 1090230.6658 | 4875753.8111 | 961560.8286 | 14792674.8026 | 14792674.8026 | 12077081.6056 | 6326428.6422 | 0 | 20629989.4424 | 53826174.4927 | 749.8942 | 0.33515 | 61554.1566 | 160602.3494 | 1254.8647 | 3274.0961
1 | 3700 | 707 | 0.035 | 15 | 15 | 7 | 1e-12 | 5spot_SharedNeighbor | CO2 | Porous | Wet | R600a | MinimizeLCOE_Brownfield | IgnoreSilica | 2019 | 10.8787 | 1.4621 | 0.11721 | 4 | 46279.5096 | 117085.404 | 943.4704 | 2386.9443 | 88.5726 | 11.1811 | 44.3012 | 827823.8369 | 0 | 577181.5148 | 0 | 0 | 0 | 513841.4606 | 748350.2568 | 1947053.8605 | 1328904.2678 | 5943155.1974 | 961560.8286 | 14792674.8026 | 14792674.8026 | 12077081.6056 | 6326428.6422 | 0 | 21697390.8287 | 54893575.879 | 1000 | 0.46883 | 46279.5096 | 117085.404 | 943.4704 | 2386.9443
1 | 3700 | 707 | 0.035 | 15 | 15 | 7 | 1.3335e-12 | 5spot_SharedNeighbor | CO2 | Porous | Wet | R600a | MinimizeLCOE_Brownfield | IgnoreSilica | 2019 | 14.0628 | 1.9618 | 0.16131 | 4 | 35583.8111 | 87032.7671 | 725.4241 | 1774.2807 | 89.7564 | 11.2335 | 57.8033 | 1005516.8769 | 0 | 718609.4062 | 0 | 0 | 0 | 602241.6143 | 907283.48 | 2360565.5055 | 1611134.4623 | 7205351.3453 | 961560.8286 | 14792674.8026 | 14792674.8026 | 12077081.6056 | 6326428.6422 | 0 | 22959586.9765 | 56155772.0269 | 1333.5214 | 0.64523 | 35583.8111 | 87032.7671 | 725.4241 | 1774.2807
1 | 3700 | 707 | 0.035 | 15 | 15 | 7 | 1.7783e-12 | 5spot_SharedNeighbor | CO2 | Porous | Wet | R600a | MinimizeLCOE_Brownfield | IgnoreSilica | 2019 | 18.0749 | 2.5949 | 0.21891 | 4 | 27898.544 | 65808.5491 | 568.7496 | 1341.5963 | 90.6649 | 11.2677 | 51.4227 | 1212741.621 | 0 | 887709.9848 | 0 | 0 | 0 | 700525.7252 | 1092381.1591 | 2842151.6978 | 1939826.9341 | 8675337.1221 | 961560.8286 | 14792674.8026 | 14792674.8026 | 12077081.6056 | 6326428.6422 | 0 | 24429572.7533 | 57625757.8037 | 1778.2794 | 0.87566 | 27898.544 | 65808.5491 | 568.7496 | 1341.5963
1 | 3700 | 707 | 0.035 | 15 | 15 | 7 | 2.3714e-12 | 5spot_SharedNeighbor | CO2 | Porous | Wet | R600a | MinimizeLCOE_Brownfield | IgnoreSilica | 2019 | 23.0862 | 3.3894 | 0.29341 | 4 | 22262.4304 | 50547.1206 | 453.8498 | 1030.4714 | 91.3458 | 11.2849 | 43.344 | 1452670.8893 | 0 | 1088466.7578 | 0 | 0 | 0 | 808266.5952 | 1306267.6545 | 3398640.4847 | 2319641.9659 | 10373954.3476 | 961560.8286 | 14792674.8026 | 14792674.8026 | 12077081.6056 | 6326428.6422 | 0 | 26128189.9788 | 59324375.0292 | 2371.3737 | 1.1736 | 22262.4304 | 50547.1206 | 453.8498 | 1030.4714
1 | 3700 | 707 | 0.035 | 15 | 15 | 7 | 3.1623e-12 | 5spot_SharedNeighbor | CO2 | Porous | Wet | R600a | MinimizeLCOE_Brownfield | IgnoreSilica | 2019 | 29.2781 | 4.3755 | 0.38854 | 4 | 18062.0724 | 39421.4259 | 368.2198 | 803.6591 | 91.8335 | 11.2842 | 57.826 | 1727843.4409 | 0 | 1324686.0051 | 0 | 0 | 0 | 924347.2891 | 1550981.9266 | 4035336.823 | 2754200.2996 | 12317395.7842 | 961560.8286 | 14792674.8026 | 14792674.8026 | 12077081.6056 | 6326428.6422 | 0 | 28071631.4155 | 61267816.4658 | 3162.2777 | 1.5542 | 18062.0724 | 39421.4259 | 368.2198 | 803.6591
1 | 3700 | 707 | 0.035 | 15 | 15 | 7 | 4.217e-12 | 5spot_SharedNeighbor | CO2 | Porous | Wet | R600a | MinimizeLCOE_Brownfield | IgnoreSilica | 2019 | 36.7714 | 5.5744 | 0.50774 | 4 | 14893.2074 | 31238.1653 | 303.6182 | 636.8323 | 92.1473 | 11.2627 | 52.1847 | 2037303.1123 | 0 | 1597543.5038 | 0 | 0 | 0 | 1044615.7709 | 1824990.3309 | 4748250.4841 | 3240778.5222 | 14493481.7243 | 961560.8286 | 14792674.8026 | 14792674.8026 | 12077081.6056 | 6326428.6422 | 0 | 30247717.3555 | 63443902.4059 | 4216.965 | 2.031 | 14893.2074 | 31238.1653 | 303.6182 | 636.8323
1 | 3700 | 707 | 0.035 | 15 | 15 | 7 | 5.6234e-12 | 5spot_SharedNeighbor | CO2 | Porous | Wet | R600a | MinimizeLCOE_Brownfield | IgnoreSilica | 2019 | 45.5922 | 6.9932 | 0.65322 | 4 | 12482.516 | 25187.4093 | 254.473 | 513.4794 | 92.2971 | 11.2166 | 64.6062 | 2376186.4458 | 0 | 1905031.9633 | 0 | 0 | 0 | 1162606.7956 | 2123091.8299 | 5523849.4353 | 3770140.7433 | 16860907.2132 | 961560.8286 | 14792674.8026 | 14792674.8026 | 12077081.6056 | 6326428.6422 | 0 | 32615142.8445 | 65811327.8948 | 5623.4133 | 2.6129 | 12482.516 | 25187.4093 | 254.473 | 513.4794
1 | 3700 | 707 | 0.035 | 15 | 15 | 7 | 7.4989e-12 | 5spot_SharedNeighbor | CO2 | Porous | Wet | R600a | MinimizeLCOE_Brownfield | IgnoreSilica | 2019 | 55.5534 | 8.6054 | 0.82411 | 4 | 10641.2099 | 20711.5485 | 216.9355 | 422.2329 | 92.2847 | 11.1423 | 62.626 | 2732480.1216 | 0 | 2238635.7354 | 0 | 0 | 0 | 1267891.3873 | 2433212.8253 | 6330720.6508 | 4320846.9275 | 19323787.6478 | 961560.8286 | 14792674.8026 | 14792674.8026 | 12077081.6056 | 6326428.6422 | 0 | 35078023.2791 | 68274208.3294 | 7498.9421 | 3.2964 | 10641.2099 | 20711.5485 | 216.9355 | 422.2329
1 | 3700 | 707 | 0.035 | 15 | 15 | 7 | 1e-11 | 5spot_SharedNeighbor | CO2 | Porous | Wet | R600a | MinimizeLCOE_Brownfield | IgnoreSilica | 2019 | 66.2176 | 10.3431 | 1.015 | 4 | 9235.2667 | 17411.5788 | 188.2734 | 354.9586 | 92.1133 | 11.0387 | 75.5981 | 3087872.9424 | 0 | 2583195.3744 | 0 | 0 | 0 | 1348489.673 | 2737627.616 | 7122745.4922 | 4861420.1562 | 21741351.254 | 961560.8286 | 14792674.8026 | 14792674.8026 | 12077081.6056 | 6326428.6422 | 0 | 37495586.8853 | 70691771.9356 | 10000 | 4.06 | 9235.2667 | 17411.5788 | 188.2734 | 354.9586
1 | 3700 | 707 | 0.035 | 15 | 15 | 7 | 1.3335e-11 | 5spot_SharedNeighbor | CO2 | Porous | Wet | R600a | MinimizeLCOE_Brownfield | IgnoreSilica | 2019 | 76.9339 | 12.1017 | 1.2158 | 4 | 8165.4275 | 14991.6551 | 166.4633 | 305.6252 | 91.802 | 10.9103 | 87.2742 | 3421012.3061 | 0 | 2918775.5414 | 0 | 0 | 0 | 1394330.382 | 3016306.1095 | 7847809.7674 | 5356291.4226 | 23954525.5291 | 961560.8286 | 14792674.8026 | 14792674.8026 | 12077081.6056 | 6326428.6422 | 0 | 39708761.1603 | 72904946.2107 | 13335.2143 | 4.863 | 8165.4275 | 14991.6551 | 166.4633 | 305.6252
1 | 3700 | 707 | 0.035 | 15 | 15 | 7 | 1.7783e-11 | 5spot_SharedNeighbor | CO2 | Porous | Wet | R600a | MinimizeLCOE_Brownfield | IgnoreSilica | 2019 | 87.0996 | 13.7813 | 1.4145 | 4 | 7354.996 | 13222.2299 | 149.9415 | 269.553 | 91.3894 | 10.7665 | 83.5928 | 3716528.3993 | 0 | 3228837.1733 | 0 | 0 | 0 | 1403821.2709 | 3256182.869 | 8471919.8901 | 5782259.4055 | 25859549.0081 | 961560.8286 | 14792674.8026 | 14792674.8026 | 12077081.6056 | 6326428.6422 | 0 | 41613784.6394 | 74809969.6897 | 17782.7941 | 5.6579 | 7354.996 | 13222.2299 | 149.9415 | 269.553
1 | 3700 | 707 | 0.035 | 15 | 15 | 7 | 2.3714e-11 | 5spot_SharedNeighbor | CO2 | Porous | Wet | R600a | MinimizeLCOE_Brownfield | IgnoreSilica | 2019 | 96.2176 | 15.2973 | 1.6 | 4 | 6743.4798 | 11930.4178 | 137.475 | 243.2177 | 90.927 | 10.6195 | 81.102 | 3965390.1615 | 0 | 3501026.9471 | 0 | 0 | 0 | 1381341.002 | 3450625.6631 | 8977820.1548 | 6127546.7314 | 27403750.6598 | 961560.8286 | 14792674.8026 | 14792674.8026 | 12077081.6056 | 6326428.6422 | 0 | 43157986.2911 | 76354171.3414 | 23713.7371 | 6.4 | 6743.4798 | 11930.4178 | 137.475 | 243.2177
1 | 3700 | 707 | 0.035 | 15 | 15 | 7 | 3.1623e-11 | 5spot_SharedNeighbor | CO2 | Porous | Wet | R600a | MinimizeLCOE_Brownfield | IgnoreSilica | 2019 | 104.0593 | 16.6083 | 1.765 | 4 | 6283.2784 | 10985.4179 | 128.0931 | 223.9526 | 90.4615 | 10.4795 | 79.0081 | 4167476.2166 | 0 | 3731164.3467 | 0 | 0 | 0 | 1336793.1566 | 3601819.1508 | 9371194.5957 | 6396032.8703 | 28604480.3368 | 961560.8286 | 14792674.8026 | 14792674.8026 | 12077081.6056 | 6326428.6422 | 0 | 44358715.968 | 77554901.0184 | 31622.7766 | 7.0598 | 6283.2784 | 10985.4179 | 128.0931 | 223.9526
1 | 3700 | 707 | 0.035 | 15 | 15 | 7 | 4.217e-11 | 5spot_SharedNeighbor | CO2 | Porous | Wet | R600a | MinimizeLCOE_Brownfield | IgnoreSilica | 2019 | 110.5218 | 17.6944 | 1.9053 | 4 | 5937.4332 | 10293.1301 | 121.0426 | 209.8394 | 90.0314 | 10.3547 | 100.2013 | 4325811.8886 | 0 | 3918345.9929 | 0 | 0 | 0 | 1279401.1364 | 3714188.017 | 9663555.3355 | 6595575.0827 | 29496877.4532 | 961560.8286 | 14792674.8026 | 14792674.8026 | 12077081.6056 | 6326428.6422 | 0 | 45251113.0845 | 78447298.1348 | 42169.6503 | 7.6213 | 5937.4332 | 10293.1301 | 121.0426 | 209.8394
1 | 3700 | 707 | 0.035 | 15 | 15 | 7 | 5.6234e-11 | 5spot_SharedNeighbor | CO2 | Porous | Wet | R600a | MinimizeLCOE_Brownfield | IgnoreSilica | 2019 | 115.7519 | 18.5767 | 2.0214 | 4 | 5677.6598 | 9783.1568 | 115.7468 | 199.4429 | 89.6526 | 10.2476 | 89.2994 | 4448537.6113 | 0 | 4068322.0066 | 0 | 0 | 0 | 1218903.4155 | 3796947.583 | 9878878.75 | 6742537.7375 | 30154127.1039 | 961560.8286 | 14792674.8026 | 14792674.8026 | 12077081.6056 | 6326428.6422 | 0 | 45908362.7351 | 79104547.7855 | 56234.1325 | 8.0858 | 5677.6598 | 9783.1568 | 115.7468 | 199.4429
1 | 3700 | 707 | 0.035 | 15 | 15 | 7 | 7.4989e-11 | 5spot_SharedNeighbor | CO2 | Porous | Wet | R600a | MinimizeLCOE_Brownfield | IgnoreSilica | 2019 | 119.8593 | 19.2724 | 2.1148 | 4 | 5482.5456 | 9406.8749 | 111.7691 | 191.7719 | 89.3359 | 10.1595 | 85.5027 | 4541513.6401 | 0 | 4185215.9646 | 0 | 0 | 0 | 1160421.4843 | 3855988.9247 | 10032492.21 | 6847382.0804 | 30623014.3042 | 961560.8286 | 14792674.8026 | 14792674.8026 | 12077081.6056 | 6326428.6422 | 0 | 46377249.9354 | 79573434.9858 | 74989.4209 | 8.4591 | 5482.5456 | 9406.8749 | 111.7691 | 191.7719
1 | 3700 | 707 | 0.035 | 15 | 15 | 7 | 1e-10 | 5spot_SharedNeighbor | CO2 | Porous | Wet | R600a | MinimizeLCOE_Brownfield | IgnoreSilica | 2019 | 123.0575 | 19.8156 | 2.1886 | 4 | 5335.9812 | 9127.9611 | 108.7812 | 186.0858 | 89.0774 | 10.0886 | 109.3793 | 4611827.2928 | 0 | 4275722.3876 | 0 | 0 | 0 | 1107958.1806 | 3898248.0657 | 10142441.8265 | 6922424.9529 | 30958622.706 | 961560.8286 | 14792674.8026 | 14792674.8026 | 12077081.6056 | 6326428.6422 | 0 | 46712858.3372 | 79909043.3876 | 100000 | 8.7543 | 5335.9812 | 9127.9611 | 108.7812 | 186.0858
1 | 3700 | 707 | 0.035 | 15 | 15 | 7 | 1.3335e-10 | 5spot_SharedNeighbor | CO2 | Porous | Wet | R600a | MinimizeLCOE_Brownfield | IgnoreSilica | 2019 | 125.5324 | 20.2367 | 2.2463 | 4 | 5225.8778 | 8920.4837 | 106.5366 | 181.8561 | 88.8704 | 10.0323 | 101.3277 | 4664981.9081 | 0 | 4345463.376 | 0 | 0 | 0 | 1063153.6213 | 3928703.5731 | 10221680.8092 | 6976507.1868 | 31200490.4744 | 961560.8286 | 14792674.8026 | 14792674.8026 | 12077081.6056 | 6326428.6422 | 0 | 46954726.1057 | 80150911.156 | 133352.1432 | 8.985 | 5225.8778 | 8920.4837 | 106.5366 | 181.8561
1 | 3700 | 707 | 0.035 | 15 | 15 | 7 | 1.7783e-10 | 5spot_SharedNeighbor | CO2 | Porous | Wet | R600a | MinimizeLCOE_Brownfield | IgnoreSilica | 2019 | 127.4109 | 20.5571 | 2.2907 | 4 | 5143.1667 | 8766.1499 | 104.8504 | 178.7098 | 88.709 | 9.9887 | 84.9944 | 4704590.4911 | 0 | 4398229.7505 | 0 | 0 | 0 | 1025792.994 | 3950159.1619 | 10277503.8502 | 7014607.5593 | 31370883.8071 | 961560.8286 | 14792674.8026 | 14792674.8026 | 12077081.6056 | 6326428.6422 | 0 | 47125119.4383 | 80321304.4887 | 177827.941 | 9.1627 | 5143.1667 | 8766.1499 | 104.8504 | 178.7098
1 | 3700 | 707 | 0.035 | 15 | 15 | 7 | 2.3714e-10 | 5spot_SharedNeighbor | CO2 | Porous | Wet | R600a | MinimizeLCOE_Brownfield | IgnoreSilica | 2019 | 129.3575 | 20.8819 | 2.3296 | 4 | 5080.8045 | 8643.1712 | 103.5791 | 176.2027 | 88.5387 | 9.9429 | 102.1614 | 4745005.6689 | 0 | 4452107.8241 | 0 | 0 | 0 | 1002770.3854 | 3977954.7126 | 10349822.1715 | 7063966.2996 | 31591627.0621 | 961560.8286 | 14792674.8026 | 14792674.8026 | 12077081.6056 | 6326428.6422 | 0 | 47345862.6933 | 80542047.7437 | 237137.3706 | 9.3186 | 5080.8045 | 8643.1712 | 103.5791 | 176.2027
1 | 3700 | 707 | 0.035 | 15 | 15 | 7 | 3.1623e-10 | 5spot_SharedNeighbor | CO2 | Porous | Wet | R600a | MinimizeLCOE_Brownfield | IgnoreSilica | 2019 | 130.4318 | 21.0657 | 2.3555 | 4 | 5033.9474 | 8557.1645 | 102.6238 | 174.4494 | 88.4426 | 9.9173 | 91.6217 | 4766992.1904 | 0 | 4481662.1508 | 0 | 0 | 0 | 978547.0647 | 3988608.5483 | 10377541.2665 | 7082885.1515 | 31676236.3721 | 961560.8286 | 14792674.8026 | 14792674.8026 | 12077081.6056 | 6326428.6422 | 0 | 47430472.0034 | 80626657.0537 | 316227.766 | 9.4221 | 5033.9474 | 8557.1645 | 102.6238 | 174.4494
1 | 3700 | 707 | 0.035 | 15 | 15 | 7 | 4.217e-10 | 5spot_SharedNeighbor | CO2 | Porous | Wet | R600a | MinimizeLCOE_Brownfield | IgnoreSilica | 2019 | 131.2601 | 21.2073 | 2.3753 | 4 | 4998.767 | 8492.6087 | 101.9066 | 173.1333 | 88.3677 | 9.8973 | 101.6263 | 4783802.2366 | 0 | 4504415.7894 | 0 | 0 | 0 | 959816.0867 | 3996733.304 | 10398680.2142 | 7097312.9177 | 31740760.5485 | 961560.8286 | 14792674.8026 | 14792674.8026 | 12077081.6056 | 6326428.6422 | 0 | 47494996.1797 | 80691181.2301 | 421696.5034 | 9.5013 | 4998.767 | 8492.6087 | 101.9066 | 173.1333
1 | 3700 | 707 | 0.035 | 15 | 15 | 7 | 5.6234e-10 | 5spot_SharedNeighbor | CO2 | Porous | Wet | R600a | MinimizeLCOE_Brownfield | IgnoreSilica | 2019 | 131.8861 | 21.3144 | 2.3903 | 4 | 4972.359 | 8444.2771 | 101.3683 | 172.148 | 88.3107 | 9.8821 | 87.9368 | 4796424.9659 | 0 | 4521594.6762 | 0 | 0 | 0 | 945321.9761 | 4002703.2311 | 10414212.7399 | 7107914.1857 | 31788171.7747 | 961560.8286 | 14792674.8026 | 14792674.8026 | 12077081.6056 | 6326428.6422 | 0 | 47542407.406 | 80738592.4563 | 562341.3252 | 9.5613 | 4972.359 | 8444.2771 | 101.3683 | 172.148
1 | 3700 | 707 | 0.035 | 15 | 15 | 7 | 7.4989e-10 | 5spot_SharedNeighbor | CO2 | Porous | Wet | R600a | MinimizeLCOE_Brownfield | IgnoreSilica | 2019 | 132.364 | 21.3961 | 2.4017 | 4 | 4952.5397 | 8408.0002 | 100.9642 | 171.4085 | 88.2669 | 9.8705 | 94.1313 | 4806012.4787 | 0 | 4534696.5348 | 0 | 0 | 0 | 934266.5025 | 4007240.4512 | 10426017.6561 | 7115971.2835 | 31824204.9068 | 961560.8286 | 14792674.8026 | 14792674.8026 | 12077081.6056 | 6326428.6422 | 0 | 47578440.5381 | 80774625.5884 | 749894.2093 | 9.6069 | 4952.5397 | 8408.0002 | 100.9642 | 171.4085
1 | 3700 | 707 | 0.035 | 15 | 15 | 7 | 1e-09 | 5spot_SharedNeighbor | CO2 | Porous | Wet | R600a | MinimizeLCOE_Brownfield | IgnoreSilica | 2019 | 132.7091 | 21.4554 | 2.4102 | 4 | 4937.6674 | 8381.0215 | 100.661 | 170.8585 | 88.2351 | 9.8621 | 104.5847 | 4812909.6462 | 0 | 4544153.2634 | 0 | 0 | 0 | 925629.9052 | 4010250.1978 | 10433848.3993 | 7121315.9267 | 31848107.3387 | 961560.8286 | 14792674.8026 | 14792674.8026 | 12077081.6056 | 6326428.6422 | 0 | 47602342.9699 | 80798528.0203 | 1000000 | 9.6407 | 4937.6674 | 8381.0215 | 100.661 | 170.8585
1 | 3700 | 707 | 0.035 | 15 | 15 | 7 | 1.3335e-09 | 5spot_SharedNeighbor | CO2 | Porous | Wet | R600a | MinimizeLCOE_Brownfield | IgnoreSilica | 2019 | 132.9675 | 21.4997 | 2.4165 | 4 | 4926.5092 | 8360.8202 | 100.4336 | 170.4466 | 88.2112 | 9.8558 | 97.0828 | 4818058.8304 | 0 | 4551229.7834 | 0 | 0 | 0 | 919050.8188 | 4012452.3787 | 10439578.0222 | 7125226.5121 | 31865596.3456 | 961560.8286 | 14792674.8026 | 14792674.8026 | 12077081.6056 | 6326428.6422 | 0 | 47619831.9768 | 80816017.0272 | 1333521.4322 | 9.666 | 4926.5092 | 8360.8202 | 100.4336 | 170.4466
1 | 3700 | 707 | 0.035 | 15 | 15 | 7 | 1.7783e-09 | 5spot_SharedNeighbor | CO2 | Porous | Wet | R600a | MinimizeLCOE_Brownfield | IgnoreSilica | 2019 | 133.165 | 21.5336 | 2.4213 | 4 | 4918.1385 | 8345.6352 | 100.2629 | 170.1371 | 88.1929 | 9.8509 | 109.2724 | 4821985.5077 | 0 | 4556635.2655 | 0 | 0 | 0 | 914109.9517 | 4014164.9827 | 10444033.8665 | 7128267.7173 | 31879197.2914 | 961560.8286 | 14792674.8026 | 14792674.8026 | 12077081.6056 | 6326428.6422 | 0 | 47633432.9227 | 80829617.973 | 1778279.41 | 9.6853 | 4918.1385 | 8345.6352 | 100.2629 | 170.1371
1 | 3700 | 707 | 0.035 | 15 | 15 | 7 | 2.3714e-09 | 5spot_SharedNeighbor | CO2 | Porous | Wet | R600a | MinimizeLCOE_Brownfield | IgnoreSilica | 2019 | 133.3157 | 21.5594 | 2.4249 | 4 | 4911.8594 | 8334.2191 | 100.1349 | 169.9043 | 88.1789 | 9.8472 | 101.933 | 4824979.6992 | 0 | 4560762.3077 | 0 | 0 | 0 | 910408.7062 | 4015498.7781 | 10447504.1285 | 7130636.2424 | 31889789.862 | 961560.8286 | 14792674.8026 | 14792674.8026 | 12077081.6056 | 6326428.6422 | 0 | 47644025.4933 | 80840210.5436 | 2371373.7057 | 9.6998 | 4911.8594 | 8334.2191 | 100.1349 | 169.9043
1 | 3700 | 707 | 0.035 | 15 | 15 | 7 | 3.1623e-09 | 5spot_SharedNeighbor | CO2 | Porous | Wet | R600a | MinimizeLCOE_Brownfield | IgnoreSilica | 2019 | 133.413 | 21.5763 | 2.4275 | 4 | 4907.1496 | 8325.8746 | 100.0389 | 169.7342 | 88.1698 | 9.8448 | 101.6201 | 4826907.0491 | 0 | 4563423.4098 | 0 | 0 | 0 | 907409.6429 | 4016118.6397 | 10449116.8814 | 7131736.9794 | 31894712.6024 | 961560.8286 | 14792674.8026 | 14792674.8026 | 12077081.6056 | 6326428.6422 | 0 | 47648948.2336 | 80845133.284 | 3162277.6602 | 9.7101 | 4907.1496 | 8325.8746 | 100.0389 | 169.7342
1 | 3700 | 707 | 0.035 | 15 | 15 | 7 | 4.217e-09 | 5spot_SharedNeighbor | CO2 | Porous | Wet | R600a | MinimizeLCOE_Brownfield | IgnoreSilica | 2019 | 133.5056 | 21.592 | 2.4296 | 4 | 4903.6172 | 8319.3556 | 99.9669 | 169.6013 | 88.1612 | 9.8425 | 98.7952 | 4828743.0763 | 0 | 4565957.4322 | 0 | 0 | 0 | 905406.2984 | 4017041.6547 | 10451518.3769 | 7133376.0495 | 31902042.888 | 961560.8286 | 14792674.8026 | 14792674.8026 | 12077081.6056 | 6326428.6422 | 0 | 47656278.5192 | 80852463.5696 | 4216965.0343 | 9.7186 | 4903.6172 | 8319.3556 | 99.9669 | 169.6013
1 | 3700 | 707 | 0.035 | 15 | 15 | 7 | 5.6234e-09 | 5spot_SharedNeighbor | CO2 | Porous | Wet | R600a | MinimizeLCOE_Brownfield | IgnoreSilica | 2019 | 133.5593 | 21.6014 | 2.4311 | 4 | 4900.9679 | 8314.6789 | 99.9129 | 169.506 | 88.1562 | 9.8412 | 95.4939 | 4829805.9383 | 0 | 4567427.0041 | 0 | 0 | 0 | 903694.2933 | 4017361.6219 | 10452350.866 | 7133944.2404 | 31904583.9639 | 961560.8286 | 14792674.8026 | 14792674.8026 | 12077081.6056 | 6326428.6422 | 0 | 47658819.5951 | 80855004.6455 | 5623413.2519 | 9.7244 | 4900.9679 | 8314.6789 | 99.9129 | 169.506
1 | 3700 | 707 | 0.035 | 15 | 15 | 7 | 7.4989e-09 | 5spot_SharedNeighbor | CO2 | Porous | Wet | R600a | MinimizeLCOE_Brownfield | IgnoreSilica | 2019 | 133.6176 | 21.6112 | 2.4323 | 4 | 4898.981 | 8310.9313 | 99.8724 | 169.4296 | 88.1507 | 9.8398 | 99.7225 | 4830961.7729 | 0 | 4569023.1292 | 0 | 0 | 0 | 902641.1771 | 4018024.1709 | 10454074.6826 | 7135120.7806 | 31909845.7134 | 961560.8286 | 14792674.8026 | 14792674.8026 | 12077081.6056 | 6326428.6422 | 0 | 47664081.3447 | 80860266.395 | 7498942.0933 | 9.7294 | 4898.981 | 8310.9313 | 99.8724 | 169.4296
1 | 3700 | 707 | 0.035 | 15 | 15 | 7 | 1e-08 | 5spot_SharedNeighbor | CO2 | Porous | Wet | R600a | MinimizeLCOE_Brownfield | IgnoreSilica | 2019 | 133.6519 | 21.6171 | 2.4332 | 4 | 4897.4909 | 8308.2481 | 99.842 | 169.3749 | 88.1475 | 9.8389 | 92.0654 | 4831639.5975 | 0 | 4569960.4711 | 0 | 0 | 0 | 901726.7935 | 4018297.4762 | 10454785.767 | 7135606.1103 | 31912016.2156 | 961560.8286 | 14792674.8026 | 14792674.8026 | 12077081.6056 | 6326428.6422 | 0 | 47666251.8469 | 80862436.8972 | 10000000 | 9.7328 | 4897.4909 | 8308.2481 | 99.842 | 169.3749
1 | 3800 | 707 | 0.035 | 15 | 15 | 7 | 1e-13 | 5spot_SharedNeighbor | CO2 | Porous | Wet | R600a | MinimizeLCOE_Brownfield | IgnoreSilica | 2019 | 1.0109 | 0.010608 | 0.0014965 | 4 | 2843815.3404 | 8551432.465 | 57975.0223 | 174332.5175 | 59.1395 | 9.5039 | 34.8169 | 103882.3035 | 0 | 48450.5384 | 0 | 0 | 0 | 99072.784 | 98048.1941 | 255101.2886 | 174111.8713 | 778666.9798 | 961560.8286 | 15283055.5775 | 15283055.5775 | 12387543.6942 | 6495607.7911 | 0 | 17023283.386 | 51189490.4488 | 100 | 0.0059861 | 2843815.3404 | 8551432.465 | 57975.0223 | 174332.5175
1 | 3800 | 707 | 0.035 | 15 | 15 | 7 | 1.3335e-13 | 5spot_SharedNeighbor | CO2 | Porous | Wet | R600a | MinimizeLCOE_Brownfield | IgnoreSilica | 2019 | 1.5153 | 0.061777 | 0.0046494 | 4 | 936343.1664 | 2773478.2909 | 19088.6219 | 56541.1064 | 67.2382 | 10.1587 | 161.056 | 156931.5389 | 0 | 82841.5514 | 0 | 0 | 0 | 137680.5869 | 147206.9341 | 383002.2462 | 261406.903 | 1169069.7605 | 961560.8286 | 15283055.5775 | 15283055.5775 | 12387543.6942 | 6495607.7911 | 0 | 17413686.1667 | 51579893.2295 | 133.3521 | 0.018598 | 936343.1664 | 2773478.2909 | 19088.6219 | 56541.1064
1 | 3800 | 707 | 0.035 | 15 | 15 | 7 | 1.7783e-13 | 5spot_SharedNeighbor | CO2 | Porous | Wet | R600a | MinimizeLCOE_Brownfield | IgnoreSilica | 2019 | 2.1182 | 0.13619 | 0.0097797 | 4 | 456156.7538 | 1329553.6013 | 9299.3724 | 27104.7485 | 73.244 | 10.5941 | 236.4405 | 216686.4015 | 0 | 122370.4811 | 0 | 0 | 0 | 177424.2305 | 201427.6341 | 524073.3855 | 357690.8542 | 1599672.9869 | 961560.8286 | 15283055.5775 | 15283055.5775 | 12387543.6942 | 6495607.7911 | 0 | 17844289.3931 | 52010496.4559 | 177.8279 | 0.039119 | 456156.7538 | 1329553.6013 | 9299.3724 | 27104.7485
1 | 3800 | 707 | 0.035 | 15 | 15 | 7 | 2.3714e-13 | 5spot_SharedNeighbor | CO2 | Porous | Wet | R600a | MinimizeLCOE_Brownfield | IgnoreSilica | 2019 | 2.8861 | 0.24116 | 0.017429 | 4 | 263220.1659 | 753301.8011 | 5366.0991 | 15357.0761 | 78.0905 | 10.9126 | 48.5338 | 287456.2924 | 0 | 170224.4047 | 0 | 0 | 0 | 222233.4517 | 265166.5181 | 689908.8868 | 470876.9915 | 2105866.5452 | 961560.8286 | 15283055.5775 | 15283055.5775 | 12387543.6942 | 6495607.7911 | 0 | 18350482.9514 | 52516690.0142 | 237.1374 | 0.069715 | 263220.1659 | 753301.8011 | 5366.0991 | 15357.0761
1 | 3800 | 707 | 0.035 | 15 | 15 | 7 | 3.1623e-13 | 5spot_SharedNeighbor | CO2 | Porous | Wet | R600a | MinimizeLCOE_Brownfield | IgnoreSilica | 2019 | 3.8607 | 0.38311 | 0.028308 | 4 | 167272.7042 | 469012.0119 | 3410.0803 | 9561.4442 | 81.9796 | 11.147 | 45.5059 | 370437.1825 | 0 | 227686.8042 | 0 | 0 | 0 | 272266.134 | 339452.1471 | 883184.8554 | 602791.8115 | 2695818.9346 | 961560.8286 | 15283055.5775 | 15283055.5775 | 12387543.6942 | 6495607.7911 | 0 | 18940435.3408 | 53106642.4036 | 316.2278 | 0.11323 | 167272.7042 | 469012.0119 | 3410.0803 | 9561.4442
1 | 3800 | 707 | 0.035 | 15 | 15 | 7 | 4.217e-13 | 5spot_SharedNeighbor | CO2 | Porous | Wet | R600a | MinimizeLCOE_Brownfield | IgnoreSilica | 2019 | 5.0936 | 0.56995 | 0.043329 | 4 | 113234.318 | 310368.5361 | 2308.4347 | 6327.2824 | 85.0846 | 11.3219 | 40.4299 | 467253.9249 | 0 | 296386.177 | 0 | 0 | 0 | 327819.2019 | 425669.1285 | 1107503.7555 | 755894.0701 | 3380526.2579 | 961560.8286 | 15283055.5775 | 15283055.5775 | 12387543.6942 | 6495607.7911 | 0 | 19625142.6641 | 53791349.7269 | 421.6965 | 0.17331 | 113234.318 | 310368.5361 | 2308.4347 | 6327.2824
1 | 3800 | 707 | 0.035 | 15 | 15 | 7 | 5.6234e-13 | 5spot_SharedNeighbor | CO2 | Porous | Wet | R600a | MinimizeLCOE_Brownfield | IgnoreSilica | 2019 | 6.6787 | 0.81571 | 0.063729 | 4 | 80170.3876 | 214198.651 | 1634.3818 | 4366.7292 | 87.5897 | 11.4548 | 49.9323 | 582030.4812 | 0 | 379888.9727 | 0 | 0 | 0 | 391619.2473 | 527880.0935 | 1373435.7201 | 937398.1003 | 4192252.615 | 961560.8286 | 15283055.5775 | 15283055.5775 | 12387543.6942 | 6495607.7911 | 0 | 20436869.0212 | 54603076.084 | 562.3413 | 0.25492 | 80170.3876 | 214198.651 | 1634.3818 | 4366.7292
1 | 3800 | 707 | 0.035 | 15 | 15 | 7 | 7.4989e-13 | 5spot_SharedNeighbor | CO2 | Porous | Wet | R600a | MinimizeLCOE_Brownfield | IgnoreSilica | 2019 | 8.723 | 1.1371 | 0.091125 | 4 | 58720.8119 | 152455.5991 | 1197.1032 | 3108.0136 | 89.5977 | 11.5555 | 53.2758 | 718499.1611 | 0 | 481712.2959 | 0 | 0 | 0 | 465471.5022 | 649616.3541 | 1690168.4986 | 1153574.7298 | 5159042.5416 | 961560.8286 | 15283055.5775 | 15283055.5775 | 12387543.6942 | 6495607.7911 | 0 | 21403658.9478 | 55569866.0106 | 749.8942 | 0.3645 | 58720.8119 | 152455.5991 | 1197.1032 | 3108.0136
1 | 3800 | 707 | 0.035 | 15 | 15 | 7 | 1e-12 | 5spot_SharedNeighbor | CO2 | Porous | Wet | R600a | MinimizeLCOE_Brownfield | IgnoreSilica | 2019 | 11.3197 | 1.5498 | 0.12749 | 4 | 44189.2048 | 111184.5439 | 900.8567 | 2266.6473 | 91.1729 | 11.6297 | 46.8045 | 878491.7992 | 0 | 604131.0003 | 0 | 0 | 0 | 548513.4841 | 792143.1506 | 2060993.9869 | 1406670.7453 | 6290944.1664 | 961560.8286 | 15283055.5775 | 15283055.5775 | 12387543.6942 | 6495607.7911 | 0 | 22535560.5726 | 56701767.6354 | 1000 | 0.50998 | 44189.2048 | 111184.5439 | 900.8567 | 2266.6473
1 | 3800 | 707 | 0.035 | 15 | 15 | 7 | 1.3335e-12 | 5spot_SharedNeighbor | CO2 | Porous | Wet | R600a | MinimizeLCOE_Brownfield | IgnoreSilica | 2019 | 14.6176 | 2.0777 | 0.17541 | 4 | 34012.1784 | 82707.9541 | 693.3843 | 1686.1135 | 92.4025 | 11.6827 | 56.5436 | 1066320.1199 | 0 | 751480.701 | 0 | 0 | 0 | 642185.5618 | 959394.6892 | 2496148.1825 | 1703672.4253 | 7619201.6797 | 961560.8286 | 15283055.5775 | 15283055.5775 | 12387543.6942 | 6495607.7911 | 0 | 23863818.0858 | 58030025.1487 | 1333.5214 | 0.70163 | 34012.1784 | 82707.9541 | 693.3843 | 1686.1135
1 | 3800 | 707 | 0.035 | 15 | 15 | 7 | 1.7783e-12 | 5spot_SharedNeighbor | CO2 | Porous | Wet | R600a | MinimizeLCOE_Brownfield | IgnoreSilica | 2019 | 18.7593 | 2.7445 | 0.2379 | 4 | 26697.5382 | 62602.052 | 544.2654 | 1276.2275 | 93.3446 | 11.7169 | 45.5145 | 1284721.6668 | 0 | 927125.2974 | 0 | 0 | 0 | 745730.7379 | 1153455.3038 | 3001054.0943 | 2048281.0849 | 9160368.1851 | 961560.8286 | 15283055.5775 | 15283055.5775 | 12387543.6942 | 6495607.7911 | 0 | 25404984.5912 | 59571191.654 | 1778.2794 | 0.95159 | 26697.5382 | 62602.052 | 544.2654 | 1276.2275
1 | 3800 | 707 | 0.035 | 15 | 15 | 7 | 2.3714e-12 | 5spot_SharedNeighbor | CO2 | Porous | Wet | R600a | MinimizeLCOE_Brownfield | IgnoreSilica | 2019 | 23.9481 | 3.5837 | 0.3187 | 4 | 21331.3691 | 48132.3999 | 434.8688 | 981.2441 | 94.0536 | 11.7332 | 53.9021 | 1538425.3932 | 0 | 1136332.3522 | 0 | 0 | 0 | 860249.6081 | 1378652.8679 | 3586971.9617 | 2448182.0687 | 10948814.2519 | 961560.8286 | 15283055.5775 | 15283055.5775 | 12387543.6942 | 6495607.7911 | 0 | 27193430.6581 | 61359637.7209 | 2371.3737 | 1.2748 | 21331.3691 | 48132.3999 | 434.8688 | 981.2441
1 | 3800 | 707 | 0.035 | 15 | 15 | 7 | 3.1623e-12 | 5spot_SharedNeighbor | CO2 | Porous | Wet | R600a | MinimizeLCOE_Brownfield | IgnoreSilica | 2019 | 30.3575 | 4.6248 | 0.42178 | 4 | 17330.7847 | 37581.7702 | 353.3115 | 766.1552 | 94.5606 | 11.7304 | 62.5288 | 1829329.3036 | 0 | 1382461.8732 | 0 | 0 | 0 | 983799.7455 | 1636280.4597 | 4257266.1089 | 2905671.5974 | 12994809.0883 | 961560.8286 | 15283055.5775 | 15283055.5775 | 12387543.6942 | 6495607.7911 | 0 | 29239425.4944 | 63405632.5572 | 3162.2777 | 1.6871 | 17330.7847 | 37581.7702 | 353.3115 | 766.1552
1 | 3800 | 707 | 0.035 | 15 | 15 | 7 | 4.217e-12 | 5spot_SharedNeighbor | CO2 | Porous | Wet | R600a | MinimizeLCOE_Brownfield | IgnoreSilica | 2019 | 38.0749 | 5.8849 | 0.55054 | 4 | 14311.8209 | 29826.7515 | 291.7658 | 608.0587 | 94.8841 | 11.7056 | 55.3739 | 2154865.1963 | 0 | 1665405.0912 | 0 | 0 | 0 | 1110602.0925 | 1923040.2282 | 5003356.204 | 3414893.4179 | 15272162.2301 | 961560.8286 | 15283055.5775 | 15283055.5775 | 12387543.6942 | 6495607.7911 | 0 | 31516778.6362 | 65682985.6991 | 4216.965 | 2.2022 | 14311.8209 | 29826.7515 | 291.7658 | 608.0587
1 | 3800 | 707 | 0.035 | 15 | 15 | 7 | 5.6234e-12 | 5spot_SharedNeighbor | CO2 | Porous | Wet | R600a | MinimizeLCOE_Brownfield | IgnoreSilica | 2019 | 47.1346 | 7.3723 | 0.70719 | 4 | 12015.012 | 24093.1761 | 244.9423 | 491.172 | 95.0358 | 11.6544 | 59.1547 | 2510424.511 | 0 | 1983498.3845 | 0 | 0 | 0 | 1234684.1496 | 2234156.7476 | 5812817.5686 | 3967367.4321 | 17742948.7933 | 961560.8286 | 15283055.5775 | 15283055.5775 | 12387543.6942 | 6495607.7911 | 0 | 33987565.1995 | 68153772.2623 | 5623.4133 | 2.8288 | 12015.012 | 24093.1761 | 244.9423 | 491.172
1 | 3800 | 707 | 0.035 | 15 | 15 | 7 | 7.4989e-12 | 5spot_SharedNeighbor | CO2 | Porous | Wet | R600a | MinimizeLCOE_Brownfield | IgnoreSilica | 2019 | 57.5601 | 9.0919 | 0.89244 | 4 | 10253.6467 | 19824.7093 | 209.0345 | 404.1535 | 95.015 | 11.5709 | 81.4112 | 2891087.5576 | 0 | 2329321.7089 | 0 | 0 | 0 | 1352587.7206 | 2563468.825 | 6669620.0428 | 4552152.7262 | 20358238.581 | 961560.8286 | 15283055.5775 | 15283055.5775 | 12387543.6942 | 6495607.7911 | 0 | 36602854.9871 | 70769062.05 | 7498.9421 | 3.5697 | 10253.6467 | 19824.7093 | 209.0345 | 404.1535
1 | 3800 | 707 | 0.035 | 15 | 15 | 7 | 1e-11 | 5spot_SharedNeighbor | CO2 | Porous | Wet | R600a | MinimizeLCOE_Brownfield | IgnoreSilica | 2019 | 68.4445 | 10.9025 | 1.0967 | 4 | 8908.5869 | 16696.8459 | 181.6136 | 340.3878 | 94.8265 | 11.4579 | 63.7557 | 3261056.5547 | 0 | 2675489.4296 | 0 | 0 | 0 | 1436548.1052 | 2875506.6949 | 7481478.5727 | 5106262.8549 | 22836342.2121 | 961560.8286 | 15283055.5775 | 15283055.5775 | 12387543.6942 | 6495607.7911 | 0 | 39080958.6183 | 73247165.6811 | 10000 | 4.3869 | 8908.5869 | 16696.8459 | 181.6136 | 340.3878
1 | 3800 | 707 | 0.035 | 15 | 15 | 7 | 1.3335e-11 | 5spot_SharedNeighbor | CO2 | Porous | Wet | R600a | MinimizeLCOE_Brownfield | IgnoreSilica | 2019 | 79.3071 | 12.7228 | 1.3101 | 4 | 7886.6616 | 14406.3749 | 160.7803 | 293.6934 | 94.4944 | 11.3196 | 67.83 | 3605458.3779 | 0 | 3010106.2827 | 0 | 0 | 0 | 1483549.2865 | 3158654.4393 | 8218170.922 | 5609070.5208 | 25085009.8292 | 961560.8286 | 15283055.5775 | 15283055.5775 | 12387543.6942 | 6495607.7911 | 0 | 41329626.2354 | 75495833.2982 | 13335.2143 | 5.2404 | 7886.6616 | 14406.3749 | 160.7803 | 293.6934
1 | 3800 | 707 | 0.035 | 15 | 15 | 7 | 1.7783e-11 | 5spot_SharedNeighbor | CO2 | Porous | Wet | R600a | MinimizeLCOE_Brownfield | IgnoreSilica | 2019 | 89.5692 | 14.454 | 1.5202 | 4 | 7113.6507 | 12732.5224 | 145.0214 | 259.5697 | 94.0599 | 11.1659 | 83.5886 | 3909705.7148 | 0 | 3317870.7781 | 0 | 0 | 0 | 1493300.9497 | 3401142.2026 | 8849074.341 | 6039675.068 | 27010769.0543 | 961560.8286 | 15283055.5775 | 15283055.5775 | 12387543.6942 | 6495607.7911 | 0 | 43255385.4605 | 77421592.5233 | 17782.7941 | 6.0806 | 7113.6507 | 12732.5224 | 145.0214 | 259.5697
1 | 3800 | 707 | 0.035 | 15 | 15 | 7 | 2.3714e-11 | 5spot_SharedNeighbor | CO2 | Porous | Wet | R600a | MinimizeLCOE_Brownfield | IgnoreSilica | 2019 | 98.7191 | 16.0076 | 1.715 | 4 | 6531.0885 | 11511.4655 | 133.1451 | 234.6768 | 93.5784 | 11.0103 | 97.8202 | 4164425.2882 | 0 | 3586354.5807 | 0 | 0 | 0 | 1470204.3425 | 3596183.8425 | 9356532.6794 | 6386025.8112 | 28559726.5444 | 961560.8286 | 15283055.5775 | 15283055.5775 | 12387543.6942 | 6495607.7911 | 0 | 44804342.9506 | 78970550.0134 | 23713.7371 | 6.8602 | 6531.0885 | 11511.4655 | 133.1451 | 234.6768
1 | 3800 | 707 | 0.035 | 15 | 15 | 7 | 3.1623e-11 | 5spot_SharedNeighbor | CO2 | Porous | Wet | R600a | MinimizeLCOE_Brownfield | IgnoreSilica | 2019 | 106.5413 | 17.3433 | 1.8873 | 4 | 6093.1091 | 10618.8046 | 124.2163 | 216.4787 | 93.0986 | 10.8633 | 94.5792 | 4370099.9305 | 0 | 3811945.6285 | 0 | 0 | 0 | 1424722.2109 | 3746639.4303 | 9747987.2561 | 6653201.6034 | 29754596.0598 | 961560.8286 | 15283055.5775 | 15283055.5775 | 12387543.6942 | 6495607.7911 | 0 | 45999212.4659 | 80165419.5287 | 31622.7766 | 7.5494 | 6093.1091 | 10618.8046 | 124.2163 | 216.4787
1 | 3800 | 707 | 0.035 | 15 | 15 | 7 | 4.217e-11 | 5spot_SharedNeighbor | CO2 | Porous | Wet | R600a | MinimizeLCOE_Brownfield | IgnoreSilica | 2019 | 112.9728 | 18.4474 | 2.0334 | 4 | 5764.223 | 9964.7545 | 117.5115 | 203.145 | 92.6574 | 10.733 | 88.1145 | 4530940.082 | 0 | 3994950.8308 | 0 | 0 | 0 | 1366846.4645 | 3858167.5771 | 10038160.6167 | 6851250.8845 | 30640316.4556 | 961560.8286 | 15283055.5775 | 15283055.5775 | 12387543.6942 | 6495607.7911 | 0 | 46884932.8617 | 81051139.9245 | 42169.6503 | 8.1338 | 5764.223 | 9964.7545 | 117.5115 | 203.145
1 | 3800 | 707 | 0.035 | 15 | 15 | 7 | 5.6234e-11 | 5spot_SharedNeighbor | CO2 | Porous | Wet | R600a | MinimizeLCOE_Brownfield | IgnoreSilica | 2019 | 118.164 | 19.342 | 2.1539 | 4 | 5517.3493 | 9482.9707 | 112.4786 | 193.3232 | 92.2708 | 10.6215 | 98.5528 | 4655329.9405 | 0 | 4141145.3102 | 0 | 0 | 0 | 1306235.5671 | 3940057.219 | 10251220.6669 | 6996668.7466 | 31290657.4503 | 961560.8286 | 15283055.5775 | 15283055.5775 | 12387543.6942 | 6495607.7911 | 0 | 47535273.8565 | 81701480.9193 | 56234.1325 | 8.6156 | 5517.3493 | 9482.9707 | 112.4786 | 193.3232
1 | 3800 | 707 | 0.035 | 15 | 15 | 7 | 7.4989e-11 | 5spot_SharedNeighbor | CO2 | Porous | Wet | R600a | MinimizeLCOE_Brownfield | IgnoreSilica | 2019 | 122.2493 | 20.0486 | 2.2506 | 4 | 5332.0297 | 9127.2121 | 108.7006 | 186.0706 | 91.9472 | 10.5299 | 94.0766 | 4749798.3594 | 0 | 4255293.7078 | 0 | 0 | 0 | 1248214.0295 | 3998789.3778 | 10404029.6965 | 7100964.0493 | 31757089.2203 | 961560.8286 | 15283055.5775 | 15283055.5775 | 12387543.6942 | 6495607.7911 | 0 | 48001705.6265 | 82167912.6893 | 74989.4209 | 9.0025 | 5332.0297 | 9127.2121 | 108.7006 | 186.0706
1 | 3800 | 707 | 0.035 | 15 | 15 | 7 | 1e-10 | 5spot_SharedNeighbor | CO2 | Porous | Wet | R600a | MinimizeLCOE_Brownfield | IgnoreSilica | 2019 | 125.4204 | 20.5988 | 2.3269 | 4 | 5192.8947 | 8863.6181 | 105.8642 | 180.6968 | 91.6843 | 10.4564 | 102.4478 | 4821035.8956 | 0 | 4343369.3119 | 0 | 0 | 0 | 1196255.1005 | 4040657.5201 | 10512962.0145 | 7175312.5947 | 32089592.4372 | 961560.8286 | 15283055.5775 | 15283055.5775 | 12387543.6942 | 6495607.7911 | 0 | 48334208.8434 | 82500415.9062 | 100000 | 9.3078 | 5192.8947 | 8863.6181 | 105.8642 | 180.6968
1 | 3800 | 707 | 0.035 | 15 | 15 | 7 | 1.3335e-10 | 5spot_SharedNeighbor | CO2 | Porous | Wet | R600a | MinimizeLCOE_Brownfield | IgnoreSilica | 2019 | 127.8714 | 21.0248 | 2.3865 | 4 | 5088.422 | 8667.5554 | 103.7344 | 176.6998 | 91.474 | 10.3981 | 88.6301 | 4874841.8333 | 0 | 4411140.8927 | 0 | 0 | 0 | 1152030.4378 | 4070825.1339 | 10591451.9573 | 7228883.5934 | 32329173.8484 | 961560.8286 | 15283055.5775 | 15283055.5775 | 12387543.6942 | 6495607.7911 | 0 | 48573790.2545 | 82739997.3174 | 133352.1432 | 9.5459 | 5088.422 | 8667.5554 | 103.7344 | 176.6998
1 | 3800 | 707 | 0.035 | 15 | 15 | 7 | 1.7783e-10 | 5spot_SharedNeighbor | CO2 | Porous | Wet | R600a | MinimizeLCOE_Brownfield | IgnoreSilica | 2019 | 129.7324 | 21.349 | 2.4323 | 4 | 5009.9745 | 8521.6905 | 102.1351 | 173.7262 | 91.3102 | 10.353 | 95.9977 | 4914960.9023 | 0 | 4462427.1012 | 0 | 0 | 0 | 1115280.5142 | 4092140.7219 | 10646910.7449 | 7266735.3555 | 32498455.34 | 961560.8286 | 15283055.5775 | 15283055.5775 | 12387543.6942 | 6495607.7911 | 0 | 48743071.7462 | 82909278.809 | 177827.941 | 9.7292 | 5009.9745 | 8521.6905 | 102.1351 | 173.7262
1 | 3800 | 707 | 0.035 | 15 | 15 | 7 | 2.3714e-10 | 5spot_SharedNeighbor | CO2 | Porous | Wet | R600a | MinimizeLCOE_Brownfield | IgnoreSilica | 2019 | 131.148 | 21.596 | 2.4674 | 4 | 4951.073 | 8412.8433 | 100.9343 | 171.5072 | 91.1831 | 10.3183 | 100.3323 | 4945050.4149 | 0 | 4501339.1534 | 0 | 0 | 0 | 1085643.6477 | 4107492.9543 | 10686854.1043 | 7293997.5191 | 32620377.7938 | 961560.8286 | 15283055.5775 | 15283055.5775 | 12387543.6942 | 6495607.7911 | 0 | 48864994.1999 | 83031201.2628 | 237137.3706 | 9.8696 | 4951.073 | 8412.8433 | 100.9343 | 171.5072
1 | 3800 | 707 | 0.035 | 15 | 15 | 7 | 3.1623e-10 | 5spot_SharedNeighbor | CO2 | Porous | Wet | R600a | MinimizeLCOE_Brownfield | IgnoreSilica | 2019 | 132.2151 | 21.7824 | 2.4941 | 4 | 4906.8531 | 8331.5934 | 100.0328 | 169.8508 | 91.086 | 10.2918 | 90.5275 | 4967485.9048 | 0 | 4530614.4045 | 0 | 0 | 0 | 1062087.3639 | 4118473.1925 | 10715422.4319 | 7313495.9897 | 32707579.2873 | 961560.8286 | 15283055.5775 | 15283055.5775 | 12387543.6942 | 6495607.7911 | 0 | 48952195.6934 | 83118402.7562 | 316227.766 | 9.9763 | 4906.8531 | 8331.5934 | 100.0328 | 169.8508
1 | 3800 | 707 | 0.035 | 15 | 15 | 7 | 4.217e-10 | 5spot_SharedNeighbor | CO2 | Porous | Wet | R600a | MinimizeLCOE_Brownfield | IgnoreSilica | 2019 | 133.0381 | 21.9261 | 2.5145 | 4 | 4873.6606 | 8270.6057 | 99.3562 | 168.6075 | 91.0103 | 10.2712 | 108.8585 | 4984647.613 | 0 | 4553161.7906 | 0 | 0 | 0 | 1043913.4251 | 4126871.9032 | 10737274.1542 | 7328410.2392 | 32774279.1253 | 961560.8286 | 15283055.5775 | 15283055.5775 | 12387543.6942 | 6495607.7911 | 0 | 49018895.5314 | 83185102.5942 | 421696.5034 | 10.0579 | 4873.6606 | 8270.6057 | 99.3562 | 168.6075
1 | 3800 | 707 | 0.035 | 15 | 15 | 7 | 5.6234e-10 | 5spot_SharedNeighbor | CO2 | Porous | Wet | R600a | MinimizeLCOE_Brownfield | IgnoreSilica | 2019 | 133.6325 | 22.0303 | 2.5297 | 4 | 4848.7496 | 8225.3125 | 98.8483 | 167.6841 | 90.9551 | 10.2562 | 91.0823 | 4996961.5013 | 0 | 4569428.4722 | 0 | 0 | 0 | 1029484.5345 | 4132391.0581 | 10751633.8632 | 7338211.0356 | 32818110.4648 | 961560.8286 | 15283055.5775 | 15283055.5775 | 12387543.6942 | 6495607.7911 | 0 | 49062726.871 | 83228933.9338 | 562341.3252 | 10.1186 | 4848.7496 | 8225.3125 | 98.8483 | 167.6841
1 | 3800 | 707 | 0.035 | 15 | 15 | 7 | 7.4989e-10 | 5spot_SharedNeighbor | CO2 | Porous | Wet | R600a | MinimizeLCOE_Brownfield | IgnoreSilica | 2019 | 134.0929 | 22.1108 | 2.5412 | 4 | 4830.0567 | 8191.2275 | 98.4672 | 166.9893 | 90.9121 | 10.2446 | 95.5359 | 5006456.7202 | 0 | 4582019.7887 | 0 | 0 | 0 | 1018589.9507 | 4136755.9193 | 10762990.3366 | 7345962.0621 | 32852774.7776 | 961560.8286 | 15283055.5775 | 15283055.5775 | 12387543.6942 | 6495607.7911 | 0 | 49097391.1838 | 83263598.2466 | 749894.2093 | 10.165 | 4830.0567 | 8191.2275 | 98.4672 | 166.9893
1 | 3800 | 707 | 0.035 | 15 | 15 | 7 | 1e-09 | 5spot_SharedNeighbor | CO2 | Porous | Wet | R600a | MinimizeLCOE_Brownfield | IgnoreSilica | 2019 | 134.4413 | 22.1718 | 2.55 | 4 | 4816.0317 | 8165.6694 | 98.1813 | 166.4682 | 90.8795 | 10.2358 | 98.865 | 5013615.0758 | 0 | 4591541.0416 | 0 | 0 | 0 | 1010302.0782 | 4140028.6963 | 10771505.431 | 7351773.789 | 32878766.1117 | 961560.8286 | 15283055.5775 | 15283055.5775 | 12387543.6942 | 6495607.7911 | 0 | 49123382.5179 | 83289589.5807 | 1000000 | 10.2 | 4816.0317 | 8165.6694 | 98.1813 | 166.4682
1 | 3800 | 707 | 0.035 | 15 | 15 | 7 | 1.3335e-09 | 5spot_SharedNeighbor | CO2 | Porous | Wet | R600a | MinimizeLCOE_Brownfield | IgnoreSilica | 2019 | 134.6971 | 22.2166 | 2.5565 | 4 | 4805.5101 | 8146.5983 | 97.9668 | 166.0794 | 90.8554 | 10.2293 | 104.6831 | 5018855.6093 | 0 | 4598528.187 | 0 | 0 | 0 | 1003921.0482 | 4142308.8894 | 10777438.0257 | 7355822.9068 | 32896874.6663 | 961560.8286 | 15283055.5775 | 15283055.5775 | 12387543.6942 | 6495607.7911 | 0 | 49141491.0725 | 83307698.1353 | 1333521.4322 | 10.2261 | 4805.5101 | 8146.5983 | 97.9668 | 166.0794
1 | 3800 | 707 | 0.035 | 15 | 15 | 7 | 1.7783e-09 | 5spot_SharedNeighbor | CO2 | Porous | Wet | R600a | MinimizeLCOE_Brownfield | IgnoreSilica | 2019 | 134.9017 | 22.2523 | 2.5615 | 4 | 4797.6175 | 8132.144 | 97.8059 | 165.7848 | 90.8361 | 10.224 | 102.7149 | 5023041.3642 | 0 | 4604117.197 | 0 | 0 | 0 | 999257.8227 | 4144302.3897 | 10782624.7047 | 7359362.9218 | 32912706.4001 | 961560.8286 | 15283055.5775 | 15283055.5775 | 12387543.6942 | 6495607.7911 | 0 | 49157322.8062 | 83323529.869 | 1778279.41 | 10.2462 | 4797.6175 | 8132.144 | 97.8059 | 165.7848
1 | 3800 | 707 | 0.035 | 15 | 15 | 7 | 2.3714e-09 | 5spot_SharedNeighbor | CO2 | Porous | Wet | R600a | MinimizeLCOE_Brownfield | IgnoreSilica | 2019 | 135.0527 | 22.2787 | 2.5653 | 4 | 4791.6975 | 8121.3452 | 97.6852 | 165.5646 | 90.8219 | 10.2202 | 107.1225 | 5026123.3441 | 0 | 4608238.3212 | 0 | 0 | 0 | 995696.7543 | 4145722.7837 | 10786320.2784 | 7361885.2267 | 32923986.7084 | 961560.8286 | 15283055.5775 | 15283055.5775 | 12387543.6942 | 6495607.7911 | 0 | 49168603.1145 | 83334810.1774 | 2371373.7057 | 10.2612 | 4791.6975 | 8121.3452 | 97.6852 | 165.5646
1 | 3800 | 707 | 0.035 | 15 | 15 | 7 | 3.1623e-09 | 5spot_SharedNeighbor | CO2 | Porous | Wet | R600a | MinimizeLCOE_Brownfield | IgnoreSilica | 2019 | 135.1575 | 22.2971 | 2.568 | 4 | 4787.2572 | 8113.359 | 97.5947 | 165.4018 | 90.8119 | 10.2175 | 107.9829 | 5028260.2407 | 0 | 4611099.5707 | 0 | 0 | 0 | 992896.7985 | 4146580.0778 | 10788550.782 | 7363407.5912 | 32930795.0609 | 961560.8286 | 15283055.5775 | 15283055.5775 | 12387543.6942 | 6495607.7911 | 0 | 49175411.467 | 83341618.5298 | 3162277.6602 | 10.2721 | 4787.2572 | 8113.359 | 97.5947 | 165.4018
1 | 3800 | 707 | 0.035 | 15 | 15 | 7 | 4.217e-09 | 5spot_SharedNeighbor | CO2 | Porous | Wet | R600a | MinimizeLCOE_Brownfield | IgnoreSilica | 2019 | 135.2307 | 22.3101 | 2.57 | 4 | 4783.9271 | 8107.442 | 97.5268 | 165.2812 | 90.805 | 10.2156 | 103.8356 | 5029749.8897 | 0 | 4613096.2841 | 0 | 0 | 0 | 990714.7189 | 4147088.7482 | 10789874.2379 | 7364310.8771 | 32934834.7558 | 961560.8286 | 15283055.5775 | 15283055.5775 | 12387543.6942 | 6495607.7911 | 0 | 49179451.162 | 83345658.2248 | 4216965.0343 | 10.2801 | 4783.9271 | 8107.442 | 97.5268 | 165.2812
1 | 3800 | 707 | 0.035 | 15 | 15 | 7 | 5.6234e-09 | 5spot_SharedNeighbor | CO2 | Porous | Wet | R600a | MinimizeLCOE_Brownfield | IgnoreSilica | 2019 | 135.3085 | 22.3235 | 2.5718 | 4 | 4781.4295 | 8102.7127 | 97.4759 | 165.1848 | 90.7976 | 10.2137 | 111.8877 | 5031335.213 | 0 | 4615219.1348 | 0 | 0 | 0 | 989380.7807 | 4148014.7001 | 10792283.3749 | 7365955.1626 | 32942188.3661 | 961560.8286 | 15283055.5775 | 15283055.5775 | 12387543.6942 | 6495607.7911 | 0 | 49186804.7723 | 83353011.8351 | 5623413.2519 | 10.2871 | 4781.4295 | 8102.7127 | 97.4759 | 165.1848
1 | 3800 | 707 | 0.035 | 15 | 15 | 7 | 7.4989e-09 | 5spot_SharedNeighbor | CO2 | Porous | Wet | R600a | MinimizeLCOE_Brownfield | IgnoreSilica | 2019 | 135.3427 | 22.3297 | 2.5728 | 4 | 4779.5564 | 8099.4749 | 97.4377 | 165.1188 | 90.7944 | 10.2128 | 105.3326 | 5032031.3008 | 0 | 4616154.1226 | 0 | 0 | 0 | 988054.5977 | 4148133.6082 | 10792592.7494 | 7366166.3171 | 32943132.6957 | 961560.8286 | 15283055.5775 | 15283055.5775 | 12387543.6942 | 6495607.7911 | 0 | 49187749.1019 | 83353956.1647 | 7498942.0933 | 10.2913 | 4779.5564 | 8099.4749 | 97.4377 | 165.1188
1 | 3800 | 707 | 0.035 | 15 | 15 | 7 | 1e-08 | 5spot_SharedNeighbor | CO2 | Porous | Wet | R600a | MinimizeLCOE_Brownfield | IgnoreSilica | 2019 | 135.3887 | 22.3376 | 2.5738 | 4 | 4778.1518 | 8096.7884 | 97.4091 | 165.064 | 90.79 | 10.2116 | 95.7302 | 5032967.1432 | 0 | 4617407.9759 | 0 | 0 | 0 | 987329.8907 | 4148704.9538 | 10794079.2735 | 7367180.9003 | 32947670.1374 | 961560.8286 | 15283055.5775 | 15283055.5775 | 12387543.6942 | 6495607.7911 | 0 | 49192286.5436 | 83358493.6064 | 10000000 | 10.2953 | 4778.1518 | 8096.7884 | 97.4091 | 165.064
1 | 3900 | 707 | 0.035 | 15 | 15 | 7 | 1e-13 | 5spot_SharedNeighbor | CO2 | Porous | Wet | R600a | MinimizeLCOE_Brownfield | IgnoreSilica | 2019 | 1.0498 | 0.011454 | 0.0015931 | 4 | 2756324.4649 | 8272335.3857 | 56191.4024 | 168642.746 | 60.4537 | 9.8968 | 39.0362 | 109859.5585 | 0 | 50722.9626 | 0 | 0 | 0 | 105275.9047 | 103684.7861 | 269766.5447 | 184121.2099 | 823430.9664 | 961560.8286 | 15779296.4433 | 15779296.4433 | 12703572.8692 | 6667130.9763 | 0 | 17564288.2383 | 52714288.5271 | 100 | 0.0063724 | 2756324.4649 | 8272335.3857 | 56191.4024 | 168642.746
1 | 3900 | 707 | 0.035 | 15 | 15 | 7 | 1.3335e-13 | 5spot_SharedNeighbor | CO2 | Porous | Wet | R600a | MinimizeLCOE_Brownfield | IgnoreSilica | 2019 | 1.5736 | 0.065309 | 0.0050129 | 4 | 896496.7077 | 2649465.6182 | 18276.298 | 54012.9403 | 68.8542 | 10.5695 | 169.2833 | 165969.8417 | 0 | 86637.487 | 0 | 0 | 0 | 146269.432 | 155561.9367 | 404740.2491 | 276243.5366 | 1235422.483 | 961560.8286 | 15779296.4433 | 15779296.4433 | 12703572.8692 | 6667130.9763 | 0 | 17976279.755 | 53126280.0438 | 133.3521 | 0.020052 | 896496.7077 | 2649465.6182 | 18276.298 | 54012.9403
1 | 3900 | 707 | 0.035 | 15 | 15 | 7 | 1.7783e-13 | 5spot_SharedNeighbor | CO2 | Porous | Wet | R600a | MinimizeLCOE_Brownfield | IgnoreSilica | 2019 | 2.196 | 0.14342 | 0.010579 | 4 | 435467.7812 | 1266108.5431 | 8877.5997 | 25811.3352 | 75.0706 | 11.0145 | 246.4322 | 228829.5417 | 0 | 127678.201 | 0 | 0 | 0 | 188076.3216 | 212387.7851 | 552589.4501 | 377153.6543 | 1686714.9539 | 961560.8286 | 15779296.4433 | 15779296.4433 | 12703572.8692 | 6667130.9763 | 0 | 18427572.2258 | 53577572.5146 | 177.8279 | 0.042317 | 435467.7812 | 1266108.5431 | 8877.5997 | 25811.3352
1 | 3900 | 707 | 0.035 | 15 | 15 | 7 | 2.3714e-13 | 5spot_SharedNeighbor | CO2 | Porous | Wet | R600a | MinimizeLCOE_Brownfield | IgnoreSilica | 2019 | 2.9982 | 0.25476 | 0.018887 | 4 | 251039.6985 | 716301.0953 | 5117.7838 | 14602.7667 | 80.1523 | 11.3438 | 48.4575 | 304189.7768 | 0 | 177960.182 | 0 | 0 | 0 | 236203.5898 | 280157.884 | 728913.3458 | 497498.3362 | 2224923.1147 | 961560.8286 | 15779296.4433 | 15779296.4433 | 12703572.8692 | 6667130.9763 | 0 | 18965780.3866 | 54115780.6754 | 237.1374 | 0.075549 | 251039.6985 | 716301.0953 | 5117.7838 | 14602.7667
1 | 3900 | 707 | 0.035 | 15 | 15 | 7 | 3.1623e-13 | 5spot_SharedNeighbor | CO2 | Porous | Wet | R600a | MinimizeLCOE_Brownfield | IgnoreSilica | 2019 | 4.0117 | 0.40495 | 0.030699 | 4 | 159527.6623 | 445771.6473 | 3252.1872 | 9087.658 | 84.2077 | 11.5851 | 55.2555 | 392158.1524 | 0 | 238054.315 | 0 | 0 | 0 | 289542.8618 | 358704.5784 | 933275.7325 | 636979.8644 | 2848715.5045 | 961560.8286 | 15779296.4433 | 15779296.4433 | 12703572.8692 | 6667130.9763 | 0 | 19589572.7764 | 54739573.0652 | 316.2278 | 0.1228 | 159527.6623 | 445771.6473 | 3252.1872 | 9087.658
1 | 3900 | 707 | 0.035 | 15 | 15 | 7 | 4.217e-13 | 5spot_SharedNeighbor | CO2 | Porous | Wet | R600a | MinimizeLCOE_Brownfield | IgnoreSilica | 2019 | 5.3 | 0.60363 | 0.047026 | 4 | 108013.878 | 294880.241 | 2202.009 | 6011.5326 | 87.4556 | 11.7646 | 63.1371 | 495275.2028 | 0 | 310251.1069 | 0 | 0 | 0 | 349305.1834 | 450384.2823 | 1171807.5161 | 799782.708 | 3576805.9996 | 961560.8286 | 15779296.4433 | 15779296.4433 | 12703572.8692 | 6667130.9763 | 0 | 20317663.2715 | 55467663.5603 | 421.6965 | 0.1881 | 108013.878 | 294880.241 | 2202.009 | 6011.5326
1 | 3900 | 707 | 0.035 | 15 | 15 | 7 | 5.6234e-13 | 5spot_SharedNeighbor | CO2 | Porous | Wet | R600a | MinimizeLCOE_Brownfield | IgnoreSilica | 2019 | 6.9493 | 0.86412 | 0.069187 | 4 | 76517.9334 | 203529.6416 | 1559.9216 | 4149.227 | 90.0619 | 11.9006 | 58.4931 | 616988.7984 | 0 | 397609.6947 | 0 | 0 | 0 | 417375.1859 | 558469.7348 | 1453023.692 | 991718.5264 | 4435185.6322 | 961560.8286 | 15779296.4433 | 15779296.4433 | 12703572.8692 | 6667130.9763 | 0 | 21176042.9041 | 56326043.1929 | 562.3413 | 0.27675 | 76517.9334 | 203529.6416 | 1559.9216 | 4149.227
1 | 3900 | 707 | 0.035 | 15 | 15 | 7 | 7.4989e-13 | 5spot_SharedNeighbor | CO2 | Porous | Wet | R600a | MinimizeLCOE_Brownfield | IgnoreSilica | 2019 | 9.054 | 1.2017 | 0.098885 | 4 | 56088.5807 | 144954.1498 | 1143.4416 | 2955.0864 | 92.1334 | 12.0027 | 55.8664 | 760254.0242 | 0 | 503046.0074 | 0 | 0 | 0 | 494544.8187 | 685559.4916 | 1783685.1696 | 1217401.7793 | 5444491.2908 | 961560.8286 | 15779296.4433 | 15779296.4433 | 12703572.8692 | 6667130.9763 | 0 | 22185348.5627 | 57335348.8515 | 749.8942 | 0.39554 | 56088.5807 | 144954.1498 | 1143.4416 | 2955.0864
1 | 3900 | 707 | 0.035 | 15 | 15 | 7 | 1e-12 | 5spot_SharedNeighbor | CO2 | Porous | Wet | R600a | MinimizeLCOE_Brownfield | IgnoreSilica | 2019 | 11.7607 | 1.6399 | 0.13839 | 4 | 42247.0762 | 105746.2022 | 861.2638 | 2155.7794 | 93.7805 | 12.0788 | 48.5151 | 930351.8857 | 0 | 631408.0851 | 0 | 0 | 0 | 583705.6281 | 836731.5836 | 2177003.9433 | 1485849.9242 | 6645051.05 | 961560.8286 | 15779296.4433 | 15779296.4433 | 12703572.8692 | 6667130.9763 | 0 | 23385908.322 | 58535908.6108 | 1000 | 0.55355 | 42247.0762 | 105746.2022 | 861.2638 | 2155.7794
1 | 3900 | 707 | 0.035 | 15 | 15 | 7 | 1.3335e-12 | 5spot_SharedNeighbor | CO2 | Porous | Wet | R600a | MinimizeLCOE_Brownfield | IgnoreSilica | 2019 | 15.1707 | 2.1965 | 0.19032 | 4 | 32551.2569 | 78723.7694 | 663.6014 | 1604.8905 | 95.0556 | 12.1323 | 59.6459 | 1128450.2168 | 0 | 784674.6047 | 0 | 0 | 0 | 682599.1806 | 1012332.3608 | 2633881.1449 | 1797678.0023 | 8039615.5101 | 961560.8286 | 15779296.4433 | 15779296.4433 | 12703572.8692 | 6667130.9763 | 0 | 24780472.782 | 59930473.0708 | 1333.5214 | 0.76128 | 32551.2569 | 78723.7694 | 663.6014 | 1604.8905
1 | 3900 | 707 | 0.035 | 15 | 15 | 7 | 1.7783e-12 | 5spot_SharedNeighbor | CO2 | Porous | Wet | R600a | MinimizeLCOE_Brownfield | IgnoreSilica | 2019 | 19.4755 | 2.9029 | 0.2581 | 4 | 25580.2906 | 59626.6147 | 521.4888 | 1215.5692 | 96.0377 | 12.1665 | 55.9085 | 1360023.9344 | 0 | 968346.5774 | 0 | 0 | 0 | 793319.9451 | 1217459.2782 | 3167579.3067 | 2161937.964 | 9668667.0058 | 961560.8286 | 15779296.4433 | 15779296.4433 | 12703572.8692 | 6667130.9763 | 0 | 26409524.2778 | 61559524.5666 | 1778.2794 | 1.0324 | 25580.2906 | 59626.6147 | 521.4888 | 1215.5692
1 | 3900 | 707 | 0.035 | 15 | 15 | 7 | 2.3714e-12 | 5spot_SharedNeighbor | CO2 | Porous | Wet | R600a | MinimizeLCOE_Brownfield | IgnoreSilica | 2019 | 24.8345 | 3.7869 | 0.34554 | 4 | 20464.3754 | 45895.4839 | 417.194 | 935.6415 | 96.7718 | 12.1818 | 59.6717 | 1627348.5004 | 0 | 1185755.5649 | 0 | 0 | 0 | 914164.4547 | 1453634.7228 | 3782059.3672 | 2581333.2317 | 11544295.8417 | 961560.8286 | 15779296.4433 | 15779296.4433 | 12703572.8692 | 6667130.9763 | 0 | 28285153.1137 | 63435153.4025 | 2371.3737 | 1.3822 | 20464.3754 | 45895.4839 | 417.194 | 935.6415
1 | 3900 | 707 | 0.035 | 15 | 15 | 7 | 3.1623e-12 | 5spot_SharedNeighbor | CO2 | Porous | Wet | R600a | MinimizeLCOE_Brownfield | IgnoreSilica | 2019 | 31.5903 | 4.9043 | 0.45794 | 4 | 16633.6919 | 35822.796 | 339.1003 | 730.2962 | 97.3045 | 12.1765 | 57.7163 | 1940007.2869 | 0 | 1441370.9433 | 0 | 0 | 0 | 1051006.2431 | 1728629.9446 | 4497540.525 | 3069663.8236 | 13728218.7665 | 961560.8286 | 15779296.4433 | 15779296.4433 | 12703572.8692 | 6667130.9763 | 0 | 30469076.0384 | 65619076.3272 | 3162.2777 | 1.8318 | 16633.6919 | 35822.796 | 339.1003 | 730.2962
1 | 3900 | 707 | 0.035 | 15 | 15 | 7 | 4.217e-12 | 5spot_SharedNeighbor | CO2 | Porous | Wet | R600a | MinimizeLCOE_Brownfield | IgnoreSilica | 2019 | 39.5876 | 6.2359 | 0.59755 | 4 | 13737.4925 | 28443.4441 | 280.0574 | 579.8581 | 97.6344 | 12.1472 | 59.7464 | 2283781.1198 | 0 | 1726551.3139 | 0 | 0 | 0 | 1185994.7175 | 2026567.589 | 5272713.1604 | 3598735.0754 | 16094342.976 | 961560.8286 | 15779296.4433 | 15779296.4433 | 12703572.8692 | 6667130.9763 | 0 | 32835200.2479 | 67985200.5368 | 4216.965 | 2.3902 | 13737.4925 | 28443.4441 | 280.0574 | 579.8581
1 | 3900 | 707 | 0.035 | 15 | 15 | 7 | 5.6234e-12 | 5spot_SharedNeighbor | CO2 | Porous | Wet | R600a | MinimizeLCOE_Brownfield | IgnoreSilica | 2019 | 48.9413 | 7.8024 | 0.76687 | 4 | 11537.0379 | 22995.9259 | 235.1981 | 468.8031 | 97.7835 | 12.0897 | 82.3325 | 2657856.3779 | 0 | 2045843.5357 | 0 | 0 | 0 | 1317397.8061 | 2348228.1107 | 6109607.8562 | 4169932.9017 | 18648866.5883 | 961560.8286 | 15779296.4433 | 15779296.4433 | 12703572.8692 | 6667130.9763 | 0 | 35389723.8603 | 70539724.1491 | 5623.4133 | 3.0675 | 11537.0379 | 22995.9259 | 235.1981 | 468.8031
1 | 3900 | 707 | 0.035 | 15 | 15 | 7 | 7.4989e-12 | 5spot_SharedNeighbor | CO2 | Porous | Wet | R600a | MinimizeLCOE_Brownfield | IgnoreSilica | 2019 | 59.3971 | 9.565 | 0.96394 | 4 | 9859.121 | 18975.313 | 200.9915 | 386.8374 | 97.7536 | 12 | 76.1716 | 3047154.2736 | 0 | 2388605.157 | 0 | 0 | 0 | 1432813.0665 | 2678743.2739 | 6969540.5128 | 4756854.6097 | 21273710.8934 | 961560.8286 | 15779296.4433 | 15779296.4433 | 12703572.8692 | 6667130.9763 | 0 | 38014568.1654 | 73164568.4542 | 7498.9421 | 3.8558 | 9859.121 | 18975.313 | 200.9915 | 386.8374
1 | 3900 | 707 | 0.035 | 15 | 15 | 7 | 1e-11 | 5spot_SharedNeighbor | CO2 | Porous | Wet | R600a | MinimizeLCOE_Brownfield | IgnoreSilica | 2019 | 70.4519 | 11.442 | 1.1815 | 4 | 8580.699 | 16018.3179 | 174.9292 | 326.5551 | 97.5509 | 11.8781 | 64.3321 | 3430612.7656 | 0 | 2738082.3889 | 0 | 0 | 0 | 1519183.9094 | 2998272.8349 | 7800890.8861 | 5324268.322 | 23811311.1069 | 961560.8286 | 15779296.4433 | 15779296.4433 | 12703572.8692 | 6667130.9763 | 0 | 40552168.3789 | 75702168.6677 | 10000 | 4.726 | 8580.699 | 16018.3179 | 174.9292 | 326.5551
1 | 3900 | 707 | 0.035 | 15 | 15 | 7 | 1.3335e-11 | 5spot_SharedNeighbor | CO2 | Porous | Wet | R600a | MinimizeLCOE_Brownfield | IgnoreSilica | 2019 | 81.4233 | 13.3188 | 1.4073 | 4 | 7610.2012 | 13854.253 | 155.1442 | 282.4377 | 97.2013 | 11.7305 | 102.3318 | 3785628.6827 | 0 | 3074192.7773 | 0 | 0 | 0 | 1566897.6658 | 3286420.4591 | 8550591.8969 | 5835954.6667 | 26099686.1485 | 961560.8286 | 15779296.4433 | 15779296.4433 | 12703572.8692 | 6667130.9763 | 0 | 42840543.4204 | 77990543.7092 | 13335.2143 | 5.6294 | 7610.2012 | 13854.253 | 155.1442 | 282.4377
1 | 3900 | 707 | 0.035 | 15 | 15 | 7 | 1.7783e-11 | 5spot_SharedNeighbor | CO2 | Porous | Wet | R600a | MinimizeLCOE_Brownfield | IgnoreSilica | 2019 | 91.7035 | 15.0897 | 1.628 | 4 | 6876.653 | 12274.3223 | 140.1899 | 250.2287 | 96.751 | 11.5684 | 73.1612 | 4096787.8881 | 0 | 3380968.3564 | 0 | 0 | 0 | 1575550.9098 | 3530789.7902 | 9186390.7694 | 6269900.4616 | 28040388.1754 | 961560.8286 | 15779296.4433 | 15779296.4433 | 12703572.8692 | 6667130.9763 | 0 | 44781245.4473 | 79931245.7361 | 17782.7941 | 6.5121 | 6876.653 | 12274.3223 | 140.1899 | 250.2287
1 | 3900 | 707 | 0.035 | 15 | 15 | 7 | 2.3714e-11 | 5spot_SharedNeighbor | CO2 | Porous | Wet | R600a | MinimizeLCOE_Brownfield | IgnoreSilica | 2019 | 100.8339 | 16.6729 | 1.8317 | 4 | 6324.1781 | 11121.598 | 128.9269 | 226.7288 | 96.2564 | 11.4054 | 86.1358 | 4356422.0247 | 0 | 3647687.2022 | 0 | 0 | 0 | 1551285.1599 | 3726603.8108 | 9695858.6843 | 6617622.782 | 29595479.6638 | 961560.8286 | 15779296.4433 | 15779296.4433 | 12703572.8692 | 6667130.9763 | 0 | 46336336.9358 | 81486337.2246 | 23713.7371 | 7.3269 | 6324.1781 | 11121.598 | 128.9269 | 226.7288
1 | 3900 | 707 | 0.035 | 15 | 15 | 7 | 3.1623e-11 | 5spot_SharedNeighbor | CO2 | Porous | Wet | R600a | MinimizeLCOE_Brownfield | IgnoreSilica | 2019 | 108.605 | 18.0282 | 2.0109 | 4 | 5909.0245 | 10278.9057 | 120.4635 | 209.5494 | 95.7672 | 11.2527 | 98.3031 | 4565272.5852 | 0 | 3870902.0203 | 0 | 0 | 0 | 1504743.5779 | 3876958.0916 | 10087049.6808 | 6884618.6753 | 30789544.6312 | 961560.8286 | 15779296.4433 | 15779296.4433 | 12703572.8692 | 6667130.9763 | 0 | 47530401.9032 | 82680402.192 | 31622.7766 | 8.0437 | 5909.0245 | 10278.9057 | 120.4635 | 209.5494
1 | 3900 | 707 | 0.035 | 15 | 15 | 7 | 4.217e-11 | 5spot_SharedNeighbor | CO2 | Porous | Wet | R600a | MinimizeLCOE_Brownfield | IgnoreSilica | 2019 | 114.9944 | 19.1481 | 2.1625 | 4 | 5597.404 | 9660.9882 | 114.1107 | 196.9523 | 95.3186 | 11.1175 | 99.4782 | 4728700.4472 | 0 | 4052038.2113 | 0 | 0 | 0 | 1446606.5671 | 3988664.638 | 10377687.2005 | 7082984.7545 | 31676681.8185 | 961560.8286 | 15779296.4433 | 15779296.4433 | 12703572.8692 | 6667130.9763 | 0 | 48417539.0905 | 83567539.3793 | 42169.6503 | 8.65 | 5597.404 | 9660.9882 | 114.1107 | 196.9523
1 | 3900 | 707 | 0.035 | 15 | 15 | 7 | 5.6234e-11 | 5spot_SharedNeighbor | CO2 | Porous | Wet | R600a | MinimizeLCOE_Brownfield | IgnoreSilica | 2019 | 120.1151 | 20.0497 | 2.2869 | 4 | 5363.5726 | 9206.1913 | 109.3437 | 187.6807 | 94.9288 | 11.0029 | 93.264 | 4854282.7038 | 0 | 4195757.0612 | 0 | 0 | 0 | 1385634.1786 | 4069912.838 | 10589078.3505 | 7227263.558 | 32321928.6901 | 961560.8286 | 15779296.4433 | 15779296.4433 | 12703572.8692 | 6667130.9763 | 0 | 49062785.9621 | 84212786.2509 | 56234.1325 | 9.1474 | 5363.5726 | 9206.1913 | 109.3437 | 187.6807
1 | 3900 | 707 | 0.035 | 15 | 15 | 7 | 7.4989e-11 | 5spot_SharedNeighbor | CO2 | Porous | Wet | R600a | MinimizeLCOE_Brownfield | IgnoreSilica | 2019 | 124.1512 | 20.7627 | 2.3866 | 4 | 5188.1012 | 8870.0856 | 105.7665 | 180.8287 | 94.6026 | 10.9086 | 100.0297 | 4949872.2261 | 0 | 4308173.6094 | 0 | 0 | 0 | 1327868.0417 | 4128506.4121 | 10741526.8111 | 7331312.7649 | 32787259.8652 | 961560.8286 | 15779296.4433 | 15779296.4433 | 12703572.8692 | 6667130.9763 | 0 | 49528117.1371 | 84678117.4259 | 74989.4209 | 9.5465 | 5188.1012 | 8870.0856 | 105.7665 | 180.8287
1 | 3900 | 707 | 0.035 | 15 | 15 | 7 | 1e-10 | 5spot_SharedNeighbor | CO2 | Porous | Wet | R600a | MinimizeLCOE_Brownfield | IgnoreSilica | 2019 | 127.2723 | 21.3158 | 2.4651 | 4 | 5056.4017 | 8621.1477 | 103.0816 | 175.7538 | 94.3387 | 10.8333 | 107.9227 | 5021726.1843 | 0 | 4394601.9687 | 0 | 0 | 0 | 1276222.4326 | 4170094.7284 | 10849731.0792 | 7405164.4012 | 33117540.7945 | 961560.8286 | 15779296.4433 | 15779296.4433 | 12703572.8692 | 6667130.9763 | 0 | 49858398.0664 | 85008398.3552 | 100000 | 9.8605 | 5056.4017 | 8621.1477 | 103.0816 | 175.7538
1 | 3900 | 707 | 0.035 | 15 | 15 | 7 | 1.3335e-10 | 5spot_SharedNeighbor | CO2 | Porous | Wet | R600a | MinimizeLCOE_Brownfield | IgnoreSilica | 2019 | 129.6741 | 21.7424 | 2.5262 | 4 | 4957.5423 | 8436.0919 | 101.0662 | 171.9811 | 94.1288 | 10.774 | 92.3512 | 5075787.9173 | 0 | 4460821.5263 | 0 | 0 | 0 | 1232301.2438 | 4199875.1681 | 10927213.6745 | 7458047.8646 | 33354047.3945 | 961560.8286 | 15779296.4433 | 15779296.4433 | 12703572.8692 | 6667130.9763 | 0 | 50094904.6664 | 85244904.9552 | 133352.1432 | 10.1048 | 4957.5423 | 8436.0919 | 101.0662 | 171.9811
1 | 3900 | 707 | 0.035 | 15 | 15 | 7 | 1.7783e-10 | 5spot_SharedNeighbor | CO2 | Porous | Wet | R600a | MinimizeLCOE_Brownfield | IgnoreSilica | 2019 | 131.5159 | 22.07 | 2.5733 | 4 | 4883.3307 | 8298.1415 | 99.5533 | 169.1688 | 93.9637 | 10.7276 | 110.1191 | 5116517.2866 | 0 | 4511436.4469 | 0 | 0 | 0 | 1196216.7557 | 4221426.4908 | 10983285.7953 | 7496318.2393 | 33525201.0145 | 961560.8286 | 15779296.4433 | 15779296.4433 | 12703572.8692 | 6667130.9763 | 0 | 50266058.2865 | 85416058.5753 | 177827.941 | 10.2934 | 4883.3307 | 8298.1415 | 99.5533 | 169.1688
1 | 3900 | 707 | 0.035 | 15 | 15 | 7 | 2.3714e-10 | 5spot_SharedNeighbor | CO2 | Porous | Wet | R600a | MinimizeLCOE_Brownfield | IgnoreSilica | 2019 | 132.9092 | 22.3183 | 2.6094 | 4 | 4827.624 | 8195.2974 | 98.4176 | 167.0722 | 93.8365 | 10.6921 | 106.6641 | 5146906.0193 | 0 | 4549632.1001 | 0 | 0 | 0 | 1167066.3163 | 4236805.7299 | 11023299.4209 | 7523628.3609 | 33647337.9475 | 961560.8286 | 15779296.4433 | 15779296.4433 | 12703572.8692 | 6667130.9763 | 0 | 50388195.2195 | 85538195.5083 | 237137.3706 | 10.4375 | 4827.624 | 8195.2974 | 98.4176 | 167.0722
1 | 3900 | 707 | 0.035 | 15 | 15 | 7 | 3.1623e-10 | 5spot_SharedNeighbor | CO2 | Porous | Wet | R600a | MinimizeLCOE_Brownfield | IgnoreSilica | 2019 | 133.964 | 22.5064 | 2.6368 | 4 | 4785.8119 | 8118.4655 | 97.5652 | 165.5059 | 93.7388 | 10.6649 | 106.7727 | 5169669.6964 | 0 | 4578495.6717 | 0 | 0 | 0 | 1144007.5254 | 4247947.4285 | 11052287.8351 | 7543413.5493 | 33735821.7064 | 961560.8286 | 15779296.4433 | 15779296.4433 | 12703572.8692 | 6667130.9763 | 0 | 50476678.9784 | 85626679.2672 | 316227.766 | 10.5472 | 4785.8119 | 8118.4655 | 97.5652 | 165.5059
1 | 3900 | 707 | 0.035 | 15 | 15 | 7 | 4.217e-10 | 5spot_SharedNeighbor | CO2 | Porous | Wet | R600a | MinimizeLCOE_Brownfield | IgnoreSilica | 2019 | 134.7554 | 22.6478 | 2.6575 | 4 | 4754.4326 | 8061.0771 | 96.9255 | 164.336 | 93.6647 | 10.6444 | 111.2452 | 5186610.6098 | 0 | 4600121.6072 | 0 | 0 | 0 | 1125932.9989 | 4255939.4342 | 11073081.3946 | 7557605.5809 | 33799291.6255 | 961560.8286 | 15779296.4433 | 15779296.4433 | 12703572.8692 | 6667130.9763 | 0 | 50540148.8975 | 85690149.1863 | 421696.5034 | 10.6301 | 4754.4326 | 8061.0771 | 96.9255 | 164.336
1 | 3900 | 707 | 0.035 | 15 | 15 | 7 | 5.6234e-10 | 5spot_SharedNeighbor | CO2 | Porous | Wet | R600a | MinimizeLCOE_Brownfield | IgnoreSilica | 2019 | 135.3692 | 22.7573 | 2.6734 | 4 | 4730.8861 | 8017.9122 | 96.4455 | 163.456 | 93.6068 | 10.6284 | 94.691 | 5199670.2817 | 0 | 4616877.349 | 0 | 0 | 0 | 1112212.2044 | 4262216.3357 | 11089412.6047 | 7568751.9674 | 33849140.743 | 961560.8286 | 15779296.4433 | 15779296.4433 | 12703572.8692 | 6667130.9763 | 0 | 50589998.0149 | 85739998.3037 | 562341.3252 | 10.6936 | 4730.8861 | 8017.9122 | 96.4455 | 163.456
1 | 3900 | 707 | 0.035 | 15 | 15 | 7 | 7.4989e-10 | 5spot_SharedNeighbor | CO2 | Porous | Wet | R600a | MinimizeLCOE_Brownfield | IgnoreSilica | 2019 | 135.8102 | 22.8363 | 2.6851 | 4 | 4713.2193 | 7985.8595 | 96.0853 | 162.8025 | 93.5649 | 10.6168 | 97.0941 | 5209006.8512 | 0 | 4628905.9626 | 0 | 0 | 0 | 1101383.0507 | 4266325.3872 | 11100103.5138 | 7576048.7325 | 33881773.498 | 961560.8286 | 15779296.4433 | 15779296.4433 | 12703572.8692 | 6667130.9763 | 0 | 50622630.77 | 85772631.0588 | 749894.2093 | 10.7406 | 4713.2193 | 7985.8595 | 96.0853 | 162.8025
1 | 3900 | 707 | 0.035 | 15 | 15 | 7 | 1e-09 | 5spot_SharedNeighbor | CO2 | Porous | Wet | R600a | MinimizeLCOE_Brownfield | IgnoreSilica | 2019 | 136.1586 | 22.8984 | 2.6942 | 4 | 4699.9654 | 7961.6413 | 95.8152 | 162.3088 | 93.5317 | 10.6076 | 103.7568 | 5216358.3606 | 0 | 4638403.0443 | 0 | 0 | 0 | 1093361.2709 | 4269767.8436 | 11109060.0792 | 7582161.7724 | 33909112.371 | 961560.8286 | 15779296.4433 | 15779296.4433 | 12703572.8692 | 6667130.9763 | 0 | 50649969.643 | 85799969.9318 | 1000000 | 10.7767 | 4699.9654 | 7961.6413 | 95.8152 | 162.3088
1 | 3900 | 707 | 0.035 | 15 | 15 | 7 | 1.3335e-09 | 5spot_SharedNeighbor | CO2 | Porous | Wet | R600a | MinimizeLCOE_Brownfield | IgnoreSilica | 2019 | 136.4144 | 22.9442 | 2.7009 | 4 | 4690.0231 | 7943.5714 | 95.6125 | 161.9404 | 93.5072 | 10.6009 | 107.7487 | 5221740.4357 | 0 | 4645372.4913 | 0 | 0 | 0 | 1087181.7071 | 4272174.9073 | 11115322.7653 | 7586436.1843 | 33928228.4911 | 961560.8286 | 15779296.4433 | 15779296.4433 | 12703572.8692 | 6667130.9763 | 0 | 50669085.763 | 85819086.0518 | 1333521.4322 | 10.8036 | 4690.0231 | 7943.5714 | 95.6125 | 161.9404
1 | 3900 | 707 | 0.035 | 15 | 15 | 7 | 1.7783e-09 | 5spot_SharedNeighbor | CO2 | Porous | Wet | R600a | MinimizeLCOE_Brownfield | IgnoreSilica | 2019 | 136.5996 | 22.9774 | 2.7059 | 4 | 4682.5656 | 7930.1148 | 95.4604 | 161.6661 | 93.4894 | 10.596 | 102.2721 | 5225629.3575 | 0 | 4650417.7007 | 0 | 0 | 0 | 1082406.4767 | 4273796.8786 | 11119542.8018 | 7589316.446 | 33941109.6613 | 961560.8286 | 15779296.4433 | 15779296.4433 | 12703572.8692 | 6667130.9763 | 0 | 50681966.9332 | 85831967.222 | 1778279.41 | 10.8235 | 4682.5656 | 7930.1148 | 95.4604 | 161.6661
1 | 3900 | 707 | 0.035 | 15 | 15 | 7 | 2.3714e-09 | 5spot_SharedNeighbor | CO2 | Porous | Wet | R600a | MinimizeLCOE_Brownfield | IgnoreSilica | 2019 | 136.7434 | 23.0031 | 2.7097 | 4 | 4676.9721 | 7919.9708 | 95.3464 | 161.4593 | 93.4756 | 10.5922 | 110.5892 | 5228642.9659 | 0 | 4654331.6002 | 0 | 0 | 0 | 1078865.3214 | 4275117.5561 | 11122978.9338 | 7591661.6767 | 33951598.054 | 961560.8286 | 15779296.4433 | 15779296.4433 | 12703572.8692 | 6667130.9763 | 0 | 50692455.3259 | 85842455.6147 | 2371373.7057 | 10.8387 | 4676.9721 | 7919.9708 | 95.3464 | 161.4593
1 | 3900 | 707 | 0.035 | 15 | 15 | 7 | 3.1623e-09 | 5spot_SharedNeighbor | CO2 | Porous | Wet | R600a | MinimizeLCOE_Brownfield | IgnoreSilica | 2019 | 136.8554 | 23.0231 | 2.7126 | 4 | 4672.7769 | 7912.3151 | 95.2609 | 161.3032 | 93.4649 | 10.5892 | 110.6315 | 5230990.3362 | 0 | 4657382.6461 | 0 | 0 | 0 | 1076253.6165 | 4276204.3735 | 11125806.6098 | 7593591.6236 | 33960229.2057 | 961560.8286 | 15779296.4433 | 15779296.4433 | 12703572.8692 | 6667130.9763 | 0 | 50701086.4776 | 85851086.7664 | 3162277.6602 | 10.8503 | 4672.7769 | 7912.3151 | 95.2609 | 161.3032
1 | 3900 | 707 | 0.035 | 15 | 15 | 7 | 4.217e-09 | 5spot_SharedNeighbor | CO2 | Porous | Wet | R600a | MinimizeLCOE_Brownfield | IgnoreSilica | 2019 | 136.9286 | 23.0363 | 2.7146 | 4 | 4669.6306 | 7906.7101 | 95.1967 | 161.189 | 93.4578 | 10.5873 | 106.1719 | 5232520.5657 | 0 | 4659374.3816 | 0 | 0 | 0 | 1074135.0953 | 4276751.7166 | 11127230.6842 | 7594563.5837 | 33964576.0271 | 961560.8286 | 15779296.4433 | 15779296.4433 | 12703572.8692 | 6667130.9763 | 0 | 50705433.299 | 85855433.5878 | 4216965.0343 | 10.8586 | 4669.6306 | 7906.7101 | 95.1967 | 161.189
1 | 3900 | 707 | 0.035 | 15 | 15 | 7 | 5.6234e-09 | 5spot_SharedNeighbor | CO2 | Porous | Wet | R600a | MinimizeLCOE_Brownfield | IgnoreSilica | 2019 | 137.0017 | 23.0492 | 2.7164 | 4 | 4667.271 | 7902.2834 | 95.1486 | 161.0987 | 93.4508 | 10.5853 | 101.4006 | 5234051.8237 | 0 | 4661365.9043 | 0 | 0 | 0 | 1072795.4776 | 4277603.1502 | 11129445.9397 | 7596075.5411 | 33971337.8366 | 961560.8286 | 15779296.4433 | 15779296.4433 | 12703572.8692 | 6667130.9763 | 0 | 50712195.1086 | 85862195.3974 | 5623413.2519 | 10.8655 | 4667.271 | 7902.2834 | 95.1486 | 161.0987
1 | 3900 | 707 | 0.035 | 15 | 15 | 7 | 7.4989e-09 | 5spot_SharedNeighbor | CO2 | Porous | Wet | R600a | MinimizeLCOE_Brownfield | IgnoreSilica | 2019 | 137.0406 | 23.0563 | 2.7175 | 4 | 4665.5014 | 7899.1605 | 95.1126 | 161.0351 | 93.447 | 10.5843 | 105.3955 | 5234864.1508 | 0 | 4662424.602 | 0 | 0 | 0 | 1071566.4615 | 4277853.5336 | 11130097.3859 | 7596520.1665 | 33973326.3002 | 961560.8286 | 15779296.4433 | 15779296.4433 | 12703572.8692 | 6667130.9763 | 0 | 50714183.5722 | 85864183.861 | 7498942.0933 | 10.87 | 4665.5014 | 7899.1605 | 95.1126 | 161.0351
1 | 3900 | 707 | 0.035 | 15 | 15 | 7 | 1e-08 | 5spot_SharedNeighbor | CO2 | Porous | Wet | R600a | MinimizeLCOE_Brownfield | IgnoreSilica | 2019 | 137.0749 | 23.0624 | 2.7184 | 4 | 4664.1744 | 7896.7565 | 95.0855 | 160.9861 | 93.4437 | 10.5834 | 98.045 | 5235580.1382 | 0 | 4663357.2144 | 0 | 0 | 0 | 1070713.9603 | 4278164.012 | 11130905.1872 | 7597071.5075 | 33975792.0196 | 961560.8286 | 15779296.4433 | 15779296.4433 | 12703572.8692 | 6667130.9763 | 0 | 50716649.2915 | 85866649.5803 | 10000000 | 10.8737 | 4664.1744 | 7896.7565 | 95.0855 | 160.9861
1 | 4000 | 707 | 0.035 | 15 | 15 | 7 | 1e-13 | 5spot_SharedNeighbor | CO2 | Porous | Wet | R600a | MinimizeLCOE_Brownfield | IgnoreSilica | 2019 | 1.1035 | 0.013297 | 0.0016999 | 4 | 2665646.8497 | 7981694.7352 | 54342.8166 | 162717.6432 | 62.0674 | 10.3152 | 33.0276 | 117597.4572 | 0 | 54056.3301 | 0 | 0 | 0 | 113326.966 | 111142.4938 | 289169.9703 | 197364.4466 | 882657.664 | 961560.8286 | 16281397.4 | 16281397.4 | 13025169.1305 | 6840998.1979 | 0 | 18125615.8926 | 54273180.6209 | 100 | 0.0067997 | 2665646.8497 | 7981694.7352 | 54342.8166 | 162717.6432
1 | 4000 | 707 | 0.035 | 15 | 15 | 7 | 1.3335e-13 | 5spot_SharedNeighbor | CO2 | Porous | Wet | R600a | MinimizeLCOE_Brownfield | IgnoreSilica | 2019 | 1.632 | 0.06896 | 0.0054018 | 4 | 858321.1002 | 2531271.78 | 17498.0366 | 51603.399 | 70.4703 | 10.9806 | 178.4428 | 175186.197 | 0 | 90478.8344 | 0 | 0 | 0 | 154980.8711 | 164051.902 | 426829.3974 | 291319.8342 | 1302847.0362 | 961560.8286 | 16281397.4 | 16281397.4 | 13025169.1305 | 6840998.1979 | 0 | 18545805.2648 | 54693369.9931 | 133.3521 | 0.021607 | 858321.1002 | 2531271.78 | 17498.0366 | 51603.399
1 | 4000 | 707 | 0.035 | 15 | 15 | 7 | 1.7783e-13 | 5spot_SharedNeighbor | CO2 | Porous | Wet | R600a | MinimizeLCOE_Brownfield | IgnoreSilica | 2019 | 2.2932 | 0.15284 | 0.011441 | 4 | 415921.2354 | 1205769.2467 | 8479.117 | 24581.237 | 77.054 | 11.4458 | 261.2351 | 243149.6839 | 0 | 134308.8725 | 0 | 0 | 0 | 201043.2782 | 225615.7155 | 587005.8116 | 400643.5282 | 1791766.8899 | 961560.8286 | 16281397.4 | 16281397.4 | 13025169.1305 | 6840998.1979 | 0 | 19034725.1185 | 55182289.8468 | 177.8279 | 0.045765 | 415921.2354 | 1205769.2467 | 8479.117 | 24581.237
1 | 4000 | 707 | 0.035 | 15 | 15 | 7 | 2.3714e-13 | 5spot_SharedNeighbor | CO2 | Porous | Wet | R600a | MinimizeLCOE_Brownfield | IgnoreSilica | 2019 | 3.1102 | 0.26873 | 0.020436 | 4 | 239632.045 | 681826.1791 | 4885.2234 | 13899.9489 | 82.2177 | 11.7755 | 50.1348 | 321278.0877 | 0 | 185787.6423 | 0 | 0 | 0 | 250373.9869 | 295401.4896 | 768574.0808 | 524567.6028 | 2345982.8903 | 961560.8286 | 16281397.4 | 16281397.4 | 13025169.1305 | 6840998.1979 | 0 | 19588941.1188 | 55736505.8472 | 237.1374 | 0.081746 | 239632.045 | 681826.1791 | 4885.2234 | 13899.9489
1 | 4000 | 707 | 0.035 | 15 | 15 | 7 | 3.1623e-13 | 5spot_SharedNeighbor | CO2 | Porous | Wet | R600a | MinimizeLCOE_Brownfield | IgnoreSilica | 2019 | 4.1554 | 0.4265 | 0.03323 | 4 | 152285.1673 | 424235.1211 | 3104.5391 | 8648.6068 | 86.4165 | 12.0218 | 62.7469 | 413730.64 | 0 | 248128.6953 | 0 | 0 | 0 | 306344.6392 | 377599.55 | 982436.5729 | 670533.1481 | 2998773.2455 | 961560.8286 | 16281397.4 | 16281397.4 | 13025169.1305 | 6840998.1979 | 0 | 20241731.474 | 56389296.2024 | 316.2278 | 0.13292 | 152285.1673 | 424235.1211 | 3104.5391 | 8648.6068
1 | 4000 | 707 | 0.035 | 15 | 15 | 7 | 4.217e-13 | 5spot_SharedNeighbor | CO2 | Porous | Wet | R600a | MinimizeLCOE_Brownfield | IgnoreSilica | 2019 | 5.4996 | 0.63733 | 0.050932 | 4 | 103150.4203 | 280579.4514 | 2102.8608 | 5719.9916 | 89.8182 | 12.207 | 63.6743 | 523391.5481 | 0 | 323907.087 | 0 | 0 | 0 | 370505.0334 | 474943.4307 | 1235705.3825 | 843394.3148 | 3771846.7966 | 961560.8286 | 16281397.4 | 16281397.4 | 13025169.1305 | 6840998.1979 | 0 | 21014805.0252 | 57162369.7535 | 421.6965 | 0.20373 | 103150.4203 | 280579.4514 | 2102.8608 | 5719.9916
1 | 4000 | 707 | 0.035 | 15 | 15 | 7 | 5.6234e-13 | 5spot_SharedNeighbor | CO2 | Porous | Wet | R600a | MinimizeLCOE_Brownfield | IgnoreSilica | 2019 | 7.2124 | 0.91279 | 0.074949 | 4 | 73118.5723 | 193693.0861 | 1490.621 | 3948.6955 | 92.5307 | 12.3463 | 51.1786 | 652192.379 | 0 | 415146.9092 | 0 | 0 | 0 | 442895.6801 | 588991.6376 | 1532435.4223 | 1045918.6642 | 4677580.6924 | 961560.8286 | 16281397.4 | 16281397.4 | 13025169.1305 | 6840998.1979 | 0 | 21920538.921 | 58068103.6494 | 562.3413 | 0.29979 | 73118.5723 | 193693.0861 | 1490.621 | 3948.6955
1 | 4000 | 707 | 0.035 | 15 | 15 | 7 | 7.4989e-13 | 5spot_SharedNeighbor | CO2 | Porous | Wet | R600a | MinimizeLCOE_Brownfield | IgnoreSilica | 2019 | 9.4024 | 1.2705 | 0.10714 | 4 | 53639.3536 | 137984.2537 | 1093.5108 | 2812.9956 | 94.6891 | 12.4509 | 59.8873 | 804106.3148 | 0 | 525487.471 | 0 | 0 | 0 | 525332.5981 | 723421.2897 | 1882193.8018 | 1284635.9449 | 5745177.4203 | 961560.8286 | 16281397.4 | 16281397.4 | 13025169.1305 | 6840998.1979 | 0 | 22988135.6489 | 59135700.3772 | 749.8942 | 0.42857 | 53639.3536 | 137984.2537 | 1093.5108 | 2812.9956
1 | 4000 | 707 | 0.035 | 15 | 15 | 7 | 1e-12 | 5spot_SharedNeighbor | CO2 | Porous | Wet | R600a | MinimizeLCOE_Brownfield | IgnoreSilica | 2019 | 12.2017 | 1.7325 | 0.1499 | 4 | 40439.7351 | 100724.171 | 824.4187 | 2053.3985 | 96.395 | 12.5282 | 51.6939 | 983394.1281 | 0 | 659008.8285 | 0 | 0 | 0 | 619403.8039 | 882104.6366 | 2295055.3199 | 1566422.4145 | 7005389.1316 | 961560.8286 | 16281397.4 | 16281397.4 | 13025169.1305 | 6840998.1979 | 0 | 24248347.3602 | 60395912.0885 | 1000 | 0.59962 | 40439.7351 | 100724.171 | 824.4187 | 2053.3985
1 | 4000 | 707 | 0.035 | 15 | 15 | 7 | 1.3335e-12 | 5spot_SharedNeighbor | CO2 | Porous | Wet | R600a | MinimizeLCOE_Brownfield | IgnoreSilica | 2019 | 15.7313 | 2.3196 | 0.2061 | 4 | 31191.0645 | 75037.785 | 635.872 | 1529.7467 | 97.7181 | 12.5824 | 64.2404 | 1192423.4117 | 0 | 818597.1278 | 0 | 0 | 0 | 724044.1549 | 1066675.2308 | 2775270.1453 | 1894178.9003 | 8471188.9707 | 961560.8286 | 16281397.4 | 16281397.4 | 13025169.1305 | 6840998.1979 | 0 | 25714147.1993 | 61861711.9276 | 1333.5214 | 0.82441 | 31191.0645 | 75037.785 | 635.872 | 1529.7467
1 | 4000 | 707 | 0.035 | 15 | 15 | 7 | 1.7783e-12 | 5spot_SharedNeighbor | CO2 | Porous | Wet | R600a | MinimizeLCOE_Brownfield | IgnoreSilica | 2019 | 20.2844 | 3.0796 | 0.27996 | 4 | 24525.2065 | 56804.8857 | 499.9795 | 1158.0444 | 98.7547 | 12.6169 | 63.4481 | 1441940.774 | 0 | 1011256.6231 | 0 | 0 | 0 | 846810.2533 | 1287002.9837 | 3348517.7629 | 2285432.1783 | 10220960.5753 | 961560.8286 | 16281397.4 | 16281397.4 | 13025169.1305 | 6840998.1979 | 0 | 27463918.8039 | 63611483.5322 | 1778.2794 | 1.1198 | 24525.2065 | 56804.8857 | 499.9795 | 1158.0444
1 | 4000 | 707 | 0.035 | 15 | 15 | 7 | 2.3714e-12 | 5spot_SharedNeighbor | CO2 | Porous | Wet | R600a | MinimizeLCOE_Brownfield | IgnoreSilica | 2019 | 25.8628 | 4.0172 | 0.37505 | 4 | 19606.453 | 43701.5596 | 399.7041 | 890.9154 | 99.5124 | 12.6306 | 56.0538 | 1725243.4475 | 0 | 1228212.1137 | 0 | 0 | 0 | 976061.9778 | 1532511.8402 | 3987281.4469 | 2721401.5179 | 12170712.344 | 961560.8286 | 16281397.4 | 16281397.4 | 13025169.1305 | 6840998.1979 | 0 | 29413670.5726 | 65561235.3009 | 2371.3737 | 1.5002 | 19606.453 | 43701.5596 | 399.7041 | 890.9154
1 | 4000 | 707 | 0.035 | 15 | 15 | 7 | 3.1623e-12 | 5spot_SharedNeighbor | CO2 | Porous | Wet | R600a | MinimizeLCOE_Brownfield | IgnoreSilica | 2019 | 32.7151 | 5.1746 | 0.49591 | 4 | 15945.0014 | 34167.736 | 325.0604 | 696.5555 | 100.0496 | 12.6227 | 61.6812 | 2048358.5031 | 0 | 1482281.3743 | 0 | 0 | 0 | 1114241.8146 | 1811503.8599 | 4713161.4529 | 3216829.5374 | 14386376.5423 | 961560.8286 | 16281397.4 | 16281397.4 | 13025169.1305 | 6840998.1979 | 0 | 31629334.7709 | 67776899.4992 | 3162.2777 | 1.9837 | 15945.0014 | 34167.736 | 325.0604 | 696.5555
1 | 4000 | 707 | 0.035 | 15 | 15 | 7 | 4.217e-12 | 5spot_SharedNeighbor | CO2 | Porous | Wet | R600a | MinimizeLCOE_Brownfield | IgnoreSilica | 2019 | 40.9707 | 6.5762 | 0.64651 | 4 | 13185.5199 | 27163.5533 | 268.8047 | 553.7658 | 100.3884 | 12.5892 | 67.4801 | 2410203.171 | 0 | 1774643.0067 | 0 | 0 | 0 | 1257118.8209 | 2122366.3495 | 5521961.8842 | 3768852.4509 | 16855145.6832 | 961560.8286 | 16281397.4 | 16281397.4 | 13025169.1305 | 6840998.1979 | 0 | 34098103.9118 | 70245668.6401 | 4216.965 | 2.586 | 13185.5199 | 27163.5533 | 268.8047 | 553.7658
1 | 4000 | 707 | 0.035 | 15 | 15 | 7 | 5.6234e-12 | 5spot_SharedNeighbor | CO2 | Porous | Wet | R600a | MinimizeLCOE_Brownfield | IgnoreSilica | 2019 | 50.5614 | 8.2145 | 0.82833 | 4 | 11089.044 | 21998.8084 | 226.0652 | 448.4755 | 100.537 | 12.5256 | 72.8818 | 2801294.1114 | 0 | 2099845.4126 | 0 | 0 | 0 | 1394314.339 | 2455227.0066 | 6387997.0348 | 4359939.2365 | 19498617.1409 | 961560.8286 | 16281397.4 | 16281397.4 | 13025169.1305 | 6840998.1979 | 0 | 36741575.3695 | 72889140.0978 | 5623.4133 | 3.3133 | 11089.044 | 21998.8084 | 226.0652 | 448.4755
1 | 4000 | 707 | 0.035 | 15 | 15 | 7 | 7.4989e-12 | 5spot_SharedNeighbor | CO2 | Porous | Wet | R600a | MinimizeLCOE_Brownfield | IgnoreSilica | 2019 | 61.2218 | 10.0481 | 1.0389 | 4 | 9491.062 | 18189.7579 | 193.4881 | 370.8228 | 100.4987 | 12.4281 | 67.2107 | 3206058.0979 | 0 | 2447132.3617 | 0 | 0 | 0 | 1513576.8742 | 2795039.2602 | 7272118.8136 | 4963370.5174 | 22197295.9248 | 961560.8286 | 16281397.4 | 16281397.4 | 13025169.1305 | 6840998.1979 | 0 | 39440254.1534 | 75587818.8817 | 7498.9421 | 4.1555 | 9491.062 | 18189.7579 | 193.4881 | 370.8228
1 | 4000 | 707 | 0.035 | 15 | 15 | 7 | 1e-11 | 5spot_SharedNeighbor | CO2 | Porous | Wet | R600a | MinimizeLCOE_Brownfield | IgnoreSilica | 2019 | 72.4445 | 11.9925 | 1.2701 | 4 | 8274.3946 | 15389.528 | 168.6847 | 313.7363 | 100.2814 | 12.297 | 74.627 | 3603058.2362 | 0 | 2799861.4852 | 0 | 0 | 0 | 1602266.3788 | 3122022.5791 | 8122862.3358 | 5544020.4523 | 24794091.4674 | 961560.8286 | 16281397.4 | 16281397.4 | 13025169.1305 | 6840998.1979 | 0 | 42037049.696 | 78184614.4243 | 10000 | 5.0804 | 8274.3946 | 15389.528 | 168.6847 | 313.7363
1 | 4000 | 707 | 0.035 | 15 | 15 | 7 | 1.3335e-11 | 5spot_SharedNeighbor | CO2 | Porous | Wet | R600a | MinimizeLCOE_Brownfield | IgnoreSilica | 2019 | 83.5038 | 13.9233 | 1.5085 | 4 | 7351.514 | 13342.1044 | 149.8706 | 271.9968 | 99.9148 | 12.14 | 98.0701 | 3968066.2564 | 0 | 3136875.9891 | 0 | 0 | 0 | 1650071.3257 | 3414455.2928 | 8883712.2707 | 6063316.1668 | 27116497.3013 | 961560.8286 | 16281397.4 | 16281397.4 | 13025169.1305 | 6840998.1979 | 0 | 44359455.5299 | 80507020.2583 | 13335.2143 | 6.0341 | 7351.514 | 13342.1044 | 149.8706 | 271.9968
1 | 4000 | 707 | 0.035 | 15 | 15 | 7 | 1.7783e-11 | 5spot_SharedNeighbor | CO2 | Porous | Wet | R600a | MinimizeLCOE_Brownfield | IgnoreSilica | 2019 | 93.8157 | 15.7364 | 1.7401 | 4 | 6654.4645 | 11847.6902 | 135.6603 | 241.5312 | 99.4482 | 11.9691 | 86.8657 | 4286510.2306 | 0 | 3443125.4979 | 0 | 0 | 0 | 1657904.1911 | 3661140.5686 | 9525536.7564 | 6501374.5664 | 29075591.811 | 961560.8286 | 16281397.4 | 16281397.4 | 13025169.1305 | 6840998.1979 | 0 | 46318550.0396 | 82466114.7679 | 17782.7941 | 6.9605 | 6654.4645 | 11847.6902 | 135.6603 | 241.5312
1 | 4000 | 707 | 0.035 | 15 | 15 | 7 | 2.3714e-11 | 5spot_SharedNeighbor | CO2 | Porous | Wet | R600a | MinimizeLCOE_Brownfield | IgnoreSilica | 2019 | 102.9191 | 17.3478 | 1.9527 | 4 | 6129.7877 | 10757.7951 | 124.964 | 219.3122 | 98.9411 | 11.7989 | 94.3431 | 4550747.8197 | 0 | 3707908.9534 | 0 | 0 | 0 | 1632179.3821 | 3857426.1006 | 10036231.4467 | 6849934.1863 | 30634427.8889 | 961560.8286 | 16281397.4 | 16281397.4 | 13025169.1305 | 6840998.1979 | 0 | 47877386.1175 | 84024950.8458 | 23713.7371 | 7.8106 | 6129.7877 | 10757.7951 | 124.964 | 219.3122
1 | 4000 | 707 | 0.035 | 15 | 15 | 7 | 3.1623e-11 | 5spot_SharedNeighbor | CO2 | Porous | Wet | R600a | MinimizeLCOE_Brownfield | IgnoreSilica | 2019 | 110.6292 | 18.7208 | 2.1387 | 4 | 5735.7033 | 9961.1225 | 116.9301 | 203.071 | 98.4436 | 11.6405 | 89.5651 | 4762401.1245 | 0 | 3928513.5361 | 0 | 0 | 0 | 1584242.411 | 4007311.2579 | 10426201.8806 | 7116097.0205 | 31824767.2308 | 961560.8286 | 16281397.4 | 16281397.4 | 13025169.1305 | 6840998.1979 | 0 | 49067725.4593 | 85215290.1877 | 31622.7766 | 8.5548 | 5735.7033 | 9961.1225 | 116.9301 | 203.071
1 | 4000 | 707 | 0.035 | 15 | 15 | 7 | 4.217e-11 | 5spot_SharedNeighbor | CO2 | Porous | Wet | R600a | MinimizeLCOE_Brownfield | IgnoreSilica | 2019 | 116.9675 | 19.8551 | 2.2957 | 4 | 5440.0059 | 9376.5048 | 110.9019 | 191.1527 | 97.9885 | 11.5006 | 108.2681 | 4928111.1686 | 0 | 4107564.7633 | 0 | 0 | 0 | 1525555.682 | 4118880.3294 | 10716481.7186 | 7314218.9746 | 32710812.6365 | 961560.8286 | 16281397.4 | 16281397.4 | 13025169.1305 | 6840998.1979 | 0 | 49953770.8651 | 86101335.5934 | 42169.6503 | 9.1827 | 5440.0059 | 9376.5048 | 110.9019 | 191.1527
1 | 4000 | 707 | 0.035 | 15 | 15 | 7 | 5.6234e-11 | 5spot_SharedNeighbor | CO2 | Porous | Wet | R600a | MinimizeLCOE_Brownfield | IgnoreSilica | 2019 | 122.0371 | 20.7663 | 2.4241 | 4 | 5218.1924 | 8946.1384 | 106.3799 | 182.3791 | 97.5945 | 11.3825 | 94.0088 | 5055272.0388 | 0 | 4249382.1369 | 0 | 0 | 0 | 1464433.3216 | 4199944.124 | 10927393.0835 | 7458170.315 | 33354595.0198 | 961560.8286 | 16281397.4 | 16281397.4 | 13025169.1305 | 6840998.1979 | 0 | 50597553.2484 | 86745117.9767 | 56234.1325 | 9.6964 | 5218.1924 | 8946.1384 | 106.3799 | 182.3791
1 | 4000 | 707 | 0.035 | 15 | 15 | 7 | 7.4989e-11 | 5spot_SharedNeighbor | CO2 | Porous | Wet | R600a | MinimizeLCOE_Brownfield | IgnoreSilica | 2019 | 126.0077 | 21.4827 | 2.5267 | 4 | 5051.7872 | 8628.33 | 102.9875 | 175.9002 | 97.2673 | 11.286 | 97.8664 | 5151512.3167 | 0 | 4359633.1582 | 0 | 0 | 0 | 1406486.0289 | 4257876.2865 | 11078120.6869 | 7561045.0014 | 33814673.4785 | 961560.8286 | 16281397.4 | 16281397.4 | 13025169.1305 | 6840998.1979 | 0 | 51057631.7071 | 87205196.4354 | 74989.4209 | 10.1068 | 5051.7872 | 8628.33 | 102.9875 | 175.9002
1 | 4000 | 707 | 0.035 | 15 | 15 | 7 | 1e-10 | 5spot_SharedNeighbor | CO2 | Porous | Wet | R600a | MinimizeLCOE_Brownfield | IgnoreSilica | 2019 | 129.0823 | 22.0391 | 2.6074 | 4 | 4926.9265 | 8392.7919 | 100.4421 | 171.0984 | 97.0025 | 11.209 | 97.6703 | 5224000.6308 | 0 | 4444528.173 | 0 | 0 | 0 | 1355068.7364 | 4299203.0407 | 11185644.424 | 7634432.1614 | 34142877.1663 | 961560.8286 | 16281397.4 | 16281397.4 | 13025169.1305 | 6840998.1979 | 0 | 51385835.3949 | 87533400.1233 | 100000 | 10.4296 | 4926.9265 | 8392.7919 | 100.4421 | 171.0984
1 | 4000 | 707 | 0.035 | 15 | 15 | 7 | 1.3335e-10 | 5spot_SharedNeighbor | CO2 | Porous | Wet | R600a | MinimizeLCOE_Brownfield | IgnoreSilica | 2019 | 131.4575 | 22.4697 | 2.6702 | 4 | 4833.2244 | 8217.531 | 98.5318 | 167.5255 | 96.7912 | 11.1481 | 104.3051 | 5278778.7008 | 0 | 4509835.2513 | 0 | 0 | 0 | 1311673.9335 | 4329112.2754 | 11263462.1175 | 7687544.3362 | 34380406.6147 | 961560.8286 | 16281397.4 | 16281397.4 | 13025169.1305 | 6840998.1979 | 0 | 51623364.8433 | 87770929.5716 | 133352.1432 | 10.6809 | 4833.2244 | 8217.531 | 98.5318 | 167.5255
1 | 4000 | 707 | 0.035 | 15 | 15 | 7 | 1.7783e-10 | 5spot_SharedNeighbor | CO2 | Porous | Wet | R600a | MinimizeLCOE_Brownfield | IgnoreSilica | 2019 | 133.2692 | 22.7988 | 2.7186 | 4 | 4762.9011 | 8086.9946 | 97.0982 | 164.8643 | 96.6259 | 11.1007 | 100.7647 | 5319841.2011 | 0 | 4559490.1517 | 0 | 0 | 0 | 1275968.8275 | 4350567.0703 | 11319283.0929 | 7725643.2989 | 34550793.6423 | 961560.8286 | 16281397.4 | 16281397.4 | 13025169.1305 | 6840998.1979 | 0 | 51793751.8709 | 87941316.5992 | 177827.941 | 10.8744 | 4762.9011 | 8086.9946 | 97.0982 | 164.8643
1 | 4000 | 707 | 0.035 | 15 | 15 | 7 | 2.3714e-10 | 5spot_SharedNeighbor | CO2 | Porous | Wet | R600a | MinimizeLCOE_Brownfield | IgnoreSilica | 2019 | 134.6387 | 23.0481 | 2.7555 | 4 | 4710.1241 | 7989.6812 | 96.0223 | 162.8805 | 96.4987 | 11.0645 | 113.564 | 5350464.4489 | 0 | 4596934.6289 | 0 | 0 | 0 | 1247177.2755 | 4365884.7778 | 11359136.6256 | 7752844.1539 | 34672441.9106 | 961560.8286 | 16281397.4 | 16281397.4 | 13025169.1305 | 6840998.1979 | 0 | 51915400.1392 | 88062964.8675 | 237137.3706 | 11.0221 | 4710.1241 | 7989.6812 | 96.0223 | 162.8805
1 | 4000 | 707 | 0.035 | 15 | 15 | 7 | 3.1623e-10 | 5spot_SharedNeighbor | CO2 | Porous | Wet | R600a | MinimizeLCOE_Brownfield | IgnoreSilica | 2019 | 135.6787 | 23.2375 | 2.7836 | 4 | 4670.5183 | 7916.9363 | 95.2148 | 161.3975 | 96.4008 | 11.0367 | 96.0581 | 5373481.0094 | 0 | 4625319.8485 | 0 | 0 | 0 | 1224494.6212 | 4377085.2369 | 11388277.9227 | 7772733.688 | 34761392.3267 | 961560.8286 | 16281397.4 | 16281397.4 | 13025169.1305 | 6840998.1979 | 0 | 52004350.5553 | 88151915.2836 | 316227.766 | 11.1346 | 4670.5183 | 7916.9363 | 95.2148 | 161.3975
1 | 4000 | 707 | 0.035 | 15 | 15 | 7 | 4.217e-10 | 5spot_SharedNeighbor | CO2 | Porous | Wet | R600a | MinimizeLCOE_Brownfield | IgnoreSilica | 2019 | 136.4681 | 23.3813 | 2.805 | 4 | 4640.7993 | 7862.4876 | 94.609 | 160.2874 | 96.3256 | 11.0155 | 101.3988 | 5390812.9332 | 0 | 4646835.743 | 0 | 0 | 0 | 1206871.2736 | 4385362.7804 | 11409814.3931 | 7787432.7715 | 34827129.8949 | 961560.8286 | 16281397.4 | 16281397.4 | 13025169.1305 | 6840998.1979 | 0 | 52070088.1235 | 88217652.8518 | 421696.5034 | 11.2201 | 4640.7993 | 7862.4876 | 94.609 | 160.2874
1 | 4000 | 707 | 0.035 | 15 | 15 | 7 | 5.6234e-10 | 5spot_SharedNeighbor | CO2 | Porous | Wet | R600a | MinimizeLCOE_Brownfield | IgnoreSilica | 2019 | 137.0601 | 23.4892 | 2.8211 | 4 | 4618.5014 | 7821.7794 | 94.1544 | 159.4576 | 96.2689 | 10.9994 | 107.0706 | 5403731.0432 | 0 | 4662953.9282 | 0 | 0 | 0 | 1193216.8854 | 4391361.7242 | 11425422.4142 | 7798085.5666 | 34874771.5619 | 961560.8286 | 16281397.4 | 16281397.4 | 13025169.1305 | 6840998.1979 | 0 | 52117729.7905 | 88265294.5188 | 562341.3252 | 11.2846 | 4618.5014 | 7821.7794 | 94.1544 | 159.4576
1 | 4000 | 707 | 0.035 | 15 | 15 | 7 | 7.4989e-10 | 5spot_SharedNeighbor | CO2 | Porous | Wet | R600a | MinimizeLCOE_Brownfield | IgnoreSilica | 2019 | 137.5035 | 23.5702 | 2.8333 | 4 | 4601.7731 | 7791.3261 | 93.8134 | 158.8367 | 96.2261 | 10.9874 | 86.4475 | 5413363.4526 | 0 | 4675018.7937 | 0 | 0 | 0 | 1182718.5973 | 4395729.329 | 11436786.026 | 7805841.4652 | 34909457.6636 | 961560.8286 | 16281397.4 | 16281397.4 | 13025169.1305 | 6840998.1979 | 0 | 52152415.8922 | 88299980.6206 | 749894.2093 | 11.3331 | 4601.7731 | 7791.3261 | 93.8134 | 158.8367
1 | 4000 | 707 | 0.035 | 15 | 15 | 7 | 1e-09 | 5spot_SharedNeighbor | CO2 | Porous | Wet | R600a | MinimizeLCOE_Brownfield | IgnoreSilica | 2019 | 137.8371 | 23.6311 | 2.8424 | 4 | 4589.2244 | 7768.5143 | 93.5575 | 158.3717 | 96.1938 | 10.9783 | 99.7314 | 5420584.5377 | 0 | 4684089.5686 | 0 | 0 | 0 | 1174717.2597 | 4398962.6328 | 11445198.4191 | 7811583.0964 | 34935135.5143 | 961560.8286 | 16281397.4 | 16281397.4 | 13025169.1305 | 6840998.1979 | 0 | 52178093.7429 | 88325658.4712 | 1000000 | 11.3697 | 4589.2244 | 7768.5143 | 93.5575 | 158.3717
1 | 4000 | 707 | 0.035 | 15 | 15 | 7 | 1.3335e-09 | 5spot_SharedNeighbor | CO2 | Porous | Wet | R600a | MinimizeLCOE_Brownfield | IgnoreSilica | 2019 | 138.0734 | 23.6745 | 2.8492 | 4 | 4579.8116 | 7751.5934 | 93.3657 | 158.0267 | 96.1708 | 10.9718 | 103.8368 | 5425686.0873 | 0 | 4690513.4427 | 0 | 0 | 0 | 1168435.0455 | 4401007.4844 | 11450518.7037 | 7815214.2999 | 34951375.0636 | 961560.8286 | 16281397.4 | 16281397.4 | 13025169.1305 | 6840998.1979 | 0 | 52194333.2922 | 88341898.0205 | 1333521.4322 | 11.3966 | 4579.8116 | 7751.5934 | 93.3657 | 158.0267
1 | 4000 | 707 | 0.035 | 15 | 15 | 7 | 1.7783e-09 | 5spot_SharedNeighbor | CO2 | Porous | Wet | R600a | MinimizeLCOE_Brownfield | IgnoreSilica | 2019 | 138.2781 | 23.7116 | 2.8545 | 4 | 4572.7516 | 7738.5893 | 93.2217 | 157.7616 | 96.1508 | 10.9662 | 101.7287 | 5430098.4254 | 0 | 4696074.8681 | 0 | 0 | 0 | 1164074.6145 | 4403196.6841 | 11456214.5521 | 7819101.8335 | 34968760.9776 | 961560.8286 | 16281397.4 | 16281397.4 | 13025169.1305 | 6840998.1979 | 0 | 52211719.2062 | 88359283.9345 | 1778279.41 | 11.418 | 4572.7516 | 7738.5893 | 93.2217 | 157.7616
1 | 4000 | 707 | 0.035 | 15 | 15 | 7 | 2.3714e-09 | 5spot_SharedNeighbor | CO2 | Porous | Wet | R600a | MinimizeLCOE_Brownfield | IgnoreSilica | 2019 | 138.4218 | 23.7379 | 2.8584 | 4 | 4567.4564 | 7728.9607 | 93.1138 | 157.5653 | 96.1368 | 10.9623 | 107.8593 | 5433191.0614 | 0 | 4699979.2245 | 0 | 0 | 0 | 1160636.8495 | 4404584.7828 | 11459826.1003 | 7821566.7894 | 34979784.8079 | 961560.8286 | 16281397.4 | 16281397.4 | 13025169.1305 | 6840998.1979 | 0 | 52222743.0365 | 88370307.7648 | 2371373.7057 | 11.4337 | 4567.4564 | 7728.9607 | 93.1138 | 157.5653
1 | 4000 | 707 | 0.035 | 15 | 15 | 7 | 3.1623e-09 | 5spot_SharedNeighbor | CO2 | Porous | Wet | R600a | MinimizeLCOE_Brownfield | IgnoreSilica | 2019 | 138.5144 | 23.755 | 2.8612 | 4 | 4563.4851 | 7721.9233 | 93.0328 | 157.4219 | 96.1277 | 10.9597 | 104.7723 | 5435180.1595 | 0 | 4702494.643 | 0 | 0 | 0 | 1157825.8381 | 4405245.2498 | 11461544.5 | 7822739.6325 | 34985030.0229 | 961560.8286 | 16281397.4 | 16281397.4 | 13025169.1305 | 6840998.1979 | 0 | 52227988.2515 | 88375552.9798 | 3162277.6602 | 11.4448 | 4563.4851 | 7721.9233 | 93.0328 | 157.4219
1 | 4000 | 707 | 0.035 | 15 | 15 | 7 | 4.217e-09 | 5spot_SharedNeighbor | CO2 | Porous | Wet | R600a | MinimizeLCOE_Brownfield | IgnoreSilica | 2019 | 138.605 | 23.7714 | 2.8635 | 4 | 4560.5068 | 7716.3982 | 92.9721 | 157.3092 | 96.1189 | 10.9572 | 103.6052 | 5437126.6351 | 0 | 4704954.6364 | 0 | 0 | 0 | 1156013.232 | 4406256.8564 | 11464176.4928 | 7824536.0216 | 34993063.8745 | 961560.8286 | 16281397.4 | 16281397.4 | 13025169.1305 | 6840998.1979 | 0 | 52236022.1031 | 88383586.8314 | 4216965.0343 | 11.454 | 4560.5068 | 7716.3982 | 92.9721 | 157.3092
1 | 4000 | 707 | 0.035 | 15 | 15 | 7 | 5.6234e-09 | 5spot_SharedNeighbor | CO2 | Porous | Wet | R600a | MinimizeLCOE_Brownfield | IgnoreSilica | 2019 | 138.6607 | 23.7816 | 2.8651 | 4 | 4558.2732 | 7712.4 | 92.9266 | 157.2277 | 96.1134 | 10.9557 | 97.5689 | 5438322.5405 | 0 | 4706468.3187 | 0 | 0 | 0 | 1154474.2105 | 4406713.3772 | 11465364.2662 | 7825346.7014 | 34996689.4144 | 961560.8286 | 16281397.4 | 16281397.4 | 13025169.1305 | 6840998.1979 | 0 | 52239647.643 | 88387212.3713 | 5623413.2519 | 11.4604 | 4558.2732 | 7712.4 | 92.9266 | 157.2277
1 | 4000 | 707 | 0.035 | 15 | 15 | 7 | 7.4989e-09 | 5spot_SharedNeighbor | CO2 | Porous | Wet | R600a | MinimizeLCOE_Brownfield | IgnoreSilica | 2019 | 138.6996 | 23.7889 | 2.8663 | 4 | 4556.5981 | 7709.4366 | 92.8924 | 157.1673 | 96.1096 | 10.9546 | 100.5593 | 5439156.3358 | 0 | 4707524.4711 | 0 | 0 | 0 | 1153275.8756 | 4406983.1062 | 11466066.0458 | 7825825.6804 | 34998831.5149 | 961560.8286 | 16281397.4 | 16281397.4 | 13025169.1305 | 6840998.1979 | 0 | 52241789.7435 | 88389354.4718 | 7498942.0933 | 11.4651 | 4556.5981 | 7709.4366 | 92.8924 | 157.1673
1 | 4000 | 707 | 0.035 | 15 | 15 | 7 | 1e-08 | 5spot_SharedNeighbor | CO2 | Porous | Wet | R600a | MinimizeLCOE_Brownfield | IgnoreSilica | 2019 | 138.7339 | 23.7951 | 2.8672 | 4 | 4555.342 | 7707.1547 | 92.8668 | 157.1208 | 96.1062 | 10.9537 | 94.2817 | 5439891.2494 | 0 | 4708454.842 | 0 | 0 | 0 | 1152448.8218 | 4407310.0162 | 11466916.5985 | 7826406.2001 | 35001427.7281 | 961560.8286 | 16281397.4 | 16281397.4 | 13025169.1305 | 6840998.1979 | 0 | 52244385.9566 | 88391950.685 | 10000000 | 11.4688 | 4555.342 | 7707.1547 | 92.8668 | 157.1208
1 | 4100 | 707 | 0.035 | 15 | 15 | 7 | 1e-13 | 5spot_SharedNeighbor | CO2 | Porous | Wet | R600a | MinimizeLCOE_Brownfield | IgnoreSilica | 2019 | 1.1458 | 0.014473 | 0.0018147 | 4 | 2573876.9483 | 7693070.3756 | 52471.963 | 156833.6453 | 63.4443 | 10.714 | 112.9603 | 124203.4069 | 0 | 56625.054 | 0 | 0 | 0 | 120143.8078 | 117379.1848 | 305396.5611 | 208439.4282 | 932187.4428 | 961560.8286 | 16789358.4475 | 16789358.4475 | 13352332.4781 | 7017209.4558 | 0 | 18683106.7189 | 55842007.1003 | 100 | 0.0072587 | 2573876.9483 | 7693070.3756 | 52471.963 | 156833.6453
1 | 4100 | 707 | 0.035 | 15 | 15 | 7 | 1.3335e-13 | 5spot_SharedNeighbor | CO2 | Porous | Wet | R600a | MinimizeLCOE_Brownfield | IgnoreSilica | 2019 | 1.7098 | 0.074418 | 0.0058229 | 4 | 821764.4094 | 2417155.1524 | 16752.779 | 49276.9772 | 72.3292 | 11.4098 | 184.9788 | 186680.8688 | 0 | 95691.4525 | 0 | 0 | 0 | 166132.3647 | 174916.8275 | 455097.7049 | 310613.5349 | 1389132.7533 | 961560.8286 | 16789358.4475 | 16789358.4475 | 13352332.4781 | 7017209.4558 | 0 | 19140052.0294 | 56298952.4107 | 133.3521 | 0.023291 | 821764.4094 | 2417155.1524 | 16752.779 | 49276.9772
1 | 4100 | 707 | 0.035 | 15 | 15 | 7 | 1.7783e-13 | 5spot_SharedNeighbor | CO2 | Porous | Wet | R600a | MinimizeLCOE_Brownfield | IgnoreSilica | 2019 | 2.3904 | 0.16253 | 0.012358 | 4 | 397506.8902 | 1149222.6639 | 8103.7156 | 23428.4584 | 79.0391 | 11.8771 | 266.9234 | 257778.0367 | 0 | 141015.5377 | 0 | 0 | 0 | 214229.18 | 239078.8742 | 622034.1888 | 424551.1154 | 1898686.9326 | 961560.8286 | 16789358.4475 | 16789358.4475 | 13352332.4781 | 7017209.4558 | 0 | 19649606.2087 | 56808506.59 | 177.8279 | 0.049432 | 397506.8902 | 1149222.6639 | 8103.7156 | 23428.4584
1 | 4100 | 707 | 0.035 | 15 | 15 | 7 | 2.3714e-13 | 5spot_SharedNeighbor | CO2 | Porous | Wet | R600a | MinimizeLCOE_Brownfield | IgnoreSilica | 2019 | 3.2345 | 0.28451 | 0.022091 | 4 | 228935.5122 | 649452.0571 | 4667.1601 | 13239.9586 | 84.3482 | 12.2112 | 54.6107 | 339863.8494 | 0 | 194459.9139 | 0 | 0 | 0 | 266044.4247 | 312143.5933 | 812133.6004 | 554297.87 | 2478943.2518 | 961560.8286 | 16789358.4475 | 16789358.4475 | 13352332.4781 | 7017209.4558 | 0 | 20229862.5279 | 57388762.9092 | 237.1374 | 0.088365 | 228935.5122 | 649452.0571 | 4667.1601 | 13239.9586
1 | 4100 | 707 | 0.035 | 15 | 15 | 7 | 3.1623e-13 | 5spot_SharedNeighbor | CO2 | Porous | Wet | R600a | MinimizeLCOE_Brownfield | IgnoreSilica | 2019 | 4.3212 | 0.45143 | 0.035939 | 4 | 145516.0595 | 404001.5067 | 2966.5417 | 8236.1172 | 88.7 | 12.4627 | 55.7452 | 437658.7795 | 0 | 259606.9163 | 0 | 0 | 0 | 325551.6694 | 398898.7724 | 1037852.7805 | 708355.8484 | 3167924.7666 | 961560.8286 | 16789358.4475 | 16789358.4475 | 13352332.4781 | 7017209.4558 | 0 | 20918844.0427 | 58077744.424 | 316.2278 | 0.14376 | 145516.0595 | 404001.5067 | 2966.5417 | 8236.1172
1 | 4100 | 707 | 0.035 | 15 | 15 | 7 | 4.217e-13 | 5spot_SharedNeighbor | CO2 | Porous | Wet | R600a | MinimizeLCOE_Brownfield | IgnoreSilica | 2019 | 5.7165 | 0.67421 | 0.055093 | 4 | 98621.5795 | 267241.8276 | 2010.5343 | 5448.0861 | 92.2215 | 12.6522 | 69.9537 | 553496.499 | 0 | 338667.1924 | 0 | 0 | 0 | 393604.818 | 501449.7186 | 1304669.3064 | 890463.6099 | 3982351.1443 | 961560.8286 | 16789358.4475 | 16789358.4475 | 13352332.4781 | 7017209.4558 | 0 | 21733270.4204 | 58892170.8017 | 421.6965 | 0.22037 | 98621.5795 | 267241.8276 | 2010.5343 | 5448.0861
1 | 4100 | 707 | 0.035 | 15 | 15 | 7 | 5.6234e-13 | 5spot_SharedNeighbor | CO2 | Porous | Wet | R600a | MinimizeLCOE_Brownfield | IgnoreSilica | 2019 | 7.4876 | 0.96446 | 0.081068 | 4 | 69950.1167 | 184541.5216 | 1426.0277 | 3762.1285 | 95.0205 | 12.7932 | 57.5592 | 689062.4282 | 0 | 433524.1795 | 0 | 0 | 0 | 469797.0288 | 621029.6183 | 1615791.676 | 1102811.0201 | 4932015.9509 | 961560.8286 | 16789358.4475 | 16789358.4475 | 13352332.4781 | 7017209.4558 | 0 | 22682935.227 | 59841835.6083 | 562.3413 | 0.32427 | 69950.1167 | 184541.5216 | 1426.0277 | 3762.1285
1 | 4100 | 707 | 0.035 | 15 | 15 | 7 | 7.4989e-13 | 5spot_SharedNeighbor | CO2 | Porous | Wet | R600a | MinimizeLCOE_Brownfield | IgnoreSilica | 2019 | 9.7534 | 1.3415 | 0.11587 | 4 | 51357.0891 | 131528.9767 | 1046.9837 | 2681.3961 | 97.2531 | 12.8996 | 49.125 | 849106.26 | 0 | 548317.1903 | 0 | 0 | 0 | 556758.9924 | 762131.1527 | 1982908.9247 | 1353376.0858 | 6052598.6058 | 961560.8286 | 16789358.4475 | 16789358.4475 | 13352332.4781 | 7017209.4558 | 0 | 23803517.8819 | 60962418.2633 | 749.8942 | 0.46349 | 51357.0891 | 131528.9767 | 1046.9837 | 2681.3961
1 | 4100 | 707 | 0.035 | 15 | 15 | 7 | 1e-12 | 5spot_SharedNeighbor | CO2 | Porous | Wet | R600a | MinimizeLCOE_Brownfield | IgnoreSilica | 2019 | 12.6452 | 1.8278 | 0.16207 | 4 | 38755.2437 | 96074.6997 | 790.0781 | 1958.6127 | 99.0174 | 12.9781 | 41.6409 | 1037761.5216 | 0 | 687042.8202 | 0 | 0 | 0 | 655764.1171 | 928421.699 | 2415562.8152 | 1648671.2562 | 7373224.2293 | 961560.8286 | 16789358.4475 | 16789358.4475 | 13352332.4781 | 7017209.4558 | 0 | 25124143.5054 | 62283043.8868 | 1000 | 0.64828 | 38755.2437 | 96074.6997 | 790.0781 | 1958.6127
1 | 4100 | 707 | 0.035 | 15 | 15 | 7 | 1.3335e-12 | 5spot_SharedNeighbor | CO2 | Porous | Wet | R600a | MinimizeLCOE_Brownfield | IgnoreSilica | 2019 | 16.4009 | 2.4624 | 0.22334 | 4 | 29889.6524 | 71483.3521 | 609.341 | 1457.2848 | 100.4194 | 13.0339 | 56.8042 | 1264138.2665 | 0 | 853152.6221 | 0 | 0 | 0 | 772960.4945 | 1127198.0394 | 2932738.0784 | 2001654.0003 | 8951841.5012 | 961560.8286 | 16789358.4475 | 16789358.4475 | 13352332.4781 | 7017209.4558 | 0 | 26702760.7773 | 63861661.1587 | 1333.5214 | 0.89338 | 29889.6524 | 71483.3521 | 609.341 | 1457.2848
1 | 4100 | 707 | 0.035 | 15 | 15 | 7 | 1.7783e-12 | 5spot_SharedNeighbor | CO2 | Porous | Wet | R600a | MinimizeLCOE_Brownfield | IgnoreSilica | 2019 | 21.0445 | 3.2535 | 0.30312 | 4 | 23486.1198 | 54133.1024 | 478.7963 | 1103.5765 | 101.4702 | 13.0672 | 40.3336 | 1523130.0129 | 0 | 1041462.0475 | 0 | 0 | 0 | 898336.2461 | 1350542.0395 | 3513833.3526 | 2398263.4652 | 10725567.1639 | 961560.8286 | 16789358.4475 | 16789358.4475 | 13352332.4781 | 7017209.4558 | 0 | 28476486.44 | 65635386.8213 | 1778.2794 | 1.2125 | 23486.1198 | 54133.1024 | 478.7963 | 1103.5765
1 | 4100 | 707 | 0.035 | 15 | 15 | 7 | 2.3714e-12 | 5spot_SharedNeighbor | CO2 | Porous | Wet | R600a | MinimizeLCOE_Brownfield | IgnoreSilica | 2019 | 26.7908 | 4.2381 | 0.40572 | 4 | 18795.9673 | 41692.8147 | 383.1812 | 849.9644 | 102.2499 | 13.0794 | 52.8443 | 1820391.1186 | 0 | 1263341.8268 | 0 | 0 | 0 | 1033699.7008 | 1605798.732 | 4177958.906 | 2851542.8018 | 12752733.0858 | 961560.8286 | 16789358.4475 | 16789358.4475 | 13352332.4781 | 7017209.4558 | 0 | 30503652.3619 | 67662552.7433 | 2371.3737 | 1.6229 | 18795.9673 | 41692.8147 | 383.1812 | 849.9644
1 | 4100 | 707 | 0.035 | 15 | 15 | 7 | 3.1623e-12 | 5spot_SharedNeighbor | CO2 | Porous | Wet | R600a | MinimizeLCOE_Brownfield | IgnoreSilica | 2019 | 33.8749 | 5.4575 | 0.53613 | 4 | 15303.5023 | 32630.9121 | 311.9826 | 665.2253 | 102.804 | 13.0687 | 60.0553 | 2160720.1197 | 0 | 1524174.8258 | 0 | 0 | 0 | 1179956.8727 | 1897292.2091 | 4936365.14 | 3369170.6402 | 15067679.8076 | 961560.8286 | 16789358.4475 | 16789358.4475 | 13352332.4781 | 7017209.4558 | 0 | 32818599.0837 | 69977499.4651 | 3162.2777 | 2.1445 | 15303.5023 | 32630.9121 | 311.9826 | 665.2253
1 | 4100 | 707 | 0.035 | 15 | 15 | 7 | 4.217e-12 | 5spot_SharedNeighbor | CO2 | Porous | Wet | R600a | MinimizeLCOE_Brownfield | IgnoreSilica | 2019 | 42.3519 | 6.9249 | 0.69799 | 4 | 12670.8732 | 25980.1419 | 258.3129 | 529.6403 | 103.1495 | 13.0308 | 68.6127 | 2539295.6694 | 0 | 1822344.0299 | 0 | 0 | 0 | 1329082.115 | 2219381.5076 | 5774375.425 | 3941129.8791 | 17625608.6262 | 961560.8286 | 16789358.4475 | 16789358.4475 | 13352332.4781 | 7017209.4558 | 0 | 35376527.9023 | 72535428.2836 | 4216.965 | 2.792 | 12670.8732 | 25980.1419 | 258.3129 | 529.6403
1 | 4100 | 707 | 0.035 | 15 | 15 | 7 | 5.6234e-12 | 5spot_SharedNeighbor | CO2 | Porous | Wet | R600a | MinimizeLCOE_Brownfield | IgnoreSilica | 2019 | 52.1887 | 8.6383 | 0.89292 | 4 | 10670.9229 | 21074.6938 | 217.5412 | 429.6361 | 103.2973 | 12.9607 | 64.0387 | 2948064.4582 | 0 | 2153741.0407 | 0 | 0 | 0 | 1472457.9976 | 2563962.7637 | 6670905.17 | 4553029.8519 | 20362161.2822 | 961560.8286 | 16789358.4475 | 16789358.4475 | 13352332.4781 | 7017209.4558 | 0 | 38113080.5583 | 75271980.9396 | 5623.4133 | 3.5717 | 10670.9229 | 21074.6938 | 217.5412 | 429.6361
1 | 4100 | 707 | 0.035 | 15 | 15 | 7 | 7.4989e-12 | 5spot_SharedNeighbor | CO2 | Porous | Wet | R600a | MinimizeLCOE_Brownfield | IgnoreSilica | 2019 | 63.0512 | 10.544 | 1.1174 | 4 | 9147.1671 | 17460.6741 | 186.4774 | 355.9595 | 103.2499 | 12.855 | 68.4314 | 3368371.3367 | 0 | 2505458.8588 | 0 | 0 | 0 | 1595430.1383 | 2913011.5302 | 7579058.4607 | 5172863.1335 | 23134193.4583 | 961560.8286 | 16789358.4475 | 16789358.4475 | 13352332.4781 | 7017209.4558 | 0 | 40885112.7344 | 78044013.1157 | 7498.9421 | 4.4697 | 9147.1671 | 17460.6741 | 186.4774 | 355.9595
1 | 4100 | 707 | 0.035 | 15 | 15 | 7 | 1e-11 | 5spot_SharedNeighbor | CO2 | Porous | Wet | R600a | MinimizeLCOE_Brownfield | IgnoreSilica | 2019 | 74.4077 | 12.5514 | 1.3624 | 4 | 7987.8245 | 14806.3794 | 162.8426 | 301.8481 | 103.0182 | 12.7146 | 77.3416 | 3777823.8748 | 0 | 2860398.5795 | 0 | 0 | 0 | 1685318.8666 | 3246181.1152 | 8445897.3784 | 5764498.5066 | 25780118.3211 | 961560.8286 | 16789358.4475 | 16789358.4475 | 13352332.4781 | 7017209.4558 | 0 | 43531037.5972 | 80689937.9786 | 10000 | 5.4497 | 7987.8245 | 14806.3794 | 162.8426 | 301.8481
1 | 4100 | 707 | 0.035 | 15 | 15 | 7 | 1.3335e-11 | 5spot_SharedNeighbor | CO2 | Porous | Wet | R600a | MinimizeLCOE_Brownfield | IgnoreSilica | 2019 | 85.5675 | 14.539 | 1.6138 | 4 | 7109.1058 | 12865.4642 | 144.9287 | 262.2799 | 102.6341 | 12.5478 | 77.3604 | 4153282.3247 | 0 | 3198743.7888 | 0 | 0 | 0 | 1733553.1539 | 3543375.9143 | 9219137.2827 | 6292250.6298 | 28140343.0942 | 961560.8286 | 16789358.4475 | 16789358.4475 | 13352332.4781 | 7017209.4558 | 0 | 45891262.3703 | 83050162.7517 | 13335.2143 | 6.4553 | 7109.1058 | 12865.4642 | 144.9287 | 262.2799
1 | 4100 | 707 | 0.035 | 15 | 15 | 7 | 1.7783e-11 | 5spot_SharedNeighbor | CO2 | Porous | Wet | R600a | MinimizeLCOE_Brownfield | IgnoreSilica | 2019 | 95.8887 | 16.3909 | 1.8563 | 4 | 6445.8772 | 11450.2425 | 131.4079 | 233.4287 | 102.1523 | 12.3683 | 78.9688 | 4478275.0081 | 0 | 3503856.0481 | 0 | 0 | 0 | 1739912.9977 | 3791597.1811 | 9864958.1016 | 6733036.609 | 30111635.9456 | 961560.8286 | 16789358.4475 | 16789358.4475 | 13352332.4781 | 7017209.4558 | 0 | 47862555.2217 | 85021455.6031 | 17782.7941 | 7.4253 | 6445.8772 | 11450.2425 | 131.4079 | 233.4287
1 | 4100 | 707 | 0.035 | 15 | 15 | 7 | 2.3714e-11 | 5spot_SharedNeighbor | CO2 | Porous | Wet | R600a | MinimizeLCOE_Brownfield | IgnoreSilica | 2019 | 104.9756 | 18.0324 | 2.0779 | 4 | 5946.9461 | 10417.779 | 121.2365 | 212.3805 | 101.6324 | 12.1905 | 86.1787 | 4747339.6051 | 0 | 3767062.995 | 0 | 0 | 0 | 1712901.4682 | 3988648.5867 | 10377645.4381 | 7082956.2508 | 31676554.344 | 961560.8286 | 16789358.4475 | 16789358.4475 | 13352332.4781 | 7017209.4558 | 0 | 49427473.6201 | 86586374.0014 | 23713.7371 | 8.3114 | 5946.9461 | 10417.779 | 121.2365 | 212.3805
1 | 4100 | 707 | 0.035 | 15 | 15 | 7 | 3.1623e-11 | 5spot_SharedNeighbor | CO2 | Porous | Wet | R600a | MinimizeLCOE_Brownfield | IgnoreSilica | 2019 | 112.6413 | 19.4255 | 2.2709 | 4 | 5572.365 | 9663.1139 | 113.6002 | 196.9956 | 101.1258 | 12.0262 | 100.4402 | 4962117.6228 | 0 | 3985568.8179 | 0 | 0 | 0 | 1663796.0828 | 4138478.1842 | 10767471.3166 | 7349020.423 | 32866452.4473 | 961560.8286 | 16789358.4475 | 16789358.4475 | 13352332.4781 | 7017209.4558 | 0 | 50617371.7234 | 87776272.1047 | 31622.7766 | 9.0836 | 5572.365 | 9663.1139 | 113.6002 | 196.9956
1 | 4100 | 707 | 0.035 | 15 | 15 | 7 | 4.217e-11 | 5spot_SharedNeighbor | CO2 | Porous | Wet | R600a | MinimizeLCOE_Brownfield | IgnoreSilica | 2019 | 118.8971 | 20.5685 | 2.4329 | 4 | 5291.3995 | 9109.7308 | 107.8723 | 185.7142 | 100.6668 | 11.8824 | 100.0565 | 5129163.2418 | 0 | 4161685.4984 | 0 | 0 | 0 | 1603789.044 | 4248908.7358 | 11054788.9596 | 7545120.6181 | 33743456.0978 | 961560.8286 | 16789358.4475 | 16789358.4475 | 13352332.4781 | 7017209.4558 | 0 | 51494375.3739 | 88653275.7553 | 42169.6503 | 9.7317 | 5291.3995 | 9109.7308 | 107.8723 | 185.7142
1 | 4100 | 707 | 0.035 | 15 | 15 | 7 | 5.6234e-11 | 5spot_SharedNeighbor | CO2 | Porous | Wet | R600a | MinimizeLCOE_Brownfield | IgnoreSilica | 2019 | 123.9077 | 21.4878 | 2.5653 | 4 | 5080.6983 | 8701.975 | 103.5769 | 177.4015 | 100.2696 | 11.7609 | 99.7029 | 5257619.6784 | 0 | 4301410.7402 | 0 | 0 | 0 | 1542256.4297 | 4329501.8708 | 11264475.765 | 7688236.1714 | 34383500.6556 | 961560.8286 | 16789358.4475 | 16789358.4475 | 13352332.4781 | 7017209.4558 | 0 | 52134419.9317 | 89293320.313 | 56234.1325 | 10.2613 | 5080.6983 | 8701.975 | 103.5769 | 177.4015
1 | 4100 | 707 | 0.035 | 15 | 15 | 7 | 7.4989e-11 | 5spot_SharedNeighbor | CO2 | Porous | Wet | R600a | MinimizeLCOE_Brownfield | IgnoreSilica | 2019 | 127.8176 | 22.2081 | 2.6708 | 4 | 4922.6708 | 8400.9364 | 100.3553 | 171.2645 | 99.9413 | 11.6623 | 97.1202 | 5354543.136 | 0 | 4409658.4709 | 0 | 0 | 0 | 1484088.3083 | 4386833.0669 | 11413639.777 | 7790043.6746 | 34838806.4338 | 961560.8286 | 16789358.4475 | 16789358.4475 | 13352332.4781 | 7017209.4558 | 0 | 52589725.7099 | 89748626.0913 | 74989.4209 | 10.6832 | 4922.6708 | 8400.9364 | 100.3553 | 171.2645
1 | 4100 | 707 | 0.035 | 15 | 15 | 7 | 1e-10 | 5spot_SharedNeighbor | CO2 | Porous | Wet | R600a | MinimizeLCOE_Brownfield | IgnoreSilica | 2019 | 130.8682 | 22.7713 | 2.7539 | 4 | 4804.1247 | 8177.4375 | 97.9386 | 166.7081 | 99.6739 | 11.5829 | 93.0076 | 5428135.256 | 0 | 4493653.1361 | 0 | 0 | 0 | 1433162.7563 | 4428430.9479 | 11521868.9303 | 7863912.2957 | 35169163.3223 | 961560.8286 | 16789358.4475 | 16789358.4475 | 13352332.4781 | 7017209.4558 | 0 | 52920082.5984 | 90078982.9798 | 100000 | 11.0156 | 4804.1247 | 8177.4375 | 97.9386 | 166.7081
1 | 4100 | 707 | 0.035 | 15 | 15 | 7 | 1.3335e-10 | 5spot_SharedNeighbor | CO2 | Porous | Wet | R600a | MinimizeLCOE_Brownfield | IgnoreSilica | 2019 | 133.189 | 23.2012 | 2.8181 | 4 | 4715.1815 | 8011.5733 | 96.1254 | 163.3268 | 99.4639 | 11.5212 | 115.4034 | 5482924.699 | 0 | 4557294.3904 | 0 | 0 | 0 | 1389721.9099 | 4457676.9897 | 11597961.1319 | 7915846.7868 | 35401425.9076 | 961560.8286 | 16789358.4475 | 16789358.4475 | 13352332.4781 | 7017209.4558 | 0 | 53152345.1837 | 90311245.5651 | 133352.1432 | 11.2726 | 4715.1815 | 8011.5733 | 96.1254 | 163.3268
1 | 4100 | 707 | 0.035 | 15 | 15 | 7 | 1.7783e-10 | 5spot_SharedNeighbor | CO2 | Porous | Wet | R600a | MinimizeLCOE_Brownfield | IgnoreSilica | 2019 | 134.9749 | 23.5323 | 2.8678 | 4 | 4648.4431 | 7887.8113 | 94.7648 | 160.8037 | 99.2983 | 11.4728 | 102.0901 | 5524377.6073 | 0 | 4606114.6668 | 0 | 0 | 0 | 1354368.3637 | 4479095.6487 | 11653688.0891 | 7953881.5802 | 35571525.9557 | 961560.8286 | 16789358.4475 | 16789358.4475 | 13352332.4781 | 7017209.4558 | 0 | 53322445.2318 | 90481345.6132 | 177827.941 | 11.471 | 4648.4431 | 7887.8113 | 94.7648 | 160.8037
1 | 4100 | 707 | 0.035 | 15 | 15 | 7 | 2.3714e-10 | 5spot_SharedNeighbor | CO2 | Porous | Wet | R600a | MinimizeLCOE_Brownfield | IgnoreSilica | 2019 | 136.3218 | 23.7825 | 2.9056 | 4 | 4598.3656 | 7795.5765 | 93.7439 | 158.9234 | 99.1711 | 11.4359 | 111.4837 | 5555231.1188 | 0 | 4642849.3729 | 0 | 0 | 0 | 1325871.3744 | 4494341.2278 | 11693353.9586 | 7980954.3511 | 35692601.4036 | 961560.8286 | 16789358.4475 | 16789358.4475 | 13352332.4781 | 7017209.4558 | 0 | 53443520.6797 | 90602421.0611 | 237137.3706 | 11.6223 | 4598.3656 | 7795.5765 | 93.7439 | 158.9234
1 | 4100 | 707 | 0.035 | 15 | 15 | 7 | 3.1623e-10 | 5spot_SharedNeighbor | CO2 | Porous | Wet | R600a | MinimizeLCOE_Brownfield | IgnoreSilica | 2019 | 137.3501 | 23.9736 | 2.9344 | 4 | 4560.7912 | 7726.558 | 92.9779 | 157.5163 | 99.0728 | 11.4074 | 106.4101 | 5578550.0344 | 0 | 4670846.4303 | 0 | 0 | 0 | 1303546.389 | 4505647.7129 | 11722771.1137 | 8001032.1639 | 35782393.8442 | 961560.8286 | 16789358.4475 | 16789358.4475 | 13352332.4781 | 7017209.4558 | 0 | 53533313.1203 | 90692213.5017 | 316227.766 | 11.7377 | 4560.7912 | 7726.558 | 92.9779 | 157.5163
1 | 4100 | 707 | 0.035 | 15 | 15 | 7 | 4.217e-10 | 5spot_SharedNeighbor | CO2 | Porous | Wet | R600a | MinimizeLCOE_Brownfield | IgnoreSilica | 2019 | 138.1077 | 24.1148 | 2.9561 | 4 | 4532.6001 | 7675.1684 | 92.4032 | 156.4687 | 98.9995 | 11.3863 | 96.6014 | 5595594.7438 | 0 | 4691444.6559 | 0 | 0 | 0 | 1285870.6539 | 4513434.9209 | 11743031.8314 | 8014860.5201 | 35844237.326 | 961560.8286 | 16789358.4475 | 16789358.4475 | 13352332.4781 | 7017209.4558 | 0 | 53595156.602 | 90754056.9834 | 421696.5034 | 11.8244 | 4532.6001 | 7675.1684 | 92.4032 | 156.4687
1 | 4100 | 707 | 0.035 | 15 | 15 | 7 | 5.6234e-10 | 5spot_SharedNeighbor | CO2 | Porous | Wet | R600a | MinimizeLCOE_Brownfield | IgnoreSilica | 2019 | 138.6996 | 24.2248 | 2.9727 | 4 | 4511.4508 | 7636.4636 | 91.972 | 155.6796 | 98.9419 | 11.3697 | 103.1377 | 5608837.6219 | 0 | 4707524.4711 | 0 | 0 | 0 | 1272562.5321 | 4519680.6038 | 11759281.8171 | 8025951.4693 | 35893838.5154 | 961560.8286 | 16789358.4475 | 16789358.4475 | 13352332.4781 | 7017209.4558 | 0 | 53644757.7915 | 90803658.1728 | 562341.3252 | 11.8908 | 4511.4508 | 7636.4636 | 91.972 | 155.6796
1 | 4100 | 707 | 0.035 | 15 | 15 | 7 | 7.4989e-10 | 5spot_SharedNeighbor | CO2 | Porous | Wet | R600a | MinimizeLCOE_Brownfield | IgnoreSilica | 2019 | 139.1212 | 24.3037 | 2.985 | 4 | 4495.5856 | 7607.7635 | 91.6486 | 155.0945 | 98.9005 | 11.3578 | 103.3683 | 5618223.9685 | 0 | 4718967.1165 | 0 | 0 | 0 | 1262002.897 | 4523685.653 | 11769702.1336 | 8033063.5494 | 35925645.318 | 961560.8286 | 16789358.4475 | 16789358.4475 | 13352332.4781 | 7017209.4558 | 0 | 53676564.594 | 90835464.9754 | 749894.2093 | 11.9398 | 4495.5856 | 7607.7635 | 91.6486 | 155.0945
1 | 4100 | 707 | 0.035 | 15 | 15 | 7 | 1e-09 | 5spot_SharedNeighbor | CO2 | Porous | Wet | R600a | MinimizeLCOE_Brownfield | IgnoreSilica | 2019 | 139.465 | 24.3675 | 2.9945 | 4 | 4483.685 | 7585.9565 | 91.406 | 154.65 | 98.8668 | 11.3481 | 104.4909 | 5625855.3341 | 0 | 4728293.0249 | 0 | 0 | 0 | 1254363.3018 | 4527319.5477 | 11779156.7822 | 8039516.5413 | 35954504.532 | 961560.8286 | 16789358.4475 | 16789358.4475 | 13352332.4781 | 7017209.4558 | 0 | 53705423.808 | 90864324.1894 | 1000000 | 11.978 | 4483.685 | 7585.9565 | 91.406 | 154.65
1 | 4100 | 707 | 0.035 | 15 | 15 | 7 | 1.3335e-09 | 5spot_SharedNeighbor | CO2 | Porous | Wet | R600a | MinimizeLCOE_Brownfield | IgnoreSilica | 2019 | 139.7083 | 24.4129 | 3.0015 | 4 | 4474.7589 | 7569.7898 | 91.224 | 154.3204 | 98.8427 | 11.3412 | 100.3529 | 5631242.9478 | 0 | 4734893.2125 | 0 | 0 | 0 | 1248339.3421 | 4529645.4459 | 11785208.2923 | 8043646.8213 | 35972976.0619 | 961560.8286 | 16789358.4475 | 16789358.4475 | 13352332.4781 | 7017209.4558 | 0 | 53723895.338 | 90882795.7194 | 1333521.4322 | 12.006 | 4474.7589 | 7569.7898 | 91.224 | 154.3204
1 | 4100 | 707 | 0.035 | 15 | 15 | 7 | 1.7783e-09 | 5spot_SharedNeighbor | CO2 | Porous | Wet | R600a | MinimizeLCOE_Brownfield | IgnoreSilica | 2019 | 139.8936 | 24.4474 | 3.0068 | 4 | 4468.0641 | 7557.6465 | 91.0875 | 154.0728 | 98.8244 | 11.336 | 95.1494 | 5635335.387 | 0 | 4739914.42 | 0 | 0 | 0 | 1243818.002 | 4531436.4455 | 11789868.1058 | 8046827.2398 | 35987199.6001 | 961560.8286 | 16789358.4475 | 16789358.4475 | 13352332.4781 | 7017209.4558 | 0 | 53738118.8762 | 90897019.2575 | 1778279.41 | 12.0272 | 4468.0641 | 7557.6465 | 91.0875 | 154.0728
1 | 4100 | 707 | 0.035 | 15 | 15 | 7 | 2.3714e-09 | 5spot_SharedNeighbor | CO2 | Porous | Wet | R600a | MinimizeLCOE_Brownfield | IgnoreSilica | 2019 | 140.0297 | 24.4729 | 3.0107 | 4 | 4463.043 | 7548.578 | 90.9852 | 153.888 | 98.8109 | 11.3321 | 97.3816 | 5638338.705 | 0 | 4743604.1598 | 0 | 0 | 0 | 1240361.2543 | 4532698.6064 | 11793151.9895 | 8049068.5579 | 35997223.2729 | 961560.8286 | 16789358.4475 | 16789358.4475 | 13352332.4781 | 7017209.4558 | 0 | 53748142.5489 | 90907042.9303 | 2371373.7057 | 12.0429 | 4463.043 | 7548.578 | 90.9852 | 153.888
1 | 4100 | 707 | 0.035 | 15 | 15 | 7 | 3.1623e-09 | 5spot_SharedNeighbor | CO2 | Porous | Wet | R600a | MinimizeLCOE_Brownfield | IgnoreSilica | 2019 | 140.1345 | 24.4924 | 3.0137 | 4 | 4459.2774 | 7541.7498 | 90.9084 | 153.7488 | 98.8005 | 11.3291 | 100.4445 | 5640649.0803 | 0 | 4746444.7824 | 0 | 0 | 0 | 1237795.5373 | 4533706.866 | 11795775.2742 | 8050859.0036 | 36005230.5439 | 961560.8286 | 16789358.4475 | 16789358.4475 | 13352332.4781 | 7017209.4558 | 0 | 53756149.82 | 90915050.2013 | 3162277.6602 | 12.0549 | 4459.2774 | 7541.7498 | 90.9084 | 153.7488
1 | 4100 | 707 | 0.035 | 15 | 15 | 7 | 4.217e-09 | 5spot_SharedNeighbor | CO2 | Porous | Wet | R600a | MinimizeLCOE_Brownfield | IgnoreSilica | 2019 | 140.2077 | 24.5062 | 3.0159 | 4 | 4456.4534 | 7536.6932 | 90.8508 | 153.6457 | 98.7932 | 11.327 | 96.9703 | 5642259.6942 | 0 | 4748427.1108 | 0 | 0 | 0 | 1235782.7596 | 4534323.1302 | 11797378.6672 | 8051953.3522 | 36010124.7141 | 961560.8286 | 16789358.4475 | 16789358.4475 | 13352332.4781 | 7017209.4558 | 0 | 53761043.9902 | 90919944.3716 | 4216965.0343 | 12.0636 | 4456.4534 | 7536.6932 | 90.8508 | 153.6457
1 | 4100 | 707 | 0.035 | 15 | 15 | 7 | 5.6234e-09 | 5spot_SharedNeighbor | CO2 | Porous | Wet | R600a | MinimizeLCOE_Brownfield | IgnoreSilica | 2019 | 140.266 | 24.5171 | 3.0176 | 4 | 4454.3355 | 7532.8627 | 90.8077 | 153.5676 | 98.7874 | 11.3254 | 100.6377 | 5643543.7596 | 0 | 4750007.8066 | 0 | 0 | 0 | 1234320.4925 | 4534870.1029 | 11798801.778 | 8052924.6546 | 36014468.5943 | 961560.8286 | 16789358.4475 | 16789358.4475 | 13352332.4781 | 7017209.4558 | 0 | 53765387.8704 | 90924288.2517 | 5623413.2519 | 12.0703 | 4454.3355 | 7532.8627 | 90.8077 | 153.5676
1 | 4100 | 707 | 0.035 | 15 | 15 | 7 | 7.4989e-09 | 5spot_SharedNeighbor | CO2 | Porous | Wet | R600a | MinimizeLCOE_Brownfield | IgnoreSilica | 2019 | 140.3197 | 24.5269 | 3.019 | 4 | 4452.7473 | 7529.878 | 90.7753 | 153.5067 | 98.7821 | 11.3238 | 94.972 | 5644726.4311 | 0 | 4751462.9341 | 0 | 0 | 0 | 1233368.7363 | 4535527.6596 | 11800512.6056 | 8054092.3296 | 36019690.6964 | 961560.8286 | 16789358.4475 | 16789358.4475 | 13352332.4781 | 7017209.4558 | 0 | 53770609.9725 | 90929510.3538 | 7498942.0933 | 12.0758 | 4452.7473 | 7529.878 | 90.7753 | 153.5067
1 | 4100 | 707 | 0.035 | 15 | 15 | 7 | 1e-08 | 5spot_SharedNeighbor | CO2 | Porous | Wet | R600a | MinimizeLCOE_Brownfield | IgnoreSilica | 2019 | 140.3392 | 24.5308 | 3.0198 | 4 | 4451.5562 | 7527.8763 | 90.751 | 153.4659 | 98.7801 | 11.3233 | 97.8048 | 5645152.6057 | 0 | 4751989.7632 | 0 | 0 | 0 | 1232345.4942 | 4535500.2666 | 11800441.3346 | 8054043.6857 | 36019473.1499 | 961560.8286 | 16789358.4475 | 16789358.4475 | 13352332.4781 | 7017209.4558 | 0 | 53770392.426 | 90929292.8074 | 10000000 | 12.079 | 4451.5562 | 7527.8763 | 90.751 | 153.4659
1 | 4200 | 707 | 0.035 | 15 | 15 | 7 | 1e-13 | 5spot_SharedNeighbor | CO2 | Porous | Wet | R600a | MinimizeLCOE_Brownfield | IgnoreSilica | 2019 | 1.1847 | 0.015488 | 0.0019389 | 4 | 2481359.4827 | 7404875.4888 | 50585.8693 | 150958.4027 | 64.752 | 11.1073 | 118.444 | 130544.5184 | 0 | 58987.7531 | 0 | 0 | 0 | 126645.0046 | 123309.1377 | 320825.082 | 218969.7108 | 979281.2066 | 961560.8286 | 17303179.5858 | 17303179.5858 | 13685062.912 | 7195764.7501 | 0 | 19244021.621 | 57428028.8689 | 100 | 0.0077554 | 2481359.4827 | 7404875.4888 | 50585.8693 | 150958.4027
1 | 4200 | 707 | 0.035 | 15 | 15 | 7 | 1.3335e-13 | 5spot_SharedNeighbor | CO2 | Porous | Wet | R600a | MinimizeLCOE_Brownfield | IgnoreSilica | 2019 | 1.7681 | 0.078335 | 0.0062672 | 4 | 786781.1057 | 2309950.7336 | 16039.597 | 47091.4701 | 73.9467 | 11.8214 | 191.9693 | 196284.0538 | 0 | 99630.0779 | 0 | 0 | 0 | 175117.2205 | 183702.2273 | 477955.513 | 326214.4586 | 1458903.551 | 961560.8286 | 17303179.5858 | 17303179.5858 | 13685062.912 | 7195764.7501 | 0 | 19723643.9655 | 57907651.2134 | 133.3521 | 0.025069 | 786781.1057 | 2309950.7336 | 16039.597 | 47091.4701
1 | 4200 | 707 | 0.035 | 15 | 15 | 7 | 1.7783e-13 | 5spot_SharedNeighbor | CO2 | Porous | Wet | R600a | MinimizeLCOE_Brownfield | IgnoreSilica | 2019 | 2.4682 | 0.17046 | 0.013321 | 4 | 380122.6781 | 1096714.4866 | 7749.3149 | 22358.0082 | 80.8731 | 12.2986 | 280.7818 | 270713.2996 | 0 | 146525.8942 | 0 | 0 | 0 | 225367.349 | 250616.5517 | 652052.859 | 445039.4746 | 1990315.4282 | 961560.8286 | 17303179.5858 | 17303179.5858 | 13685062.912 | 7195764.7501 | 0 | 20255055.8427 | 58439063.0906 | 177.8279 | 0.053286 | 380122.6781 | 1096714.4866 | 7749.3149 | 22358.0082
1 | 4200 | 707 | 0.035 | 15 | 15 | 7 | 2.3714e-13 | 5spot_SharedNeighbor | CO2 | Porous | Wet | R600a | MinimizeLCOE_Brownfield | IgnoreSilica | 2019 | 3.364 | 0.30134 | 0.02385 | 4 | 218903.7361 | 619160.09 | 4462.6487 | 12622.4159 | 86.508 | 12.6487 | 57.7034 | 359334.1244 | 0 | 203553.0493 | 0 | 0 | 0 | 282516.7985 | 329707.5492 | 857831.4107 | 585487.5645 | 2618430.4966 | 961560.8286 | 17303179.5858 | 17303179.5858 | 13685062.912 | 7195764.7501 | 0 | 20883170.9111 | 59067178.159 | 237.1374 | 0.095399 | 218903.7361 | 619160.09 | 4462.6487 | 12622.4159
1 | 4200 | 707 | 0.035 | 15 | 15 | 7 | 3.1623e-13 | 5spot_SharedNeighbor | CO2 | Porous | Wet | R600a | MinimizeLCOE_Brownfield | IgnoreSilica | 2019 | 4.4844 | 0.47669 | 0.038802 | 4 | 139185.5201 | 385203.9864 | 2837.4851 | 7852.9043 | 90.9794 | 12.9036 | 66.4374 | 461867.0811 | 0 | 271062.272 | 0 | 0 | 0 | 344783.6872 | 420308.0857 | 1093555.422 | 746374.0458 | 3337950.5938 | 961560.8286 | 17303179.5858 | 17303179.5858 | 13685062.912 | 7195764.7501 | 0 | 21602691.0083 | 59786698.2562 | 316.2278 | 0.15521 | 139185.5201 | 385203.9864 | 2837.4851 | 7852.9043
1 | 4200 | 707 | 0.035 | 15 | 15 | 7 | 4.217e-13 | 5spot_SharedNeighbor | CO2 | Porous | Wet | R600a | MinimizeLCOE_Brownfield | IgnoreSilica | 2019 | 5.9212 | 0.71043 | 0.05947 | 4 | 94384.6545 | 254901.3483 | 1924.1588 | 5196.5088 | 94.6046 | 13.0959 | 68.1687 | 583249.4668 | 0 | 352921.6965 | 0 | 0 | 0 | 415883.2226 | 527301.2105 | 1371929.5854 | 936370.1323 | 4187655.3141 | 961560.8286 | 17303179.5858 | 17303179.5858 | 13685062.912 | 7195764.7501 | 0 | 22452395.7286 | 60636402.9765 | 421.6965 | 0.23788 | 94384.6545 | 254901.3483 | 1924.1588 | 5196.5088
1 | 4200 | 707 | 0.035 | 15 | 15 | 7 | 5.6234e-13 | 5spot_SharedNeighbor | CO2 | Porous | Wet | R600a | MinimizeLCOE_Brownfield | IgnoreSilica | 2019 | 7.7628 | 1.0174 | 0.087524 | 4 | 66997.3591 | 176064.2224 | 1365.8318 | 3589.3073 | 97.5169 | 13.241 | 75.0814 | 726735.2097 | 0 | 452103.6733 | 0 | 0 | 0 | 497113.5653 | 653621.4548 | 1700588.9492 | 1160686.9015 | 5190849.7538 | 961560.8286 | 17303179.5858 | 17303179.5858 | 13685062.912 | 7195764.7501 | 0 | 23455590.1682 | 61639597.4162 | 562.3413 | 0.3501 | 66997.3591 | 176064.2224 | 1365.8318 | 3589.3073
1 | 4200 | 707 | 0.035 | 15 | 15 | 7 | 7.4989e-13 | 5spot_SharedNeighbor | CO2 | Porous | Wet | R600a | MinimizeLCOE_Brownfield | IgnoreSilica | 2019 | 10.1166 | 1.4162 | 0.12512 | 4 | 49227.3052 | 125521.8564 | 1003.5652 | 2558.9328 | 99.8328 | 13.3491 | 56.3097 | 895920.8262 | 0 | 572011.4041 | 0 | 0 | 0 | 589572.0106 | 802426.6539 | 2087749.5532 | 1424931.969 | 6372612.4171 | 961560.8286 | 17303179.5858 | 17303179.5858 | 13685062.912 | 7195764.7501 | 0 | 24637352.8315 | 62821360.0794 | 749.8942 | 0.50048 | 49227.3052 | 125521.8564 | 1003.5652 | 2558.9328
1 | 4200 | 707 | 0.035 | 15 | 15 | 7 | 1e-12 | 5spot_SharedNeighbor | CO2 | Porous | Wet | R600a | MinimizeLCOE_Brownfield | IgnoreSilica | 2019 | 13.1808 | 1.9395 | 0.17533 | 4 | 37148.5746 | 91594.1466 | 757.3239 | 1867.2706 | 101.6903 | 13.43 | 56.7575 | 1099188.7786 | 0 | 716285.1799 | 0 | 0 | 0 | 699160.557 | 980707.4611 | 2551599.6429 | 1741519.1864 | 7788460.8059 | 961560.8286 | 17303179.5858 | 17303179.5858 | 13685062.912 | 7195764.7501 | 0 | 26053201.2204 | 64237208.4683 | 1000 | 0.70132 | 37148.5746 | 91594.1466 | 757.3239 | 1867.2706
1 | 4200 | 707 | 0.035 | 15 | 15 | 7 | 1.3335e-12 | 5spot_SharedNeighbor | CO2 | Porous | Wet | R600a | MinimizeLCOE_Brownfield | IgnoreSilica | 2019 | 16.9882 | 2.5964 | 0.24137 | 4 | 28629.3892 | 68177.8804 | 583.6488 | 1389.8983 | 103.1036 | 13.4848 | 52.6987 | 1332625.6253 | 0 | 877507.7389 | 0 | 0 | 0 | 817352.267 | 1180719.3961 | 3071989.6699 | 2096696.0728 | 9376890.7698 | 961560.8286 | 17303179.5858 | 17303179.5858 | 13685062.912 | 7195764.7501 | 0 | 27641631.1843 | 65825638.4322 | 1333.5214 | 0.9655 | 28629.3892 | 68177.8804 | 583.6488 | 1389.8983
1 | 4200 | 707 | 0.035 | 15 | 15 | 7 | 1.7783e-12 | 5spot_SharedNeighbor | CO2 | Porous | Wet | R600a | MinimizeLCOE_Brownfield | IgnoreSilica | 2019 | 21.7802 | 3.4281 | 0.32741 | 4 | 22518.2825 | 51674.8185 | 459.0656 | 1053.4611 | 104.1884 | 13.5176 | 52.76 | 1604761.2334 | 0 | 1070487.6515 | 0 | 0 | 0 | 949146.5325 | 1413514.2128 | 3677674.03 | 2510088.0941 | 11225671.7543 | 961560.8286 | 17303179.5858 | 17303179.5858 | 13685062.912 | 7195764.7501 | 0 | 29490412.1688 | 67674419.4167 | 1778.2794 | 1.3096 | 22518.2825 | 51674.8185 | 459.0656 | 1053.4611
1 | 4200 | 707 | 0.035 | 15 | 15 | 7 | 2.3714e-12 | 5spot_SharedNeighbor | CO2 | Porous | Wet | R600a | MinimizeLCOE_Brownfield | IgnoreSilica | 2019 | 27.7387 | 4.4679 | 0.43813 | 4 | 18040.4768 | 39828.5765 | 367.7795 | 811.9594 | 104.9965 | 13.5283 | 67.1704 | 1918615.9208 | 0 | 1298977.3587 | 0 | 0 | 0 | 1093159.7574 | 1681193.6844 | 4374121.1066 | 2985427.5345 | 13351495.3625 | 961560.8286 | 17303179.5858 | 17303179.5858 | 13685062.912 | 7195764.7501 | 0 | 31616235.7769 | 69800243.0249 | 2371.3737 | 1.7525 | 18040.4768 | 39828.5765 | 367.7795 | 811.9594
1 | 4200 | 707 | 0.035 | 15 | 15 | 7 | 3.1623e-12 | 5spot_SharedNeighbor | CO2 | Porous | Wet | R600a | MinimizeLCOE_Brownfield | IgnoreSilica | 2019 | 35.0197 | 5.7452 | 0.57832 | 4 | 14705.0127 | 31211.3803 | 299.7816 | 636.2862 | 105.5647 | 13.5145 | 59.1632 | 2274798.8529 | 0 | 1565246.2805 | 0 | 0 | 0 | 1245819.1917 | 1983487.0868 | 5160626.5307 | 3522233.6475 | 15752211.5901 | 961560.8286 | 17303179.5858 | 17303179.5858 | 13685062.912 | 7195764.7501 | 0 | 34016952.0046 | 72200959.2525 | 3162.2777 | 2.3133 | 14705.0127 | 31211.3803 | 299.7816 | 636.2862
1 | 4200 | 707 | 0.035 | 15 | 15 | 7 | 4.217e-12 | 5spot_SharedNeighbor | CO2 | Porous | Wet | R600a | MinimizeLCOE_Brownfield | IgnoreSilica | 2019 | 43.7286 | 7.2818 | 0.75202 | 4 | 12190.2838 | 24884.0727 | 248.5154 | 507.2955 | 105.9174 | 13.4719 | 71.0287 | 2670921.1405 | 0 | 1869582.4665 | 0 | 0 | 0 | 1401754.4001 | 2317480.6227 | 6029609.1997 | 4115332.1749 | 18404680.0044 | 961560.8286 | 17303179.5858 | 17303179.5858 | 13685062.912 | 7195764.7501 | 0 | 36669420.4189 | 74853427.6668 | 4216.965 | 3.0081 | 12190.2838 | 24884.0727 | 248.5154 | 507.2955
1 | 4200 | 707 | 0.035 | 15 | 15 | 7 | 5.6234e-12 | 5spot_SharedNeighbor | CO2 | Porous | Wet | R600a | MinimizeLCOE_Brownfield | IgnoreSilica | 2019 | 53.8017 | 9.0703 | 0.96051 | 4 | 10280.107 | 20218.5446 | 209.5739 | 412.1824 | 106.0639 | 13.3951 | 69.7874 | 3097275.7629 | 0 | 2206832.6227 | 0 | 0 | 0 | 1550990.3729 | 2673488.5158 | 6955868.7103 | 4747523.3236 | 21231979.3082 | 961560.8286 | 17303179.5858 | 17303179.5858 | 13685062.912 | 7195764.7501 | 0 | 39496719.7226 | 77680726.9706 | 5623.4133 | 3.8421 | 10280.107 | 20218.5446 | 209.5739 | 412.1824
1 | 4200 | 707 | 0.035 | 15 | 15 | 7 | 7.4989e-12 | 5spot_SharedNeighbor | CO2 | Porous | Wet | R600a | MinimizeLCOE_Brownfield | IgnoreSilica | 2019 | 64.883 | 11.0524 | 1.1996 | 4 | 8825.4724 | 16783.0974 | 179.9192 | 342.1461 | 106.007 | 13.2806 | 82.93 | 3533967.2005 | 0 | 2563520.4879 | 0 | 0 | 0 | 1678291.7146 | 3032553.9672 | 7890083.3603 | 5385144.0184 | 24083560.7488 | 961560.8286 | 17303179.5858 | 17303179.5858 | 13685062.912 | 7195764.7501 | 0 | 42348301.1633 | 80532308.4112 | 7498.9421 | 4.7984 | 8825.4724 | 16783.0974 | 179.9192 | 342.1461
1 | 4200 | 707 | 0.035 | 15 | 15 | 7 | 1e-11 | 5spot_SharedNeighbor | CO2 | Porous | Wet | R600a | MinimizeLCOE_Brownfield | IgnoreSilica | 2019 | 76.3808 | 13.1251 | 1.4588 | 4 | 7719.5266 | 14263.1841 | 157.373 | 290.7743 | 105.76 | 13.1305 | 86.9472 | 3956164.8126 | 0 | 2920920.4147 | 0 | 0 | 0 | 1769536.5333 | 3372182.4866 | 8773727.1005 | 5988249.0282 | 26780780.376 | 961560.8286 | 17303179.5858 | 17303179.5858 | 13685062.912 | 7195764.7501 | 0 | 45045520.7904 | 83229528.0383 | 10000 | 5.8353 | 7719.5266 | 14263.1841 | 157.373 | 290.7743
1 | 4200 | 707 | 0.035 | 15 | 15 | 7 | 1.3335e-11 | 5spot_SharedNeighbor | CO2 | Porous | Wet | R600a | MinimizeLCOE_Brownfield | IgnoreSilica | 2019 | 87.5944 | 15.1625 | 1.723 | 4 | 6881.9212 | 12422.3043 | 140.2973 | 253.2455 | 105.3597 | 12.9542 | 81.3064 | 4340458.7378 | 0 | 3259216.48 | 0 | 0 | 0 | 1816754.9143 | 3672407.7516 | 9554851.6551 | 6521382.5872 | 29165072.1261 | 961560.8286 | 17303179.5858 | 17303179.5858 | 13685062.912 | 7195764.7501 | 0 | 47429812.5406 | 85613819.7885 | 13335.2143 | 6.8919 | 6881.9212 | 12422.3043 | 140.2973 | 253.2455
1 | 4200 | 707 | 0.035 | 15 | 15 | 7 | 1.7783e-11 | 5spot_SharedNeighbor | CO2 | Porous | Wet | R600a | MinimizeLCOE_Brownfield | IgnoreSilica | 2019 | 97.9297 | 17.0542 | 1.9765 | 4 | 6250.1388 | 11079.808 | 127.4175 | 225.8769 | 104.8627 | 12.7659 | 93.0187 | 4672073.5569 | 0 | 3563394.0482 | 0 | 0 | 0 | 1821729.2462 | 3922306.772 | 10205037.6449 | 6965147.8852 | 31149689.1534 | 961560.8286 | 17303179.5858 | 17303179.5858 | 13685062.912 | 7195764.7501 | 0 | 49414429.5678 | 87598436.8158 | 17782.7941 | 7.9061 | 6250.1388 | 11079.808 | 127.4175 | 225.8769
1 | 4200 | 707 | 0.035 | 15 | 15 | 7 | 2.3714e-11 | 5spot_SharedNeighbor | CO2 | Porous | Wet | R600a | MinimizeLCOE_Brownfield | IgnoreSilica | 2019 | 106.9823 | 18.7226 | 2.2069 | 4 | 5775.1016 | 10100.6048 | 117.7333 | 205.9145 | 104.3314 | 12.5809 | 96.9687 | 4945337.2307 | 0 | 3824563.2588 | 0 | 0 | 0 | 1792943.6514 | 4119509.215 | 10718117.9499 | 7315335.7361 | 32715807.042 | 961560.8286 | 17303179.5858 | 17303179.5858 | 13685062.912 | 7195764.7501 | 0 | 50980547.4564 | 89164554.7043 | 23713.7371 | 8.8276 | 5775.1016 | 10100.6048 | 117.7333 | 205.9145
1 | 4200 | 707 | 0.035 | 15 | 15 | 7 | 3.1623e-11 | 5spot_SharedNeighbor | CO2 | Porous | Wet | R600a | MinimizeLCOE_Brownfield | IgnoreSilica | 2019 | 114.5922 | 20.1338 | 2.4068 | 4 | 5418.595 | 9384.7784 | 110.4654 | 191.3214 | 103.8171 | 12.4108 | 103.2031 | 5162829.5281 | 0 | 4040699.1467 | 0 | 0 | 0 | 1742363.8567 | 4268898.0873 | 11106797.1517 | 7580617.2779 | 33902205.0484 | 961560.8286 | 17303179.5858 | 17303179.5858 | 13685062.912 | 7195764.7501 | 0 | 52166945.4628 | 90350952.7108 | 31622.7766 | 9.6274 | 5418.595 | 9384.7784 | 110.4654 | 191.3214
1 | 4200 | 707 | 0.035 | 15 | 15 | 7 | 4.217e-11 | 5spot_SharedNeighbor | CO2 | Porous | Wet | R600a | MinimizeLCOE_Brownfield | IgnoreSilica | 2019 | 120.7996 | 21.2909 | 2.5742 | 4 | 5151.2661 | 8859.5498 | 105.0155 | 180.6139 | 103.3522 | 12.2624 | 99.0655 | 5332007.0079 | 0 | 4214876.275 | 0 | 0 | 0 | 1681639.5989 | 4379123.9239 | 11393582.1682 | 7776353.9445 | 34777582.9185 | 961560.8286 | 17303179.5858 | 17303179.5858 | 13685062.912 | 7195764.7501 | 0 | 53042323.3329 | 91226330.5808 | 42169.6503 | 10.2969 | 5151.2661 | 8859.5498 | 105.0155 | 180.6139
1 | 4200 | 707 | 0.035 | 15 | 15 | 7 | 5.6234e-11 | 5spot_SharedNeighbor | CO2 | Porous | Wet | R600a | MinimizeLCOE_Brownfield | IgnoreSilica | 2019 | 125.7371 | 22.2155 | 2.7104 | 4 | 4950.8407 | 8472.8468 | 100.9296 | 172.7304 | 102.9532 | 12.138 | 104.3181 | 5461283.1345 | 0 | 4352141.8066 | 0 | 0 | 0 | 1619300.2786 | 4458762.8357 | 11600786.2804 | 7917775.0087 | 35410049.3446 | 961560.8286 | 17303179.5858 | 17303179.5858 | 13685062.912 | 7195764.7501 | 0 | 53674789.759 | 91858797.007 | 56234.1325 | 10.8416 | 4950.8407 | 8472.8468 | 100.9296 | 172.7304
1 | 4200 | 707 | 0.035 | 15 | 15 | 7 | 7.4989e-11 | 5spot_SharedNeighbor | CO2 | Porous | Wet | R600a | MinimizeLCOE_Brownfield | IgnoreSilica | 2019 | 129.6035 | 22.9422 | 2.8189 | 4 | 4800.5532 | 8187.0194 | 97.8658 | 166.9035 | 102.6228 | 12.0368 | 85.3755 | 5559228.6166 | 0 | 4458879.5949 | 0 | 0 | 0 | 1561106.6613 | 4515893.8004 | 11749429.3315 | 8019226.9454 | 35863764.9501 | 961560.8286 | 17303179.5858 | 17303179.5858 | 13685062.912 | 7195764.7501 | 0 | 54128505.3646 | 92312512.6125 | 74989.4209 | 11.2755 | 4800.5532 | 8187.0194 | 97.8658 | 166.9035
1 | 4200 | 707 | 0.035 | 15 | 15 | 7 | 1e-10 | 5spot_SharedNeighbor | CO2 | Porous | Wet | R600a | MinimizeLCOE_Brownfield | IgnoreSilica | 2019 | 132.5971 | 23.5065 | 2.904 | 4 | 4687.8361 | 7975.0507 | 95.5679 | 162.5822 | 102.3559 | 11.956 | 111.4296 | 5633066.9166 | 0 | 4541083.3786 | 0 | 0 | 0 | 1509996.9758 | 4556817.4357 | 11855904.2359 | 8091898.2555 | 36188767.198 | 961560.8286 | 17303179.5858 | 17303179.5858 | 13685062.912 | 7195764.7501 | 0 | 54453507.6125 | 92637514.8604 | 100000 | 11.6159 | 4687.8361 | 7975.0507 | 95.5679 | 162.5822
1 | 4200 | 707 | 0.035 | 15 | 15 | 7 | 1.3335e-10 | 5spot_SharedNeighbor | CO2 | Porous | Wet | R600a | MinimizeLCOE_Brownfield | IgnoreSilica | 2019 | 134.8823 | 23.9384 | 2.9698 | 4 | 4603.2819 | 7817.6001 | 93.8441 | 159.3724 | 102.1457 | 11.893 | 104.5905 | 5688253.331 | 0 | 4603586.1875 | 0 | 0 | 0 | 1466723.4464 | 4585839.5563 | 11931413.8405 | 8143435.1122 | 36419251.4739 | 961560.8286 | 17303179.5858 | 17303179.5858 | 13685062.912 | 7195764.7501 | 0 | 54683991.8884 | 92867999.1363 | 133352.1432 | 11.8793 | 4603.2819 | 7817.6001 | 93.8441 | 159.3724
1 | 4200 | 707 | 0.035 | 15 | 15 | 7 | 1.7783e-10 | 5spot_SharedNeighbor | CO2 | Porous | Wet | R600a | MinimizeLCOE_Brownfield | IgnoreSilica | 2019 | 136.6339 | 24.27 | 3.0206 | 4 | 4539.8476 | 7700.1796 | 92.5509 | 156.9786 | 101.9807 | 11.8439 | 98.7779 | 5729859.5808 | 0 | 4651350.9144 | 0 | 0 | 0 | 1431498.5046 | 4606956.5099 | 11986355.8221 | 8180934.1436 | 36586955.4754 | 961560.8286 | 17303179.5858 | 17303179.5858 | 13685062.912 | 7195764.7501 | 0 | 54851695.8898 | 93035703.1378 | 177827.941 | 12.0823 | 4539.8476 | 7700.1796 | 92.5509 | 156.9786
1 | 4200 | 707 | 0.035 | 15 | 15 | 7 | 2.3714e-10 | 5spot_SharedNeighbor | CO2 | Porous | Wet | R600a | MinimizeLCOE_Brownfield | IgnoreSilica | 2019 | 137.9614 | 24.5216 | 3.0593 | 4 | 4492.2563 | 7612.5831 | 91.5807 | 155.1928 | 101.8534 | 11.8062 | 107.291 | 5760987.285 | 0 | 4687467.8011 | 0 | 0 | 0 | 1403276.0376 | 4622175.1383 | 12025951.5713 | 8207959.056 | 36707816.8893 | 961560.8286 | 17303179.5858 | 17303179.5858 | 13685062.912 | 7195764.7501 | 0 | 54972557.3038 | 93156564.5517 | 237137.3706 | 12.2372 | 4492.2563 | 7612.5831 | 91.5807 | 155.1928
1 | 4200 | 707 | 0.035 | 15 | 15 | 7 | 3.1623e-10 | 5spot_SharedNeighbor | CO2 | Porous | Wet | R600a | MinimizeLCOE_Brownfield | IgnoreSilica | 2019 | 138.9749 | 24.7138 | 3.0888 | 4 | 4456.5519 | 7547.0308 | 90.8528 | 153.8564 | 101.755 | 11.7771 | 112.8294 | 5784519.1353 | 0 | 4714996.076 | 0 | 0 | 0 | 1381204.4733 | 4633480.677 | 12055366.264 | 8228035.1882 | 36797601.8138 | 961560.8286 | 17303179.5858 | 17303179.5858 | 13685062.912 | 7195764.7501 | 0 | 55062342.2282 | 93246349.4761 | 316227.766 | 12.3554 | 4456.5519 | 7547.0308 | 90.8528 | 153.8564
1 | 4200 | 707 | 0.035 | 15 | 15 | 7 | 4.217e-10 | 5spot_SharedNeighbor | CO2 | Porous | Wet | R600a | MinimizeLCOE_Brownfield | IgnoreSilica | 2019 | 139.7324 | 24.8577 | 3.1111 | 4 | 4429.7666 | 7498.0956 | 90.3068 | 152.8588 | 101.6807 | 11.7553 | 102.5995 | 5801974.1385 | 0 | 4735546.0447 | 0 | 0 | 0 | 1363914.2809 | 4641559.441 | 12076385.5507 | 8242381.2833 | 36861760.7391 | 961560.8286 | 17303179.5858 | 17303179.5858 | 13685062.912 | 7195764.7501 | 0 | 55126501.1536 | 93310508.4015 | 421696.5034 | 12.4446 | 4429.7666 | 7498.0956 | 90.3068 | 152.8588
1 | 4200 | 707 | 0.035 | 15 | 15 | 7 | 5.6234e-10 | 5spot_SharedNeighbor | CO2 | Porous | Wet | R600a | MinimizeLCOE_Brownfield | IgnoreSilica | 2019 | 140.3003 | 24.9656 | 3.128 | 4 | 4409.6737 | 7461.5083 | 89.8972 | 152.1129 | 101.6245 | 11.7388 | 96.5809 | 5814983.4945 | 0 | 4750936.0905 | 0 | 0 | 0 | 1350542.5943 | 4647420.2499 | 12091634.1733 | 8252788.7815 | 36908305.3841 | 961560.8286 | 17303179.5858 | 17303179.5858 | 13685062.912 | 7195764.7501 | 0 | 55173045.7985 | 93357053.0464 | 562341.3252 | 12.5118 | 4409.6737 | 7461.5083 | 89.8972 | 152.1129
1 | 4200 | 707 | 0.035 | 15 | 15 | 7 | 7.4989e-10 | 5spot_SharedNeighbor | CO2 | Porous | Wet | R600a | MinimizeLCOE_Brownfield | IgnoreSilica | 2019 | 140.7265 | 25.0467 | 3.1406 | 4 | 4394.6019 | 7434.127 | 89.5899 | 151.5547 | 101.5822 | 11.7264 | 108.0063 | 5824704.4394 | 0 | 4762477.9111 | 0 | 0 | 0 | 1340289.8078 | 4651714.1417 | 12102805.999 | 8260413.7821 | 36942406.0812 | 961560.8286 | 17303179.5858 | 17303179.5858 | 13685062.912 | 7195764.7501 | 0 | 55207146.4957 | 93391153.7436 | 749894.2093 | 12.5625 | 4394.6019 | 7434.127 | 89.5899 | 151.5547
1 | 4200 | 707 | 0.035 | 15 | 15 | 7 | 1e-09 | 5spot_SharedNeighbor | CO2 | Porous | Wet | R600a | MinimizeLCOE_Brownfield | IgnoreSilica | 2019 | 141.0554 | 25.1092 | 3.1503 | 4 | 4383.2971 | 7413.5231 | 89.3594 | 151.1347 | 101.5493 | 11.7167 | 109.4745 | 5832183.5506 | 0 | 4771381.4962 | 0 | 0 | 0 | 1332614.2165 | 4655109.9127 | 12111641.0984 | 8266443.919 | 36969374.1933 | 961560.8286 | 17303179.5858 | 17303179.5858 | 13685062.912 | 7195764.7501 | 0 | 55234114.6078 | 93418121.8557 | 1000000 | 12.601 | 4383.2971 | 7413.5231 | 89.3594 | 151.1347
1 | 4200 | 707 | 0.035 | 15 | 15 | 7 | 1.3335e-09 | 5spot_SharedNeighbor | CO2 | Porous | Wet | R600a | MinimizeLCOE_Brownfield | IgnoreSilica | 2019 | 141.2935 | 25.1546 | 3.1574 | 4 | 4374.8182 | 7398.1861 | 89.1866 | 150.822 | 101.5255 | 11.7098 | 108.5298 | 5837582.7888 | 0 | 4777823.7438 | 0 | 0 | 0 | 1326650.578 | 4657402.2732 | 12117605.3502 | 8270514.6434 | 36987579.3775 | 961560.8286 | 17303179.5858 | 17303179.5858 | 13685062.912 | 7195764.7501 | 0 | 55252319.7919 | 93436327.0398 | 1333521.4322 | 12.6296 | 4374.8182 | 7398.1861 | 89.1866 | 150.822
1 | 4200 | 707 | 0.035 | 15 | 15 | 7 | 1.7783e-09 | 5spot_SharedNeighbor | CO2 | Porous | Wet | R600a | MinimizeLCOE_Brownfield | IgnoreSilica | 2019 | 141.4787 | 25.1898 | 3.1629 | 4 | 4368.459 | 7386.6216 | 89.0569 | 150.5863 | 101.5069 | 11.7043 | 105.3797 | 5841775.7319 | 0 | 4782833.6412 | 0 | 0 | 0 | 1322238.5374 | 4659270.6851 | 12122466.5749 | 8273832.5291 | 37002417.6997 | 961560.8286 | 17303179.5858 | 17303179.5858 | 13685062.912 | 7195764.7501 | 0 | 55267158.1141 | 93451165.3621 | 1778279.41 | 12.6514 | 4368.459 | 7386.6216 | 89.0569 | 150.5863
1 | 4200 | 707 | 0.035 | 15 | 15 | 7 | 2.3714e-09 | 5spot_SharedNeighbor | CO2 | Porous | Wet | R600a | MinimizeLCOE_Brownfield | IgnoreSilica | 2019 | 141.6102 | 25.2149 | 3.1669 | 4 | 4363.6898 | 7378.0367 | 88.9597 | 150.4113 | 101.4937 | 11.7005 | 106.1371 | 5844747.7052 | 0 | 4786389.8721 | 0 | 0 | 0 | 1318792.4269 | 4660472.7016 | 12125593.9752 | 8275967.0441 | 37011963.7252 | 961560.8286 | 17303179.5858 | 17303179.5858 | 13685062.912 | 7195764.7501 | 0 | 55276704.1397 | 93460711.3876 | 2371373.7057 | 12.6674 | 4363.6898 | 7378.0367 | 88.9597 | 150.4113
1 | 4200 | 707 | 0.035 | 15 | 15 | 7 | 3.1623e-09 | 5spot_SharedNeighbor | CO2 | Porous | Wet | R600a | MinimizeLCOE_Brownfield | IgnoreSilica | 2019 | 141.7151 | 25.2348 | 3.1699 | 4 | 4360.1131 | 7371.5339 | 88.8868 | 150.2787 | 101.4831 | 11.6974 | 109.7844 | 5847114.9608 | 0 | 4789224.1276 | 0 | 0 | 0 | 1316289.765 | 4661525.2529 | 12128332.4977 | 8277836.142 | 37020322.746 | 961560.8286 | 17303179.5858 | 17303179.5858 | 13685062.912 | 7195764.7501 | 0 | 55285063.1605 | 93469070.4084 | 3162277.6602 | 12.6797 | 4360.1131 | 7371.5339 | 88.8868 | 150.2787
1 | 4200 | 707 | 0.035 | 15 | 15 | 7 | 4.217e-09 | 5spot_SharedNeighbor | CO2 | Porous | Wet | R600a | MinimizeLCOE_Brownfield | IgnoreSilica | 2019 | 141.7929 | 25.2496 | 3.1722 | 4 | 4357.4308 | 7366.6684 | 88.8321 | 150.1795 | 101.4753 | 11.6951 | 116.9973 | 5848870.21 | 0 | 4791327.1914 | 0 | 0 | 0 | 1314392.7881 | 4662290.1739 | 12130322.6652 | 8279194.4722 | 37026397.5008 | 961560.8286 | 17303179.5858 | 17303179.5858 | 13685062.912 | 7195764.7501 | 0 | 55291137.9153 | 93475145.1632 | 4216965.0343 | 12.6889 | 4357.4308 | 7366.6684 | 88.8321 | 150.1795
1 | 4200 | 707 | 0.035 | 15 | 15 | 7 | 5.6234e-09 | 5spot_SharedNeighbor | CO2 | Porous | Wet | R600a | MinimizeLCOE_Brownfield | IgnoreSilica | 2019 | 141.8466 | 25.2599 | 3.1739 | 4 | 4355.4192 | 7363.0713 | 88.7911 | 150.1062 | 101.4699 | 11.6935 | 109.9629 | 5850080.9302 | 0 | 4792779.1721 | 0 | 0 | 0 | 1312895.3444 | 4662744.6242 | 12131505.0517 | 8280001.4753 | 37030006.598 | 961560.8286 | 17303179.5858 | 17303179.5858 | 13685062.912 | 7195764.7501 | 0 | 55294747.0124 | 93478754.2603 | 5623413.2519 | 12.6956 | 4355.4192 | 7363.0713 | 88.7911 | 150.1062
1 | 4200 | 707 | 0.035 | 15 | 15 | 7 | 7.4989e-09 | 5spot_SharedNeighbor | CO2 | Porous | Wet | R600a | MinimizeLCOE_Brownfield | IgnoreSilica | 2019 | 141.9003 | 25.27 | 3.1753 | 4 | 4353.9108 | 7360.2276 | 88.7604 | 150.0482 | 101.4645 | 11.6919 | 105.6438 | 5851292.7354 | 0 | 4794231.0429 | 0 | 0 | 0 | 1311974.9311 | 4663424.4967 | 12133273.9404 | 8281208.7782 | 37035405.9247 | 961560.8286 | 17303179.5858 | 17303179.5858 | 13685062.912 | 7195764.7501 | 0 | 55300146.3391 | 93484153.5871 | 7498942.0933 | 12.7013 | 4353.9108 | 7360.2276 | 88.7604 | 150.0482
1 | 4200 | 707 | 0.035 | 15 | 15 | 7 | 1e-08 | 5spot_SharedNeighbor | CO2 | Porous | Wet | R600a | MinimizeLCOE_Brownfield | IgnoreSilica | 2019 | 141.9197 | 25.2739 | 3.1761 | 4 | 4352.7795 | 7358.3231 | 88.7373 | 150.0094 | 101.4625 | 11.6914 | 106.7801 | 5851729.4105 | 0 | 4794756.6932 | 0 | 0 | 0 | 1310965.6544 | 4663406.1856 | 12133226.2989 | 8281176.2619 | 37035260.5045 | 961560.8286 | 17303179.5858 | 17303179.5858 | 13685062.912 | 7195764.7501 | 0 | 55300000.9189 | 93484008.1668 | 10000000 | 12.7045 | 4352.7795 | 7358.3231 | 88.7373 | 150.0094
1 | 4300 | 707 | 0.035 | 15 | 15 | 7 | 1e-13 | 5spot_SharedNeighbor | CO2 | Porous | Wet | R600a | MinimizeLCOE_Brownfield | IgnoreSilica | 2019 | 1.6 | 0.041737 | 0.0013304 | 4 | 3793008.6633 | 11163470.7874 | 77325.612 | 227582.4517 | 72.5107 | 12.0083 | 24.5764 | 180503.4375 | 0 | 87897.0061 | 0 | 0 | 0 | 183798.1515 | 176357.4521 | 458845.9144 | 313171.7649 | 1400573.7265 | 961560.8286 | 17822860.8151 | 17822860.8151 | 14023360.4323 | 7376664.0807 | 0 | 20184995.3702 | 59407880.6982 | 100 | 0.0053216 | 3793008.6633 | 11163470.7874 | 77325.612 | 227582.4517
1 | 4300 | 707 | 0.035 | 15 | 15 | 7 | 1.3335e-13 | 5spot_SharedNeighbor | CO2 | Porous | Wet | R600a | MinimizeLCOE_Brownfield | IgnoreSilica | 2019 | 1.8264 | 0.082376 | 0.0067403 | 4 | 753459.8229 | 2208254.6557 | 15360.2976 | 45018.258 | 75.5649 | 12.2333 | 202.8959 | 206059.5301 | 0 | 103613.0393 | 0 | 0 | 0 | 184214.1632 | 192615.8257 | 501146.8675 | 342043.0346 | 1529692.4603 | 961560.8286 | 17822860.8151 | 17822860.8151 | 14023360.4323 | 7376664.0807 | 0 | 20314114.104 | 59536999.4321 | 133.3521 | 0.026961 | 753459.8229 | 2208254.6557 | 15360.2976 | 45018.258
1 | 4300 | 707 | 0.035 | 15 | 15 | 7 | 1.7783e-13 | 5spot_SharedNeighbor | CO2 | Porous | Wet | R600a | MinimizeLCOE_Brownfield | IgnoreSilica | 2019 | 2.5655 | 0.18067 | 0.014355 | 4 | 363726.1601 | 1046816.9931 | 7415.0498 | 21340.7803 | 82.8627 | 12.7303 | 299.5889 | 285917.9643 | 0 | 153377.191 | 0 | 0 | 0 | 238929.3018 | 264507.5383 | 688194.3566 | 469706.7894 | 2100633.1413 | 961560.8286 | 17822860.8151 | 17822860.8151 | 14023360.4323 | 7376664.0807 | 0 | 20885054.785 | 60107940.113 | 177.8279 | 0.05742 | 363726.1601 | 1046816.9931 | 7415.0498 | 21340.7803
1 | 4300 | 707 | 0.035 | 15 | 15 | 7 | 2.3714e-13 | 5spot_SharedNeighbor | CO2 | Porous | Wet | R600a | MinimizeLCOE_Brownfield | IgnoreSilica | 2019 | 3.4929 | 0.31855 | 0.02571 | 4 | 209488.9602 | 590880.102 | 4270.7158 | 12045.8901 | 88.6681 | 13.0863 | 46.0712 | 379150.4022 | 0 | 212711.1206 | 0 | 0 | 0 | 299174.2487 | 347503.9509 | 904133.9973 | 617090.0313 | 2759763.7509 | 961560.8286 | 17822860.8151 | 17822860.8151 | 14023360.4323 | 7376664.0807 | 0 | 21544185.3946 | 60767070.7226 | 237.1374 | 0.10284 | 209488.9602 | 590880.102 | 4270.7158 | 12045.8901
1 | 4300 | 707 | 0.035 | 15 | 15 | 7 | 3.1623e-13 | 5spot_SharedNeighbor | CO2 | Porous | Wet | R600a | MinimizeLCOE_Brownfield | IgnoreSilica | 2019 | 4.6501 | 0.50294 | 0.041831 | 4 | 133258.3399 | 367672.4021 | 2716.6515 | 7495.4992 | 93.2713 | 13.3451 | 58.8999 | 486805.9727 | 0 | 282798.0943 | 0 | 0 | 0 | 364554.1469 | 442321.7034 | 1150830.3397 | 785465.354 | 3512775.611 | 961560.8286 | 17822860.8151 | 17822860.8151 | 14023360.4323 | 7376664.0807 | 0 | 22297197.2547 | 61520082.5828 | 316.2278 | 0.16732 | 133258.3399 | 367672.4021 | 2716.6515 | 7495.4992
1 | 4300 | 707 | 0.035 | 15 | 15 | 7 | 4.217e-13 | 5spot_SharedNeighbor | CO2 | Porous | Wet | R600a | MinimizeLCOE_Brownfield | IgnoreSilica | 2019 | 6.1381 | 0.74927 | 0.064114 | 4 | 90422.6608 | 243364.3066 | 1843.3882 | 4961.3106 | 97.0171 | 13.5411 | 70.8155 | 614620.2299 | 0 | 368015.1597 | 0 | 0 | 0 | 439612.0792 | 554676.5128 | 1443154.5065 | 984982.6046 | 4405061.0926 | 961560.8286 | 17822860.8151 | 17822860.8151 | 14023360.4323 | 7376664.0807 | 0 | 23189482.7363 | 62412368.0643 | 421.6965 | 0.25646 | 90422.6608 | 243364.3066 | 1843.3882 | 4961.3106
1 | 4300 | 707 | 0.035 | 15 | 15 | 7 | 5.6234e-13 | 5spot_SharedNeighbor | CO2 | Porous | Wet | R600a | MinimizeLCOE_Brownfield | IgnoreSilica | 2019 | 8.0406 | 1.0722 | 0.094343 | 4 | 64233.7617 | 168170.9053 | 1309.4921 | 3428.3914 | 100.0213 | 13.6887 | 67.2974 | 765384.9009 | 0 | 471031.3921 | 0 | 0 | 0 | 524999.2141 | 686952.0478 | 1787308.3151 | 1219874.6506 | 5455550.5206 | 961560.8286 | 17822860.8151 | 17822860.8151 | 14023360.4323 | 7376664.0807 | 0 | 24239972.1643 | 63462857.4923 | 562.3413 | 0.37737 | 64233.7617 | 168170.9053 | 1309.4921 | 3428.3914
1 | 4300 | 707 | 0.035 | 15 | 15 | 7 | 7.4989e-13 | 5spot_SharedNeighbor | CO2 | Porous | Wet | R600a | MinimizeLCOE_Brownfield | IgnoreSilica | 2019 | 10.4696 | 1.4912 | 0.13483 | 4 | 47236.9873 | 119962.9795 | 962.9899 | 2445.6076 | 102.4107 | 13.7985 | 62.655 | 943010.4472 | 0 | 595459.7578 | 0 | 0 | 0 | 622033.3128 | 842596.3719 | 2192262.9195 | 1496264.4891 | 6691627.2983 | 961560.8286 | 17822860.8151 | 17822860.8151 | 14023360.4323 | 7376664.0807 | 0 | 25476048.942 | 64698934.27 | 749.8942 | 0.53932 | 47236.9873 | 119962.9795 | 962.9899 | 2445.6076
1 | 4300 | 707 | 0.035 | 15 | 15 | 7 | 1e-12 | 5spot_SharedNeighbor | CO2 | Porous | Wet | R600a | MinimizeLCOE_Brownfield | IgnoreSilica | 2019 | 13.6561 | 2.0448 | 0.18925 | 4 | 35590.6288 | 87404.3512 | 725.5631 | 1781.8559 | 104.3408 | 13.881 | 49.7135 | 1158059.0279 | 0 | 736873.6377 | 0 | 0 | 0 | 738889.0797 | 1027190.4807 | 2672538.9249 | 1824062.7315 | 8157613.8823 | 961560.8286 | 17822860.8151 | 17822860.8151 | 14023360.4323 | 7376664.0807 | 0 | 26942035.526 | 66164920.854 | 1000 | 0.757 | 35590.6288 | 87404.3512 | 725.5631 | 1781.8559
1 | 4300 | 707 | 0.035 | 15 | 15 | 7 | 1.3335e-12 | 5spot_SharedNeighbor | CO2 | Porous | Wet | R600a | MinimizeLCOE_Brownfield | IgnoreSilica | 2019 | 17.5996 | 2.7375 | 0.26047 | 4 | 27454.4361 | 65100.2104 | 559.6958 | 1327.1558 | 105.8014 | 13.9361 | 60.6745 | 1404010.2915 | 0 | 902683.1227 | 0 | 0 | 0 | 863913.9821 | 1236536.8845 | 3217215.325 | 2195815.5665 | 9820175.1723 | 961560.8286 | 17822860.8151 | 17822860.8151 | 14023360.4323 | 7376664.0807 | 0 | 28604596.8159 | 67827482.144 | 1333.5214 | 1.0419 | 27454.4361 | 65100.2104 | 559.6958 | 1327.1558
1 | 4300 | 707 | 0.035 | 15 | 15 | 7 | 1.7783e-12 | 5spot_SharedNeighbor | CO2 | Porous | Wet | R600a | MinimizeLCOE_Brownfield | IgnoreSilica | 2019 | 22.5501 | 3.6126 | 0.35314 | 4 | 21615.4083 | 49382.4027 | 440.6593 | 1006.7271 | 106.9195 | 13.9682 | 57.0279 | 1690022.2836 | 0 | 1100655.9853 | 0 | 0 | 0 | 1002651.3848 | 1479398.565 | 3849091.5997 | 2627084.1077 | 11748903.9261 | 961560.8286 | 17822860.8151 | 17822860.8151 | 14023360.4323 | 7376664.0807 | 0 | 30533325.5698 | 69756210.8978 | 1778.2794 | 1.4126 | 21615.4083 | 49382.4027 | 440.6593 | 1006.7271
1 | 4300 | 707 | 0.035 | 15 | 15 | 7 | 2.3714e-12 | 5spot_SharedNeighbor | CO2 | Porous | Wet | R600a | MinimizeLCOE_Brownfield | IgnoreSilica | 2019 | 28.6861 | 4.7033 | 0.4722 | 4 | 17335.1626 | 38101.2539 | 353.4007 | 776.7456 | 107.7499 | 13.9771 | 51.7394 | 2018896.3892 | 0 | 1334350.4965 | 0 | 0 | 0 | 1153372.6027 | 1757581.6005 | 4572866.7949 | 3121075.5505 | 13958143.4344 | 961560.8286 | 17822860.8151 | 17822860.8151 | 14023360.4323 | 7376664.0807 | 0 | 32742565.0781 | 71965450.4061 | 2371.3737 | 1.8888 | 17335.1626 | 38101.2539 | 353.4007 | 776.7456
1 | 4300 | 707 | 0.035 | 15 | 15 | 7 | 3.1623e-12 | 5spot_SharedNeighbor | CO2 | Porous | Wet | R600a | MinimizeLCOE_Brownfield | IgnoreSilica | 2019 | 36.177 | 6.0422 | 0.62271 | 4 | 14145.8844 | 29892.6531 | 288.383 | 609.4022 | 108.3329 | 13.9601 | 68.1826 | 2391847.9042 | 0 | 1606490.1953 | 0 | 0 | 0 | 1313108.2557 | 2071464.0785 | 5389524.6166 | 3678461.2945 | 16450896.3447 | 961560.8286 | 17822860.8151 | 17822860.8151 | 14023360.4323 | 7376664.0807 | 0 | 35235317.9884 | 74458203.3164 | 3162.2777 | 2.4909 | 14145.8844 | 29892.6531 | 288.383 | 609.4022
1 | 4300 | 707 | 0.035 | 15 | 15 | 7 | 4.217e-12 | 5spot_SharedNeighbor | CO2 | Porous | Wet | R600a | MinimizeLCOE_Brownfield | IgnoreSilica | 2019 | 45.1272 | 7.651 | 0.80883 | 4 | 11741.1901 | 23864.5217 | 239.36 | 486.5106 | 108.6926 | 13.9125 | 57.0864 | 2806187.7671 | 0 | 1917267.9037 | 0 | 0 | 0 | 1476266.8787 | 2417891.7943 | 6290858.471 | 4293640.1707 | 19202112.9855 | 961560.8286 | 17822860.8151 | 17822860.8151 | 14023360.4323 | 7376664.0807 | 0 | 37986534.6292 | 77209419.9572 | 4216.965 | 3.2353 | 11741.1901 | 23864.5217 | 239.36 | 486.5106
1 | 4300 | 707 | 0.035 | 15 | 15 | 7 | 5.6234e-12 | 5spot_SharedNeighbor | CO2 | Porous | Wet | R600a | MinimizeLCOE_Brownfield | IgnoreSilica | 2019 | 55.407 | 9.5115 | 1.0311 | 4 | 9914.8796 | 19424.5255 | 202.1282 | 395.9952 | 108.8368 | 13.8287 | 69.3405 | 3249055.9048 | 0 | 2259353.6281 | 0 | 0 | 0 | 1630129.1722 | 2784030.095 | 7243475.224 | 4943820.6789 | 22109864.7031 | 961560.8286 | 17822860.8151 | 17822860.8151 | 14023360.4323 | 7376664.0807 | 0 | 40894286.3467 | 80117171.6748 | 5623.4133 | 4.1245 | 9914.8796 | 19424.5255 | 202.1282 | 395.9952
1 | 4300 | 707 | 0.035 | 15 | 15 | 7 | 7.4989e-12 | 5spot_SharedNeighbor | CO2 | Porous | Wet | R600a | MinimizeLCOE_Brownfield | IgnoreSilica | 2019 | 66.6781 | 11.5666 | 1.285 | 4 | 8524.6996 | 16155.6641 | 173.7875 | 329.3551 | 108.7702 | 13.7054 | 79.8001 | 3701196.7338 | 0 | 2620105.7865 | 0 | 0 | 0 | 1760770.8156 | 3152008.601 | 8200879.8139 | 5597268.9842 | 25032230.7349 | 961560.8286 | 17822860.8151 | 17822860.8151 | 14023360.4323 | 7376664.0807 | 0 | 43816652.3786 | 83039537.7067 | 7498.9421 | 5.14 | 8524.6996 | 16155.6641 | 173.7875 | 329.3551
1 | 4300 | 707 | 0.035 | 15 | 15 | 7 | 1e-11 | 5spot_SharedNeighbor | CO2 | Porous | Wet | R600a | MinimizeLCOE_Brownfield | IgnoreSilica | 2019 | 78.2982 | 13.7024 | 1.5586 | 4 | 7468.4415 | 13759.968 | 152.2543 | 280.5156 | 108.5085 | 13.5455 | 73.8265 | 4135570.3409 | 0 | 2979433.5448 | 0 | 0 | 0 | 1852822.8602 | 3497452.4309 | 9099653.7991 | 6210700.6971 | 27775633.673 | 961560.8286 | 17822860.8151 | 17822860.8151 | 14023360.4323 | 7376664.0807 | 0 | 46560055.3167 | 85782940.6447 | 10000 | 6.2342 | 7468.4415 | 13759.968 | 152.2543 | 280.5156
1 | 4300 | 707 | 0.035 | 15 | 15 | 7 | 1.3335e-11 | 5spot_SharedNeighbor | CO2 | Porous | Wet | R600a | MinimizeLCOE_Brownfield | IgnoreSilica | 2019 | 89.5887 | 15.794 | 1.8359 | 4 | 6669.0189 | 12010.0057 | 135.957 | 244.8402 | 108.0914 | 13.3592 | 86.1273 | 4529529.3365 | 0 | 3318447.0909 | 0 | 0 | 0 | 1899757.1541 | 3801616.0968 | 9891025.2652 | 6750827.9837 | 30191202.9273 | 961560.8286 | 17822860.8151 | 17822860.8151 | 14023360.4323 | 7376664.0807 | 0 | 48975624.571 | 88198509.899 | 13335.2143 | 7.3438 | 6669.0189 | 12010.0057 | 135.957 | 244.8402
1 | 4300 | 707 | 0.035 | 15 | 15 | 7 | 1.7783e-11 | 5spot_SharedNeighbor | CO2 | Porous | Wet | R600a | MinimizeLCOE_Brownfield | IgnoreSilica | 2019 | 99.9176 | 17.7223 | 2.1004 | 4 | 6066.3994 | 10734.8604 | 123.6718 | 218.8446 | 107.5807 | 13.1623 | 89.0392 | 4867060.8518 | 0 | 3621146.1387 | 0 | 0 | 0 | 1902768.3027 | 4052480.3643 | 10543722.6299 | 7196307.3467 | 32183485.634 | 961560.8286 | 17822860.8151 | 17822860.8151 | 14023360.4323 | 7376664.0807 | 0 | 50967907.2777 | 90190792.6057 | 17782.7941 | 8.4017 | 6066.3994 | 10734.8604 | 123.6718 | 218.8446
1 | 4300 | 707 | 0.035 | 15 | 15 | 7 | 2.3714e-11 | 5spot_SharedNeighbor | CO2 | Porous | Wet | R600a | MinimizeLCOE_Brownfield | IgnoreSilica | 2019 | 108.936 | 19.4175 | 2.3397 | 4 | 5613.5036 | 9804.5625 | 114.4389 | 199.8793 | 107.0384 | 12.97 | 102.1471 | 5144457.5217 | 0 | 3880336.3147 | 0 | 0 | 0 | 1872184.5982 | 4249821.5895 | 11057164.0176 | 7546741.644 | 33750705.6857 | 961560.8286 | 17822860.8151 | 17822860.8151 | 14023360.4323 | 7376664.0807 | 0 | 52535127.3293 | 91758012.6574 | 23713.7371 | 9.3587 | 5613.5036 | 9804.5625 | 114.4389 | 199.8793
1 | 4300 | 707 | 0.035 | 15 | 15 | 7 | 3.1623e-11 | 5spot_SharedNeighbor | CO2 | Porous | Wet | R600a | MinimizeLCOE_Brownfield | IgnoreSilica | 2019 | 116.505 | 20.8489 | 2.5466 | 4 | 5273.735 | 9124.1783 | 107.5122 | 186.0087 | 106.5158 | 12.7939 | 103.9565 | 5365001.7122 | 0 | 4094566.926 | 0 | 0 | 0 | 1820409.3457 | 4399191.4137 | 11445793.6603 | 7811989.3607 | 34936952.4188 | 961560.8286 | 17822860.8151 | 17822860.8151 | 14023360.4323 | 7376664.0807 | 0 | 53721374.0625 | 92944259.3905 | 31622.7766 | 10.1866 | 5273.735 | 9124.1783 | 107.5122 | 186.0087
1 | 4300 | 707 | 0.035 | 15 | 15 | 7 | 4.217e-11 | 5spot_SharedNeighbor | CO2 | Porous | Wet | R600a | MinimizeLCOE_Brownfield | IgnoreSilica | 2019 | 122.6413 | 22.016 | 2.7191 | 4 | 5019.0271 | 8625.2374 | 102.3197 | 175.8371 | 106.0471 | 12.6414 | 103.1153 | 5535604.7802 | 0 | 4266203.782 | 0 | 0 | 0 | 1758414.4933 | 4508486.9916 | 11730158.3344 | 8006074.0939 | 35804942.4753 | 961560.8286 | 17822860.8151 | 17822860.8151 | 14023360.4323 | 7376664.0807 | 0 | 54589364.119 | 93812249.447 | 42169.6503 | 10.8765 | 5019.0271 | 8625.2374 | 102.3197 | 175.8371
1 | 4300 | 707 | 0.035 | 15 | 15 | 7 | 5.6234e-11 | 5spot_SharedNeighbor | CO2 | Porous | Wet | R600a | MinimizeLCOE_Brownfield | IgnoreSilica | 2019 | 127.5204 | 22.9481 | 2.8592 | 4 | 4828.1072 | 8257.6955 | 98.4275 | 168.3443 | 105.6458 | 12.5139 | 101.6257 | 5666007.0437 | 0 | 4401451.7784 | 0 | 0 | 0 | 1695474.4355 | 4587543.9705 | 11935848.3766 | 8146461.7742 | 36432787.3789 | 961560.8286 | 17822860.8151 | 17822860.8151 | 14023360.4323 | 7376664.0807 | 0 | 55217209.0226 | 94440094.3506 | 56234.1325 | 11.4366 | 4828.1072 | 8257.6955 | 98.4275 | 168.3443
1 | 4300 | 707 | 0.035 | 15 | 15 | 7 | 7.4989e-11 | 5spot_SharedNeighbor | CO2 | Porous | Wet | R600a | MinimizeLCOE_Brownfield | IgnoreSilica | 2019 | 131.3332 | 23.6793 | 2.9705 | 4 | 4684.9754 | 7986.0185 | 95.5096 | 162.8058 | 105.3143 | 12.4103 | 99.2459 | 5764658.5571 | 0 | 4506424.2187 | 0 | 0 | 0 | 1636983.772 | 4644145.9537 | 12083115.1261 | 8246974.3568 | 36882301.9844 | 961560.8286 | 17822860.8151 | 17822860.8151 | 14023360.4323 | 7376664.0807 | 0 | 55666723.628 | 94889608.9561 | 74989.4209 | 11.882 | 4684.9754 | 7986.0185 | 95.5096 | 162.8058
1 | 4300 | 707 | 0.035 | 15 | 15 | 7 | 1e-10 | 5spot_SharedNeighbor | CO2 | Porous | Wet | R600a | MinimizeLCOE_Brownfield | IgnoreSilica | 2019 | 134.2903 | 24.2478 | 3.0578 | 4 | 4577.6444 | 7784.4158 | 93.3215 | 158.6958 | 105.0465 | 12.3277 | 109.6712 | 5839190.9072 | 0 | 4587416.1737 | 0 | 0 | 0 | 1585965.0798 | 4684903.1427 | 12189156.9714 | 8319350.0951 | 37205982.3699 | 961560.8286 | 17822860.8151 | 17822860.8151 | 14023360.4323 | 7376664.0807 | 0 | 55990404.0136 | 95213289.3417 | 100000 | 12.2313 | 4577.6444 | 7784.4158 | 93.3215 | 158.6958
1 | 4300 | 707 | 0.035 | 15 | 15 | 7 | 1.3335e-10 | 5spot_SharedNeighbor | CO2 | Porous | Wet | R600a | MinimizeLCOE_Brownfield | IgnoreSilica | 2019 | 136.5413 | 24.6819 | 3.1253 | 4 | 4497.1438 | 7634.7113 | 91.6804 | 155.6439 | 104.8361 | 12.2634 | 99.3916 | 5894758.6458 | 0 | 4648828.6074 | 0 | 0 | 0 | 1542795.557 | 4713689.296 | 12264052.6376 | 8370467.9262 | 37434592.6701 | 961560.8286 | 17822860.8151 | 17822860.8151 | 14023360.4323 | 7376664.0807 | 0 | 56219014.3138 | 95441899.6418 | 133352.1432 | 12.501 | 4497.1438 | 7634.7113 | 91.6804 | 155.6439
1 | 4300 | 707 | 0.035 | 15 | 15 | 7 | 1.7783e-10 | 5spot_SharedNeighbor | CO2 | Porous | Wet | R600a | MinimizeLCOE_Brownfield | IgnoreSilica | 2019 | 138.2586 | 25.0136 | 3.1771 | 4 | 4436.7592 | 7523.1426 | 90.4493 | 153.3694 | 104.6719 | 12.2136 | 102.6343 | 5936472.7377 | 0 | 4695546.4776 | 0 | 0 | 0 | 1507617.1624 | 4734458.1873 | 12318089.0325 | 8407348.8761 | 37599532.4737 | 961560.8286 | 17822860.8151 | 17822860.8151 | 14023360.4323 | 7376664.0807 | 0 | 56383954.1174 | 95606839.4454 | 177827.941 | 12.7084 | 4436.7592 | 7523.1426 | 90.4493 | 153.3694
1 | 4300 | 707 | 0.035 | 15 | 15 | 7 | 2.3714e-10 | 5spot_SharedNeighbor | CO2 | Porous | Wet | R600a | MinimizeLCOE_Brownfield | IgnoreSilica | 2019 | 139.5692 | 25.267 | 3.2167 | 4 | 4391.4618 | 7439.7963 | 89.5259 | 151.6703 | 104.5444 | 12.1751 | 95.4159 | 5967909.8147 | 0 | 4731121.6494 | 0 | 0 | 0 | 1479650.3516 | 4749685.9081 | 12357708.4383 | 8434389.9347 | 37720466.0967 | 961560.8286 | 17822860.8151 | 17822860.8151 | 14023360.4323 | 7376664.0807 | 0 | 56504887.7404 | 95727773.0684 | 237137.3706 | 12.867 | 4391.4618 | 7439.7963 | 89.5259 | 151.6703
1 | 4300 | 707 | 0.035 | 15 | 15 | 7 | 3.1623e-10 | 5spot_SharedNeighbor | CO2 | Porous | Wet | R600a | MinimizeLCOE_Brownfield | IgnoreSilica | 2019 | 140.5561 | 25.4581 | 3.2468 | 4 | 4357.4819 | 7377.5744 | 88.8332 | 150.4018 | 104.4472 | 12.1458 | 99.5463 | 5991351.5632 | 0 | 4757863.9337 | 0 | 0 | 0 | 1457585.563 | 4760652.4134 | 12386241.0355 | 8453864.0186 | 37807558.5274 | 961560.8286 | 17822860.8151 | 17822860.8151 | 14023360.4323 | 7376664.0807 | 0 | 56591980.1711 | 95814865.4991 | 316227.766 | 12.9873 | 4357.4819 | 7377.5744 | 88.8332 | 150.4018
1 | 4300 | 707 | 0.035 | 15 | 15 | 7 | 4.217e-10 | 5spot_SharedNeighbor | CO2 | Porous | Wet | R600a | MinimizeLCOE_Brownfield | IgnoreSilica | 2019 | 141.3083 | 25.6037 | 3.2697 | 4 | 4331.9927 | 7330.9592 | 88.3135 | 149.4515 | 104.3723 | 12.1234 | 109.5781 | 6009090.1082 | 0 | 4778224.5839 | 0 | 0 | 0 | 1440565.8977 | 4768873.43 | 12407630.4344 | 8468462.7228 | 37872847.177 | 961560.8286 | 17822860.8151 | 17822860.8151 | 14023360.4323 | 7376664.0807 | 0 | 56657268.8207 | 95880154.1487 | 421696.5034 | 13.0788 | 4331.9927 | 7330.9592 | 88.3135 | 149.4515
1 | 4300 | 707 | 0.035 | 15 | 15 | 7 | 5.6234e-10 | 5spot_SharedNeighbor | CO2 | Porous | Wet | R600a | MinimizeLCOE_Brownfield | IgnoreSilica | 2019 | 141.866 | 25.7119 | 3.2869 | 4 | 4312.8733 | 7296.174 | 87.9238 | 148.7424 | 104.3164 | 12.1066 | 113.3402 | 6022165.5103 | 0 | 4793304.8622 | 0 | 0 | 0 | 1427309.5032 | 4774684.1515 | 12422748.7399 | 8478781.2769 | 37918994.0441 | 961560.8286 | 17822860.8151 | 17822860.8151 | 14023360.4323 | 7376664.0807 | 0 | 56703415.6878 | 95926301.0158 | 562341.3252 | 13.1475 | 4312.8733 | 7296.174 | 87.9238 | 148.7424
1 | 4300 | 707 | 0.035 | 15 | 15 | 7 | 7.4989e-10 | 5spot_SharedNeighbor | CO2 | Porous | Wet | R600a | MinimizeLCOE_Brownfield | IgnoreSilica | 2019 | 142.2876 | 25.7937 | 3.2998 | 4 | 4298.5326 | 7270.108 | 87.6314 | 148.211 | 104.2739 | 12.0939 | 112.1452 | 6032007.4387 | 0 | 4804696.0435 | 0 | 0 | 0 | 1417200.1198 | 4779022.4048 | 12434035.985 | 8486485.0536 | 37953447.0455 | 961560.8286 | 17822860.8151 | 17822860.8151 | 14023360.4323 | 7376664.0807 | 0 | 56737868.6892 | 95960754.0172 | 749894.2093 | 13.1994 | 4298.5326 | 7270.108 | 87.6314 | 148.211
1 | 4300 | 707 | 0.035 | 15 | 15 | 7 | 1e-09 | 5spot_SharedNeighbor | CO2 | Porous | Wet | R600a | MinimizeLCOE_Brownfield | IgnoreSilica | 2019 | 142.5971 | 25.854 | 3.3095 | 4 | 4287.7767 | 7250.6634 | 87.4121 | 147.8146 | 104.2426 | 12.0846 | 112.6585 | 6039209.3025 | 0 | 4813054.8923 | 0 | 0 | 0 | 1409386.7051 | 4782043.8509 | 12441897.1681 | 8491850.4726 | 37977442.3915 | 961560.8286 | 17822860.8151 | 17822860.8151 | 14023360.4323 | 7376664.0807 | 0 | 56761864.0352 | 95984749.3632 | 1000000 | 13.2381 | 4287.7767 | 7250.6634 | 87.4121 | 147.8146
1 | 4300 | 707 | 0.035 | 15 | 15 | 7 | 1.3335e-09 | 5spot_SharedNeighbor | CO2 | Porous | Wet | R600a | MinimizeLCOE_Brownfield | IgnoreSilica | 2019 | 142.8406 | 25.9011 | 3.3169 | 4 | 4279.7097 | 7235.9765 | 87.2477 | 147.5152 | 104.2179 | 12.0772 | 115.3944 | 6044864.6341 | 0 | 4819630.5573 | 0 | 0 | 0 | 1403637.9689 | 4784571.9325 | 12448474.7178 | 8496339.7855 | 37997519.5962 | 961560.8286 | 17822860.8151 | 17822860.8151 | 14023360.4323 | 7376664.0807 | 0 | 56781941.2399 | 96004826.5679 | 1333521.4322 | 13.2677 | 4279.7097 | 7235.9765 | 87.2477 | 147.5152
1 | 4300 | 707 | 0.035 | 15 | 15 | 7 | 1.7783e-09 | 5spot_SharedNeighbor | CO2 | Porous | Wet | R600a | MinimizeLCOE_Brownfield | IgnoreSilica | 2019 | 143.0233 | 25.9365 | 3.3225 | 4 | 4273.6597 | 7224.9732 | 87.1243 | 147.2909 | 104.1993 | 12.0717 | 124.7401 | 6049096.9048 | 0 | 4824559.3469 | 0 | 0 | 0 | 1399285.1529 | 4786447.1478 | 12453353.6433 | 8499669.7524 | 38012411.9481 | 961560.8286 | 17822860.8151 | 17822860.8151 | 14023360.4323 | 7376664.0807 | 0 | 56796833.5917 | 96019718.9198 | 1778279.41 | 13.29 | 4273.6597 | 7224.9732 | 87.1243 | 147.2909
1 | 4300 | 707 | 0.035 | 15 | 15 | 7 | 2.3714e-09 | 5spot_SharedNeighbor | CO2 | Porous | Wet | R600a | MinimizeLCOE_Brownfield | IgnoreSilica | 2019 | 143.165 | 25.9639 | 3.3267 | 4 | 4269.1224 | 7216.6772 | 87.0318 | 147.1217 | 104.1849 | 12.0674 | 115.0993 | 6052376.5843 | 0 | 4828382.7253 | 0 | 0 | 0 | 1396072.5082 | 4787964.4089 | 12457301.2454 | 8502364.0719 | 38024461.5439 | 961560.8286 | 17822860.8151 | 17822860.8151 | 14023360.4323 | 7376664.0807 | 0 | 56808883.1876 | 96031768.5156 | 2371373.7057 | 13.3069 | 4269.1224 | 7216.6772 | 87.0318 | 147.1217
1 | 4300 | 707 | 0.035 | 15 | 15 | 7 | 3.1623e-09 | 5spot_SharedNeighbor | CO2 | Porous | Wet | R600a | MinimizeLCOE_Brownfield | IgnoreSilica | 2019 | 143.2498 | 25.9807 | 3.3297 | 4 | 4265.7197 | 7210.6861 | 86.9625 | 146.9996 | 104.1762 | 12.0648 | 100.9257 | 6054336.1716 | 0 | 4830671.9248 | 0 | 0 | 0 | 1393312.7676 | 4788545.1369 | 12458812.1807 | 8503395.3163 | 38029073.4979 | 961560.8286 | 17822860.8151 | 17822860.8151 | 14023360.4323 | 7376664.0807 | 0 | 56813495.1415 | 96036380.4696 | 3162277.6602 | 13.3186 | 4265.7197 | 7210.6861 | 86.9625 | 146.9996
1 | 4300 | 707 | 0.035 | 15 | 15 | 7 | 4.217e-09 | 5spot_SharedNeighbor | CO2 | Porous | Wet | R600a | MinimizeLCOE_Brownfield | IgnoreSilica | 2019 | 143.3398 | 25.9979 | 3.3322 | 4 | 4263.1679 | 7205.9157 | 86.9104 | 146.9023 | 104.167 | 12.0621 | 112.1984 | 6056417.0086 | 0 | 4833099.9758 | 0 | 0 | 0 | 1391651.3941 | 4789655.6676 | 12461701.5537 | 8505367.3728 | 38037892.9727 | 961560.8286 | 17822860.8151 | 17822860.8151 | 14023360.4323 | 7376664.0807 | 0 | 56822314.6164 | 96045199.9444 | 4216965.0343 | 13.3287 | 4263.1679 | 7205.9157 | 86.9104 | 146.9023
1 | 4300 | 707 | 0.035 | 15 | 15 | 7 | 5.6234e-09 | 5spot_SharedNeighbor | CO2 | Porous | Wet | R600a | MinimizeLCOE_Brownfield | IgnoreSilica | 2019 | 143.3935 | 26.0084 | 3.3339 | 4 | 4261.2542 | 7202.4853 | 86.8714 | 146.8324 | 104.1615 | 12.0604 | 107.2269 | 6057656.6065 | 0 | 4834548.8096 | 0 | 0 | 0 | 1390184.3646 | 4790132.0145 | 12462940.9105 | 8506213.2592 | 38041675.9649 | 961560.8286 | 17822860.8151 | 17822860.8151 | 14023360.4323 | 7376664.0807 | 0 | 56826097.6086 | 96048982.9366 | 5623413.2519 | 13.3355 | 4261.2542 | 7202.4853 | 86.8714 | 146.8324
1 | 4300 | 707 | 0.035 | 15 | 15 | 7 | 7.4989e-09 | 5spot_SharedNeighbor | CO2 | Porous | Wet | R600a | MinimizeLCOE_Brownfield | IgnoreSilica | 2019 | 143.4324 | 26.016 | 3.3352 | 4 | 4259.8191 | 7199.928 | 86.8422 | 146.7803 | 104.1575 | 12.0592 | 110.5249 | 6058553.7014 | 0 | 4835597.8973 | 0 | 0 | 0 | 1389060.2219 | 4790452.61 | 12463775.0343 | 8506782.5659 | 38044222.0307 | 961560.8286 | 17822860.8151 | 17822860.8151 | 14023360.4323 | 7376664.0807 | 0 | 56828643.6744 | 96051529.0024 | 7498942.0933 | 13.3406 | 4259.8191 | 7199.928 | 86.8422 | 146.7803
1 | 4300 | 707 | 0.035 | 15 | 15 | 7 | 1e-08 | 5spot_SharedNeighbor | CO2 | Porous | Wet | R600a | MinimizeLCOE_Brownfield | IgnoreSilica | 2019 | 143.4667 | 26.0226 | 3.3362 | 4 | 4258.743 | 7197.9567 | 86.8202 | 146.7401 | 104.154 | 12.0582 | 102.789 | 6059344.4124 | 0 | 4836522.0465 | 0 | 0 | 0 | 1388295.9924 | 4790823.356 | 12464739.6393 | 8507440.9286 | 38047166.3752 | 961560.8286 | 17822860.8151 | 17822860.8151 | 14023360.4323 | 7376664.0807 | 0 | 56831588.0189 | 96054473.3469 | 10000000 | 13.3447 | 4258.743 | 7197.9567 | 86.8202 | 146.7401
1 | 4400 | 707 | 0.035 | 15 | 15 | 7 | 1e-13 | 5spot_SharedNeighbor | CO2 | Porous | Wet | R600a | MinimizeLCOE_Brownfield | IgnoreSilica | 2019 | 1.6 | 0.040467 | 0.0016643 | 4 | 3112983.8729 | 9162860.5142 | 63462.3869 | 186797.3053 | 73.263 | 12.3576 | 24.4325 | 183266.0188 | 0 | 87733.8033 | 0 | 0 | 0 | 185516.0741 | 178041.1995 | 463226.68 | 316161.7274 | 1413945.5032 | 961560.8286 | 18348402.1352 | 18348402.1352 | 14367225.0389 | 7559907.4476 | 0 | 20723908.467 | 60999443.0886 | 100 | 0.0066572 | 3112983.8729 | 9162860.5142 | 63462.3869 | 186797.3053
1 | 4400 | 707 | 0.035 | 15 | 15 | 7 | 1.3335e-13 | 5spot_SharedNeighbor | CO2 | Porous | Wet | R600a | MinimizeLCOE_Brownfield | IgnoreSilica | 2019 | 1.9042 | 0.088293 | 0.0072508 | 4 | 721640.9857 | 2110290.518 | 14711.6276 | 43021.1266 | 77.4243 | 12.6625 | 212.3319 | 218212.8931 | 0 | 108987.5377 | 0 | 0 | 0 | 195865.272 | 203995.6241 | 530754.7687 | 362251.0356 | 1620067.1312 | 961560.8286 | 18348402.1352 | 18348402.1352 | 14367225.0389 | 7559907.4476 | 0 | 20930030.095 | 61205564.7167 | 133.3521 | 0.029003 | 721640.9857 | 2110290.518 | 14711.6276 | 43021.1266
1 | 4400 | 707 | 0.035 | 15 | 15 | 7 | 1.7783e-13 | 5spot_SharedNeighbor | CO2 | Porous | Wet | R600a | MinimizeLCOE_Brownfield | IgnoreSilica | 2019 | 2.6627 | 0.19117 | 0.01545 | 4 | 348260.391 | 999961.8199 | 7099.7591 | 20385.5742 | 84.8541 | 13.1621 | 308.337 | 301423.0569 | 0 | 160303.1621 | 0 | 0 | 0 | 252692.4012 | 278623.2618 | 724920.5738 | 494773.1873 | 2212735.643 | 961560.8286 | 18348402.1352 | 18348402.1352 | 14367225.0389 | 7559907.4476 | 0 | 21522698.6068 | 61798233.2285 | 177.8279 | 0.061801 | 348260.391 | 999961.8199 | 7099.7591 | 20385.5742
1 | 4400 | 707 | 0.035 | 15 | 15 | 7 | 2.3714e-13 | 5spot_SharedNeighbor | CO2 | Porous | Wet | R600a | MinimizeLCOE_Brownfield | IgnoreSilica | 2019 | 3.6024 | 0.33385 | 0.027657 | 4 | 200642.5193 | 564702.6147 | 4090.3691 | 11512.2266 | 90.7344 | 13.5184 | 62.3202 | 397448.1535 | 0 | 220750.1311 | 0 | 0 | 0 | 313879.0573 | 363510.1633 | 945778.8788 | 645513.5186 | 2886879.9027 | 961560.8286 | 18348402.1352 | 18348402.1352 | 14367225.0389 | 7559907.4476 | 0 | 22196842.8665 | 62472377.4881 | 237.1374 | 0.11063 | 200642.5193 | 564702.6147 | 4090.3691 | 11512.2266
1 | 4400 | 707 | 0.035 | 15 | 15 | 7 | 3.1623e-13 | 5spot_SharedNeighbor | CO2 | Porous | Wet | R600a | MinimizeLCOE_Brownfield | IgnoreSilica | 2019 | 4.8157 | 0.52985 | 0.045027 | 4 | 127703.2133 | 351323.483 | 2603.4027 | 7162.2044 | 95.5668 | 13.7868 | 55.2294 | 512230.4528 | 0 | 294651.0975 | 0 | 0 | 0 | 384579.1996 | 464669.6925 | 1208975.223 | 825150.4316 | 3690256.097 | 961560.8286 | 18348402.1352 | 18348402.1352 | 14367225.0389 | 7559907.4476 | 0 | 23000219.0608 | 63275753.6824 | 316.2278 | 0.18011 | 127703.2133 | 351323.483 | 2603.4027 | 7162.2044
1 | 4400 | 707 | 0.035 | 15 | 15 | 7 | 4.217e-13 | 5spot_SharedNeighbor | CO2 | Porous | Wet | R600a | MinimizeLCOE_Brownfield | IgnoreSilica | 2019 | 6.3498 | 0.78836 | 0.068998 | 4 | 86713.6291 | 232644.4747 | 1767.7746 | 4742.7723 | 99.4241 | 13.9861 | 54.8671 | 646195.501 | 0 | 382983.3491 | 0 | 0 | 0 | 463168.8845 | 582015.6165 | 1514285.2463 | 1033530.796 | 4622179.3934 | 961560.8286 | 18348402.1352 | 18348402.1352 | 14367225.0389 | 7559907.4476 | 0 | 23932142.3572 | 64207676.9788 | 421.6965 | 0.27599 | 86713.6291 | 232644.4747 | 1767.7746 | 4742.7723
1 | 4400 | 707 | 0.035 | 15 | 15 | 7 | 5.6234e-13 | 5spot_SharedNeighbor | CO2 | Porous | Wet | R600a | MinimizeLCOE_Brownfield | IgnoreSilica | 2019 | 8.3307 | 1.1301 | 0.10156 | 4 | 61647.6481 | 160793.9314 | 1256.7707 | 3278.0018 | 102.5464 | 14.1374 | 64.7093 | 805769.2906 | 0 | 490811.6144 | 0 | 0 | 0 | 554333.3037 | 721856.5414 | 1878122.6477 | 1281857.2986 | 5732750.6965 | 961560.8286 | 18348402.1352 | 18348402.1352 | 14367225.0389 | 7559907.4476 | 0 | 25042713.6603 | 65318248.2819 | 562.3413 | 0.40622 | 61647.6481 | 160793.9314 | 1256.7707 | 3278.0018
1 | 4400 | 707 | 0.035 | 15 | 15 | 7 | 7.4989e-13 | 5spot_SharedNeighbor | CO2 | Porous | Wet | R600a | MinimizeLCOE_Brownfield | IgnoreSilica | 2019 | 10.9176 | 1.5825 | 0.14557 | 4 | 45271.4176 | 114438.993 | 922.9191 | 2332.9937 | 105.0684 | 14.252 | 55.7742 | 997866.8828 | 0 | 616077.4232 | 0 | 0 | 0 | 662619.7528 | 887859.9829 | 2310029.5505 | 1576642.6345 | 7051096.2267 | 961560.8286 | 18348402.1352 | 18348402.1352 | 14367225.0389 | 7559907.4476 | 0 | 26361059.1905 | 66636593.8121 | 749.8942 | 0.58229 | 45271.4176 | 114438.993 | 922.9191 | 2332.9937
1 | 4400 | 707 | 0.035 | 15 | 15 | 7 | 1e-12 | 5spot_SharedNeighbor | CO2 | Porous | Wet | R600a | MinimizeLCOE_Brownfield | IgnoreSilica | 2019 | 14.136 | 2.1535 | 0.20392 | 4 | 34136.6663 | 83513.7463 | 695.9221 | 1702.5407 | 106.9997 | 14.3323 | 55.2827 | 1218457.7732 | 0 | 757517.7731 | 0 | 0 | 0 | 779492.2972 | 1074632.459 | 2795973.2209 | 1908309.1748 | 8534382.6983 | 961560.8286 | 18348402.1352 | 18348402.1352 | 14367225.0389 | 7559907.4476 | 0 | 27844345.6621 | 68119880.2837 | 1000 | 0.81567 | 34136.6663 | 83513.7463 | 695.9221 | 1702.5407
1 | 4400 | 707 | 0.035 | 15 | 15 | 7 | 1.3335e-12 | 5spot_SharedNeighbor | CO2 | Porous | Wet | R600a | MinimizeLCOE_Brownfield | IgnoreSilica | 2019 | 18.2038 | 2.881 | 0.28053 | 4 | 26357.3871 | 62250.3503 | 537.331 | 1269.0576 | 108.5036 | 14.3875 | 69.0227 | 1476442.4044 | 0 | 927389.4076 | 0 | 0 | 0 | 910617.788 | 1292635.344 | 3363172.009 | 2295434.0024 | 10265690.9553 | 961560.8286 | 18348402.1352 | 18348402.1352 | 14367225.0389 | 7559907.4476 | 0 | 29575653.9191 | 69851188.5407 | 1333.5214 | 1.1221 | 26357.3871 | 62250.3503 | 537.331 | 1269.0576
1 | 4400 | 707 | 0.035 | 15 | 15 | 7 | 1.7783e-12 | 5spot_SharedNeighbor | CO2 | Porous | Wet | R600a | MinimizeLCOE_Brownfield | IgnoreSilica | 2019 | 23.3077 | 3.7996 | 0.38012 | 4 | 20771.8705 | 47260.6179 | 423.4627 | 963.4716 | 109.6551 | 14.4189 | 46.468 | 1776355.7633 | 0 | 1130138.3808 | 0 | 0 | 0 | 1056110.3995 | 1545415.772 | 4020854.8303 | 2744316.042 | 12273191.1879 | 961560.8286 | 18348402.1352 | 18348402.1352 | 14367225.0389 | 7559907.4476 | 0 | 31583154.1517 | 71858688.7733 | 1778.2794 | 1.5205 | 20771.8705 | 47260.6179 | 423.4627 | 963.4716
1 | 4400 | 707 | 0.035 | 15 | 15 | 7 | 2.3714e-12 | 5spot_SharedNeighbor | CO2 | Porous | Wet | R600a | MinimizeLCOE_Brownfield | IgnoreSilica | 2019 | 29.6265 | 4.9434 | 0.5079 | 4 | 16676.2282 | 36500.6865 | 339.9675 | 744.1159 | 110.5093 | 14.4259 | 62.6125 | 2120847.2649 | 0 | 1369229.7538 | 0 | 0 | 0 | 1213961.8045 | 1834575.1411 | 4773188.1939 | 3257799.0216 | 14569601.1798 | 961560.8286 | 18348402.1352 | 18348402.1352 | 14367225.0389 | 7559907.4476 | 0 | 33879564.1436 | 74155098.7653 | 2371.3737 | 2.0316 | 16676.2282 | 36500.6865 | 339.9675 | 744.1159
1 | 4400 | 707 | 0.035 | 15 | 15 | 7 | 3.1623e-12 | 5spot_SharedNeighbor | CO2 | Porous | Wet | R600a | MinimizeLCOE_Brownfield | IgnoreSilica | 2019 | 37.3413 | 6.3475 | 0.66926 | 4 | 13623.7159 | 28668.4669 | 277.7379 | 584.4455 | 111.1083 | 14.4055 | 69.3614 | 2511548.6641 | 0 | 1647720.2025 | 0 | 0 | 0 | 1381572.632 | 2160928.1844 | 5622291.8685 | 3837329.7268 | 17161391.2783 | 961560.8286 | 18348402.1352 | 18348402.1352 | 14367225.0389 | 7559907.4476 | 0 | 36471354.2421 | 76746888.8637 | 3162.2777 | 2.677 | 13623.7159 | 28668.4669 | 277.7379 | 584.4455
1 | 4400 | 707 | 0.035 | 15 | 15 | 7 | 4.217e-12 | 5spot_SharedNeighbor | CO2 | Porous | Wet | R600a | MinimizeLCOE_Brownfield | IgnoreSilica | 2019 | 46.5083 | 8.0263 | 0.86809 | 4 | 11321.618 | 22920.5153 | 230.8065 | 467.2657 | 111.4737 | 14.3525 | 61.4651 | 2943258.133 | 0 | 1964070.1429 | 0 | 0 | 0 | 1550895.942 | 2518707.445 | 6553160.1139 | 4472666.4317 | 20002758.2084 | 961560.8286 | 18348402.1352 | 18348402.1352 | 14367225.0389 | 7559907.4476 | 0 | 39312721.1722 | 79588255.7939 | 4216.965 | 3.4724 | 11321.618 | 22920.5153 | 230.8065 | 467.2657
1 | 4400 | 707 | 0.035 | 15 | 15 | 7 | 5.6234e-12 | 5spot_SharedNeighbor | CO2 | Porous | Wet | R600a | MinimizeLCOE_Brownfield | IgnoreSilica | 2019 | 57.0265 | 9.9656 | 1.105 | 4 | 9573.3719 | 18685.7116 | 195.1661 | 380.9335 | 111.6158 | 14.2612 | 81.8907 | 3404233.3825 | 0 | 2312030.4781 | 0 | 0 | 0 | 1710729.8387 | 2896527.5427 | 7536170.5067 | 5143591.2236 | 23003282.9724 | 961560.8286 | 18348402.1352 | 18348402.1352 | 14367225.0389 | 7559907.4476 | 0 | 42313245.9361 | 82588780.5578 | 5623.4133 | 4.4199 | 9573.3719 | 18685.7116 | 195.1661 | 380.9335
1 | 4400 | 707 | 0.035 | 15 | 15 | 7 | 7.4989e-12 | 5spot_SharedNeighbor | CO2 | Porous | Wet | R600a | MinimizeLCOE_Brownfield | IgnoreSilica | 2019 | 68.4808 | 12.094 | 1.374 | 4 | 8243.1836 | 15571.3869 | 168.0484 | 317.4438 | 111.5388 | 14.1287 | 82.2573 | 3871660.896 | 0 | 2676624.362 | 0 | 0 | 0 | 1844398.4513 | 3273146.6466 | 8516056.1598 | 5812383.3165 | 25994269.8321 | 961560.8286 | 18348402.1352 | 18348402.1352 | 14367225.0389 | 7559907.4476 | 0 | 45304232.7959 | 85579767.4175 | 7498.9421 | 5.496 | 8243.1836 | 15571.3869 | 168.0484 | 317.4438
1 | 4400 | 707 | 0.035 | 15 | 15 | 7 | 1e-11 | 5spot_SharedNeighbor | CO2 | Porous | Wet | R600a | MinimizeLCOE_Brownfield | IgnoreSilica | 2019 | 80.213 | 14.2921 | 1.6622 | 4 | 7233.1536 | 13290.8939 | 147.4576 | 270.9528 | 111.2621 | 13.9588 | 76.5684 | 4317833.4193 | 0 | 3037581.9432 | 0 | 0 | 0 | 1936827.6429 | 3623974.7721 | 9428838.9776 | 6435376.3455 | 28780433.1005 | 961560.8286 | 18348402.1352 | 18348402.1352 | 14367225.0389 | 7559907.4476 | 0 | 48090396.0643 | 88365930.6859 | 10000 | 6.6486 | 7233.1536 | 13290.8939 | 147.4576 | 270.9528
1 | 4400 | 707 | 0.035 | 15 | 15 | 7 | 1.3335e-11 | 5spot_SharedNeighbor | CO2 | Porous | Wet | R600a | MinimizeLCOE_Brownfield | IgnoreSilica | 2019 | 91.565 | 16.4359 | 1.9528 | 4 | 6469.2278 | 11625.3499 | 131.884 | 236.9985 | 110.8286 | 13.7624 | 93.6625 | 4720882.0136 | 0 | 3376880.8154 | 0 | 0 | 0 | 1982946.2061 | 3931476.5237 | 10228895.4579 | 6981431.3328 | 31222512.3495 | 961560.8286 | 18348402.1352 | 18348402.1352 | 14367225.0389 | 7559907.4476 | 0 | 50532475.3133 | 90808009.935 | 13335.2143 | 7.8112 | 6469.2278 | 11625.3499 | 131.884 | 236.9985
1 | 4400 | 707 | 0.035 | 15 | 15 | 7 | 1.7783e-11 | 5spot_SharedNeighbor | CO2 | Porous | Wet | R600a | MinimizeLCOE_Brownfield | IgnoreSilica | 2019 | 101.901 | 18.4031 | 2.2285 | 4 | 5893.6971 | 10411.996 | 120.151 | 212.2626 | 110.3033 | 13.5565 | 88.3673 | 5064660.2361 | 0 | 3678535.1393 | 0 | 0 | 0 | 1984274.1307 | 4183713.1073 | 10885163.3077 | 7429347.6253 | 33225693.5463 | 961560.8286 | 18348402.1352 | 18348402.1352 | 14367225.0389 | 7559907.4476 | 0 | 52535656.51 | 92811191.1317 | 17782.7941 | 8.9139 | 5893.6971 | 10411.996 | 120.151 | 212.2626
1 | 4400 | 707 | 0.035 | 15 | 15 | 7 | 2.3714e-11 | 5spot_SharedNeighbor | CO2 | Porous | Wet | R600a | MinimizeLCOE_Brownfield | IgnoreSilica | 2019 | 110.8728 | 20.1229 | 2.4765 | 4 | 5461.3532 | 9527.1311 | 111.3371 | 194.2235 | 109.7511 | 13.3571 | 91.8652 | 5345670.4629 | 0 | 3935431.3109 | 0 | 0 | 0 | 1951468.9057 | 4380702.565 | 11397689.4685 | 7779157.2614 | 34790119.9744 | 961560.8286 | 18348402.1352 | 18348402.1352 | 14367225.0389 | 7559907.4476 | 0 | 54100082.9382 | 94375617.5598 | 23713.7371 | 9.906 | 5461.3532 | 9527.1311 | 111.3371 | 194.2235
1 | 4400 | 707 | 0.035 | 15 | 15 | 7 | 3.1623e-11 | 5spot_SharedNeighbor | CO2 | Porous | Wet | R600a | MinimizeLCOE_Brownfield | IgnoreSilica | 2019 | 118.3855 | 21.5718 | 2.6903 | 4 | 5137.1115 | 8879.7516 | 104.727 | 181.0257 | 109.2215 | 13.1754 | 88.241 | 5568703.3537 | 0 | 4147354.6536 | 0 | 0 | 0 | 1898052.3895 | 4529503.0547 | 11784837.8196 | 8043393.9661 | 35971845.2371 | 961560.8286 | 18348402.1352 | 18348402.1352 | 14367225.0389 | 7559907.4476 | 0 | 55281808.2009 | 95557342.8225 | 31622.7766 | 10.7613 | 5137.1115 | 8879.7516 | 104.727 | 181.0257
1 | 4400 | 707 | 0.035 | 15 | 15 | 7 | 4.217e-11 | 5spot_SharedNeighbor | CO2 | Porous | Wet | R600a | MinimizeLCOE_Brownfield | IgnoreSilica | 2019 | 124.4607 | 22.7501 | 2.868 | 4 | 4894.1055 | 8404.9321 | 99.773 | 171.3459 | 108.7487 | 13.0186 | 101.7365 | 5740897.4498 | 0 | 4316763.2674 | 0 | 0 | 0 | 1834901.9551 | 4638099.4422 | 12067383.3436 | 8236237.0919 | 36834282.5499 | 961560.8286 | 18348402.1352 | 18348402.1352 | 14367225.0389 | 7559907.4476 | 0 | 56144245.5137 | 96419780.1353 | 42169.6503 | 11.4718 | 4894.1055 | 8404.9321 | 99.773 | 171.3459
1 | 4400 | 707 | 0.035 | 15 | 15 | 7 | 5.6234e-11 | 5spot_SharedNeighbor | CO2 | Porous | Wet | R600a | MinimizeLCOE_Brownfield | IgnoreSilica | 2019 | 129.2797 | 23.6891 | 3.0118 | 4 | 4711.9945 | 8055.1311 | 96.0604 | 164.2147 | 108.3454 | 12.888 | 108.8999 | 5872276.9557 | 0 | 4449965.7857 | 0 | 0 | 0 | 1771218.3068 | 4716449.8088 | 12271234.9256 | 8375369.9854 | 37456515.7679 | 961560.8286 | 18348402.1352 | 18348402.1352 | 14367225.0389 | 7559907.4476 | 0 | 56766478.7317 | 97042013.3534 | 56234.1325 | 12.0472 | 4711.9945 | 8055.1311 | 96.0604 | 164.2147
1 | 4400 | 707 | 0.035 | 15 | 15 | 7 | 7.4989e-11 | 5spot_SharedNeighbor | CO2 | Porous | Wet | R600a | MinimizeLCOE_Brownfield | IgnoreSilica | 2019 | 133.0381 | 24.4242 | 3.126 | 4 | 4575.4911 | 7796.5542 | 93.2776 | 158.9433 | 108.0133 | 12.7822 | 110.9441 | 5971523.2493 | 0 | 4553161.7906 | 0 | 0 | 0 | 1712307.8718 | 4772427.2355 | 12416876.7074 | 8474773.4941 | 37901070.3488 | 961560.8286 | 18348402.1352 | 18348402.1352 | 14367225.0389 | 7559907.4476 | 0 | 57211033.3125 | 97486567.9342 | 74989.4209 | 12.5038 | 4575.4911 | 7796.5542 | 93.2776 | 158.9433
1 | 4400 | 707 | 0.035 | 15 | 15 | 7 | 1e-10 | 5spot_SharedNeighbor | CO2 | Porous | Wet | R600a | MinimizeLCOE_Brownfield | IgnoreSilica | 2019 | 135.9493 | 24.9951 | 3.2153 | 4 | 4473.1469 | 7604.6528 | 91.1911 | 155.0311 | 107.7454 | 12.698 | 105.4338 | 6046451.6706 | 0 | 4632698.1659 | 0 | 0 | 0 | 1661120.581 | 4812705.4628 | 12521672.3927 | 8546298.7027 | 38220946.9758 | 961560.8286 | 18348402.1352 | 18348402.1352 | 14367225.0389 | 7559907.4476 | 0 | 57530909.9396 | 97806444.5612 | 100000 | 12.8614 | 4473.1469 | 7604.6528 | 91.1911 | 155.0311
1 | 4400 | 707 | 0.035 | 15 | 15 | 7 | 1.3335e-10 | 5spot_SharedNeighbor | CO2 | Porous | Wet | R600a | MinimizeLCOE_Brownfield | IgnoreSilica | 2019 | 138.166 | 25.4311 | 3.2844 | 4 | 4396.3975 | 7462.1101 | 89.6265 | 152.1252 | 107.5352 | 12.6325 | 102.8086 | 6102353.5344 | 0 | 4693030.1289 | 0 | 0 | 0 | 1617978.1431 | 4841211.1045 | 12595838.2249 | 8596918.4071 | 38447329.5429 | 961560.8286 | 18348402.1352 | 18348402.1352 | 14367225.0389 | 7559907.4476 | 0 | 57757292.5067 | 98032827.1283 | 133352.1432 | 13.1374 | 4396.3975 | 7462.1101 | 89.6265 | 152.1252
1 | 4400 | 707 | 0.035 | 15 | 15 | 7 | 1.7783e-10 | 5spot_SharedNeighbor | CO2 | Porous | Wet | R600a | MinimizeLCOE_Brownfield | IgnoreSilica | 2019 | 139.8593 | 25.7647 | 3.3374 | 4 | 4338.8341 | 7355.8385 | 88.453 | 149.9587 | 107.371 | 12.5817 | 92.175 | 6144383.2825 | 0 | 4738985.5969 | 0 | 0 | 0 | 1582950.9297 | 4861864.7256 | 12649574.7103 | 8633594.6626 | 38611353.9076 | 961560.8286 | 18348402.1352 | 18348402.1352 | 14367225.0389 | 7559907.4476 | 0 | 57921316.8714 | 98196851.493 | 177827.941 | 13.3495 | 4338.8341 | 7355.8385 | 88.453 | 149.9587
1 | 4400 | 707 | 0.035 | 15 | 15 | 7 | 2.3714e-10 | 5spot_SharedNeighbor | CO2 | Porous | Wet | R600a | MinimizeLCOE_Brownfield | IgnoreSilica | 2019 | 141.1498 | 26.0192 | 3.3779 | 4 | 4295.6577 | 7276.4601 | 87.5728 | 148.3405 | 107.2436 | 12.5425 | 101.2157 | 6176023.6086 | 0 | 4773935.3969 | 0 | 0 | 0 | 1555128.5993 | 4876984.1659 | 12688912.3926 | 8660443.439 | 38731427.6024 | 961560.8286 | 18348402.1352 | 18348402.1352 | 14367225.0389 | 7559907.4476 | 0 | 58041390.5662 | 98316925.1878 | 237137.3706 | 13.5116 | 4295.6577 | 7276.4601 | 87.5728 | 148.3405
1 | 4400 | 707 | 0.035 | 15 | 15 | 7 | 3.1623e-10 | 5spot_SharedNeighbor | CO2 | Porous | Wet | R600a | MinimizeLCOE_Brownfield | IgnoreSilica | 2019 | 142.1218 | 26.2111 | 3.4087 | 4 | 4263.272 | 7217.1922 | 86.9126 | 147.1322 | 107.1465 | 12.5127 | 115.8653 | 6199629.4109 | 0 | 4800217.3592 | 0 | 0 | 0 | 1533213.8427 | 4887893.639 | 12717296.6038 | 8679816.2464 | 38818067.1019 | 961560.8286 | 18348402.1352 | 18348402.1352 | 14367225.0389 | 7559907.4476 | 0 | 58128030.0657 | 98403564.6873 | 316227.766 | 13.6346 | 4263.272 | 7217.1922 | 86.9126 | 147.1322
1 | 4400 | 707 | 0.035 | 15 | 15 | 7 | 4.217e-10 | 5spot_SharedNeighbor | CO2 | Porous | Wet | R600a | MinimizeLCOE_Brownfield | IgnoreSilica | 2019 | 142.8601 | 26.3569 | 3.432 | 4 | 4238.9804 | 7172.8164 | 86.4174 | 146.2276 | 107.072 | 12.49 | 115.1259 | 6217429.8197 | 0 | 4820155.5137 | 0 | 0 | 0 | 1516285.6449 | 4896009.6816 | 12738412.8817 | 8694228.54 | 38882522.0816 | 961560.8286 | 18348402.1352 | 18348402.1352 | 14367225.0389 | 7559907.4476 | 0 | 58192485.0454 | 98468019.6671 | 421696.5034 | 13.7279 | 4238.9804 | 7172.8164 | 86.4174 | 146.2276
1 | 4400 | 707 | 0.035 | 15 | 15 | 7 | 5.6234e-10 | 5spot_SharedNeighbor | CO2 | Porous | Wet | R600a | MinimizeLCOE_Brownfield | IgnoreSilica | 2019 | 143.4083 | 26.4654 | 3.4495 | 4 | 4220.7606 | 7139.6904 | 86.0459 | 145.5522 | 107.0163 | 12.473 | 107.6616 | 6230575.0521 | 0 | 4834948.4687 | 0 | 0 | 0 | 1503125.8444 | 4901773.2525 | 12753408.511 | 8704463.3651 | 38928294.4939 | 961560.8286 | 18348402.1352 | 18348402.1352 | 14367225.0389 | 7559907.4476 | 0 | 58238257.4576 | 98513792.0793 | 562341.3252 | 13.798 | 4220.7606 | 7139.6904 | 86.0459 | 145.5522
1 | 4400 | 707 | 0.035 | 15 | 15 | 7 | 7.4989e-10 | 5spot_SharedNeighbor | CO2 | Porous | Wet | R600a | MinimizeLCOE_Brownfield | IgnoreSilica | 2019 | 143.8151 | 26.5461 | 3.4627 | 4 | 4207.0952 | 7114.9472 | 85.7673 | 145.0478 | 106.9747 | 12.4603 | 105.7024 | 6240286.3716 | 0 | 4845915.6539 | 0 | 0 | 0 | 1492970.778 | 4905877.3933 | 12764086.6436 | 8711751.41 | 38960888.2503 | 961560.8286 | 18348402.1352 | 18348402.1352 | 14367225.0389 | 7559907.4476 | 0 | 58270851.2141 | 98546385.8357 | 749894.2093 | 13.8506 | 4207.0952 | 7114.9472 | 85.7673 | 145.0478
1 | 4400 | 707 | 0.035 | 15 | 15 | 7 | 1e-09 | 5spot_SharedNeighbor | CO2 | Porous | Wet | R600a | MinimizeLCOE_Brownfield | IgnoreSilica | 2019 | 144.1318 | 26.6087 | 3.4727 | 4 | 4196.8462 | 7096.2995 | 85.5584 | 144.6677 | 106.9423 | 12.4504 | 102.2303 | 6247826.3195 | 0 | 4854451.5642 | 0 | 0 | 0 | 1485425.9099 | 4909204.4795 | 12772743.0395 | 8717659.5781 | 38987310.8907 | 961560.8286 | 18348402.1352 | 18348402.1352 | 14367225.0389 | 7559907.4476 | 0 | 58297273.8545 | 98572808.4762 | 1000000 | 13.8907 | 4196.8462 | 7096.2995 | 85.5584 | 144.6677
1 | 4400 | 707 | 0.035 | 15 | 15 | 7 | 1.3335e-09 | 5spot_SharedNeighbor | CO2 | Porous | Wet | R600a | MinimizeLCOE_Brownfield | IgnoreSilica | 2019 | 144.3681 | 26.6554 | 3.4802 | 4 | 4189.1596 | 7082.3446 | 85.4017 | 144.3832 | 106.9179 | 12.443 | 108.5689 | 6253438.7073 | 0 | 4860818.3689 | 0 | 0 | 0 | 1479678.6344 | 4911634.9271 | 12779066.5655 | 8721975.5145 | 39006612.7176 | 961560.8286 | 18348402.1352 | 18348402.1352 | 14367225.0389 | 7559907.4476 | 0 | 58316575.6813 | 98592110.303 | 1333521.4322 | 13.9208 | 4189.1596 | 7082.3446 | 85.4017 | 144.3832
1 | 4400 | 707 | 0.035 | 15 | 15 | 7 | 1.7783e-09 | 5spot_SharedNeighbor | CO2 | Porous | Wet | R600a | MinimizeLCOE_Brownfield | IgnoreSilica | 2019 | 144.5339 | 26.6885 | 3.4857 | 4 | 4183.395 | 7072.007 | 85.2842 | 144.1724 | 106.9008 | 12.4378 | 102.0633 | 6257367.1149 | 0 | 4865283.0362 | 0 | 0 | 0 | 1475142.8599 | 4913139.2743 | 12782980.5683 | 8724646.9018 | 39018559.7554 | 961560.8286 | 18348402.1352 | 18348402.1352 | 14367225.0389 | 7559907.4476 | 0 | 58328522.7192 | 98604057.3408 | 1778279.41 | 13.9429 | 4183.395 | 7072.007 | 85.2842 | 144.1724
1 | 4400 | 707 | 0.035 | 15 | 15 | 7 | 2.3714e-09 | 5spot_SharedNeighbor | CO2 | Porous | Wet | R600a | MinimizeLCOE_Brownfield | IgnoreSilica | 2019 | 144.6823 | 26.7175 | 3.4902 | 4 | 4179.0719 | 7064.0131 | 85.196 | 144.0095 | 106.8855 | 12.4332 | 119.4741 | 6260881.0364 | 0 | 4869277.683 | 0 | 0 | 0 | 1472109.9422 | 4914884.778 | 12787522.0109 | 8727746.5297 | 39032421.9802 | 961560.8286 | 18348402.1352 | 18348402.1352 | 14367225.0389 | 7559907.4476 | 0 | 58342384.944 | 98617919.5657 | 2371373.7057 | 13.9606 | 4179.0719 | 7064.0131 | 85.196 | 144.0095
1 | 4400 | 707 | 0.035 | 15 | 15 | 7 | 3.1623e-09 | 5spot_SharedNeighbor | CO2 | Porous | Wet | R600a | MinimizeLCOE_Brownfield | IgnoreSilica | 2019 | 144.7749 | 26.736 | 3.4932 | 4 | 4175.8298 | 7058.2127 | 85.1299 | 143.8912 | 106.8759 | 12.4303 | 117.1047 | 6263070.2498 | 0 | 4871770.9532 | 0 | 0 | 0 | 1469520.176 | 4915700.9378 | 12789645.4912 | 8729195.8487 | 39038903.6567 | 961560.8286 | 18348402.1352 | 18348402.1352 | 14367225.0389 | 7559907.4476 | 0 | 58348866.6204 | 98624401.2421 | 3162277.6602 | 13.973 | 4175.8298 | 7058.2127 | 85.1299 | 143.8912
1 | 4400 | 707 | 0.035 | 15 | 15 | 7 | 4.217e-09 | 5spot_SharedNeighbor | CO2 | Porous | Wet | R600a | MinimizeLCOE_Brownfield | IgnoreSilica | 2019 | 144.848 | 26.7505 | 3.4956 | 4 | 4173.3985 | 7053.8265 | 85.0804 | 143.8018 | 106.8684 | 12.428 | 113.517 | 6264798.9591 | 0 | 4873740.4111 | 0 | 0 | 0 | 1467631.3332 | 4916406.5743 | 12791481.4127 | 8730448.9028 | 39044507.5931 | 961560.8286 | 18348402.1352 | 18348402.1352 | 14367225.0389 | 7559907.4476 | 0 | 58354470.5569 | 98630005.1785 | 4216965.0343 | 13.9825 | 4173.3985 | 7053.8265 | 85.0804 | 143.8018
1 | 4400 | 707 | 0.035 | 15 | 15 | 7 | 5.6234e-09 | 5spot_SharedNeighbor | CO2 | Porous | Wet | R600a | MinimizeLCOE_Brownfield | IgnoreSilica | 2019 | 144.9017 | 26.7612 | 3.4974 | 4 | 4171.5752 | 7050.55 | 85.0432 | 143.735 | 106.8628 | 12.4263 | 107.6573 | 6266067.2827 | 0 | 4875186.2156 | 0 | 0 | 0 | 1466192.3151 | 4916903.8672 | 12792775.2669 | 8731331.9849 | 39048456.9325 | 961560.8286 | 18348402.1352 | 18348402.1352 | 14367225.0389 | 7559907.4476 | 0 | 58358419.8963 | 98633954.5179 | 5623413.2519 | 13.9895 | 4171.5752 | 7050.55 | 85.0432 | 143.735
1 | 4400 | 707 | 0.035 | 15 | 15 | 7 | 7.4989e-09 | 5spot_SharedNeighbor | CO2 | Porous | Wet | R600a | MinimizeLCOE_Brownfield | IgnoreSilica | 2019 | 144.9406 | 26.769 | 3.4987 | 4 | 4170.2079 | 7048.1075 | 85.0153 | 143.6852 | 106.8588 | 12.4251 | 109.8147 | 6266985.1692 | 0 | 4876233.1105 | 0 | 0 | 0 | 1465088.6194 | 4917239.6907 | 12793649.0105 | 8731928.3329 | 39051123.9332 | 961560.8286 | 18348402.1352 | 18348402.1352 | 14367225.0389 | 7559907.4476 | 0 | 58361086.8969 | 98636621.5186 | 7498942.0933 | 13.9948 | 4170.2079 | 7048.1075 | 85.0153 | 143.6852
1 | 4400 | 707 | 0.035 | 15 | 15 | 7 | 1e-08 | 5spot_SharedNeighbor | CO2 | Porous | Wet | R600a | MinimizeLCOE_Brownfield | IgnoreSilica | 2019 | 144.9749 | 26.7757 | 3.4997 | 4 | 4169.1825 | 7046.2242 | 84.9944 | 143.6468 | 106.8552 | 12.424 | 103.1677 | 6267794.2072 | 0 | 4877155.3286 | 0 | 0 | 0 | 1464342.0741 | 4917623.7279 | 12794648.1965 | 8732610.2979 | 39054173.8322 | 961560.8286 | 18348402.1352 | 18348402.1352 | 14367225.0389 | 7559907.4476 | 0 | 58364136.7959 | 98639671.4176 | 10000000 | 13.9989 | 4169.1825 | 7046.2242 | 84.9944 | 143.6468
1 | 4500 | 707 | 0.035 | 15 | 15 | 7 | 1e-13 | 5spot_SharedNeighbor | CO2 | Porous | Wet | R600a | MinimizeLCOE_Brownfield | IgnoreSilica | 2019 | 1.6 | 0.039209 | 0.0019837 | 4 | 2680427.8113 | 7890682.9685 | 54644.1465 | 160862.2453 | 73.9856 | 12.7051 | 23.7643 | 185961.4822 | 0 | 87558.618 | 0 | 0 | 0 | 187242.9516 | 179697.5902 | 467536.2687 | 319103.1103 | 1427100.021 | 961560.8286 | 18879803.5461 | 18879803.5461 | 14716656.7318 | 7745494.8509 | 0 | 21268464.3957 | 62610419.5245 | 100 | 0.0079347 | 2680427.8113 | 7890682.9685 | 54644.1465 | 160862.2453
1 | 4500 | 707 | 0.035 | 15 | 15 | 7 | 1.3335e-13 | 5spot_SharedNeighbor | CO2 | Porous | Wet | R600a | MinimizeLCOE_Brownfield | IgnoreSilica | 2019 | 1.9626 | 0.092612 | 0.0077868 | 4 | 691373.8209 | 2018676.6252 | 14094.5905 | 41153.4535 | 79.0448 | 13.0747 | 217.8511 | 228364.0521 | 0 | 113065.7865 | 0 | 0 | 0 | 205213.4405 | 213190.8789 | 554678.9353 | 378579.7709 | 1693092.8642 | 961560.8286 | 18879803.5461 | 18879803.5461 | 14716656.7318 | 7745494.8509 | 0 | 21534457.239 | 62876412.3678 | 133.3521 | 0.031147 | 691373.8209 | 2018676.6252 | 14094.5905 | 41153.4535
1 | 4500 | 707 | 0.035 | 15 | 15 | 7 | 1.7783e-13 | 5spot_SharedNeighbor | CO2 | Porous | Wet | R600a | MinimizeLCOE_Brownfield | IgnoreSilica | 2019 | 2.7593 | 0.20187 | 0.016609 | 4 | 333664.7526 | 955948.039 | 6802.2073 | 19488.2938 | 86.8421 | 13.5937 | 62.4342 | 317151.0213 | 0 | 167257.0099 | 0 | 0 | 0 | 266565.803 | 292879.7954 | 762013.1496 | 520089.6324 | 2325956.4117 | 961560.8286 | 18879803.5461 | 18879803.5461 | 14716656.7318 | 7745494.8509 | 0 | 22167320.7865 | 63509275.9153 | 177.8279 | 0.066436 | 333664.7526 | 955948.039 | 6802.2073 | 19488.2938
1 | 4500 | 707 | 0.035 | 15 | 15 | 7 | 2.3714e-13 | 5spot_SharedNeighbor | CO2 | Porous | Wet | R600a | MinimizeLCOE_Brownfield | IgnoreSilica | 2019 | 3.7339 | 0.35226 | 0.029736 | 4 | 192326.6981 | 539901.5027 | 3920.8399 | 11006.6224 | 92.9141 | 13.9571 | 63.9842 | 418285.1524 | 0 | 230264.3898 | 0 | 0 | 0 | 331270.8167 | 382129.94 | 994223.7182 | 678578.1169 | 3034752.1341 | 961560.8286 | 18879803.5461 | 18879803.5461 | 14716656.7318 | 7745494.8509 | 0 | 22876116.5088 | 64218071.6376 | 237.1374 | 0.11894 | 192326.6981 | 539901.5027 | 3920.8399 | 11006.6224
1 | 4500 | 707 | 0.035 | 15 | 15 | 7 | 3.1623e-13 | 5spot_SharedNeighbor | CO2 | Porous | Wet | R600a | MinimizeLCOE_Brownfield | IgnoreSilica | 2019 | 4.9861 | 0.55808 | 0.048403 | 4 | 122491.4413 | 336022.4009 | 2497.1537 | 6850.2711 | 97.8815 | 14.2296 | 47.1212 | 538596.5027 | 0 | 306916.6642 | 0 | 0 | 0 | 405379.9588 | 487848.319 | 1269281.2546 | 866310.5374 | 3874333.2365 | 961560.8286 | 18879803.5461 | 18879803.5461 | 14716656.7318 | 7745494.8509 | 0 | 23715697.6113 | 65057652.7401 | 316.2278 | 0.19361 | 122491.4413 | 336022.4009 | 2497.1537 | 6850.2711
1 | 4500 | 707 | 0.035 | 15 | 15 | 7 | 4.217e-13 | 5spot_SharedNeighbor | CO2 | Porous | Wet | R600a | MinimizeLCOE_Brownfield | IgnoreSilica | 2019 | 6.5861 | 0.83194 | 0.074192 | 4 | 83237.0519 | 222543.4683 | 1696.8999 | 4536.8496 | 101.8848 | 14.4337 | 58.9414 | 680489.6861 | 0 | 399496.7376 | 0 | 0 | 0 | 489432.8571 | 612073.5195 | 1592489.7442 | 1086906.9728 | 4860889.5174 | 961560.8286 | 18879803.5461 | 18879803.5461 | 14716656.7318 | 7745494.8509 | 0 | 24702253.8922 | 66044209.0209 | 421.6965 | 0.29677 | 83237.0519 | 222543.4683 | 1696.8999 | 4536.8496
1 | 4500 | 707 | 0.035 | 15 | 15 | 7 | 5.6234e-13 | 5spot_SharedNeighbor | CO2 | Porous | Wet | R600a | MinimizeLCOE_Brownfield | IgnoreSilica | 2019 | 8.6861 | 1.1992 | 0.10935 | 4 | 59204.7572 | 153719.4826 | 1206.9691 | 3133.7796 | 105.1573 | 14.59 | 56.3143 | 852109.4467 | 0 | 513089.9152 | 0 | 0 | 0 | 589938.2705 | 762503.6766 | 1983878.1556 | 1354037.6058 | 6055557.0703 | 961560.8286 | 18879803.5461 | 18879803.5461 | 14716656.7318 | 7745494.8509 | 0 | 25896921.4451 | 67238876.5738 | 562.3413 | 0.43741 | 59204.7572 | 153719.4826 | 1206.9691 | 3133.7796
1 | 4500 | 707 | 0.035 | 15 | 15 | 7 | 7.4989e-13 | 5spot_SharedNeighbor | CO2 | Porous | Wet | R600a | MinimizeLCOE_Brownfield | IgnoreSilica | 2019 | 11.3003 | 1.6661 | 0.15666 | 4 | 43430.4379 | 109403.6395 | 885.3882 | 2230.3412 | 107.6806 | 14.7028 | 51.6748 | 1049136.5538 | 0 | 633292.1811 | 0 | 0 | 0 | 698461.1135 | 928547.0409 | 2415888.9292 | 1648893.8357 | 7374219.6542 | 961560.8286 | 18879803.5461 | 18879803.5461 | 14716656.7318 | 7745494.8509 | 0 | 27215584.0289 | 68557539.1577 | 749.8942 | 0.62665 | 43430.4379 | 109403.6395 | 885.3882 | 2230.3412
1 | 4500 | 707 | 0.035 | 15 | 15 | 7 | 1e-12 | 5spot_SharedNeighbor | CO2 | Porous | Wet | R600a | MinimizeLCOE_Brownfield | IgnoreSilica | 2019 | 14.6176 | 2.2651 | 0.21933 | 4 | 32779.5195 | 79901.5214 | 668.2548 | 1628.9006 | 109.6664 | 14.7845 | 64.37 | 1280215.3367 | 0 | 778097.6417 | 0 | 0 | 0 | 820810.666 | 1122858.2213 | 2921446.7619 | 1993947.4447 | 8917376.0722 | 961560.8286 | 18879803.5461 | 18879803.5461 | 14716656.7318 | 7745494.8509 | 0 | 28758740.447 | 70100695.5757 | 1000 | 0.87734 | 32779.5195 | 79901.5214 | 668.2548 | 1628.9006
1 | 4500 | 707 | 0.035 | 15 | 15 | 7 | 1.3335e-12 | 5spot_SharedNeighbor | CO2 | Porous | Wet | R600a | MinimizeLCOE_Brownfield | IgnoreSilica | 2019 | 18.8176 | 3.0296 | 0.30163 | 4 | 25331.6275 | 59596.6028 | 516.4195 | 1214.9574 | 111.2149 | 14.8392 | 54.2281 | 1550938.2141 | 0 | 952323.325 | 0 | 0 | 0 | 958572.3434 | 1350115.2142 | 3512722.8405 | 2397505.5179 | 10722177.455 | 961560.8286 | 18879803.5461 | 18879803.5461 | 14716656.7318 | 7745494.8509 | 0 | 30563541.8298 | 71905496.9586 | 1333.5214 | 1.2065 | 25331.6275 | 59596.6028 | 516.4195 | 1214.9574
1 | 4500 | 707 | 0.035 | 15 | 15 | 7 | 1.7783e-12 | 5spot_SharedNeighbor | CO2 | Porous | Wet | R600a | MinimizeLCOE_Brownfield | IgnoreSilica | 2019 | 24.0575 | 3.9899 | 0.40835 | 4 | 19983.7812 | 45293.9163 | 407.3964 | 923.3777 | 112.3957 | 14.8696 | 70.2072 | 1863944.5566 | 0 | 1159132.3904 | 0 | 0 | 0 | 1109760.0905 | 1611806.4446 | 4193589.742 | 2862211.1685 | 12800444.3927 | 961560.8286 | 18879803.5461 | 18879803.5461 | 14716656.7318 | 7745494.8509 | 0 | 32641808.7674 | 73983763.8962 | 1778.2794 | 1.6334 | 19983.7812 | 45293.9163 | 407.3964 | 923.3777
1 | 4500 | 707 | 0.035 | 15 | 15 | 7 | 2.3714e-12 | 5spot_SharedNeighbor | CO2 | Porous | Wet | R600a | MinimizeLCOE_Brownfield | IgnoreSilica | 2019 | 30.5692 | 5.1896 | 0.54529 | 4 | 16060.7572 | 35014.8215 | 327.4203 | 713.8245 | 113.2755 | 14.8745 | 48.252 | 2224884.9677 | 0 | 1403977.4543 | 0 | 0 | 0 | 1275420.711 | 1912670.4219 | 4976376.0951 | 3396478.9392 | 15189808.5892 | 961560.8286 | 18879803.5461 | 18879803.5461 | 14716656.7318 | 7745494.8509 | 0 | 35031172.9639 | 76373128.0927 | 2371.3737 | 2.1812 | 16060.7572 | 35014.8215 | 327.4203 | 713.8245
1 | 4500 | 707 | 0.035 | 15 | 15 | 7 | 3.1623e-12 | 5spot_SharedNeighbor | CO2 | Porous | Wet | R600a | MinimizeLCOE_Brownfield | IgnoreSilica | 2019 | 38.4887 | 6.6574 | 0.7178 | 4 | 13135.6034 | 27534.4282 | 267.787 | 561.3266 | 113.8891 | 14.8505 | 53.1762 | 2632683.9402 | 0 | 1688102.7873 | 0 | 0 | 0 | 1450011.3363 | 2250611.2449 | 5855628.7954 | 3996586.974 | 17873625.0782 | 961560.8286 | 18879803.5461 | 18879803.5461 | 14716656.7318 | 7745494.8509 | 0 | 37714989.453 | 79056944.5818 | 3162.2777 | 2.8712 | 13135.6034 | 27534.4282 | 267.787 | 561.3266
1 | 4500 | 707 | 0.035 | 15 | 15 | 7 | 4.217e-12 | 5spot_SharedNeighbor | CO2 | Porous | Wet | R600a | MinimizeLCOE_Brownfield | IgnoreSilica | 2019 | 47.8897 | 8.4105 | 0.92996 | 4 | 10929.0751 | 22042.9653 | 222.804 | 449.3757 | 114.2612 | 14.7919 | 61.6731 | 3082869.8115 | 0 | 2010601.0359 | 0 | 0 | 0 | 1626388.0643 | 2620744.9756 | 6818640.8377 | 4653862.4808 | 20813107.2057 | 961560.8286 | 18879803.5461 | 18879803.5461 | 14716656.7318 | 7745494.8509 | 0 | 40654471.5805 | 81996426.7092 | 4216.965 | 3.7198 | 10929.0751 | 22042.9653 | 222.804 | 449.3757
1 | 4500 | 707 | 0.035 | 15 | 15 | 7 | 5.6234e-12 | 5spot_SharedNeighbor | CO2 | Porous | Wet | R600a | MinimizeLCOE_Brownfield | IgnoreSilica | 2019 | 58.6271 | 10.427 | 1.1818 | 4 | 9253.5876 | 17999.4928 | 188.6469 | 366.944 | 114.4006 | 14.6929 | 71.4514 | 3561382.2987 | 0 | 2363802.8097 | 0 | 0 | 0 | 1791460.6583 | 3009491.8491 | 7830080.4596 | 5344190.8057 | 23900408.8812 | 961560.8286 | 18879803.5461 | 18879803.5461 | 14716656.7318 | 7745494.8509 | 0 | 43741773.2559 | 85083728.3847 | 5623.4133 | 4.727 | 9253.5876 | 17999.4928 | 188.6469 | 366.944
1 | 4500 | 707 | 0.035 | 15 | 15 | 7 | 7.4989e-12 | 5spot_SharedNeighbor | CO2 | Porous | Wet | R600a | MinimizeLCOE_Brownfield | IgnoreSilica | 2019 | 70.2519 | 12.6277 | 1.4662 | 4 | 7979.3222 | 15028.3783 | 162.6693 | 306.3738 | 114.3132 | 14.5509 | 77.2054 | 4043759.3686 | 0 | 2731861.122 | 0 | 0 | 0 | 1927735.6837 | 3394308.908 | 8831295.51 | 6027540.6506 | 26956501.2428 | 961560.8286 | 18879803.5461 | 18879803.5461 | 14716656.7318 | 7745494.8509 | 0 | 46797865.6176 | 88139820.7464 | 7498.9421 | 5.8649 | 7979.3222 | 15028.3783 | 162.6693 | 306.3738
1 | 4500 | 707 | 0.035 | 15 | 15 | 7 | 1e-11 | 5spot_SharedNeighbor | CO2 | Porous | Wet | R600a | MinimizeLCOE_Brownfield | IgnoreSilica | 2019 | 82.1102 | 14.8916 | 1.7694 | 4 | 7012.3667 | 12853.4847 | 142.9566 | 262.0357 | 114.0211 | 14.3705 | 80.7599 | 4502346.7927 | 0 | 3094925.6214 | 0 | 0 | 0 | 2021052.7003 | 3751146.7946 | 9759714.4935 | 6661205.6839 | 29790392.0864 | 961560.8286 | 18879803.5461 | 18879803.5461 | 14716656.7318 | 7745494.8509 | 0 | 49631756.4612 | 90973711.59 | 10000 | 7.0777 | 7012.3667 | 12853.4847 | 142.9566 | 262.0357
1 | 4500 | 707 | 0.035 | 15 | 15 | 7 | 1.3335e-11 | 5spot_SharedNeighbor | CO2 | Porous | Wet | R600a | MinimizeLCOE_Brownfield | IgnoreSilica | 2019 | 93.5038 | 17.0845 | 2.0733 | 4 | 6281.4908 | 11266.4565 | 128.0567 | 229.682 | 113.5719 | 14.1642 | 99.4735 | 4913763.7471 | 0 | 3433964.202 | 0 | 0 | 0 | 2065723.3722 | 4061246.0153 | 10566529.0557 | 7211873.201 | 32253099.5934 | 961560.8286 | 18879803.5461 | 18879803.5461 | 14716656.7318 | 7745494.8509 | 0 | 52094463.9681 | 93436419.0969 | 13335.2143 | 8.2933 | 6281.4908 | 11266.4565 | 128.0567 | 229.682
1 | 4500 | 707 | 0.035 | 15 | 15 | 7 | 1.7783e-11 | 5spot_SharedNeighbor | CO2 | Porous | Wet | R600a | MinimizeLCOE_Brownfield | IgnoreSilica | 2019 | 103.8398 | 19.0895 | 2.3602 | 4 | 5731.1617 | 10110.2477 | 116.8375 | 206.1111 | 113.0329 | 13.9493 | 91.0066 | 5263511.5707 | 0 | 3734422.2839 | 0 | 0 | 0 | 2065167.0277 | 4314609.3441 | 11225728.4653 | 7661790.3432 | 34265229.035 | 961560.8286 | 18879803.5461 | 18879803.5461 | 14716656.7318 | 7745494.8509 | 0 | 54106593.4097 | 95448548.5385 | 17782.7941 | 9.4408 | 5731.1617 | 10110.2477 | 116.8375 | 206.1111
1 | 4500 | 707 | 0.035 | 15 | 15 | 7 | 2.3714e-11 | 5spot_SharedNeighbor | CO2 | Porous | Wet | R600a | MinimizeLCOE_Brownfield | IgnoreSilica | 2019 | 112.783 | 20.8369 | 2.6172 | 4 | 5317.9249 | 9266.9627 | 108.4131 | 188.9196 | 112.47 | 13.7424 | 90.9704 | 5548599.9496 | 0 | 3989579.124 | 0 | 0 | 0 | 2030550.832 | 4511804.6632 | 11738790.2353 | 8011965.5436 | 35831290.3478 | 961560.8286 | 18879803.5461 | 18879803.5461 | 14716656.7318 | 7745494.8509 | 0 | 55672654.7225 | 97014609.8513 | 23713.7371 | 10.4689 | 5317.9249 | 9266.9627 | 108.4131 | 188.9196
1 | 4500 | 707 | 0.035 | 15 | 15 | 7 | 3.1623e-11 | 5spot_SharedNeighbor | CO2 | Porous | Wet | R600a | MinimizeLCOE_Brownfield | IgnoreSilica | 2019 | 120.2271 | 22.3007 | 2.8377 | 4 | 5008.1107 | 8650.302 | 102.0971 | 176.3481 | 111.9347 | 13.5553 | 92.9349 | 5773644.5377 | 0 | 4198888.2233 | 0 | 0 | 0 | 1975126.917 | 4659587.2744 | 12123290.2753 | 8274394.7216 | 37004931.9493 | 961560.8286 | 18879803.5461 | 18879803.5461 | 14716656.7318 | 7745494.8509 | 0 | 56846296.3241 | 98188251.4529 | 31622.7766 | 11.3508 | 5008.1107 | 8650.302 | 102.0971 | 176.3481
1 | 4500 | 707 | 0.035 | 15 | 15 | 7 | 4.217e-11 | 5spot_SharedNeighbor | CO2 | Porous | Wet | R600a | MinimizeLCOE_Brownfield | IgnoreSilica | 2019 | 126.2318 | 23.4883 | 3.0204 | 4 | 4775.9729 | 8197.9219 | 97.3647 | 167.1257 | 111.4589 | 13.3946 | 96.928 | 5947065.8674 | 0 | 4365835.261 | 0 | 0 | 0 | 1910541.8758 | 4767142.7716 | 12403127.6162 | 8465389.4569 | 37859102.8488 | 961560.8286 | 18879803.5461 | 18879803.5461 | 14716656.7318 | 7745494.8509 | 0 | 57700467.2235 | 99042422.3523 | 42169.6503 | 12.0814 | 4775.9729 | 8197.9219 | 97.3647 | 167.1257
1 | 4500 | 707 | 0.035 | 15 | 15 | 7 | 5.6234e-11 | 5spot_SharedNeighbor | CO2 | Porous | Wet | R600a | MinimizeLCOE_Brownfield | IgnoreSilica | 2019 | 130.9971 | 24.4349 | 3.1681 | 4 | 4602.0398 | 7864.4394 | 93.8188 | 160.3272 | 111.0534 | 13.2608 | 99.2183 | 6079522.3727 | 0 | 4497193.7629 | 0 | 0 | 0 | 1846177.3675 | 4844928.4662 | 12605510.0376 | 8603519.618 | 38476851.6249 | 961560.8286 | 18879803.5461 | 18879803.5461 | 14716656.7318 | 7745494.8509 | 0 | 58318215.9996 | 99660171.1284 | 56234.1325 | 12.6723 | 4602.0398 | 7864.4394 | 93.8188 | 160.3272
1 | 4500 | 707 | 0.035 | 15 | 15 | 7 | 7.4989e-11 | 5spot_SharedNeighbor | CO2 | Porous | Wet | R600a | MinimizeLCOE_Brownfield | IgnoreSilica | 2019 | 134.7165 | 25.1764 | 3.2852 | 4 | 4471.6875 | 7617.7944 | 91.1614 | 155.299 | 110.7196 | 13.1525 | 108.1693 | 6179710.0203 | 0 | 4599059.3424 | 0 | 0 | 0 | 1787075.1719 | 4900679.3685 | 12750562.4493 | 8702520.8695 | 38919607.222 | 961560.8286 | 18879803.5461 | 18879803.5461 | 14716656.7318 | 7745494.8509 | 0 | 58760971.5967 | 100102926.7255 | 74989.4209 | 13.1407 | 4471.6875 | 7617.7944 | 91.1614 | 155.299
1 | 4500 | 707 | 0.035 | 15 | 15 | 7 | 1e-10 | 5spot_SharedNeighbor | CO2 | Porous | Wet | R600a | MinimizeLCOE_Brownfield | IgnoreSilica | 2019 | 137.5741 | 25.7481 | 3.3765 | 4 | 4373.9691 | 7434.9746 | 89.1693 | 151.572 | 110.4528 | 13.067 | 97.0273 | 6254762.2427 | 0 | 4676937.8859 | 0 | 0 | 0 | 1735484.6645 | 4940202.0693 | 12853392.4096 | 8772704.4303 | 39233483.7023 | 961560.8286 | 18879803.5461 | 18879803.5461 | 14716656.7318 | 7745494.8509 | 0 | 59074848.077 | 100416803.2058 | 100000 | 13.506 | 4373.9691 | 7434.9746 | 89.1693 | 151.572
1 | 4500 | 707 | 0.035 | 15 | 15 | 7 | 1.3335e-10 | 5spot_SharedNeighbor | CO2 | Porous | Wet | R600a | MinimizeLCOE_Brownfield | IgnoreSilica | 2019 | 139.7667 | 26.1877 | 3.4472 | 4 | 4300.698 | 7298.9528 | 87.6755 | 148.799 | 110.2419 | 13 | 92.4254 | 6311213.3596 | 0 | 4736475.0364 | 0 | 0 | 0 | 1692487.0795 | 4968668.4354 | 12927456.0549 | 8823254.3902 | 39459554.356 | 961560.8286 | 18879803.5461 | 18879803.5461 | 14716656.7318 | 7745494.8509 | 0 | 59300918.7307 | 100642873.8595 | 133352.1432 | 13.7887 | 4300.698 | 7298.9528 | 87.6755 | 148.799
1 | 4500 | 707 | 0.035 | 15 | 15 | 7 | 1.7783e-10 | 5spot_SharedNeighbor | CO2 | Porous | Wet | R600a | MinimizeLCOE_Brownfield | IgnoreSilica | 2019 | 141.425 | 26.521 | 3.5012 | 4 | 4245.7496 | 7197.7089 | 86.5553 | 146.735 | 110.0787 | 12.9486 | 108.381 | 6353248.5197 | 0 | 4781380.9061 | 0 | 0 | 0 | 1657356.1575 | 4988874.3775 | 12980027.7714 | 8859135.6669 | 39620023.3991 | 961560.8286 | 18879803.5461 | 18879803.5461 | 14716656.7318 | 7745494.8509 | 0 | 59461387.7739 | 100803342.9027 | 177827.941 | 14.0049 | 4245.7496 | 7197.7089 | 86.5553 | 146.735
1 | 4500 | 707 | 0.035 | 15 | 15 | 7 | 2.3714e-10 | 5spot_SharedNeighbor | CO2 | Porous | Wet | R600a | MinimizeLCOE_Brownfield | IgnoreSilica | 2019 | 142.6897 | 26.7753 | 3.5425 | 4 | 4204.5387 | 7122.067 | 85.7152 | 145.193 | 109.9523 | 12.9089 | 108.952 | 6384921.9326 | 0 | 4815555.4096 | 0 | 0 | 0 | 1629528.8544 | 5003702.4167 | 13018607.2877 | 8885466.9795 | 39737782.8806 | 961560.8286 | 18879803.5461 | 18879803.5461 | 14716656.7318 | 7745494.8509 | 0 | 59579147.2553 | 100921102.3841 | 237137.3706 | 14.1702 | 4204.5387 | 7122.067 | 85.7152 | 145.193
1 | 4500 | 707 | 0.035 | 15 | 15 | 7 | 3.1623e-10 | 5spot_SharedNeighbor | CO2 | Porous | Wet | R600a | MinimizeLCOE_Brownfield | IgnoreSilica | 2019 | 143.6519 | 26.969 | 3.574 | 4 | 4173.6296 | 7065.4824 | 85.0851 | 144.0394 | 109.8548 | 12.8785 | 96.4718 | 6408798.4661 | 0 | 4841516.6835 | 0 | 0 | 0 | 1607813.6581 | 5014670.235 | 13047143.3012 | 8904943.3951 | 39824885.7391 | 961560.8286 | 18879803.5461 | 18879803.5461 | 14716656.7318 | 7745494.8509 | 0 | 59666250.1138 | 101008205.2426 | 316227.766 | 14.296 | 4173.6296 | 7065.4824 | 85.0851 | 144.0394
1 | 4500 | 707 | 0.035 | 15 | 15 | 7 | 4.217e-10 | 5spot_SharedNeighbor | CO2 | Porous | Wet | R600a | MinimizeLCOE_Brownfield | IgnoreSilica | 2019 | 144.3681 | 27.1134 | 3.5977 | 4 | 4150.4472 | 7023.2637 | 84.6125 | 143.1787 | 109.7816 | 12.8557 | 105.8475 | 6426444.2659 | 0 | 4860818.3689 | 0 | 0 | 0 | 1590805.1748 | 5022446.4457 | 13067375.4064 | 8918752.2226 | 39886641.8843 | 961560.8286 | 18879803.5461 | 18879803.5461 | 14716656.7318 | 7745494.8509 | 0 | 59728006.259 | 101069961.3878 | 421696.5034 | 14.3907 | 4150.4472 | 7023.2637 | 84.6125 | 143.1787
1 | 4500 | 707 | 0.035 | 15 | 15 | 7 | 5.6234e-10 | 5spot_SharedNeighbor | CO2 | Porous | Wet | R600a | MinimizeLCOE_Brownfield | IgnoreSilica | 2019 | 144.9166 | 27.2239 | 3.6157 | 4 | 4133.0602 | 6991.5765 | 84.258 | 142.5327 | 109.7252 | 12.8381 | 108.4668 | 6439884.4689 | 0 | 4875585.0393 | 0 | 0 | 0 | 1577881.1529 | 5028406.7578 | 13082882.9158 | 8929336.4164 | 39933976.7512 | 961560.8286 | 18879803.5461 | 18879803.5461 | 14716656.7318 | 7745494.8509 | 0 | 59775341.126 | 101117296.2548 | 562341.3252 | 14.4627 | 4133.0602 | 6991.5765 | 84.258 | 142.5327
1 | 4500 | 707 | 0.035 | 15 | 15 | 7 | 7.4989e-10 | 5spot_SharedNeighbor | CO2 | Porous | Wet | R600a | MinimizeLCOE_Brownfield | IgnoreSilica | 2019 | 145.3233 | 27.306 | 3.6292 | 4 | 4120.0201 | 6967.9101 | 83.9922 | 142.0503 | 109.6831 | 12.825 | 106.9073 | 6449810.7699 | 0 | 4886529.3328 | 0 | 0 | 0 | 1567903.9792 | 5032655.192 | 13093936.4699 | 8936880.6942 | 39967716.4381 | 961560.8286 | 18879803.5461 | 18879803.5461 | 14716656.7318 | 7745494.8509 | 0 | 59809080.8128 | 101151035.9416 | 749894.2093 | 14.5167 | 4120.0201 | 6967.9101 | 83.9922 | 142.0503
1 | 4500 | 707 | 0.035 | 15 | 15 | 7 | 1e-09 | 5spot_SharedNeighbor | CO2 | Porous | Wet | R600a | MinimizeLCOE_Brownfield | IgnoreSilica | 2019 | 145.625 | 27.367 | 3.6393 | 4 | 4110.2403 | 6950.2229 | 83.7928 | 141.6897 | 109.6517 | 12.8153 | 104.1643 | 6457151.6014 | 0 | 4894644.3574 | 0 | 0 | 0 | 1560248.7494 | 5035697.4362 | 13101851.7654 | 8942283.0461 | 39991876.9559 | 961560.8286 | 18879803.5461 | 18879803.5461 | 14716656.7318 | 7745494.8509 | 0 | 59833241.3307 | 101175196.4595 | 1000000 | 14.5571 | 4110.2403 | 6950.2229 | 83.7928 | 141.6897
1 | 4500 | 707 | 0.035 | 15 | 15 | 7 | 1.3335e-09 | 5spot_SharedNeighbor | CO2 | Porous | Wet | R600a | MinimizeLCOE_Brownfield | IgnoreSilica | 2019 | 145.8614 | 27.4146 | 3.647 | 4 | 4102.9058 | 6936.8741 | 83.6433 | 141.4176 | 109.6271 | 12.8077 | 108.2046 | 6462889.1565 | 0 | 4900998.0619 | 0 | 0 | 0 | 1554609.9417 | 5038213.8924 | 13108399.0684 | 8946751.7148 | 40011861.8358 | 961560.8286 | 18879803.5461 | 18879803.5461 | 14716656.7318 | 7745494.8509 | 0 | 59853226.2105 | 101195181.3393 | 1333521.4322 | 14.588 | 4102.9058 | 6936.8741 | 83.6433 | 141.4176
1 | 4500 | 707 | 0.035 | 15 | 15 | 7 | 1.7783e-09 | 5spot_SharedNeighbor | CO2 | Porous | Wet | R600a | MinimizeLCOE_Brownfield | IgnoreSilica | 2019 | 146.0271 | 27.4482 | 3.6527 | 4 | 4097.4054 | 6926.9868 | 83.5312 | 141.216 | 109.6098 | 12.8023 | 101.3087 | 6466905.2195 | 0 | 4905453.5556 | 0 | 0 | 0 | 1550151.3847 | 5039778.9623 | 13112471.0592 | 8949530.9322 | 40024291.1136 | 961560.8286 | 18879803.5461 | 18879803.5461 | 14716656.7318 | 7745494.8509 | 0 | 59865655.4883 | 101207610.6171 | 1778279.41 | 14.6106 | 4097.4054 | 6926.9868 | 83.5312 | 141.216
1 | 4500 | 707 | 0.035 | 15 | 15 | 7 | 2.3714e-09 | 5spot_SharedNeighbor | CO2 | Porous | Wet | R600a | MinimizeLCOE_Brownfield | IgnoreSilica | 2019 | 146.1586 | 27.4748 | 3.657 | 4 | 4093.2804 | 6919.5055 | 83.4471 | 141.0635 | 109.596 | 12.7981 | 104.3126 | 6470087.9779 | 0 | 4908987.3618 | 0 | 0 | 0 | 1546906.7794 | 5041133.0264 | 13115994.0562 | 8951935.4501 | 40035044.6519 | 961560.8286 | 18879803.5461 | 18879803.5461 | 14716656.7318 | 7745494.8509 | 0 | 59876409.0266 | 101218364.1554 | 2371373.7057 | 14.628 | 4093.2804 | 6919.5055 | 83.4471 | 141.0635
1 | 4500 | 707 | 0.035 | 15 | 15 | 7 | 3.1623e-09 | 5spot_SharedNeighbor | CO2 | Porous | Wet | R600a | MinimizeLCOE_Brownfield | IgnoreSilica | 2019 | 146.2512 | 27.4936 | 3.6602 | 4 | 4090.187 | 6913.9577 | 83.384 | 140.9504 | 109.5863 | 12.7951 | 103.3992 | 6472326.3975 | 0 | 4911475.5761 | 0 | 0 | 0 | 1544361.3713 | 5041983.7045 | 13118207.346 | 8953446.0659 | 40041800.4613 | 961560.8286 | 18879803.5461 | 18879803.5461 | 14716656.7318 | 7745494.8509 | 0 | 59883164.8361 | 101225119.9648 | 3162277.6602 | 14.6407 | 4090.187 | 6913.9577 | 83.384 | 140.9504
1 | 4500 | 707 | 0.035 | 15 | 15 | 7 | 4.217e-09 | 5spot_SharedNeighbor | CO2 | Porous | Wet | R600a | MinimizeLCOE_Brownfield | IgnoreSilica | 2019 | 146.3413 | 27.5114 | 3.6628 | 4 | 4087.8672 | 6909.5954 | 83.3367 | 140.8614 | 109.5769 | 12.7922 | 112.0145 | 6474502.9886 | 0 | 4913893.5815 | 0 | 0 | 0 | 1542787.9214 | 5043161.9516 | 13121272.9034 | 8955538.3718 | 40051157.7182 | 961560.8286 | 18879803.5461 | 18879803.5461 | 14716656.7318 | 7745494.8509 | 0 | 59892522.093 | 101234477.2218 | 4216965.0343 | 14.6513 | 4087.8672 | 6909.5954 | 83.3367 | 140.8614
1 | 4500 | 707 | 0.035 | 15 | 15 | 7 | 5.6234e-09 | 5spot_SharedNeighbor | CO2 | Porous | Wet | R600a | MinimizeLCOE_Brownfield | IgnoreSilica | 2019 | 146.3903 | 27.5214 | 3.6646 | 4 | 4086.1275 | 6906.5072 | 83.3012 | 140.7985 | 109.5718 | 12.7906 | 109.2588 | 6475687.2731 | 0 | 4915212.0451 | 0 | 0 | 0 | 1541297.6183 | 5043556.8052 | 13122300.2314 | 8956239.5442 | 40054293.5173 | 961560.8286 | 18879803.5461 | 18879803.5461 | 14716656.7318 | 7745494.8509 | 0 | 59895657.892 | 101237613.0208 | 5623413.2519 | 14.6583 | 4086.1275 | 6906.5072 | 83.3012 | 140.7985
1 | 4500 | 707 | 0.035 | 15 | 15 | 7 | 7.4989e-09 | 5spot_SharedNeighbor | CO2 | Porous | Wet | R600a | MinimizeLCOE_Brownfield | IgnoreSilica | 2019 | 146.4339 | 27.5302 | 3.666 | 4 | 4084.8229 | 6904.1255 | 83.2746 | 140.7499 | 109.5672 | 12.7891 | 112.2655 | 6476738.0337 | 0 | 4916381.1747 | 0 | 0 | 0 | 1540289.5977 | 5044029.4343 | 13123529.9155 | 8957078.8289 | 40058046.9847 | 961560.8286 | 18879803.5461 | 18879803.5461 | 14716656.7318 | 7745494.8509 | 0 | 59899411.3594 | 101241366.4882 | 7498942.0933 | 14.6639 | 4084.8229 | 6904.1255 | 83.2746 | 140.7499
1 | 4500 | 707 | 0.035 | 15 | 15 | 7 | 1e-08 | 5spot_SharedNeighbor | CO2 | Porous | Wet | R600a | MinimizeLCOE_Brownfield | IgnoreSilica | 2019 | 146.4681 | 27.537 | 3.667 | 4 | 4083.8446 | 6902.3237 | 83.2547 | 140.7132 | 109.5636 | 12.788 | 104.1111 | 6477565.1462 | 0 | 4917301.5044 | 0 | 0 | 0 | 1539559.413 | 5044426.1648 | 13124562.1267 | 8957783.3343 | 40061197.6893 | 961560.8286 | 18879803.5461 | 18879803.5461 | 14716656.7318 | 7745494.8509 | 0 | 59902562.0641 | 101244517.1929 | 10000000 | 14.6682 | 4083.8446 | 6902.3237 | 83.2547 | 140.7132
1 | 4600 | 707 | 0.035 | 15 | 15 | 7 | 1e-13 | 5spot_SharedNeighbor | CO2 | Porous | Wet | R600a | MinimizeLCOE_Brownfield | IgnoreSilica | 2019 | 1.6 | 0.037965 | 0.0022888 | 4 | 2383202.0855 | 7016872.6117 | 48584.798 | 143048.4392 | 74.6798 | 13.051 | 24.4261 | 188592.6704 | 0 | 87372.1348 | 0 | 0 | 0 | 188978.9115 | 181328.0495 | 471778.3894 | 321998.4448 | 1440048.6004 | 961560.8286 | 19417065.0479 | 19417065.0479 | 15071655.511 | 7933426.2906 | 0 | 21818674.477 | 64240821.3264 | 100 | 0.0091552 | 2383202.0855 | 7016872.6117 | 48584.798 | 143048.4392
1 | 4600 | 707 | 0.035 | 15 | 15 | 7 | 1.3335e-13 | 5spot_SharedNeighbor | CO2 | Porous | Wet | R600a | MinimizeLCOE_Brownfield | IgnoreSilica | 2019 | 2.0404 | 0.098853 | 0.0083637 | 4 | 662532.834 | 1930582.0626 | 13506.628 | 39357.5267 | 80.9046 | 13.5039 | 224.2399 | 240957.8348 | 0 | 118548.9078 | 0 | 0 | 0 | 217191.3177 | 224912.2435 | 585175.5218 | 399394.3178 | 1786180.1434 | 961560.8286 | 19417065.0479 | 19417065.0479 | 15071655.511 | 7933426.2906 | 0 | 22164806.02 | 64586952.8694 | 133.3521 | 0.033455 | 662532.834 | 1930582.0626 | 13506.628 | 39357.5267
1 | 4600 | 707 | 0.035 | 15 | 15 | 7 | 1.7783e-13 | 5spot_SharedNeighbor | CO2 | Porous | Wet | R600a | MinimizeLCOE_Brownfield | IgnoreSilica | 2019 | 2.8519 | 0.21242 | 0.017831 | 4 | 319882.0983 | 914647.5227 | 6521.2292 | 18646.3269 | 88.8016 | 14.0234 | 58.725 | 332742.2038 | 0 | 174021.5638 | 0 | 0 | 0 | 280138.3069 | 306891.809 | 798469.535 | 544971.8645 | 2437235.283 | 961560.8286 | 19417065.0479 | 19417065.0479 | 15071655.511 | 7933426.2906 | 0 | 22815861.1595 | 65238008.009 | 177.8279 | 0.071326 | 319882.0983 | 914647.5227 | 6521.2292 | 18646.3269
1 | 4600 | 707 | 0.035 | 15 | 15 | 7 | 2.3714e-13 | 5spot_SharedNeighbor | CO2 | Porous | Wet | R600a | MinimizeLCOE_Brownfield | IgnoreSilica | 2019 | 3.8607 | 0.37055 | 0.031923 | 4 | 184504.9826 | 516731.8278 | 3761.3836 | 10534.2772 | 95.0738 | 14.3946 | 51.8155 | 439050.5562 | 0 | 239585.0901 | 0 | 0 | 0 | 348361.7675 | 400528.9914 | 1042094.2758 | 711250.7562 | 3180871.4373 | 961560.8286 | 19417065.0479 | 19417065.0479 | 15071655.511 | 7933426.2906 | 0 | 23559497.3138 | 65981644.1633 | 237.1374 | 0.12769 | 184504.9826 | 516731.8278 | 3761.3836 | 10534.2772
1 | 4600 | 707 | 0.035 | 15 | 15 | 7 | 3.1623e-13 | 5spot_SharedNeighbor | CO2 | Porous | Wet | R600a | MinimizeLCOE_Brownfield | IgnoreSilica | 2019 | 5.1519 | 0.58638 | 0.051949 | 4 | 117596.9324 | 321750.3612 | 2397.3725 | 6559.3163 | 100.1856 | 14.6718 | 39.94 | 565035.4396 | 0 | 319033.0401 | 0 | 0 | 0 | 425955.8995 | 510909.5079 | 1329281.7375 | 907262.0999 | 4057477.7244 | 961560.8286 | 19417065.0479 | 19417065.0479 | 15071655.511 | 7933426.2906 | 0 | 24436103.601 | 66858250.4504 | 316.2278 | 0.2078 | 117596.9324 | 321750.3612 | 2397.3725 | 6559.3163
1 | 4600 | 707 | 0.035 | 15 | 15 | 7 | 4.217e-13 | 5spot_SharedNeighbor | CO2 | Porous | Wet | R600a | MinimizeLCOE_Brownfield | IgnoreSilica | 2019 | 6.7908 | 0.872 | 0.079582 | 4 | 79974.5229 | 213239.6126 | 1630.3888 | 4347.1779 | 104.2873 | 14.8785 | 56.7607 | 712720.8567 | 0 | 414389.4634 | 0 | 0 | 0 | 512918.9233 | 639611.405 | 1664137.6734 | 1135808.1567 | 5079586.4784 | 961560.8286 | 19417065.0479 | 19417065.0479 | 15071655.511 | 7933426.2906 | 0 | 25458212.355 | 67880359.2045 | 421.6965 | 0.31833 | 79974.5229 | 213239.6126 | 1630.3888 | 4347.1779
1 | 4600 | 707 | 0.035 | 15 | 15 | 7 | 5.6234e-13 | 5spot_SharedNeighbor | CO2 | Porous | Wet | R600a | MinimizeLCOE_Brownfield | IgnoreSilica | 2019 | 8.9808 | 1.2609 | 0.11752 | 4 | 56806.2973 | 147050.7008 | 1158.0732 | 2997.8274 | 107.6983 | 15.0394 | 69.2088 | 894565.8665 | 0 | 526968.5239 | 0 | 0 | 0 | 620569.8195 | 796420.6419 | 2072123.1418 | 1414266.6222 | 6324914.6158 | 961560.8286 | 19417065.0479 | 19417065.0479 | 15071655.511 | 7933426.2906 | 0 | 26703540.4923 | 69125687.3418 | 562.3413 | 0.47008 | 56806.2973 | 147050.7008 | 1158.0732 | 2997.8274
1 | 4600 | 707 | 0.035 | 15 | 15 | 7 | 7.4989e-13 | 5spot_SharedNeighbor | CO2 | Porous | Wet | R600a | MinimizeLCOE_Brownfield | IgnoreSilica | 2019 | 11.6681 | 1.7493 | 0.16826 | 4 | 41708.0087 | 104739.0965 | 850.2742 | 2135.2482 | 110.2872 | 15.1534 | 58.7643 | 1100330.4288 | 0 | 649730.7205 | 0 | 0 | 0 | 733537.9069 | 968603.6319 | 2520107.9623 | 1720025.4673 | 7692336.1176 | 961560.8286 | 19417065.0479 | 19417065.0479 | 15071655.511 | 7933426.2906 | 0 | 28070961.9942 | 70493108.8437 | 749.8942 | 0.67304 | 41708.0087 | 104739.0965 | 850.2742 | 2135.2482
1 | 4600 | 707 | 0.035 | 15 | 15 | 7 | 1e-12 | 5spot_SharedNeighbor | CO2 | Porous | Wet | R600a | MinimizeLCOE_Brownfield | IgnoreSilica | 2019 | 15.0929 | 2.3784 | 0.2355 | 4 | 31507.7651 | 76542.2172 | 642.3284 | 1560.4166 | 112.3352 | 15.2361 | 57.7243 | 1342742.8768 | 0 | 798271.4137 | 0 | 0 | 0 | 862121.7807 | 1171223.0678 | 3047282.1715 | 2079832.6974 | 9301474.008 | 961560.8286 | 19417065.0479 | 19417065.0479 | 15071655.511 | 7933426.2906 | 0 | 29680099.8845 | 72102246.734 | 1000 | 0.94199 | 31507.7651 | 76542.2172 | 642.3284 | 1560.4166
1 | 4600 | 707 | 0.035 | 15 | 15 | 7 | 1.3335e-12 | 5spot_SharedNeighbor | CO2 | Porous | Wet | R600a | MinimizeLCOE_Brownfield | IgnoreSilica | 2019 | 19.4218 | 3.18 | 0.32369 | 4 | 24373.8734 | 57138.4884 | 496.8944 | 1164.8454 | 113.9305 | 15.2914 | 70.6696 | 1626280.217 | 0 | 976706.4565 | 0 | 0 | 0 | 1006523.0128 | 1407708.7776 | 3662569.4786 | 2499778.9274 | 11179566.8698 | 961560.8286 | 19417065.0479 | 19417065.0479 | 15071655.511 | 7933426.2906 | 0 | 31558192.7464 | 73980339.5959 | 1333.5214 | 1.2948 | 24373.8734 | 57138.4884 | 496.8944 | 1164.8454
1 | 4600 | 707 | 0.035 | 15 | 15 | 7 | 1.7783e-12 | 5spot_SharedNeighbor | CO2 | Porous | Wet | R600a | MinimizeLCOE_Brownfield | IgnoreSilica | 2019 | 24.8345 | 4.1892 | 0.43807 | 4 | 19247.2133 | 43457.1099 | 392.3805 | 885.932 | 115.1475 | 15.3203 | 62.6209 | 1954763.1897 | 0 | 1188986.6342 | 0 | 0 | 0 | 1165741.1297 | 1680701.4719 | 4372840.4707 | 2984553.4741 | 13347586.3705 | 961560.8286 | 19417065.0479 | 19417065.0479 | 15071655.511 | 7933426.2906 | 0 | 33726212.247 | 76148359.0965 | 1778.2794 | 1.7523 | 19247.2133 | 43457.1099 | 392.3805 | 885.932
1 | 4600 | 707 | 0.035 | 15 | 15 | 7 | 2.3714e-12 | 5spot_SharedNeighbor | CO2 | Porous | Wet | R600a | MinimizeLCOE_Brownfield | IgnoreSilica | 2019 | 31.5218 | 5.4434 | 0.58444 | 4 | 15485.0734 | 33631.4161 | 315.6842 | 685.6219 | 116.049 | 15.323 | 61.9672 | 2331391.3476 | 0 | 1438868.897 | 0 | 0 | 0 | 1338155.9349 | 1992282.31 | 5183509.8973 | 3537852.0154 | 15822060.402 | 961560.8286 | 19417065.0479 | 19417065.0479 | 15071655.511 | 7933426.2906 | 0 | 36200686.2786 | 78622833.128 | 2371.3737 | 2.3378 | 15485.0734 | 33631.4161 | 315.6842 | 685.6219
1 | 4600 | 707 | 0.035 | 15 | 15 | 7 | 3.1623e-12 | 5spot_SharedNeighbor | CO2 | Porous | Wet | R600a | MinimizeLCOE_Brownfield | IgnoreSilica | 2019 | 39.6607 | 6.9787 | 0.76868 | 4 | 12678.6686 | 26475.7237 | 258.4718 | 539.7434 | 116.6776 | 15.2951 | 55.5561 | 2757278.4742 | 0 | 1729103.5173 | 0 | 0 | 0 | 1520484.8561 | 2342678.0706 | 6095167.7903 | 4160077.2601 | 18604789.9687 | 961560.8286 | 19417065.0479 | 19417065.0479 | 15071655.511 | 7933426.2906 | 0 | 38983415.8453 | 81405562.6947 | 3162.2777 | 3.0747 | 12678.6686 | 26475.7237 | 258.4718 | 539.7434
1 | 4600 | 707 | 0.035 | 15 | 15 | 7 | 4.217e-12 | 5spot_SharedNeighbor | CO2 | Porous | Wet | R600a | MinimizeLCOE_Brownfield | IgnoreSilica | 2019 | 49.2728 | 8.8038 | 0.99449 | 4 | 10561.3004 | 21225.6304 | 215.3064 | 432.7132 | 117.0548 | 15.2307 | 70.3803 | 3225065.8157 | 0 | 2056923.4063 | 0 | 0 | 0 | 1702803.4858 | 2724069.1561 | 7087469.1607 | 4837343.3351 | 21633674.3597 | 961560.8286 | 19417065.0479 | 19417065.0479 | 15071655.511 | 7933426.2906 | 0 | 42012300.2363 | 84434447.0858 | 4216.965 | 3.9779 | 10561.3004 | 21225.6304 | 215.3064 | 432.7132
1 | 4600 | 707 | 0.035 | 15 | 15 | 7 | 5.6234e-12 | 5spot_SharedNeighbor | CO2 | Porous | Wet | R600a | MinimizeLCOE_Brownfield | IgnoreSilica | 2019 | 60.213 | 10.8962 | 1.2615 | 4 | 8953.7298 | 17360.7266 | 182.5339 | 353.9219 | 117.191 | 15.1237 | 71.2824 | 3720598.4969 | 0 | 2414817.781 | 0 | 0 | 0 | 1872441.0217 | 3123064.3469 | 8125572.8019 | 5545870.4011 | 24802364.8496 | 961560.8286 | 19417065.0479 | 19417065.0479 | 15071655.511 | 7933426.2906 | 0 | 45180990.7261 | 87603137.5756 | 5623.4133 | 5.0461 | 8953.7298 | 17360.7266 | 182.5339 | 353.9219
1 | 4600 | 707 | 0.035 | 15 | 15 | 7 | 7.4989e-12 | 5spot_SharedNeighbor | CO2 | Porous | Wet | R600a | MinimizeLCOE_Brownfield | IgnoreSilica | 2019 | 72.0159 | 13.172 | 1.5619 | 4 | 7731.6718 | 14521.677 | 157.6206 | 296.044 | 117.0928 | 14.9718 | 85.5229 | 4218388.8427 | 0 | 2786601.5612 | 0 | 0 | 0 | 2011643.9408 | 3516487.3944 | 9149178.8696 | 6244502.5753 | 27926803.1841 | 961560.8286 | 19417065.0479 | 19417065.0479 | 15071655.511 | 7933426.2906 | 0 | 48305429.0606 | 90727575.9101 | 7498.9421 | 6.2477 | 7731.6718 | 14521.677 | 157.6206 | 296.044
1 | 4600 | 707 | 0.035 | 15 | 15 | 7 | 1e-11 | 5spot_SharedNeighbor | CO2 | Porous | Wet | R600a | MinimizeLCOE_Brownfield | IgnoreSilica | 2019 | 83.9861 | 15.4999 | 1.8804 | 4 | 6804.9106 | 12445.0835 | 138.7273 | 253.7099 | 116.7853 | 14.7807 | 78.9352 | 4688885.438 | 0 | 3151362.6869 | 0 | 0 | 0 | 2105340.6132 | 3878779.6079 | 10091788.8925 | 6887853.2847 | 30804010.5231 | 961560.8286 | 19417065.0479 | 19417065.0479 | 15071655.511 | 7933426.2906 | 0 | 51182636.3997 | 93604783.2491 | 10000 | 7.5214 | 6804.9106 | 12445.0835 | 138.7273 | 253.7099
1 | 4600 | 707 | 0.035 | 15 | 15 | 7 | 1.3335e-11 | 5spot_SharedNeighbor | CO2 | Porous | Wet | R600a | MinimizeLCOE_Brownfield | IgnoreSilica | 2019 | 95.4212 | 17.7424 | 2.1977 | 4 | 6104.852 | 10930.6557 | 124.4557 | 222.8362 | 116.3206 | 14.5642 | 87.1271 | 5108628.9367 | 0 | 3490182.9068 | 0 | 0 | 0 | 2148528.6561 | 4191462.7948 | 10905326.4049 | 7443109.3534 | 33287239.0527 | 961560.8286 | 19417065.0479 | 19417065.0479 | 15071655.511 | 7933426.2906 | 0 | 53665864.9293 | 96088011.7788 | 13335.2143 | 8.7907 | 6104.852 | 10930.6557 | 124.4557 | 222.8362
1 | 4600 | 707 | 0.035 | 15 | 15 | 7 | 1.7783e-11 | 5spot_SharedNeighbor | CO2 | Porous | Wet | R600a | MinimizeLCOE_Brownfield | IgnoreSilica | 2019 | 105.7519 | 19.7844 | 2.4957 | 4 | 5578.0044 | 9827.4455 | 113.7152 | 200.3458 | 115.7683 | 14.3404 | 87.6743 | 5464086.2301 | 0 | 3789333.9421 | 0 | 0 | 0 | 2145892.2387 | 4445731.8402 | 11566882.3033 | 7894634.8477 | 35306561.4021 | 961560.8286 | 19417065.0479 | 19417065.0479 | 15071655.511 | 7933426.2906 | 0 | 55685187.2787 | 98107334.1281 | 17782.7941 | 9.983 | 5578.0044 | 9827.4455 | 113.7152 | 200.3458
1 | 4600 | 707 | 0.035 | 15 | 15 | 7 | 2.3714e-11 | 5spot_SharedNeighbor | CO2 | Porous | Wet | R600a | MinimizeLCOE_Brownfield | IgnoreSilica | 2019 | 114.6434 | 21.555 | 2.7615 | 4 | 5182.5595 | 9023.063 | 105.6535 | 183.9473 | 115.1966 | 14.1264 | 108.9396 | 5752432.1777 | 0 | 4042140.9098 | 0 | 0 | 0 | 2108827.6779 | 4642326.2985 | 12078380.7567 | 8243743.0523 | 36867850.8729 | 961560.8286 | 19417065.0479 | 19417065.0479 | 15071655.511 | 7933426.2906 | 0 | 57246476.7495 | 99668623.5989 | 23713.7371 | 11.046 | 5182.5595 | 9023.063 | 105.6535 | 183.9473
1 | 4600 | 707 | 0.035 | 15 | 15 | 7 | 3.1623e-11 | 5spot_SharedNeighbor | CO2 | Porous | Wet | R600a | MinimizeLCOE_Brownfield | IgnoreSilica | 2019 | 122.0176 | 23.0332 | 2.9886 | 4 | 4886.1727 | 8434.8278 | 99.6112 | 171.9554 | 114.6562 | 13.9341 | 90.9386 | 5979355.592 | 0 | 4248840.3755 | 0 | 0 | 0 | 2051321.3781 | 4789011.7648 | 12460026.2506 | 8504223.944 | 38032779.3049 | 961560.8286 | 19417065.0479 | 19417065.0479 | 15071655.511 | 7933426.2906 | 0 | 58411405.1815 | 100833552.0309 | 31622.7766 | 11.9544 | 4886.1727 | 8434.8278 | 99.6112 | 171.9554
1 | 4600 | 707 | 0.035 | 15 | 15 | 7 | 4.217e-11 | 5spot_SharedNeighbor | CO2 | Porous | Wet | R600a | MinimizeLCOE_Brownfield | IgnoreSilica | 2019 | 127.9808 | 24.2349 | 3.1766 | 4 | 4664.1455 | 8002.8143 | 95.0849 | 163.1482 | 114.1756 | 13.7687 | 104.408 | 6154757.7593 | 0 | 4414161.3372 | 0 | 0 | 0 | 1985891.0666 | 4896375.9636 | 12739365.8725 | 8694878.9757 | 38885430.9749 | 961560.8286 | 19417065.0479 | 19417065.0479 | 15071655.511 | 7933426.2906 | 0 | 59264056.8514 | 101686203.7009 | 42169.6503 | 12.7063 | 4664.1455 | 8002.8143 | 95.0849 | 163.1482
1 | 4600 | 707 | 0.035 | 15 | 15 | 7 | 5.6234e-11 | 5spot_SharedNeighbor | CO2 | Porous | Wet | R600a | MinimizeLCOE_Brownfield | IgnoreSilica | 2019 | 132.6897 | 25.1883 | 3.3281 | 4 | 4497.8174 | 7684.5109 | 91.6941 | 156.6591 | 113.7685 | 13.6319 | 106.6081 | 6288124.811 | 0 | 4543620.5107 | 0 | 0 | 0 | 1920702.7354 | 4973454.7423 | 12939909.0436 | 8831753.8108 | 39497565.6538 | 961560.8286 | 19417065.0479 | 19417065.0479 | 15071655.511 | 7933426.2906 | 0 | 59876191.5303 | 102298338.3798 | 56234.1325 | 13.3123 | 4497.8174 | 7684.5109 | 91.6941 | 156.6591
1 | 4600 | 707 | 0.035 | 15 | 15 | 7 | 7.4989e-11 | 5spot_SharedNeighbor | CO2 | Porous | Wet | R600a | MinimizeLCOE_Brownfield | IgnoreSilica | 2019 | 136.3561 | 25.9335 | 3.4479 | 4 | 4373.1831 | 7449.1085 | 89.1533 | 151.8602 | 113.4345 | 13.5215 | 103.1876 | 6388803.9516 | 0 | 4643782.9667 | 0 | 0 | 0 | 1861051.916 | 5028519.1454 | 13083175.3251 | 8929535.9918 | 39934869.2965 | 961560.8286 | 19417065.0479 | 19417065.0479 | 15071655.511 | 7933426.2906 | 0 | 60313495.1731 | 102735642.0225 | 74989.4209 | 13.7917 | 4373.1831 | 7449.1085 | 89.1533 | 151.8602
1 | 4600 | 707 | 0.035 | 15 | 15 | 7 | 1e-10 | 5spot_SharedNeighbor | CO2 | Porous | Wet | R600a | MinimizeLCOE_Brownfield | IgnoreSilica | 2019 | 139.1749 | 26.5083 | 3.5413 | 4 | 4279.7634 | 7274.5452 | 87.2488 | 148.3014 | 113.1675 | 13.4343 | 96.4203 | 6464312.7208 | 0 | 4720424.6306 | 0 | 0 | 0 | 1809271.3639 | 5067663.399 | 13185020.6435 | 8999047.5142 | 40245740.272 | 961560.8286 | 19417065.0479 | 19417065.0479 | 15071655.511 | 7933426.2906 | 0 | 60624366.1486 | 103046512.998 | 100000 | 14.1654 | 4279.7634 | 7274.5452 | 87.2488 | 148.3014
1 | 4600 | 707 | 0.035 | 15 | 15 | 7 | 1.3335e-10 | 5spot_SharedNeighbor | CO2 | Porous | Wet | R600a | MinimizeLCOE_Brownfield | IgnoreSilica | 2019 | 141.3324 | 26.9493 | 3.6135 | 4 | 4209.7235 | 7144.6976 | 85.8209 | 145.6543 | 112.9571 | 13.3662 | 110.621 | 6520986.2082 | 0 | 4778875.9312 | 0 | 0 | 0 | 1766153.2654 | 5095746.0078 | 13258085.8312 | 9048916.0062 | 40468763.25 | 961560.8286 | 19417065.0479 | 19417065.0479 | 15071655.511 | 7933426.2906 | 0 | 60847389.1265 | 103269535.976 | 133352.1432 | 14.454 | 4209.7235 | 7144.6976 | 85.8209 | 145.6543
1 | 4600 | 707 | 0.035 | 15 | 15 | 7 | 1.7783e-10 | 5spot_SharedNeighbor | CO2 | Porous | Wet | R600a | MinimizeLCOE_Brownfield | IgnoreSilica | 2019 | 142.9649 | 27.2838 | 3.6687 | 4 | 4157.2036 | 7048.0256 | 84.7502 | 143.6835 | 112.7943 | 13.314 | 114.8642 | 6563218.0535 | 0 | 4822984.7944 | 0 | 0 | 0 | 1731025.08 | 5115718.8919 | 13310051.1786 | 9084383.4236 | 40627381.4221 | 961560.8286 | 19417065.0479 | 19417065.0479 | 15071655.511 | 7933426.2906 | 0 | 61006007.2987 | 103428154.1481 | 177827.941 | 14.6748 | 4157.2036 | 7048.0256 | 84.7502 | 143.6835
1 | 4600 | 707 | 0.035 | 15 | 15 | 7 | 2.3714e-10 | 5spot_SharedNeighbor | CO2 | Porous | Wet | R600a | MinimizeLCOE_Brownfield | IgnoreSilica | 2019 | 144.2218 | 27.5412 | 3.711 | 4 | 4117.8174 | 6975.6694 | 83.9473 | 142.2085 | 112.667 | 13.2733 | 114.6964 | 6595352.841 | 0 | 4856876.6373 | 0 | 0 | 0 | 1703467.3937 | 5130721.7801 | 13349085.616 | 9111025.2292 | 40746529.4973 | 961560.8286 | 19417065.0479 | 19417065.0479 | 15071655.511 | 7933426.2906 | 0 | 61125155.3738 | 103547302.2233 | 237137.3706 | 14.8441 | 4117.8174 | 6975.6694 | 83.9473 | 142.2085
1 | 4600 | 707 | 0.035 | 15 | 15 | 7 | 3.1623e-10 | 5spot_SharedNeighbor | CO2 | Porous | Wet | R600a | MinimizeLCOE_Brownfield | IgnoreSilica | 2019 | 145.1575 | 27.7334 | 3.743 | 4 | 4088.279 | 6921.7475 | 83.3451 | 141.1092 | 112.571 | 13.2427 | 110.9768 | 6619057.1988 | 0 | 4882069.5292 | 0 | 0 | 0 | 1681617.9118 | 5141270.4095 | 13376530.9861 | 9129757.2582 | 40830303.2936 | 961560.8286 | 19417065.0479 | 19417065.0479 | 15071655.511 | 7933426.2906 | 0 | 61208929.1702 | 103631076.0197 | 316227.766 | 14.9718 | 4088.279 | 6921.7475 | 83.3451 | 141.1092
1 | 4600 | 707 | 0.035 | 15 | 15 | 7 | 4.217e-10 | 5spot_SharedNeighbor | CO2 | Porous | Wet | R600a | MinimizeLCOE_Brownfield | IgnoreSilica | 2019 | 145.8614 | 27.8781 | 3.7671 | 4 | 4066.1259 | 6881.4374 | 82.8935 | 140.2874 | 112.4982 | 13.2196 | 109.1938 | 6636764.7303 | 0 | 4900998.0619 | 0 | 0 | 0 | 1664659.8404 | 5148944.8267 | 13396498.2453 | 9143385.3229 | 40891251.0275 | 961560.8286 | 19417065.0479 | 19417065.0479 | 15071655.511 | 7933426.2906 | 0 | 61269876.904 | 103692023.7535 | 421696.5034 | 15.0684 | 4066.1259 | 6881.4374 | 82.8935 | 140.2874
1 | 4600 | 707 | 0.035 | 15 | 15 | 7 | 5.6234e-10 | 5spot_SharedNeighbor | CO2 | Porous | Wet | R600a | MinimizeLCOE_Brownfield | IgnoreSilica | 2019 | 146.395 | 27.9878 | 3.7854 | 4 | 4049.5116 | 6851.234 | 82.5548 | 139.6717 | 112.4425 | 13.2019 | 109.4122 | 6650119.7815 | 0 | 4915336.4239 | 0 | 0 | 0 | 1651693.2616 | 5154688.2921 | 13411441.5642 | 9153584.4451 | 40936863.7684 | 961560.8286 | 19417065.0479 | 19417065.0479 | 15071655.511 | 7933426.2906 | 0 | 61315489.6449 | 103737636.4944 | 562341.3252 | 15.1415 | 4049.5116 | 6851.234 | 82.5548 | 139.6717
1 | 4600 | 707 | 0.035 | 15 | 15 | 7 | 7.4989e-10 | 5spot_SharedNeighbor | CO2 | Porous | Wet | R600a | MinimizeLCOE_Brownfield | IgnoreSilica | 2019 | 146.7971 | 28.0705 | 3.7991 | 4 | 4037.0515 | 6828.6118 | 82.3008 | 139.2105 | 112.4004 | 13.1886 | 106.3091 | 6660143.5247 | 0 | 4926134.2438 | 0 | 0 | 0 | 1641802.005 | 5158951.1117 | 13422532.5463 | 9161154.2683 | 40970717.6999 | 961560.8286 | 19417065.0479 | 19417065.0479 | 15071655.511 | 7933426.2906 | 0 | 61349343.5764 | 103771490.4259 | 749894.2093 | 15.1966 | 4037.0515 | 6828.6118 | 82.3008 | 139.2105
1 | 4600 | 707 | 0.035 | 15 | 15 | 7 | 1e-09 | 5spot_SharedNeighbor | CO2 | Porous | Wet | R600a | MinimizeLCOE_Brownfield | IgnoreSilica | 2019 | 147.0944 | 28.1318 | 3.8094 | 4 | 4027.707 | 6811.7149 | 82.1103 | 138.866 | 112.3691 | 13.1787 | 103.1699 | 6667531.3076 | 0 | 4934113.343 | 0 | 0 | 0 | 1634196.1649 | 5161977.918 | 13430407.6754 | 9166529.2058 | 40994755.6147 | 961560.8286 | 19417065.0479 | 19417065.0479 | 15071655.511 | 7933426.2906 | 0 | 61373381.4912 | 103795528.3407 | 1000000 | 15.2378 | 4027.707 | 6811.7149 | 82.1103 | 138.866
1 | 4600 | 707 | 0.035 | 15 | 15 | 7 | 1.3335e-09 | 5spot_SharedNeighbor | CO2 | Porous | Wet | R600a | MinimizeLCOE_Brownfield | IgnoreSilica | 2019 | 147.3307 | 28.1802 | 3.8174 | 4 | 4020.6991 | 6798.9287 | 81.9674 | 138.6054 | 112.3442 | 13.1709 | 106.7612 | 6673392.7689 | 0 | 4940454.3133 | 0 | 0 | 0 | 1628658.4478 | 5164577.1567 | 13437170.3612 | 9171144.8778 | 41015397.9256 | 961560.8286 | 19417065.0479 | 19417065.0479 | 15071655.511 | 7933426.2906 | 0 | 61394023.8022 | 103816170.6516 | 1333521.4322 | 15.2695 | 4020.6991 | 6798.9287 | 81.9674 | 138.6054
1 | 4600 | 707 | 0.035 | 15 | 15 | 7 | 1.7783e-09 | 5spot_SharedNeighbor | CO2 | Porous | Wet | R600a | MinimizeLCOE_Brownfield | IgnoreSilica | 2019 | 147.5035 | 28.2157 | 3.8233 | 4 | 4015.4437 | 6789.3913 | 81.8603 | 138.4109 | 112.326 | 13.1651 | 88.8664 | 6677671.125 | 0 | 4945090.1899 | 0 | 0 | 0 | 1624392.6296 | 5166390.0384 | 13441887.1075 | 9174364.154 | 41029795.2444 | 961560.8286 | 19417065.0479 | 19417065.0479 | 15071655.511 | 7933426.2906 | 0 | 61408421.1209 | 103830567.9704 | 1778279.41 | 15.2931 | 4015.4437 | 6789.3913 | 81.8603 | 138.4109
1 | 4600 | 707 | 0.035 | 15 | 15 | 7 | 2.3714e-09 | 5spot_SharedNeighbor | CO2 | Porous | Wet | R600a | MinimizeLCOE_Brownfield | IgnoreSilica | 2019 | 147.613 | 28.2386 | 3.8274 | 4 | 4011.5025 | 6782.4377 | 81.7799 | 138.2692 | 112.3143 | 13.1614 | 102.0346 | 6680374.7091 | 0 | 4948025.6081 | 0 | 0 | 0 | 1620827.567 | 5167198.8749 | 13443991.5342 | 9175800.4685 | 41036218.7619 | 961560.8286 | 19417065.0479 | 19417065.0479 | 15071655.511 | 7933426.2906 | 0 | 61414844.6384 | 103836991.4879 | 2371373.7057 | 15.3097 | 4011.5025 | 6782.4377 | 81.7799 | 138.2692
1 | 4600 | 707 | 0.035 | 15 | 15 | 7 | 3.1623e-09 | 5spot_SharedNeighbor | CO2 | Porous | Wet | R600a | MinimizeLCOE_Brownfield | IgnoreSilica | 2019 | 147.723 | 28.261 | 3.8309 | 4 | 4008.547 | 6776.957 | 81.7197 | 138.1574 | 112.3027 | 13.1578 | 101.7938 | 6683094.2193 | 0 | 4950975.9625 | 0 | 0 | 0 | 1618621.1404 | 5168549.6157 | 13447505.8847 | 9178199.0849 | 41046945.9075 | 961560.8286 | 19417065.0479 | 19417065.0479 | 15071655.511 | 7933426.2906 | 0 | 61425571.7841 | 103847718.6335 | 3162277.6602 | 15.3237 | 4008.547 | 6776.957 | 81.7197 | 138.1574
1 | 4600 | 707 | 0.035 | 15 | 15 | 7 | 4.217e-09 | 5spot_SharedNeighbor | CO2 | Porous | Wet | R600a | MinimizeLCOE_Brownfield | IgnoreSilica | 2019 | 147.7936 | 28.2755 | 3.8334 | 4 | 4006.3306 | 6772.9633 | 81.6745 | 138.076 | 112.2952 | 13.1554 | 100.9732 | 6684835.4319 | 0 | 4952867.742 | 0 | 0 | 0 | 1616755.2686 | 5169238.7926 | 13449298.9816 | 9179422.9104 | 41052419.1271 | 961560.8286 | 19417065.0479 | 19417065.0479 | 15071655.511 | 7933426.2906 | 0 | 61431045.0036 | 103853191.8531 | 4216965.0343 | 15.3335 | 4006.3306 | 6772.9633 | 81.6745 | 138.076
1 | 4600 | 707 | 0.035 | 15 | 15 | 7 | 5.6234e-09 | 5spot_SharedNeighbor | CO2 | Porous | Wet | R600a | MinimizeLCOE_Brownfield | IgnoreSilica | 2019 | 147.8519 | 28.2875 | 3.8353 | 4 | 4004.6685 | 6769.9173 | 81.6406 | 138.0139 | 112.289 | 13.1534 | 93.7944 | 6686275.1326 | 0 | 4954431.8708 | 0 | 0 | 0 | 1615445.0645 | 5169899.3065 | 13451017.5033 | 9180595.8368 | 41057664.7145 | 961560.8286 | 19417065.0479 | 19417065.0479 | 15071655.511 | 7933426.2906 | 0 | 61436290.5911 | 103858437.4405 | 5623413.2519 | 15.3412 | 4004.6685 | 6769.9173 | 81.6406 | 138.0139
1 | 4600 | 707 | 0.035 | 15 | 15 | 7 | 7.4989e-09 | 5spot_SharedNeighbor | CO2 | Porous | Wet | R600a | MinimizeLCOE_Brownfield | IgnoreSilica | 2019 | 147.8862 | 28.2947 | 3.8366 | 4 | 4003.422 | 6767.7244 | 81.6152 | 137.9692 | 112.2854 | 13.1523 | 99.066 | 6687119.1501 | 0 | 4955350.4285 | 0 | 0 | 0 | 1614298.5167 | 5170139.5572 | 13451642.5863 | 9181022.4688 | 41059572.7075 | 961560.8286 | 19417065.0479 | 19417065.0479 | 15071655.511 | 7933426.2906 | 0 | 61438198.5841 | 103860345.4335 | 7498942.0933 | 15.3464 | 4003.422 | 6767.7244 | 81.6152 | 137.9692
1 | 4600 | 707 | 0.035 | 15 | 15 | 7 | 1e-08 | 5spot_SharedNeighbor | CO2 | Porous | Wet | R600a | MinimizeLCOE_Brownfield | IgnoreSilica | 2019 | 147.9102 | 28.2998 | 3.8376 | 4 | 4002.4873 | 6766.0956 | 81.5961 | 137.936 | 112.2828 | 13.1515 | 100.6704 | 6687711.8341 | 0 | 4955995.8761 | 0 | 0 | 0 | 1613410.0525 | 5170275.9274 | 13451997.3937 | 9181264.6321 | 41060655.7158 | 961560.8286 | 19417065.0479 | 19417065.0479 | 15071655.511 | 7933426.2906 | 0 | 61439281.5924 | 103861428.4418 | 10000000 | 15.3503 | 4002.4873 | 6766.0956 | 81.5961 | 137.936
1 | 4700 | 707 | 0.035 | 15 | 15 | 7 | 1e-13 | 5spot_SharedNeighbor | CO2 | Porous | Wet | R600a | MinimizeLCOE_Brownfield | IgnoreSilica | 2019 | 1.6 | 0.036732 | 0.00258 | 4 | 2168114.2615 | 6384865.0317 | 44199.9418 | 130164.1098 | 75.3467 | 13.3952 | 24.3077 | 191162.299 | 0 | 87175.017 | 0 | 0 | 0 | 190724.0116 | 182933.9178 | 475956.5291 | 324850.111 | 1452801.8854 | 961560.8286 | 19960186.6406 | 19960186.6406 | 15432221.3765 | 8123701.7665 | 0 | 22374549.3547 | 65890659.1383 | 100 | 0.01032 | 2168114.2615 | 6384865.0317 | 44199.9418 | 130164.1098
1 | 4700 | 707 | 0.035 | 15 | 15 | 7 | 1.3335e-13 | 5spot_SharedNeighbor | CO2 | Porous | Wet | R600a | MinimizeLCOE_Brownfield | IgnoreSilica | 2019 | 2.1182 | 0.10527 | 0.0089753 | 4 | 635148.0078 | 1847260.9255 | 12948.3512 | 37658.9126 | 82.764 | 13.9327 | 238.3723 | 253785.2442 | 0 | 124089.1095 | 0 | 0 | 0 | 229348.8252 | 236817.0398 | 616149.3596 | 420534.5985 | 1880724.1768 | 961560.8286 | 19960186.6406 | 19960186.6406 | 15432221.3765 | 8123701.7665 | 0 | 22802471.646 | 66318581.4296 | 133.3521 | 0.035901 | 635148.0078 | 1847260.9255 | 12948.3512 | 37658.9126
1 | 4700 | 707 | 0.035 | 15 | 15 | 7 | 1.7783e-13 | 5spot_SharedNeighbor | CO2 | Porous | Wet | R600a | MinimizeLCOE_Brownfield | IgnoreSilica | 2019 | 2.9445 | 0.22325 | 0.019122 | 4 | 306868.6501 | 875793.6978 | 6255.9325 | 17854.2391 | 90.7634 | 14.4533 | 56.8852 | 348611.8604 | 0 | 180856.1572 | 0 | 0 | 0 | 293878.812 | 321105.2636 | 835450.0281 | 570211.8109 | 2550113.9322 | 961560.8286 | 19960186.6406 | 19960186.6406 | 15432221.3765 | 8123701.7665 | 0 | 23471861.4015 | 66987971.1851 | 177.8279 | 0.076488 | 306868.6501 | 875793.6978 | 6255.9325 | 17854.2391
1 | 4700 | 707 | 0.035 | 15 | 15 | 7 | 2.3714e-13 | 5spot_SharedNeighbor | CO2 | Porous | Wet | R600a | MinimizeLCOE_Brownfield | IgnoreSilica | 2019 | 3.9922 | 0.38989 | 0.034231 | 4 | 177140.7521 | 494950.9196 | 3611.2538 | 10090.244 | 97.2596 | 14.8335 | 54.9605 | 460675.5019 | 0 | 249296.4424 | 0 | 0 | 0 | 366214.9057 | 419712.8715 | 1092006.7967 | 745317.0772 | 3333223.5954 | 961560.8286 | 19960186.6406 | 19960186.6406 | 15432221.3765 | 8123701.7665 | 0 | 24254971.0646 | 67771080.8483 | 237.1374 | 0.13692 | 177140.7521 | 494950.9196 | 3611.2538 | 10090.244
1 | 4700 | 707 | 0.035 | 15 | 15 | 7 | 3.1623e-13 | 5spot_SharedNeighbor | CO2 | Porous | Wet | R600a | MinimizeLCOE_Brownfield | IgnoreSilica | 2019 | 5.3339 | 0.6176 | 0.055706 | 4 | 112995.9828 | 308288.5755 | 2303.5759 | 6284.8796 | 102.5445 | 15.1168 | 74.197 | 593508.5818 | 0 | 332248.1374 | 0 | 0 | 0 | 448558.9949 | 535983.1285 | 1394518.155 | 951787.2953 | 4256604.2928 | 961560.8286 | 19960186.6406 | 19960186.6406 | 15432221.3765 | 8123701.7665 | 0 | 25178351.762 | 68694461.5457 | 316.2278 | 0.22283 | 112995.9828 | 308288.5755 | 2303.5759 | 6284.8796
1 | 4700 | 707 | 0.035 | 15 | 15 | 7 | 4.217e-13 | 5spot_SharedNeighbor | CO2 | Porous | Wet | R600a | MinimizeLCOE_Brownfield | IgnoreSilica | 2019 | 7.0271 | 0.91767 | 0.085319 | 4 | 76909.5588 | 204420.2063 | 1567.9054 | 4167.3824 | 106.7572 | 15.3265 | 62.0199 | 748330.5618 | 0 | 431236.3809 | 0 | 0 | 0 | 539862.8383 | 670577.6146 | 1744705.3988 | 1190797.2848 | 5325510.0791 | 961560.8286 | 19960186.6406 | 19960186.6406 | 15432221.3765 | 8123701.7665 | 0 | 26247257.5483 | 69763367.332 | 421.6965 | 0.34127 | 76909.5588 | 204420.2063 | 1567.9054 | 4167.3824
1 | 4700 | 707 | 0.035 | 15 | 15 | 7 | 5.6234e-13 | 5spot_SharedNeighbor | CO2 | Porous | Wet | R600a | MinimizeLCOE_Brownfield | IgnoreSilica | 2019 | 9.2781 | 1.3244 | 0.12611 | 4 | 54559.6782 | 140828.5024 | 1112.2728 | 2870.9795 | 110.2475 | 15.489 | 63.744 | 938046.8538 | 0 | 540877.6848 | 0 | 0 | 0 | 651831.4596 | 830994.8393 | 2162078.1114 | 1475662.7373 | 6599491.6862 | 961560.8286 | 19960186.6406 | 19960186.6406 | 15432221.3765 | 8123701.7665 | 0 | 27521239.1555 | 71037348.9391 | 562.3413 | 0.50442 | 54559.6782 | 140828.5024 | 1112.2728 | 2870.9795
1 | 4700 | 707 | 0.035 | 15 | 15 | 7 | 7.4989e-13 | 5spot_SharedNeighbor | CO2 | Porous | Wet | R600a | MinimizeLCOE_Brownfield | IgnoreSilica | 2019 | 12.0554 | 1.8376 | 0.1805 | 4 | 40094.3721 | 100365.2675 | 817.378 | 2046.0817 | 112.9141 | 15.6048 | 70.1142 | 1153955.5257 | 0 | 666926.7833 | 0 | 0 | 0 | 770683.7511 | 1010710.7634 | 2629662.0811 | 1794798.4045 | 8026737.3091 | 961560.8286 | 19960186.6406 | 19960186.6406 | 15432221.3765 | 8123701.7665 | 0 | 28948484.7784 | 72464594.562 | 749.8942 | 0.72201 | 40094.3721 | 100365.2675 | 817.378 | 2046.0817
1 | 4700 | 707 | 0.035 | 15 | 15 | 7 | 1e-12 | 5spot_SharedNeighbor | CO2 | Porous | Wet | R600a | MinimizeLCOE_Brownfield | IgnoreSilica | 2019 | 15.5922 | 2.4983 | 0.25255 | 4 | 30317.3441 | 73394.6672 | 618.0601 | 1496.2496 | 115.0211 | 15.6883 | 68.6739 | 1408114.2635 | 0 | 819330.8794 | 0 | 0 | 0 | 905785.4722 | 1221959.9399 | 3179289.1052 | 2169930.1422 | 9704409.8024 | 961560.8286 | 19960186.6406 | 19960186.6406 | 15432221.3765 | 8123701.7665 | 0 | 30626157.2716 | 74142267.0553 | 1000 | 1.0102 | 30317.3441 | 73394.6672 | 618.0601 | 1496.2496
1 | 4700 | 707 | 0.035 | 15 | 15 | 7 | 1.3335e-12 | 5spot_SharedNeighbor | CO2 | Porous | Wet | R600a | MinimizeLCOE_Brownfield | IgnoreSilica | 2019 | 20.0286 | 3.3345 | 0.34678 | 4 | 23477.0257 | 54848.561 | 478.6109 | 1118.1621 | 116.652 | 15.7432 | 66.5548 | 1703157.2225 | 0 | 1001042.3682 | 0 | 0 | 0 | 1055170.8638 | 1466154.4773 | 3814633.2002 | 2603565.542 | 11643723.674 | 961560.8286 | 19960186.6406 | 19960186.6406 | 15432221.3765 | 8123701.7665 | 0 | 32565471.1432 | 76081580.9269 | 1333.5214 | 1.3871 | 23477.0257 | 54848.561 | 478.6109 | 1118.1621
1 | 4700 | 707 | 0.035 | 15 | 15 | 7 | 1.7783e-12 | 5spot_SharedNeighbor | CO2 | Porous | Wet | R600a | MinimizeLCOE_Brownfield | IgnoreSilica | 2019 | 25.5922 | 4.3899 | 0.46899 | 4 | 18557.8179 | 41754.6423 | 378.3262 | 851.2249 | 117.902 | 15.771 | 62.2677 | 2046108.196 | 0 | 1217920.8892 | 0 | 0 | 0 | 1221174.411 | 1749229.3635 | 4551135.9875 | 3106243.828 | 13891812.6752 | 961560.8286 | 19960186.6406 | 19960186.6406 | 15432221.3765 | 8123701.7665 | 0 | 34813560.1444 | 78329669.9281 | 1778.2794 | 1.876 | 18557.8179 | 41754.6423 | 378.3262 | 851.2249
1 | 4700 | 707 | 0.035 | 15 | 15 | 7 | 2.3714e-12 | 5spot_SharedNeighbor | CO2 | Porous | Wet | R600a | MinimizeLCOE_Brownfield | IgnoreSilica | 2019 | 32.4723 | 5.7027 | 0.6253 | 4 | 14945.8404 | 32343.8556 | 304.6912 | 659.3732 | 118.8285 | 15.7714 | 62.579 | 2439717.1082 | 0 | 1473476.4232 | 0 | 0 | 0 | 1401500.5918 | 2072730.7081 | 5392820.1269 | 3680710.548 | 16460955.5062 | 961560.8286 | 19960186.6406 | 19960186.6406 | 15432221.3765 | 8123701.7665 | 0 | 37382702.9754 | 80898812.7591 | 2371.3737 | 2.5012 | 14945.8404 | 32343.8556 | 304.6912 | 659.3732
1 | 4700 | 707 | 0.035 | 15 | 15 | 7 | 3.1623e-12 | 5spot_SharedNeighbor | CO2 | Porous | Wet | R600a | MinimizeLCOE_Brownfield | IgnoreSilica | 2019 | 40.823 | 7.3056 | 0.82166 | 4 | 12250.32 | 25490.6959 | 249.7393 | 519.6623 | 119.4717 | 15.7393 | 56.4225 | 2883600.484 | 0 | 1769523.1809 | 0 | 0 | 0 | 1591254.4954 | 2435307.4825 | 6336170.5192 | 4324566.5746 | 19340422.7366 | 961560.8286 | 19960186.6406 | 19960186.6406 | 15432221.3765 | 8123701.7665 | 0 | 40262170.2058 | 83778279.9895 | 3162.2777 | 3.2866 | 12250.32 | 25490.6959 | 249.7393 | 519.6623
1 | 4700 | 707 | 0.035 | 15 | 15 | 7 | 4.217e-12 | 5spot_SharedNeighbor | CO2 | Porous | Wet | R600a | MinimizeLCOE_Brownfield | IgnoreSilica | 2019 | 50.654 | 9.2057 | 1.0617 | 4 | 10216.2577 | 20463.4723 | 208.2722 | 417.1756 | 119.8542 | 15.6687 | 73.2661 | 3369640.8376 | 0 | 2102921.7712 | 0 | 0 | 0 | 1779959.3801 | 2828483.5757 | 7359134.0622 | 5022760.2125 | 22462899.8393 | 961560.8286 | 19960186.6406 | 19960186.6406 | 15432221.3765 | 8123701.7665 | 0 | 43384647.3085 | 86900757.0922 | 4216.965 | 4.2466 | 10216.2577 | 20463.4723 | 208.2722 | 417.1756
1 | 4700 | 707 | 0.035 | 15 | 15 | 7 | 5.6234e-12 | 5spot_SharedNeighbor | CO2 | Porous | Wet | R600a | MinimizeLCOE_Brownfield | IgnoreSilica | 2019 | 61.8092 | 11.3777 | 1.3445 | 4 | 8672.1783 | 16763.529 | 176.7941 | 341.7472 | 119.9869 | 15.5532 | 70.7357 | 3882932.1175 | 0 | 2465895.4094 | 0 | 0 | 0 | 1954694.1686 | 3238373.4612 | 8425583.4644 | 5750633.8429 | 25718112.4641 | 961560.8286 | 19960186.6406 | 19960186.6406 | 15432221.3765 | 8123701.7665 | 0 | 46639859.9333 | 90155969.717 | 5623.4133 | 5.3781 | 8672.1783 | 16763.529 | 176.7941 | 341.7472
1 | 4700 | 707 | 0.035 | 15 | 15 | 7 | 7.4989e-12 | 5spot_SharedNeighbor | CO2 | Porous | Wet | R600a | MinimizeLCOE_Brownfield | IgnoreSilica | 2019 | 73.7692 | 13.7261 | 1.6611 | 4 | 7498.9288 | 14048.2671 | 152.8758 | 286.3929 | 119.8775 | 15.3912 | 73.7762 | 4395347.1528 | 0 | 2840747.3524 | 0 | 0 | 0 | 2095971.8143 | 3639505.8646 | 9469247.6944 | 6462956.125 | 28903776.0037 | 961560.8286 | 19960186.6406 | 19960186.6406 | 15432221.3765 | 8123701.7665 | 0 | 49825523.4729 | 93341633.2565 | 7498.9421 | 6.6444 | 7498.9288 | 14048.2671 | 152.8758 | 286.3929
1 | 4700 | 707 | 0.035 | 15 | 15 | 7 | 1e-11 | 5spot_SharedNeighbor | CO2 | Porous | Wet | R600a | MinimizeLCOE_Brownfield | IgnoreSilica | 2019 | 85.8427 | 16.1173 | 1.9949 | 4 | 6609.7275 | 12063.1036 | 134.7482 | 245.9227 | 119.5547 | 15.1893 | 85.2733 | 4877448.4138 | 0 | 3206972.1579 | 0 | 0 | 0 | 2189732.6117 | 4006919.7416 | 10425183.2353 | 7115401.7742 | 31821657.9345 | 961560.8286 | 19960186.6406 | 19960186.6406 | 15432221.3765 | 8123701.7665 | 0 | 52743405.4037 | 96259515.1874 | 10000 | 7.9797 | 6609.7275 | 12063.1036 | 134.7482 | 245.9227
1 | 4700 | 707 | 0.035 | 15 | 15 | 7 | 1.3335e-11 | 5spot_SharedNeighbor | CO2 | Porous | Wet | R600a | MinimizeLCOE_Brownfield | IgnoreSilica | 2019 | 97.3165 | 18.4092 | 2.3258 | 4 | 5938.4456 | 10616.0149 | 121.0632 | 216.4218 | 119.0746 | 14.9625 | 86.6728 | 5305375.9045 | 0 | 3545533.4542 | 0 | 0 | 0 | 2231321.3307 | 4322069.9689 | 11245139.4805 | 7675038.76 | 34324478.8987 | 961560.8286 | 19960186.6406 | 19960186.6406 | 15432221.3765 | 8123701.7665 | 0 | 55246226.3679 | 98762336.1516 | 13335.2143 | 9.3031 | 5938.4456 | 10616.0149 | 121.0632 | 216.4218
1 | 4700 | 707 | 0.035 | 15 | 15 | 7 | 1.7783e-11 | 5spot_SharedNeighbor | CO2 | Porous | Wet | R600a | MinimizeLCOE_Brownfield | IgnoreSilica | 2019 | 107.6324 | 20.4866 | 2.635 | 4 | 5433.5093 | 9562.1296 | 110.7694 | 194.9369 | 118.5097 | 14.7298 | 97.5904 | 5666133.4824 | 0 | 3843145.2808 | 0 | 0 | 0 | 2226291.0077 | 4576872.2106 | 11908082.6465 | 8127511.0928 | 36348035.7207 | 961560.8286 | 19960186.6406 | 19960186.6406 | 15432221.3765 | 8123701.7665 | 0 | 57269783.19 | 100785892.9736 | 17782.7941 | 10.5401 | 5433.5093 | 9562.1296 | 110.7694 | 194.9369
1 | 4700 | 707 | 0.035 | 15 | 15 | 7 | 2.3714e-11 | 5spot_SharedNeighbor | CO2 | Porous | Wet | R600a | MinimizeLCOE_Brownfield | IgnoreSilica | 2019 | 116.4681 | 22.2795 | 2.9094 | 4 | 5054.6566 | 8793.8756 | 103.046 | 179.275 | 117.9299 | 14.5089 | 99.4757 | 5957498.62 | 0 | 4093530.3241 | 0 | 0 | 0 | 2186619.6485 | 4772682.9511 | 12417542.027 | 8475227.5884 | 37903101.1592 | 961560.8286 | 19960186.6406 | 19960186.6406 | 15432221.3765 | 8123701.7665 | 0 | 58824848.6284 | 102340958.412 | 23713.7371 | 11.6378 | 5054.6566 | 8793.8756 | 103.046 | 179.275
1 | 4700 | 707 | 0.035 | 15 | 15 | 7 | 3.1623e-11 | 5spot_SharedNeighbor | CO2 | Porous | Wet | R600a | MinimizeLCOE_Brownfield | IgnoreSilica | 2019 | 123.8003 | 23.7767 | 3.1435 | 4 | 4770.786 | 8231.5946 | 97.2589 | 167.8122 | 117.3828 | 14.3107 | 111.2126 | 6187040.493 | 0 | 4298427.0331 | 0 | 0 | 0 | 2127636.6531 | 4919110.6299 | 12798516.8106 | 8735250.7065 | 39065982.3261 | 961560.8286 | 19960186.6406 | 19960186.6406 | 15432221.3765 | 8123701.7665 | 0 | 59987729.7953 | 103503839.579 | 31622.7766 | 12.574 | 4770.786 | 8231.5946 | 97.2589 | 167.8122
1 | 4700 | 707 | 0.035 | 15 | 15 | 7 | 4.217e-11 | 5spot_SharedNeighbor | CO2 | Porous | Wet | R600a | MinimizeLCOE_Brownfield | IgnoreSilica | 2019 | 129.6935 | 24.987 | 3.3364 | 4 | 4558.1797 | 7818.9051 | 92.9247 | 159.399 | 116.8999 | 14.1414 | 94.6609 | 6363483.7289 | 0 | 4461356.734 | 0 | 0 | 0 | 2060632.3357 | 5025334.3914 | 13074889.2487 | 8923880.5743 | 39909577.0129 | 961560.8286 | 19960186.6406 | 19960186.6406 | 15432221.3765 | 8123701.7665 | 0 | 60831324.4821 | 104347434.2658 | 42169.6503 | 13.3455 | 4558.1797 | 7818.9051 | 92.9247 | 159.399
1 | 4700 | 707 | 0.035 | 15 | 15 | 7 | 5.6234e-11 | 5spot_SharedNeighbor | CO2 | Porous | Wet | R600a | MinimizeLCOE_Brownfield | IgnoreSilica | 2019 | 134.3487 | 25.9475 | 3.4916 | 4 | 4398.9353 | 7514.6654 | 89.6782 | 153.1966 | 116.4913 | 14.0015 | 102.8086 | 6497759.252 | 0 | 4589010.5577 | 0 | 0 | 0 | 1994612.1793 | 5101738.9757 | 13273678.3042 | 9059558.1894 | 40516357.4584 | 961560.8286 | 19960186.6406 | 19960186.6406 | 15432221.3765 | 8123701.7665 | 0 | 61438104.9276 | 104954214.7113 | 56234.1325 | 13.9666 | 4398.9353 | 7514.6654 | 89.6782 | 153.1966
1 | 4700 | 707 | 0.035 | 15 | 15 | 7 | 7.4989e-11 | 5spot_SharedNeighbor | CO2 | Porous | Wet | R600a | MinimizeLCOE_Brownfield | IgnoreSilica | 2019 | 137.9567 | 26.695 | 3.6141 | 4 | 4279.6254 | 7289.7704 | 87.246 | 148.6118 | 116.1578 | 13.8892 | 104.8677 | 6598712.0189 | 0 | 4687341.9375 | 0 | 0 | 0 | 1934233.73 | 5155912.1977 | 13414625.9154 | 9155757.8302 | 40946583.6297 | 961560.8286 | 19960186.6406 | 19960186.6406 | 15432221.3765 | 8123701.7665 | 0 | 61868331.0989 | 105384440.8826 | 74989.4209 | 14.4565 | 4279.6254 | 7289.7704 | 87.246 | 148.6118
1 | 4700 | 707 | 0.035 | 15 | 15 | 7 | 1e-10 | 5spot_SharedNeighbor | CO2 | Porous | Wet | R600a | MinimizeLCOE_Brownfield | IgnoreSilica | 2019 | 140.7406 | 27.2734 | 3.7096 | 4 | 4190.2072 | 7122.8378 | 85.423 | 145.2087 | 115.8905 | 13.8003 | 115.2975 | 6674731.6206 | 0 | 4762861.3219 | 0 | 0 | 0 | 1882281.3233 | 5194750.9637 | 13515676.4175 | 9224726.8743 | 41255028.5213 | 961560.8286 | 19960186.6406 | 19960186.6406 | 15432221.3765 | 8123701.7665 | 0 | 62176775.9905 | 105692885.7741 | 100000 | 14.8386 | 4190.2072 | 7122.8378 | 85.423 | 145.2087
1 | 4700 | 707 | 0.035 | 15 | 15 | 7 | 1.3335e-10 | 5spot_SharedNeighbor | CO2 | Porous | Wet | R600a | MinimizeLCOE_Brownfield | IgnoreSilica | 2019 | 142.8601 | 27.715 | 3.7832 | 4 | 4123.1744 | 6998.7609 | 84.0565 | 142.6792 | 115.6811 | 13.7313 | 115.783 | 6731503.9632 | 0 | 4820155.5137 | 0 | 0 | 0 | 1838929.1765 | 5222329.5748 | 13587430.3067 | 9273700.3781 | 41474048.913 | 961560.8286 | 19960186.6406 | 19960186.6406 | 15432221.3765 | 8123701.7665 | 0 | 62395796.3822 | 105911906.1659 | 133352.1432 | 15.133 | 4123.1744 | 6998.7609 | 84.0565 | 142.6792
1 | 4700 | 707 | 0.035 | 15 | 15 | 7 | 1.7783e-10 | 5spot_SharedNeighbor | CO2 | Porous | Wet | R600a | MinimizeLCOE_Brownfield | IgnoreSilica | 2019 | 144.4756 | 28.0521 | 3.8397 | 4 | 4072.9138 | 6906.2493 | 83.0319 | 140.7932 | 115.518 | 13.6779 | 107.1794 | 6774133.6493 | 0 | 4863711.7897 | 0 | 0 | 0 | 1803924.1049 | 5242290.1221 | 13639363.5562 | 9309145.888 | 41632569.1103 | 961560.8286 | 19960186.6406 | 19960186.6406 | 15432221.3765 | 8123701.7665 | 0 | 62554316.5795 | 106070426.3632 | 177827.941 | 15.3586 | 4072.9138 | 6906.2493 | 83.0319 | 140.7932
1 | 4700 | 707 | 0.035 | 15 | 15 | 7 | 2.3714e-10 | 5spot_SharedNeighbor | CO2 | Porous | Wet | R600a | MinimizeLCOE_Brownfield | IgnoreSilica | 2019 | 145.6982 | 28.3077 | 3.8826 | 4 | 4035.2247 | 6837.2107 | 82.2635 | 139.3858 | 115.3926 | 13.6371 | 99.928 | 6806024.9426 | 0 | 4896611.511 | 0 | 0 | 0 | 1776117.1063 | 5256713.8884 | 13676891.2372 | 9334759.3014 | 41747117.9868 | 961560.8286 | 19960186.6406 | 19960186.6406 | 15432221.3765 | 8123701.7665 | 0 | 62668865.4561 | 106184975.2397 | 237137.3706 | 15.5305 | 4035.2247 | 6837.2107 | 82.2635 | 139.3858
1 | 4700 | 707 | 0.035 | 15 | 15 | 7 | 3.1623e-10 | 5spot_SharedNeighbor | CO2 | Porous | Wet | R600a | MinimizeLCOE_Brownfield | IgnoreSilica | 2019 | 146.6339 | 28.5032 | 3.9154 | 4 | 4006.961 | 6785.5041 | 81.6873 | 138.3317 | 115.2955 | 13.6056 | 98.0808 | 6830216.6353 | 0 | 4921753.3025 | 0 | 0 | 0 | 1754579.7746 | 5267554.3879 | 13705095.9933 | 9354009.627 | 41833209.7206 | 961560.8286 | 19960186.6406 | 19960186.6406 | 15432221.3765 | 8123701.7665 | 0 | 62754957.1898 | 106271066.9735 | 316227.766 | 15.6615 | 4006.961 | 6785.5041 | 81.6873 | 138.3317
1 | 4700 | 707 | 0.035 | 15 | 15 | 7 | 4.217e-10 | 5spot_SharedNeighbor | CO2 | Porous | Wet | R600a | MinimizeLCOE_Brownfield | IgnoreSilica | 2019 | 147.3307 | 28.6491 | 3.94 | 4 | 3985.7649 | 6746.9182 | 81.2552 | 137.5451 | 115.2225 | 13.582 | 106.3273 | 6848107.1958 | 0 | 4940454.3133 | 0 | 0 | 0 | 1737741.5506 | 5275258.1932 | 13725139.7146 | 9367689.8786 | 41894390.846 | 961560.8286 | 19960186.6406 | 19960186.6406 | 15432221.3765 | 8123701.7665 | 0 | 62816138.3152 | 106332248.0989 | 421696.5034 | 15.7601 | 3985.7649 | 6746.9182 | 81.2552 | 137.5451
1 | 4700 | 707 | 0.035 | 15 | 15 | 7 | 5.6234e-10 | 5spot_SharedNeighbor | CO2 | Porous | Wet | R600a | MinimizeLCOE_Brownfield | IgnoreSilica | 2019 | 147.8519 | 28.7584 | 3.9586 | 4 | 3969.8691 | 6718.0728 | 80.9312 | 136.957 | 115.1675 | 13.5642 | 92.8122 | 6861420.9747 | 0 | 4954431.8708 | 0 | 0 | 0 | 1724749.3731 | 5280834.8652 | 13739649.0712 | 9377592.8126 | 41938678.9676 | 961560.8286 | 19960186.6406 | 19960186.6406 | 15432221.3765 | 8123701.7665 | 0 | 62860426.4368 | 106376536.2205 | 562341.3252 | 15.8344 | 3969.8691 | 6718.0728 | 80.9312 | 136.957
1 | 4700 | 707 | 0.035 | 15 | 15 | 7 | 7.4989e-10 | 5spot_SharedNeighbor | CO2 | Porous | Wet | R600a | MinimizeLCOE_Brownfield | IgnoreSilica | 2019 | 148.2392 | 28.8397 | 3.9725 | 4 | 3957.9481 | 6696.5187 | 80.6881 | 136.5176 | 115.1264 | 13.551 | 101.042 | 6871274.8531 | 0 | 4964811.3435 | 0 | 0 | 0 | 1714748.0185 | 5284825.3439 | 13750031.4781 | 9384679.0187 | 41970370.0559 | 961560.8286 | 19960186.6406 | 19960186.6406 | 15432221.3765 | 8123701.7665 | 0 | 62892117.5251 | 106408227.3088 | 749894.2093 | 15.8901 | 3957.9481 | 6696.5187 | 80.6881 | 136.5176
1 | 4700 | 707 | 0.035 | 15 | 15 | 7 | 1e-09 | 5spot_SharedNeighbor | CO2 | Porous | Wet | R600a | MinimizeLCOE_Brownfield | IgnoreSilica | 2019 | 148.5292 | 28.9007 | 3.983 | 4 | 3949.0081 | 6680.3827 | 80.5059 | 136.1886 | 115.0955 | 13.541 | 98.2634 | 6878633.1427 | 0 | 4972581.1681 | 0 | 0 | 0 | 1707130.9455 | 5287754.65 | 13757652.9316 | 9389880.8173 | 41993633.6551 | 961560.8286 | 19960186.6406 | 19960186.6406 | 15432221.3765 | 8123701.7665 | 0 | 62915381.1244 | 106431490.908 | 1000000 | 15.9319 | 3949.0081 | 6680.3827 | 80.5059 | 136.1886
1 | 4700 | 707 | 0.035 | 15 | 15 | 7 | 1.3335e-09 | 5spot_SharedNeighbor | CO2 | Porous | Wet | R600a | MinimizeLCOE_Brownfield | IgnoreSilica | 2019 | 148.7682 | 28.9505 | 3.9911 | 4 | 3942.3038 | 6668.0949 | 80.3692 | 135.9381 | 115.0701 | 13.5328 | 98.4899 | 6884683.9938 | 0 | 4978979.5136 | 0 | 0 | 0 | 1701734.5536 | 5290505.2438 | 13764809.4125 | 9394765.2626 | 42015477.9799 | 961560.8286 | 19960186.6406 | 19960186.6406 | 15432221.3765 | 8123701.7665 | 0 | 62937225.4491 | 106453335.2327 | 1333521.4322 | 15.9646 | 3942.3038 | 6668.0949 | 80.3692 | 135.9381
1 | 4700 | 707 | 0.035 | 15 | 15 | 7 | 1.7783e-09 | 5spot_SharedNeighbor | CO2 | Porous | Wet | R600a | MinimizeLCOE_Brownfield | IgnoreSilica | 2019 | 148.9313 | 28.9848 | 3.9971 | 4 | 3937.2761 | 6659.0382 | 80.2667 | 135.7535 | 115.0526 | 13.5272 | 108.1934 | 6888806.9658 | 0 | 4983347.8191 | 0 | 0 | 0 | 1697368.9938 | 5292114.2737 | 13768995.7783 | 9397622.5433 | 42028256.3741 | 961560.8286 | 19960186.6406 | 19960186.6406 | 15432221.3765 | 8123701.7665 | 0 | 62950003.8434 | 106466113.627 | 1778279.41 | 15.9882 | 3937.2761 | 6659.0382 | 80.2667 | 135.7535
1 | 4700 | 707 | 0.035 | 15 | 15 | 7 | 2.3714e-09 | 5spot_SharedNeighbor | CO2 | Porous | Wet | R600a | MinimizeLCOE_Brownfield | IgnoreSilica | 2019 | 149.048 | 29.0095 | 4.0014 | 4 | 3933.5057 | 6652.3038 | 80.1898 | 135.6162 | 115.0401 | 13.5232 | 108.9625 | 6891751.0726 | 0 | 4986471.1608 | 0 | 0 | 0 | 1693975.6088 | 5293157.1585 | 13771709.1505 | 9399474.4755 | 42036538.6267 | 961560.8286 | 19960186.6406 | 19960186.6406 | 15432221.3765 | 8123701.7665 | 0 | 62958286.0959 | 106474395.8796 | 2371373.7057 | 16.0056 | 3933.5057 | 6652.3038 | 80.1898 | 135.6162
1 | 4700 | 707 | 0.035 | 15 | 15 | 7 | 3.1623e-09 | 5spot_SharedNeighbor | CO2 | Porous | Wet | R600a | MinimizeLCOE_Brownfield | IgnoreSilica | 2019 | 149.1406 | 29.029 | 4.0048 | 4 | 3930.6783 | 6647.2083 | 80.1322 | 135.5123 | 115.0301 | 13.52 | 106.5422 | 6894086.3075 | 0 | 4988949.6554 | 0 | 0 | 0 | 1691509.4619 | 5294072.7157 | 13774091.2426 | 9401100.3023 | 42043809.6854 | 961560.8286 | 19960186.6406 | 19960186.6406 | 15432221.3765 | 8123701.7665 | 0 | 62965557.1546 | 106481666.9382 | 3162277.6602 | 16.019 | 3930.6783 | 6647.2083 | 80.1322 | 135.5123
1 | 4700 | 707 | 0.035 | 15 | 15 | 7 | 4.217e-09 | 5spot_SharedNeighbor | CO2 | Porous | Wet | R600a | MinimizeLCOE_Brownfield | IgnoreSilica | 2019 | 149.2138 | 29.0443 | 4.0073 | 4 | 3928.5579 | 6643.354 | 80.089 | 135.4338 | 115.0223 | 13.5175 | 102.9838 | 6895930.3442 | 0 | 4990907.4484 | 0 | 0 | 0 | 1689718.809 | 5294857.0746 | 13776131.9837 | 9402493.1501 | 42050038.81 | 961560.8286 | 19960186.6406 | 19960186.6406 | 15432221.3765 | 8123701.7665 | 0 | 62971786.2792 | 106487896.0629 | 4216965.0343 | 16.0292 | 3928.5579 | 6643.354 | 80.089 | 135.4338
1 | 4700 | 707 | 0.035 | 15 | 15 | 7 | 5.6234e-09 | 5spot_SharedNeighbor | CO2 | Porous | Wet | R600a | MinimizeLCOE_Brownfield | IgnoreSilica | 2019 | 149.2649 | 29.055 | 4.0092 | 4 | 3926.9679 | 6640.4994 | 80.0566 | 135.3756 | 115.0168 | 13.5157 | 110.2267 | 6897217.4145 | 0 | 4992275.0754 | 0 | 0 | 0 | 1688306.6067 | 5295341.6477 | 13777392.7434 | 9403353.6445 | 42053887.1322 | 961560.8286 | 19960186.6406 | 19960186.6406 | 15432221.3765 | 8123701.7665 | 0 | 62975634.6014 | 106491744.3851 | 5623413.2519 | 16.0367 | 3926.9679 | 6640.4994 | 80.0566 | 135.3756
1 | 4700 | 707 | 0.035 | 15 | 15 | 7 | 7.4989e-09 | 5spot_SharedNeighbor | CO2 | Porous | Wet | R600a | MinimizeLCOE_Brownfield | IgnoreSilica | 2019 | 149.3038 | 29.0632 | 4.0106 | 4 | 3925.7755 | 6638.3538 | 80.0322 | 135.3318 | 115.0126 | 13.5144 | 115.1805 | 6898196.5753 | 0 | 4993315.778 | 0 | 0 | 0 | 1687255.5263 | 5295719.473 | 13778375.7674 | 9404024.5786 | 42056887.6986 | 961560.8286 | 19960186.6406 | 19960186.6406 | 15432221.3765 | 8123701.7665 | 0 | 62978635.1679 | 106494744.9515 | 7498942.0933 | 16.0423 | 3925.7755 | 6638.3538 | 80.0322 | 135.3318
1 | 4700 | 707 | 0.035 | 15 | 15 | 7 | 1e-08 | 5spot_SharedNeighbor | CO2 | Porous | Wet | R600a | MinimizeLCOE_Brownfield | IgnoreSilica | 2019 | 149.3381 | 29.0703 | 4.0117 | 4 | 3924.8814 | 6636.6978 | 80.014 | 135.2981 | 115.0089 | 13.5132 | 106.2248 | 6899059.6236 | 0 | 4994232.5424 | 0 | 0 | 0 | 1686555.3658 | 5296140.5374 | 13779471.2905 | 9404772.2956 | 42060231.6553 | 961560.8286 | 19960186.6406 | 19960186.6406 | 15432221.3765 | 8123701.7665 | 0 | 62981979.1245 | 106498088.9082 | 10000000 | 16.0468 | 3924.8814 | 6636.6978 | 80.014 | 135.2981
1 | 4800 | 707 | 0.035 | 15 | 15 | 7 | 1e-13 | 5spot_SharedNeighbor | CO2 | Porous | Wet | R600a | MinimizeLCOE_Brownfield | IgnoreSilica | 2019 | 1.6 | 0.035511 | 0.0028575 | 4 | 2006688.3281 | 5910845.9904 | 40909.0558 | 120500.5905 | 75.9873 | 13.7377 | 23.8167 | 193672.961 | 0 | 86967.9049 | 0 | 0 | 0 | 192478.2478 | 184516.4543 | 480073.9646 | 327660.3454 | 1465369.878 | 961560.8286 | 20509168.3242 | 20509168.3242 | 15798354.3283 | 8316321.2789 | 0 | 22936099.0308 | 67559942.9622 | 100 | 0.01143 | 2006688.3281 | 5910845.9904 | 40909.0558 | 120500.5905
1 | 4800 | 707 | 0.035 | 15 | 15 | 7 | 1.3335e-13 | 5spot_SharedNeighbor | CO2 | Porous | Wet | R600a | MinimizeLCOE_Brownfield | IgnoreSilica | 2019 | 2.1765 | 0.11003 | 0.0096163 | 4 | 609066.1988 | 1769176.7775 | 12416.6383 | 36067.0616 | 84.3887 | 14.3455 | 242.7186 | 264505.5234 | 0 | 128311.6535 | 0 | 0 | 0 | 239065.9243 | 246434.4095 | 641171.7828 | 437612.9166 | 1957102.2102 | 961560.8286 | 20509168.3242 | 20509168.3242 | 15798354.3283 | 8316321.2789 | 0 | 23427831.3629 | 68051675.2943 | 133.3521 | 0.038465 | 609066.1988 | 1769176.7775 | 12416.6383 | 36067.0616
1 | 4800 | 707 | 0.035 | 15 | 15 | 7 | 1.7783e-13 | 5spot_SharedNeighbor | CO2 | Porous | Wet | R600a | MinimizeLCOE_Brownfield | IgnoreSilica | 2019 | 3.0519 | 0.23604 | 0.020495 | 4 | 294579.0442 | 838908.3105 | 6005.3923 | 17102.2806 | 92.8418 | 14.8903 | 41.5766 | 366427.7081 | 0 | 188759.7134 | 0 | 0 | 0 | 309680.4553 | 337298.4719 | 877581.4346 | 598967.3616 | 2678715.1449 | 961560.8286 | 20509168.3242 | 20509168.3242 | 15798354.3283 | 8316321.2789 | 0 | 24149444.2977 | 68773288.2291 | 177.8279 | 0.08198 | 294579.0442 | 838908.3105 | 6005.3923 | 17102.2806
1 | 4800 | 707 | 0.035 | 15 | 15 | 7 | 2.3714e-13 | 5spot_SharedNeighbor | CO2 | Porous | Wet | R600a | MinimizeLCOE_Brownfield | IgnoreSilica | 2019 | 4.1313 | 0.41069 | 0.03667 | 4 | 170202.6706 | 474428.7358 | 3469.8117 | 9671.8715 | 99.4858 | 15.2747 | 60.9563 | 483487.3704 | 0 | 259591.0135 | 0 | 0 | 0 | 385204.6895 | 440030.3986 | 1144868.8346 | 781396.5043 | 3494578.8111 | 961560.8286 | 20509168.3242 | 20509168.3242 | 15798354.3283 | 8316321.2789 | 0 | 24965307.9638 | 69589151.8952 | 237.1374 | 0.14668 | 170202.6706 | 474428.7358 | 3469.8117 | 9671.8715
1 | 4800 | 707 | 0.035 | 15 | 15 | 7 | 3.1623e-13 | 5spot_SharedNeighbor | CO2 | Porous | Wet | R600a | MinimizeLCOE_Brownfield | IgnoreSilica | 2019 | 5.4996 | 0.64731 | 0.059623 | 4 | 108665.9231 | 295773.984 | 2215.3018 | 6029.7527 | 104.8565 | 15.5593 | 66.5759 | 620949.6407 | 0 | 344616.8464 | 0 | 0 | 0 | 469661.0992 | 559738.7586 | 1456325.4318 | 993972.0317 | 4445263.8083 | 961560.8286 | 20509168.3242 | 20509168.3242 | 15798354.3283 | 8316321.2789 | 0 | 25915992.9611 | 70539836.8925 | 316.2278 | 0.23849 | 108665.9231 | 295773.984 | 2215.3018 | 6029.7527
1 | 4800 | 707 | 0.035 | 15 | 15 | 7 | 4.217e-13 | 5spot_SharedNeighbor | CO2 | Porous | Wet | R600a | MinimizeLCOE_Brownfield | IgnoreSilica | 2019 | 7.3218 | 0.97314 | 0.09158 | 4 | 73919.9408 | 195736.7639 | 1506.958 | 3990.3587 | 109.3453 | 15.78 | 73.1154 | 789813.0593 | 0 | 447535.0151 | 0 | 0 | 0 | 573148.1932 | 706093.5444 | 1837110.5627 | 1253865.7079 | 5607566.0826 | 961560.8286 | 20509168.3242 | 20509168.3242 | 15798354.3283 | 8316321.2789 | 0 | 27078295.2354 | 71702139.1668 | 421.6965 | 0.36632 | 73919.9408 | 195736.7639 | 1506.958 | 3990.3587
1 | 4800 | 707 | 0.035 | 15 | 15 | 7 | 5.6234e-13 | 5spot_SharedNeighbor | CO2 | Porous | Wet | R600a | MinimizeLCOE_Brownfield | IgnoreSilica | 2019 | 9.5681 | 1.3883 | 0.13509 | 4 | 52452.6738 | 135034.5686 | 1069.3187 | 2752.8623 | 112.793 | 15.9384 | 61.051 | 981748.3471 | 0 | 554362.7797 | 0 | 0 | 0 | 682799.408 | 865375.1086 | 2251528.5197 | 1536714.479 | 6872528.6422 | 961560.8286 | 20509168.3242 | 20509168.3242 | 15798354.3283 | 8316321.2789 | 0 | 28343257.795 | 72967101.7263 | 562.3413 | 0.54036 | 52452.6738 | 135034.5686 | 1069.3187 | 2752.8623
1 | 4800 | 707 | 0.035 | 15 | 15 | 7 | 7.4989e-13 | 5spot_SharedNeighbor | CO2 | Porous | Wet | R600a | MinimizeLCOE_Brownfield | IgnoreSilica | 2019 | 12.4381 | 1.9272 | 0.19331 | 4 | 38581.0528 | 96289.8641 | 786.5269 | 1962.9991 | 115.5428 | 16.0561 | 63.9107 | 1208239.9222 | 0 | 683809.0435 | 0 | 0 | 0 | 807893.9697 | 1052977.7448 | 2739632.0966 | 1869855.1998 | 8362407.9767 | 961560.8286 | 20509168.3242 | 20509168.3242 | 15798354.3283 | 8316321.2789 | 0 | 29833137.1295 | 74456981.0609 | 749.8942 | 0.77326 | 38581.0528 | 96289.8641 | 786.5269 | 1962.9991
1 | 4800 | 707 | 0.035 | 15 | 15 | 7 | 1e-12 | 5spot_SharedNeighbor | CO2 | Porous | Wet | R600a | MinimizeLCOE_Brownfield | IgnoreSilica | 2019 | 16.0797 | 2.619 | 0.27031 | 4 | 29203.1034 | 70473.4661 | 595.3448 | 1436.6969 | 117.7072 | 16.1403 | 78.1578 | 1473845.1122 | 0 | 839760.2711 | 0 | 0 | 0 | 949063.6436 | 1272440.9205 | 3310630.2616 | 2259573.1802 | 10105313.3891 | 961560.8286 | 20509168.3242 | 20509168.3242 | 15798354.3283 | 8316321.2789 | 0 | 31576042.5419 | 76199886.4733 | 1000 | 1.0813 | 29203.1034 | 70473.4661 | 595.3448 | 1436.6969
1 | 4800 | 707 | 0.035 | 15 | 15 | 7 | 1.3335e-12 | 5spot_SharedNeighbor | CO2 | Porous | Wet | R600a | MinimizeLCOE_Brownfield | IgnoreSilica | 2019 | 20.6398 | 3.4932 | 0.37092 | 4 | 22637.0488 | 52713.1113 | 461.4869 | 1074.6281 | 119.3807 | 16.1951 | 65.1407 | 1781699.1483 | 0 | 1025408.3632 | 0 | 0 | 0 | 1104697.663 | 1525604.0181 | 3969308.7106 | 2709134.7561 | 12115852.6594 | 961560.8286 | 20509168.3242 | 20509168.3242 | 15798354.3283 | 8316321.2789 | 0 | 33586581.8121 | 78210425.7435 | 1333.5214 | 1.4837 | 22637.0488 | 52713.1113 | 461.4869 | 1074.6281
1 | 4800 | 707 | 0.035 | 15 | 15 | 7 | 1.7783e-12 | 5spot_SharedNeighbor | CO2 | Porous | Wet | R600a | MinimizeLCOE_Brownfield | IgnoreSilica | 2019 | 26.3692 | 4.5984 | 0.50137 | 4 | 17912.4629 | 40163.3513 | 365.1698 | 818.7842 | 120.6667 | 16.2223 | 59.9655 | 2140258.733 | 0 | 1247413.7486 | 0 | 0 | 0 | 1278546.4684 | 1819825.3905 | 4734812.3686 | 3231606.7322 | 14452463.4414 | 961560.8286 | 20509168.3242 | 20509168.3242 | 15798354.3283 | 8316321.2789 | 0 | 35923192.5942 | 80547036.5256 | 1778.2794 | 2.0055 | 17912.4629 | 40163.3513 | 365.1698 | 818.7842
1 | 4800 | 707 | 0.035 | 15 | 15 | 7 | 2.3714e-12 | 5spot_SharedNeighbor | CO2 | Porous | Wet | R600a | MinimizeLCOE_Brownfield | IgnoreSilica | 2019 | 33.4339 | 5.9697 | 0.66799 | 4 | 14440.0546 | 31140.8727 | 294.38 | 634.8488 | 121.6152 | 16.2194 | 59.8396 | 2550566.8824 | 0 | 1508280.0919 | 0 | 0 | 0 | 1466194.7057 | 2154766.2552 | 5606259.7926 | 3826387.5056 | 17112455.2334 | 961560.8286 | 20509168.3242 | 20509168.3242 | 15798354.3283 | 8316321.2789 | 0 | 38583184.3862 | 83207028.3175 | 2371.3737 | 2.672 | 14440.0546 | 31140.8727 | 294.38 | 634.8488
1 | 4800 | 707 | 0.035 | 15 | 15 | 7 | 3.1623e-12 | 5spot_SharedNeighbor | CO2 | Porous | Wet | R600a | MinimizeLCOE_Brownfield | IgnoreSilica | 2019 | 41.977 | 7.6385 | 0.87675 | 4 | 11848.224 | 24572.4584 | 241.5421 | 500.9428 | 122.2713 | 16.1831 | 78.4833 | 3011678.2718 | 0 | 1809427.5412 | 0 | 0 | 0 | 1662363.6456 | 2528553.0889 | 6578776.4597 | 4490150.1141 | 20080949.1213 | 961560.8286 | 20509168.3242 | 20509168.3242 | 15798354.3283 | 8316321.2789 | 0 | 41551678.274 | 86175522.2054 | 3162.2777 | 3.507 | 11848.224 | 24572.4584 | 241.5421 | 500.9428
1 | 4800 | 707 | 0.035 | 15 | 15 | 7 | 4.217e-12 | 5spot_SharedNeighbor | CO2 | Porous | Wet | R600a | MinimizeLCOE_Brownfield | IgnoreSilica | 2019 | 52.0501 | 9.6193 | 1.1317 | 4 | 9892.1101 | 19750.1338 | 201.664 | 402.6332 | 122.6597 | 16.1058 | 75.3055 | 3517379.9483 | 0 | 2149165.1696 | 0 | 0 | 0 | 1858641.736 | 2934822.873 | 7635807.1007 | 5211595.2464 | 23307412.0741 | 961560.8286 | 20509168.3242 | 20509168.3242 | 15798354.3283 | 8316321.2789 | 0 | 44778141.2268 | 89401985.1582 | 4216.965 | 4.5267 | 9892.1101 | 19750.1338 | 201.664 | 402.6332
1 | 4800 | 707 | 0.035 | 15 | 15 | 7 | 5.6234e-12 | 5spot_SharedNeighbor | CO2 | Porous | Wet | R600a | MinimizeLCOE_Brownfield | IgnoreSilica | 2019 | 63.3996 | 11.8686 | 1.4306 | 4 | 8407.4697 | 16205.324 | 171.3976 | 330.3674 | 122.788 | 15.9816 | 71.1953 | 4047642.5605 | 0 | 2516527.8935 | 0 | 0 | 0 | 2037542.9611 | 3354668.2319 | 8728158.6023 | 5957147.5918 | 26641687.8411 | 961560.8286 | 20509168.3242 | 20509168.3242 | 15798354.3283 | 8316321.2789 | 0 | 48112416.9938 | 92736260.9252 | 5623.4133 | 5.7226 | 8407.4697 | 16205.324 | 171.3976 | 330.3674
1 | 4800 | 707 | 0.035 | 15 | 15 | 7 | 7.4989e-12 | 5spot_SharedNeighbor | CO2 | Porous | Wet | R600a | MinimizeLCOE_Brownfield | IgnoreSilica | 2019 | 75.5092 | 14.2893 | 1.7637 | 4 | 7279.9143 | 13605.4016 | 148.4109 | 277.3645 | 122.6672 | 15.8093 | 80.5113 | 4574454.2037 | 0 | 2894223.5961 | 0 | 0 | 0 | 2180588.4428 | 3763213.8346 | 9791110.4563 | 6682634.0736 | 29886224.607 | 961560.8286 | 20509168.3242 | 20509168.3242 | 15798354.3283 | 8316321.2789 | 0 | 51356953.7598 | 95980797.6912 | 7498.9421 | 7.0546 | 7279.9143 | 13605.4016 | 148.4109 | 277.3645
1 | 4800 | 707 | 0.035 | 15 | 15 | 7 | 1e-11 | 5spot_SharedNeighbor | CO2 | Porous | Wet | R600a | MinimizeLCOE_Brownfield | IgnoreSilica | 2019 | 87.6649 | 16.7409 | 2.1129 | 4 | 6425.8595 | 11705.7765 | 130.9998 | 238.6381 | 122.3296 | 15.5966 | 89.0282 | 5067364.4321 | 0 | 3261316.6318 | 0 | 0 | 0 | 2273674.2344 | 4134918.5664 | 10758209.9212 | 7342699.3303 | 32838183.1163 | 961560.8286 | 20509168.3242 | 20509168.3242 | 15798354.3283 | 8316321.2789 | 0 | 54308912.269 | 98932756.2004 | 10000 | 8.4516 | 6425.8595 | 11705.7765 | 130.9998 | 238.6381
1 | 4800 | 707 | 0.035 | 15 | 15 | 7 | 1.3335e-11 | 5spot_SharedNeighbor | CO2 | Porous | Wet | R600a | MinimizeLCOE_Brownfield | IgnoreSilica | 2019 | 99.1749 | 19.0821 | 2.4574 | 4 | 5781.4866 | 10321.1419 | 117.8634 | 210.4104 | 121.8346 | 15.3593 | 89.4991 | 5503378.0956 | 0 | 3599595.9522 | 0 | 0 | 0 | 2313608.545 | 4452467.2112 | 11584406.3568 | 7906595.3743 | 35360051.535 | 961560.8286 | 20509168.3242 | 20509168.3242 | 15798354.3283 | 8316321.2789 | 0 | 56830780.6878 | 101454624.6192 | 13335.2143 | 9.8298 | 5781.4866 | 10321.1419 | 117.8634 | 210.4104
1 | 4800 | 707 | 0.035 | 15 | 15 | 7 | 1.7783e-11 | 5spot_SharedNeighbor | CO2 | Porous | Wet | R600a | MinimizeLCOE_Brownfield | IgnoreSilica | 2019 | 109.4696 | 21.1936 | 2.7778 | 4 | 5297.0258 | 9313.1131 | 107.987 | 189.8604 | 121.2579 | 15.1178 | 100.8153 | 5869153.9851 | 0 | 3895534.7766 | 0 | 0 | 0 | 2305995.9056 | 4707567.0202 | 12248123.7319 | 8359596.1208 | 37385971.5401 | 961560.8286 | 20509168.3242 | 20509168.3242 | 15798354.3283 | 8316321.2789 | 0 | 58856700.6929 | 103480544.6243 | 17782.7941 | 11.1113 | 5297.0258 | 9313.1131 | 107.987 | 189.8604
1 | 4800 | 707 | 0.035 | 15 | 15 | 7 | 2.3714e-11 | 5spot_SharedNeighbor | CO2 | Porous | Wet | R600a | MinimizeLCOE_Brownfield | IgnoreSilica | 2019 | 118.2781 | 23.0138 | 3.0613 | 4 | 4933.6694 | 8577.904 | 100.5795 | 174.8722 | 120.6685 | 14.8894 | 98.716 | 6164382.9049 | 0 | 4144343.6041 | 0 | 0 | 0 | 2264448.6429 | 4903538.3093 | 12758000.8267 | 8707597.7149 | 38942312.0029 | 961560.8286 | 20509168.3242 | 20509168.3242 | 15798354.3283 | 8316321.2789 | 0 | 60413041.1557 | 105036885.0871 | 23713.7371 | 12.2451 | 4933.6694 | 8577.904 | 100.5795 | 174.8722
1 | 4800 | 707 | 0.035 | 15 | 15 | 7 | 3.1623e-11 | 5spot_SharedNeighbor | CO2 | Porous | Wet | R600a | MinimizeLCOE_Brownfield | IgnoreSilica | 2019 | 125.5324 | 24.5231 | 3.3017 | 4 | 4661.4833 | 8040.2871 | 95.0306 | 163.9121 | 120.1177 | 14.6861 | 101.5863 | 6395324.2057 | 0 | 4346473.5367 | 0 | 0 | 0 | 2203043.4639 | 5048488.0705 | 13135130.372 | 8964996.3788 | 40093456.0276 | 961560.8286 | 20509168.3242 | 20509168.3242 | 15798354.3283 | 8316321.2789 | 0 | 61564185.1804 | 106188029.1118 | 31622.7766 | 13.207 | 4661.4833 | 8040.2871 | 95.0306 | 163.9121
1 | 4800 | 707 | 0.035 | 15 | 15 | 7 | 4.217e-11 | 5spot_SharedNeighbor | CO2 | Porous | Wet | R600a | MinimizeLCOE_Brownfield | IgnoreSilica | 2019 | 131.3649 | 25.7434 | 3.4996 | 4 | 4457.6686 | 7645.4255 | 90.8756 | 155.8623 | 119.6323 | 14.5129 | 105.0668 | 6573001.7218 | 0 | 4507293.3791 | 0 | 0 | 0 | 2134633.4307 | 5153822.1273 | 13409187.981 | 9152046.3283 | 40929984.9682 | 961560.8286 | 20509168.3242 | 20509168.3242 | 15798354.3283 | 8316321.2789 | 0 | 62400714.121 | 107024558.0524 | 42169.6503 | 13.9985 | 4457.6686 | 7645.4255 | 90.8756 | 155.8623
1 | 4800 | 707 | 0.035 | 15 | 15 | 7 | 5.6234e-11 | 5spot_SharedNeighbor | CO2 | Porous | Wet | R600a | MinimizeLCOE_Brownfield | IgnoreSilica | 2019 | 135.954 | 26.7082 | 3.6584 | 4 | 4305.0328 | 7354.4084 | 87.7639 | 149.9296 | 119.2235 | 14.3703 | 104.5362 | 6707758.0939 | 0 | 4632824.399 | 0 | 0 | 0 | 2067459.7984 | 5229136.4936 | 13605140.5131 | 9285787.9578 | 41528107.2559 | 961560.8286 | 20509168.3242 | 20509168.3242 | 15798354.3283 | 8316321.2789 | 0 | 62998836.4087 | 107622680.3401 | 56234.1325 | 14.6338 | 4305.0328 | 7354.4084 | 87.7639 | 149.9296
1 | 4800 | 707 | 0.035 | 15 | 15 | 7 | 7.4989e-11 | 5spot_SharedNeighbor | CO2 | Porous | Wet | R600a | MinimizeLCOE_Brownfield | IgnoreSilica | 2019 | 139.5233 | 27.4615 | 3.7838 | 4 | 4190.6888 | 7139.0642 | 85.4329 | 145.5395 | 118.8892 | 14.2557 | 99.6584 | 6809478.3716 | 0 | 4729875.4004 | 0 | 0 | 0 | 2006712.7366 | 5282965.9383 | 13745193.6862 | 9381377.1263 | 41955603.2595 | 961560.8286 | 20509168.3242 | 20509168.3242 | 15798354.3283 | 8316321.2789 | 0 | 63426332.4123 | 108050176.3437 | 74989.4209 | 15.1351 | 4190.6888 | 7139.0642 | 85.4329 | 145.5395
1 | 4800 | 707 | 0.035 | 15 | 15 | 7 | 1e-10 | 5spot_SharedNeighbor | CO2 | Porous | Wet | R600a | MinimizeLCOE_Brownfield | IgnoreSilica | 2019 | 142.2681 | 28.0425 | 3.8813 | 4 | 4105.0016 | 6979.2796 | 83.686 | 142.2821 | 118.6222 | 14.1652 | 108.2538 | 6885847.7993 | 0 | 4804170.6653 | 0 | 0 | 0 | 1954453.0761 | 5321343.9009 | 13845045.2723 | 9449527.8856 | 42260388.5994 | 961560.8286 | 20509168.3242 | 20509168.3242 | 15798354.3283 | 8316321.2789 | 0 | 63731117.7522 | 108354961.6836 | 100000 | 15.5252 | 4105.0016 | 6979.2796 | 83.686 | 142.2821
1 | 4800 | 707 | 0.035 | 15 | 15 | 7 | 1.3335e-10 | 5spot_SharedNeighbor | CO2 | Porous | Wet | R600a | MinimizeLCOE_Brownfield | IgnoreSilica | 2019 | 144.3681 | 28.488 | 3.9566 | 4 | 4040.7718 | 6860.3877 | 82.3766 | 139.8583 | 118.4121 | 14.0947 | 106.738 | 6943180.5224 | 0 | 4860818.3689 | 0 | 0 | 0 | 1911179.847 | 5348919.7079 | 13916791.8657 | 9498496.4098 | 42479386.7218 | 961560.8286 | 20509168.3242 | 20509168.3242 | 15798354.3283 | 8316321.2789 | 0 | 63950115.8746 | 108573959.8059 | 133352.1432 | 15.8262 | 4040.7718 | 6860.3877 | 82.3766 | 139.8583
1 | 4800 | 707 | 0.035 | 15 | 15 | 7 | 1.7783e-10 | 5spot_SharedNeighbor | CO2 | Porous | Wet | R600a | MinimizeLCOE_Brownfield | IgnoreSilica | 2019 | 145.954 | 28.8253 | 4.014 | 4 | 3992.6168 | 6771.8781 | 81.3949 | 138.0539 | 118.25 | 14.0407 | 106.7656 | 6985841.474 | 0 | 4903487.2893 | 0 | 0 | 0 | 1876014.4548 | 5368483.8551 | 13967693.7634 | 9533238.001 | 42634758.8376 | 961560.8286 | 20509168.3242 | 20509168.3242 | 15798354.3283 | 8316321.2789 | 0 | 64105487.9904 | 108729331.9218 | 177827.941 | 16.056 | 3992.6168 | 6771.8781 | 81.3949 | 138.0539
1 | 4800 | 707 | 0.035 | 15 | 15 | 7 | 2.3714e-10 | 5spot_SharedNeighbor | CO2 | Porous | Wet | R600a | MinimizeLCOE_Brownfield | IgnoreSilica | 2019 | 147.1675 | 29.0835 | 4.0579 | 4 | 3956.509 | 6705.6897 | 80.6588 | 136.7046 | 118.1241 | 13.9989 | 98.3596 | 7018119.148 | 0 | 4936076.5517 | 0 | 0 | 0 | 1848385.3047 | 5383006.5917 | 14005478.9452 | 9559027.1639 | 42750093.7054 | 961560.8286 | 20509168.3242 | 20509168.3242 | 15798354.3283 | 8316321.2789 | 0 | 64220822.8582 | 108844666.7895 | 237137.3706 | 16.2317 | 3956.509 | 6705.6897 | 80.6588 | 136.7046
1 | 4800 | 707 | 0.035 | 15 | 15 | 7 | 3.1623e-10 | 5spot_SharedNeighbor | CO2 | Porous | Wet | R600a | MinimizeLCOE_Brownfield | IgnoreSilica | 2019 | 148.0734 | 29.2767 | 4.0911 | 4 | 3929.4327 | 6656.3308 | 80.1068 | 135.6983 | 118.0289 | 13.9674 | 105.7276 | 7042003.092 | 0 | 4960369.2346 | 0 | 0 | 0 | 1826582.5428 | 5393292.3991 | 14032240.506 | 9577292.4791 | 42831780.2536 | 961560.8286 | 20509168.3242 | 20509168.3242 | 15798354.3283 | 8316321.2789 | 0 | 64302509.4064 | 108926353.3377 | 316227.766 | 16.3643 | 3929.4327 | 6656.3308 | 80.1068 | 135.6983
1 | 4800 | 707 | 0.035 | 15 | 15 | 7 | 4.217e-10 | 5spot_SharedNeighbor | CO2 | Porous | Wet | R600a | MinimizeLCOE_Brownfield | IgnoreSilica | 2019 | 148.7534 | 29.4219 | 4.1161 | 4 | 3909.1281 | 6619.4414 | 79.6929 | 134.9463 | 117.9568 | 13.9437 | 98.9472 | 7059810.7898 | 0 | 4978582.7768 | 0 | 0 | 0 | 1809665.296 | 5400742.9564 | 14051625.3279 | 9590523.0183 | 42890950.1652 | 961560.8286 | 20509168.3242 | 20509168.3242 | 15798354.3283 | 8316321.2789 | 0 | 64361679.318 | 108985523.2494 | 421696.5034 | 16.4645 | 3909.1281 | 6619.4414 | 79.6929 | 134.9463
1 | 4800 | 707 | 0.035 | 15 | 15 | 7 | 5.6234e-10 | 5spot_SharedNeighbor | CO2 | Porous | Wet | R600a | MinimizeLCOE_Brownfield | IgnoreSilica | 2019 | 149.2797 | 29.534 | 4.1352 | 4 | 3893.9013 | 6591.6982 | 79.3824 | 134.3807 | 117.9007 | 13.9252 | 110.5228 | 7073529.0857 | 0 | 4992671.5399 | 0 | 0 | 0 | 1796949.971 | 5406628.7327 | 14066938.9104 | 9600974.853 | 42937693.0928 | 961560.8286 | 20509168.3242 | 20509168.3242 | 15798354.3283 | 8316321.2789 | 0 | 64408422.2456 | 109032266.177 | 562341.3252 | 16.5408 | 3893.9013 | 6591.6982 | 79.3824 | 134.3807
1 | 4800 | 707 | 0.035 | 15 | 15 | 7 | 7.4989e-10 | 5spot_SharedNeighbor | CO2 | Porous | Wet | R600a | MinimizeLCOE_Brownfield | IgnoreSilica | 2019 | 149.6593 | 29.6153 | 4.1494 | 4 | 3882.4824 | 6571.0753 | 79.1497 | 133.9603 | 117.86 | 13.9118 | 106.7574 | 7083380.1254 | 0 | 5002823.5995 | 0 | 0 | 0 | 1786945.7032 | 5410528.277 | 14077084.7247 | 9607899.5798 | 42968662.0096 | 961560.8286 | 20509168.3242 | 20509168.3242 | 15798354.3283 | 8316321.2789 | 0 | 64439391.1624 | 109063235.0938 | 749894.2093 | 16.5975 | 3882.4824 | 6571.0753 | 79.1497 | 133.9603
1 | 4800 | 707 | 0.035 | 15 | 15 | 7 | 1e-09 | 5spot_SharedNeighbor | CO2 | Porous | Wet | R600a | MinimizeLCOE_Brownfield | IgnoreSilica | 2019 | 149.9512 | 29.6777 | 4.1601 | 4 | 3873.9192 | 6555.5651 | 78.9751 | 133.6441 | 117.8285 | 13.9015 | 110.8137 | 7090938.4683 | 0 | 5010630.6632 | 0 | 0 | 0 | 1779470.4911 | 5413605.4528 | 14085090.905 | 9613363.9624 | 42993099.9428 | 961560.8286 | 20509168.3242 | 20509168.3242 | 15798354.3283 | 8316321.2789 | 0 | 64463829.0955 | 109087673.0269 | 1000000 | 16.6405 | 3873.9192 | 6555.5651 | 78.9751 | 133.6441
1 | 4800 | 707 | 0.035 | 15 | 15 | 7 | 1.3335e-09 | 5spot_SharedNeighbor | CO2 | Porous | Wet | R600a | MinimizeLCOE_Brownfield | IgnoreSilica | 2019 | 150.1681 | 29.7241 | 4.1682 | 4 | 3867.4975 | 6543.9659 | 78.8442 | 133.4076 | 117.8051 | 13.8939 | 112.3609 | 7096540.0848 | 0 | 5016427.5741 | 0 | 0 | 0 | 1773765.7764 | 5415826.0398 | 14090868.4168 | 9617307.2328 | 43010735.1246 | 961560.8286 | 20509168.3242 | 20509168.3242 | 15798354.3283 | 8316321.2789 | 0 | 64481464.2774 | 109105308.2087 | 1333521.4322 | 16.6727 | 3867.4975 | 6543.9659 | 78.8442 | 133.4076
1 | 4800 | 707 | 0.035 | 15 | 15 | 7 | 1.7783e-09 | 5spot_SharedNeighbor | CO2 | Porous | Wet | R600a | MinimizeLCOE_Brownfield | IgnoreSilica | 2019 | 150.3339 | 29.7595 | 4.1743 | 4 | 3862.6818 | 6535.2464 | 78.746 | 133.2298 | 117.7872 | 13.888 | 107.135 | 7100815.0188 | 0 | 5020857.2275 | 0 | 0 | 0 | 1769509.7231 | 5417560.9681 | 14095382.3443 | 9620388.0812 | 43024513.3629 | 961560.8286 | 20509168.3242 | 20509168.3242 | 15798354.3283 | 8316321.2789 | 0 | 64495242.5157 | 109119086.4471 | 1778279.41 | 16.697 | 3862.6818 | 6535.2464 | 78.746 | 133.2298
1 | 4800 | 707 | 0.035 | 15 | 15 | 7 | 2.3714e-09 | 5spot_SharedNeighbor | CO2 | Porous | Wet | R600a | MinimizeLCOE_Brownfield | IgnoreSilica | 2019 | 150.4628 | 29.7869 | 4.1789 | 4 | 3859.0704 | 6528.6703 | 78.6724 | 133.0958 | 117.7733 | 13.8834 | 121.8347 | 7104135.6548 | 0 | 5024301.0527 | 0 | 0 | 0 | 1766381.1077 | 5418978.948 | 14099071.6372 | 9622906.0993 | 43035774.4997 | 961560.8286 | 20509168.3242 | 20509168.3242 | 15798354.3283 | 8316321.2789 | 0 | 64506503.6525 | 109130347.5839 | 2371373.7057 | 16.7156 | 3859.0704 | 6528.6703 | 78.6724 | 133.0958
1 | 4800 | 707 | 0.035 | 15 | 15 | 7 | 3.1623e-09 | 5spot_SharedNeighbor | CO2 | Porous | Wet | R600a | MinimizeLCOE_Brownfield | IgnoreSilica | 2019 | 150.5554 | 29.8067 | 4.1823 | 4 | 3856.3622 | 6523.778 | 78.6172 | 132.996 | 117.7632 | 13.8801 | 120.5788 | 7106518.4999 | 0 | 5026774.8701 | 0 | 0 | 0 | 1763950.709 | 5419925.1908 | 14101533.5669 | 9624586.417 | 43043289.2537 | 961560.8286 | 20509168.3242 | 20509168.3242 | 15798354.3283 | 8316321.2789 | 0 | 64514018.4065 | 109137862.3378 | 3162277.6602 | 16.7292 | 3856.3622 | 6523.778 | 78.6172 | 132.996
1 | 4800 | 707 | 0.035 | 15 | 15 | 7 | 4.217e-09 | 5spot_SharedNeighbor | CO2 | Porous | Wet | R600a | MinimizeLCOE_Brownfield | IgnoreSilica | 2019 | 150.624 | 29.8214 | 4.1849 | 4 | 3854.3314 | 6520.1188 | 78.5758 | 132.9214 | 117.7558 | 13.8777 | 116.413 | 7108280.4472 | 0 | 5028605.299 | 0 | 0 | 0 | 1762105.44 | 5420606.5626 | 14103306.3566 | 9625796.3823 | 43048700.4877 | 961560.8286 | 20509168.3242 | 20509168.3242 | 15798354.3283 | 8316321.2789 | 0 | 64519429.6405 | 109143273.5718 | 4216965.0343 | 16.7395 | 3854.3314 | 6520.1188 | 78.5758 | 132.9214
1 | 4800 | 707 | 0.035 | 15 | 15 | 7 | 5.6234e-09 | 5spot_SharedNeighbor | CO2 | Porous | Wet | R600a | MinimizeLCOE_Brownfield | IgnoreSilica | 2019 | 150.6823 | 29.8337 | 4.1869 | 4 | 3852.8084 | 6517.3128 | 78.5447 | 132.8642 | 117.7494 | 13.8756 | 109.9559 | 7109780.6815 | 0 | 5030163.5059 | 0 | 0 | 0 | 1760843.0098 | 5421307.0069 | 14105128.7689 | 9627040.2162 | 43054263.1891 | 961560.8286 | 20509168.3242 | 20509168.3242 | 15798354.3283 | 8316321.2789 | 0 | 64524992.3419 | 109148836.2733 | 5623413.2519 | 16.7475 | 3852.8084 | 6517.3128 | 78.5447 | 132.8642
1 | 4800 | 707 | 0.035 | 15 | 15 | 7 | 7.4989e-09 | 5spot_SharedNeighbor | CO2 | Porous | Wet | R600a | MinimizeLCOE_Brownfield | IgnoreSilica | 2019 | 150.7166 | 29.8412 | 4.1883 | 4 | 3851.6664 | 6515.2945 | 78.5214 | 132.8231 | 117.7457 | 13.8744 | 113.7745 | 7110660.1933 | 0 | 5031078.587 | 0 | 0 | 0 | 1759724.0002 | 5421570.4844 | 14105814.2834 | 9627508.0939 | 43056355.6422 | 961560.8286 | 20509168.3242 | 20509168.3242 | 15798354.3283 | 8316321.2789 | 0 | 64527084.7949 | 109150928.7263 | 7498942.0933 | 16.753 | 3851.6664 | 6515.2945 | 78.5214 | 132.8231
1 | 4800 | 707 | 0.035 | 15 | 15 | 7 | 1e-08 | 5spot_SharedNeighbor | CO2 | Porous | Wet | R600a | MinimizeLCOE_Brownfield | IgnoreSilica | 2019 | 150.7406 | 29.8464 | 4.1893 | 4 | 3850.8099 | 6513.7958 | 78.504 | 132.7925 | 117.7431 | 13.8736 | 116.288 | 7111277.8044 | 0 | 5031721.5921 | 0 | 0 | 0 | 1758854.8084 | 5421723.1399 | 14106211.4617 | 9627779.1763 | 43057567.9828 | 961560.8286 | 20509168.3242 | 20509168.3242 | 15798354.3283 | 8316321.2789 | 0 | 64528297.1356 | 109152141.067 | 10000000 | 16.7571 | 3850.8099 | 6513.7958 | 78.504 | 132.7925
1 | 4900 | 707 | 0.035 | 15 | 15 | 7 | 1e-13 | 5spot_SharedNeighbor | CO2 | Porous | Wet | R600a | MinimizeLCOE_Brownfield | IgnoreSilica | 2019 | 1.6 | 0.034302 | 0.0031216 | 4 | 1882305.632 | 5545902.1518 | 38373.3463 | 113060.7168 | 76.6027 | 14.0786 | 23.9552 | 196127.1327 | 0 | 86751.4152 | 0 | 0 | 0 | 194241.5601 | 186076.8421 | 484133.7736 | 330431.2484 | 1477761.9721 | 961560.8286 | 21064010.0986 | 21064010.0986 | 16170054.3665 | 8511284.8276 | 0 | 23503332.8993 | 69248682.1919 | 100 | 0.012486 | 1882305.632 | 5545902.1518 | 38373.3463 | 113060.7168
1 | 4900 | 707 | 0.035 | 15 | 15 | 7 | 1.3335e-13 | 5spot_SharedNeighbor | CO2 | Porous | Wet | R600a | MinimizeLCOE_Brownfield | IgnoreSilica | 2019 | 1.6 | 0.054739 | 0.0080681 | 4 | 725847.8152 | 2143316.4285 | 14797.3895 | 43694.4044 | 76.6027 | 14.0786 | 25.5314 | 196127.1386 | 0 | 86751.4115 | 0 | 0 | 0 | 168941.2657 | 176209.7282 | 458461.5671 | 312909.44 | 1399400.5512 | 961560.8286 | 21064010.0986 | 21064010.0986 | 16170054.3665 | 8511284.8276 | 0 | 23424971.4784 | 69170320.771 | 133.3521 | 0.032273 | 725847.8152 | 2143316.4285 | 14797.3895 | 43694.4044
1 | 4900 | 707 | 0.035 | 15 | 15 | 7 | 1.7783e-13 | 5spot_SharedNeighbor | CO2 | Porous | Wet | R600a | MinimizeLCOE_Brownfield | IgnoreSilica | 2019 | 3.1445 | 0.24744 | 0.02193 | 4 | 282956.8744 | 804460.1462 | 5768.4586 | 16400.0082 | 94.808 | 15.3203 | 40.2428 | 382872.8982 | 0 | 195738.0521 | 0 | 0 | 0 | 323771.78 | 351929.2648 | 915647.7565 | 624948.4085 | 2794908.1602 | 961560.8286 | 21064010.0986 | 21064010.0986 | 16170054.3665 | 8511284.8276 | 0 | 24820479.0874 | 70565828.38 | 177.8279 | 0.087718 | 282956.8744 | 804460.1462 | 5768.4586 | 16400.0082
1 | 4900 | 707 | 0.035 | 15 | 15 | 7 | 2.3714e-13 | 5spot_SharedNeighbor | CO2 | Porous | Wet | R600a | MinimizeLCOE_Brownfield | IgnoreSilica | 2019 | 4.2675 | 0.4316 | 0.039229 | 4 | 163660.965 | 455186.6132 | 3336.4501 | 9279.5948 | 101.7002 | 15.7151 | 64.9175 | 506399.3119 | 0 | 269797.8603 | 0 | 0 | 0 | 404083.1477 | 460309.3248 | 1197630.4407 | 817407.3846 | 3655627.47 | 961560.8286 | 21064010.0986 | 21064010.0986 | 16170054.3665 | 8511284.8276 | 0 | 25681198.3972 | 71426547.6898 | 237.1374 | 0.15692 | 163660.965 | 455186.6132 | 3336.4501 | 9279.5948
1 | 4900 | 707 | 0.035 | 15 | 15 | 7 | 3.1623e-13 | 5spot_SharedNeighbor | CO2 | Porous | Wet | R600a | MinimizeLCOE_Brownfield | IgnoreSilica | 2019 | 5.6823 | 0.68011 | 0.063765 | 4 | 104587.9451 | 283938.6042 | 2132.1667 | 5788.4725 | 107.2249 | 16.0047 | 79.319 | 650528.3045 | 0 | 358131.7701 | 0 | 0 | 0 | 492905.5666 | 585610.6001 | 1523638.6561 | 1039914.6904 | 4650729.5877 | 961560.8286 | 21064010.0986 | 21064010.0986 | 16170054.3665 | 8511284.8276 | 0 | 26676300.5149 | 72421649.8076 | 316.2278 | 0.25506 | 104587.9451 | 283938.6042 | 2132.1667 | 5788.4725
1 | 4900 | 707 | 0.035 | 15 | 15 | 7 | 4.217e-13 | 5spot_SharedNeighbor | CO2 | Porous | Wet | R600a | MinimizeLCOE_Brownfield | IgnoreSilica | 2019 | 7.5413 | 1.0186 | 0.097997 | 4 | 71064.9137 | 187765.4154 | 1448.7544 | 3827.852 | 111.7908 | 16.2266 | 58.6235 | 825314.4918 | 0 | 458235.8196 | 0 | 0 | 0 | 599122.6673 | 734242.4617 | 1910348.2715 | 1303851.949 | 5831115.6609 | 961560.8286 | 21064010.0986 | 21064010.0986 | 16170054.3665 | 8511284.8276 | 0 | 27856686.5881 | 73602035.8807 | 421.6965 | 0.39199 | 71064.9137 | 187765.4154 | 1448.7544 | 3827.852
1 | 4900 | 707 | 0.035 | 15 | 15 | 7 | 5.6234e-13 | 5spot_SharedNeighbor | CO2 | Porous | Wet | R600a | MinimizeLCOE_Brownfield | IgnoreSilica | 2019 | 9.8823 | 1.4574 | 0.14458 | 4 | 50474.2588 | 129572.0761 | 1028.986 | 2641.502 | 115.3727 | 16.3892 | 75.6477 | 1028250.9988 | 0 | 568875.4963 | 0 | 0 | 0 | 716426.1838 | 902285.5448 | 2347561.9033 | 1602259.2366 | 7165659.3635 | 961560.8286 | 21064010.0986 | 21064010.0986 | 16170054.3665 | 8511284.8276 | 0 | 29191230.2907 | 74936579.5833 | 562.3413 | 0.57834 | 50474.2588 | 129572.0761 | 1028.986 | 2641.502
1 | 4900 | 707 | 0.035 | 15 | 15 | 7 | 7.4989e-13 | 5spot_SharedNeighbor | CO2 | Porous | Wet | R600a | MinimizeLCOE_Brownfield | IgnoreSilica | 2019 | 12.8324 | 2.0208 | 0.20676 | 4 | 37162.734 | 92474.6102 | 757.6126 | 1885.22 | 118.1856 | 16.508 | 58.5019 | 1264390.8797 | 0 | 701098.6602 | 0 | 0 | 0 | 846563.4245 | 1096700.6561 | 2853390.143 | 1947497.4039 | 8709641.1674 | 961560.8286 | 21064010.0986 | 21064010.0986 | 16170054.3665 | 8511284.8276 | 0 | 30735212.0946 | 76480561.3872 | 749.8942 | 0.82704 | 37162.734 | 92474.6102 | 757.6126 | 1885.22
1 | 4900 | 707 | 0.035 | 15 | 15 | 7 | 1e-12 | 5spot_SharedNeighbor | CO2 | Porous | Wet | R600a | MinimizeLCOE_Brownfield | IgnoreSilica | 2019 | 16.5667 | 2.7423 | 0.28886 | 4 | 28158.7754 | 67749.5001 | 574.0547 | 1381.1652 | 120.3985 | 16.5925 | 58.5541 | 1540694.1026 | 0 | 860044.2561 | 0 | 0 | 0 | 992804.0196 | 1323481.5275 | 3443427.4512 | 2350209.9908 | 10510661.3479 | 961560.8286 | 21064010.0986 | 21064010.0986 | 16170054.3665 | 8511284.8276 | 0 | 32536232.2751 | 78281581.5677 | 1000 | 1.1555 | 28158.7754 | 67749.5001 | 574.0547 | 1381.1652
1 | 4900 | 707 | 0.035 | 15 | 15 | 7 | 1.3335e-12 | 5spot_SharedNeighbor | CO2 | Porous | Wet | R600a | MinimizeLCOE_Brownfield | IgnoreSilica | 2019 | 21.266 | 3.6581 | 0.39621 | 4 | 21849.2716 | 50713.8367 | 445.427 | 1033.8702 | 122.1194 | 16.6471 | 63.8473 | 1862599.7758 | 0 | 1050222.7883 | 0 | 0 | 0 | 1155862.7363 | 1586787.2671 | 4128494.9742 | 2817782.652 | 12601750.1937 | 961560.8286 | 21064010.0986 | 21064010.0986 | 16170054.3665 | 8511284.8276 | 0 | 34627321.1209 | 80372670.4135 | 1333.5214 | 1.5848 | 21849.2716 | 50713.8367 | 445.427 | 1033.8702
1 | 4900 | 707 | 0.035 | 15 | 15 | 7 | 1.7783e-12 | 5spot_SharedNeighbor | CO2 | Porous | Wet | R600a | MinimizeLCOE_Brownfield | IgnoreSilica | 2019 | 27.1392 | 4.8104 | 0.53509 | 4 | 17306.0532 | 38678.6954 | 352.8073 | 788.5175 | 123.4352 | 16.6729 | 65.1226 | 2235590.2887 | 0 | 1276467.7133 | 0 | 0 | 0 | 1336035.7165 | 1890756.5502 | 4919360.6962 | 3357564.7579 | 15015775.7228 | 961560.8286 | 21064010.0986 | 21064010.0986 | 16170054.3665 | 8511284.8276 | 0 | 37041346.6499 | 82786695.9426 | 1778.2794 | 2.1404 | 17306.0532 | 38678.6954 | 352.8073 | 788.5175
1 | 4900 | 707 | 0.035 | 15 | 15 | 7 | 2.3714e-12 | 5spot_SharedNeighbor | CO2 | Porous | Wet | R600a | MinimizeLCOE_Brownfield | IgnoreSilica | 2019 | 34.3935 | 6.2423 | 0.7124 | 4 | 13965.5625 | 30018.737 | 284.7069 | 611.9726 | 124.4084 | 16.6679 | 68.8759 | 2663237.3941 | 0 | 1542814.2719 | 0 | 0 | 0 | 1531576.7798 | 2237675.0939 | 5821971.584 | 3973615.2356 | 17770890.3594 | 961560.8286 | 21064010.0986 | 21064010.0986 | 16170054.3665 | 8511284.8276 | 0 | 39796461.2866 | 85541810.5792 | 2371.3737 | 2.8496 | 13965.5625 | 30018.737 | 284.7069 | 611.9726
1 | 4900 | 707 | 0.035 | 15 | 15 | 7 | 3.1623e-12 | 5spot_SharedNeighbor | CO2 | Porous | Wet | R600a | MinimizeLCOE_Brownfield | IgnoreSilica | 2019 | 43.1561 | 7.9832 | 0.93429 | 4 | 11470.2733 | 23710.9382 | 233.837 | 483.3795 | 125.0781 | 16.6262 | 68.8161 | 3143233.4015 | 0 | 1849975.0379 | 0 | 0 | 0 | 1735559.2853 | 2624219.4126 | 6827680.6102 | 4660032.3113 | 20840700.0589 | 961560.8286 | 21064010.0986 | 21064010.0986 | 16170054.3665 | 8511284.8276 | 0 | 42866270.986 | 88611620.2787 | 3162.2777 | 3.7372 | 11470.2733 | 23710.9382 | 233.837 | 483.3795
1 | 4900 | 707 | 0.035 | 15 | 15 | 7 | 4.217e-12 | 5spot_SharedNeighbor | CO2 | Porous | Wet | R600a | MinimizeLCOE_Brownfield | IgnoreSilica | 2019 | 53.4339 | 10.0395 | 1.2043 | 4 | 9587.1985 | 19083.7878 | 195.448 | 389.0488 | 125.4704 | 16.5422 | 62.8504 | 3666938.4279 | 0 | 2194754.0007 | 0 | 0 | 0 | 1937554.3502 | 3041706.2438 | 7913895.7066 | 5401396.434 | 24156245.1632 | 961560.8286 | 21064010.0986 | 21064010.0986 | 16170054.3665 | 8511284.8276 | 0 | 46181816.0904 | 91927165.3831 | 4216.965 | 4.817 | 9587.1985 | 19083.7878 | 195.448 | 389.0488
1 | 4900 | 707 | 0.035 | 15 | 15 | 7 | 5.6234e-12 | 5spot_SharedNeighbor | CO2 | Porous | Wet | R600a | MinimizeLCOE_Brownfield | IgnoreSilica | 2019 | 64.9607 | 12.3645 | 1.5196 | 4 | 8158.2799 | 15684.1103 | 166.3176 | 319.7418 | 125.5943 | 16.4092 | 79.1566 | 4213600.6234 | 0 | 2565979.0508 | 0 | 0 | 0 | 2119946.1992 | 3470815.0906 | 9030348.9037 | 6163398.6819 | 27564088.5497 | 961560.8286 | 21064010.0986 | 21064010.0986 | 16170054.3665 | 8511284.8276 | 0 | 49589659.4768 | 95335008.7695 | 5623.4133 | 6.0784 | 8158.2799 | 15684.1103 | 166.3176 | 319.7418
1 | 4900 | 707 | 0.035 | 15 | 15 | 7 | 7.4989e-12 | 5spot_SharedNeighbor | CO2 | Porous | Wet | R600a | MinimizeLCOE_Brownfield | IgnoreSilica | 2019 | 77.2239 | 14.8594 | 1.8695 | 4 | 7073.5607 | 13190.9632 | 144.2041 | 268.9156 | 125.462 | 16.2262 | 85.0649 | 4755145.5691 | 0 | 2946685.3447 | 0 | 0 | 0 | 2265011.3472 | 3887068.4818 | 10113354.8422 | 6902572.4885 | 30869838.0735 | 961560.8286 | 21064010.0986 | 21064010.0986 | 16170054.3665 | 8511284.8276 | 0 | 52895409.0007 | 98640758.2933 | 7498.9421 | 7.4779 | 7073.5607 | 13190.9632 | 144.2041 | 268.9156
1 | 4900 | 707 | 0.035 | 15 | 15 | 7 | 1e-11 | 5spot_SharedNeighbor | CO2 | Porous | Wet | R600a | MinimizeLCOE_Brownfield | IgnoreSilica | 2019 | 89.487 | 17.3767 | 2.2347 | 4 | 6252.4381 | 11370.0007 | 127.4644 | 231.7928 | 125.1089 | 16.002 | 99.7333 | 5259897.1013 | 0 | 3315433.1978 | 0 | 0 | 0 | 2358326.9601 | 4264126.3311 | 11094382.0209 | 7572143.696 | 33864309.3072 | 961560.8286 | 21064010.0986 | 21064010.0986 | 16170054.3665 | 8511284.8276 | 0 | 55889880.2344 | 101635229.527 | 10000 | 8.9389 | 6252.4381 | 11370.0007 | 127.4644 | 231.7928
1 | 4900 | 707 | 0.035 | 15 | 15 | 7 | 1.3335e-11 | 5spot_SharedNeighbor | CO2 | Porous | Wet | R600a | MinimizeLCOE_Brownfield | IgnoreSilica | 2019 | 101.0165 | 19.7645 | 2.5929 | 4 | 5633.262 | 10043.9494 | 114.8417 | 204.7595 | 124.5994 | 15.7543 | 94.945 | 5703283.0419 | 0 | 3652971.2436 | 0 | 0 | 0 | 2395991.1268 | 4583375.7108 | 11925003.4198 | 8139059.8684 | 36399684.4112 | 961560.8286 | 21064010.0986 | 21064010.0986 | 16170054.3665 | 8511284.8276 | 0 | 58425255.3384 | 104170604.6311 | 13335.2143 | 10.3715 | 5633.262 | 10043.9494 | 114.8417 | 204.7595
1 | 4900 | 707 | 0.035 | 15 | 15 | 7 | 1.7783e-11 | 5spot_SharedNeighbor | CO2 | Porous | Wet | R600a | MinimizeLCOE_Brownfield | IgnoreSilica | 2019 | 111.2944 | 21.9108 | 2.9245 | 4 | 5167.9617 | 9078.517 | 105.3559 | 185.0778 | 124.011 | 15.5038 | 90.9378 | 6074121.6849 | 0 | 3947397.1581 | 0 | 0 | 0 | 2385864.5368 | 4838879.5181 | 12589771.9155 | 8592778.0263 | 38428812.8397 | 961560.8286 | 21064010.0986 | 21064010.0986 | 16170054.3665 | 8511284.8276 | 0 | 60454383.7669 | 106199733.0595 | 17782.7941 | 11.6979 | 5167.9617 | 9078.517 | 105.3559 | 185.0778
1 | 4900 | 707 | 0.035 | 15 | 15 | 7 | 2.3714e-11 | 5spot_SharedNeighbor | CO2 | Porous | Wet | R600a | MinimizeLCOE_Brownfield | IgnoreSilica | 2019 | 120.0419 | 23.7518 | 3.2165 | 4 | 4819.0989 | 8374.6313 | 98.2438 | 170.7282 | 123.4145 | 15.2685 | 96.655 | 6371984.5516 | 0 | 4193712.4334 | 0 | 0 | 0 | 2341472.9114 | 5033796.2596 | 13096905.294 | 8938906.9776 | 39976778.4278 | 961560.8286 | 21064010.0986 | 21064010.0986 | 16170054.3665 | 8511284.8276 | 0 | 62002349.355 | 107747698.6476 | 23713.7371 | 12.866 | 4819.0989 | 8374.6313 | 98.2438 | 170.7282
1 | 4900 | 707 | 0.035 | 15 | 15 | 7 | 3.1623e-11 | 5spot_SharedNeighbor | CO2 | Porous | Wet | R600a | MinimizeLCOE_Brownfield | IgnoreSilica | 2019 | 127.2381 | 25.2766 | 3.4636 | 4 | 4557.8367 | 7859.6757 | 92.9177 | 160.2301 | 122.859 | 15.0599 | 105.4911 | 6604850.5139 | 0 | 4393655.4116 | 0 | 0 | 0 | 2278097.2781 | 5177875.2494 | 13471769.2708 | 9194759.3445 | 41121007.0684 | 961560.8286 | 21064010.0986 | 21064010.0986 | 16170054.3665 | 8511284.8276 | 0 | 63146577.9955 | 108891927.2882 | 31622.7766 | 13.8545 | 4557.8367 | 7859.6757 | 92.9177 | 160.2301
1 | 4900 | 707 | 0.035 | 15 | 15 | 7 | 4.217e-11 | 5spot_SharedNeighbor | CO2 | Porous | Wet | R600a | MinimizeLCOE_Brownfield | IgnoreSilica | 2019 | 133.0233 | 26.5091 | 3.6666 | 4 | 4362.2387 | 7481.2643 | 88.9301 | 152.5157 | 122.3701 | 14.8822 | 121.3033 | 6784075.4012 | 0 | 4552756.0861 | 0 | 0 | 0 | 2208532.3233 | 5282691.8861 | 13744480.6586 | 9380890.4704 | 41953426.8257 | 961560.8286 | 21064010.0986 | 21064010.0986 | 16170054.3665 | 8511284.8276 | 0 | 63978997.7529 | 109724347.0456 | 42169.6503 | 14.6666 | 4362.2387 | 7481.2643 | 88.9301 | 152.5157
1 | 4900 | 707 | 0.035 | 15 | 15 | 7 | 5.6234e-11 | 5spot_SharedNeighbor | CO2 | Porous | Wet | R600a | MinimizeLCOE_Brownfield | IgnoreSilica | 2019 | 137.5593 | 27.4804 | 3.8291 | 4 | 4215.7776 | 7202.4427 | 85.9443 | 146.8315 | 121.9604 | 14.7367 | 107.1013 | 6919590.936 | 0 | 4676534.8928 | 0 | 0 | 0 | 2140405.116 | 5357247.0685 | 13938457.9497 | 9513283.9573 | 42545519.9204 | 961560.8286 | 21064010.0986 | 21064010.0986 | 16170054.3665 | 8511284.8276 | 0 | 64571090.8475 | 110316440.1402 | 56234.1325 | 15.3165 | 4215.7776 | 7202.4427 | 85.9443 | 146.8315
1 | 4900 | 707 | 0.035 | 15 | 15 | 7 | 7.4989e-11 | 5spot_SharedNeighbor | CO2 | Porous | Wet | R600a | MinimizeLCOE_Brownfield | IgnoreSilica | 2019 | 141.0696 | 28.2352 | 3.957 | 4 | 4106.0722 | 6996.2417 | 83.7078 | 142.6278 | 121.6271 | 14.6204 | 117.3843 | 7021417.5652 | 0 | 4771764.728 | 0 | 0 | 0 | 2078778.0723 | 5410064.5425 | 14075878.1829 | 9607076.0902 | 42964979.1811 | 961560.8286 | 21064010.0986 | 21064010.0986 | 16170054.3665 | 8511284.8276 | 0 | 64990550.1082 | 110735899.4009 | 74989.4209 | 15.8279 | 4106.0722 | 6996.2417 | 83.7078 | 142.6278
1 | 4900 | 707 | 0.035 | 15 | 15 | 7 | 1e-10 | 5spot_SharedNeighbor | CO2 | Porous | Wet | R600a | MinimizeLCOE_Brownfield | IgnoreSilica | 2019 | 143.7808 | 28.8196 | 4.0566 | 4 | 4023.8693 | 6843.0747 | 82.032 | 139.5053 | 121.3601 | 14.5282 | 112.8199 | 7098233.1849 | 0 | 4844991.9529 | 0 | 0 | 0 | 2026263.1402 | 5448100.4284 | 14174839.7557 | 9674619.3971 | 43267047.8592 | 961560.8286 | 21064010.0986 | 21064010.0986 | 16170054.3665 | 8511284.8276 | 0 | 65292618.7864 | 111037968.079 | 100000 | 16.2263 | 4023.8693 | 6843.0747 | 82.032 | 139.5053
1 | 4900 | 707 | 0.035 | 15 | 15 | 7 | 1.3335e-10 | 5spot_SharedNeighbor | CO2 | Porous | Wet | R600a | MinimizeLCOE_Brownfield | IgnoreSilica | 2019 | 145.8445 | 29.2657 | 4.1332 | 4 | 3962.2565 | 6729.1901 | 80.776 | 137.1836 | 121.1511 | 14.4568 | 93.1001 | 7155624.302 | 0 | 4900545.2256 | 0 | 0 | 0 | 1982685.9109 | 5475153.621 | 14245226.6134 | 9722659.8738 | 43481895.5467 | 961560.8286 | 21064010.0986 | 21064010.0986 | 16170054.3665 | 8511284.8276 | 0 | 65507466.4739 | 111252815.7665 | 133352.1432 | 16.5329 | 3962.2565 | 6729.1901 | 80.776 | 137.1836
1 | 4900 | 707 | 0.035 | 15 | 15 | 7 | 1.7783e-10 | 5spot_SharedNeighbor | CO2 | Porous | Wet | R600a | MinimizeLCOE_Brownfield | IgnoreSilica | 2019 | 147.4085 | 29.6045 | 4.1918 | 4 | 3916.067 | 6644.341 | 79.8343 | 135.4539 | 120.9894 | 14.4019 | 114.9759 | 7198492.9212 | 0 | 4942541.0992 | 0 | 0 | 0 | 1947469.243 | 5494516.2728 | 14295604.2615 | 9757043.6537 | 43635667.4515 | 961560.8286 | 21064010.0986 | 21064010.0986 | 16170054.3665 | 8511284.8276 | 0 | 65661238.3787 | 111406587.6713 | 177827.941 | 16.7671 | 3916.067 | 6644.341 | 79.8343 | 135.4539
1 | 4900 | 707 | 0.035 | 15 | 15 | 7 | 2.3714e-10 | 5spot_SharedNeighbor | CO2 | Porous | Wet | R600a | MinimizeLCOE_Brownfield | IgnoreSilica | 2019 | 148.5876 | 29.8604 | 4.2363 | 4 | 3881.4352 | 6581.0487 | 79.1283 | 134.1636 | 120.8656 | 14.3601 | 105.8755 | 7230454.198 | 0 | 4974143.7446 | 0 | 0 | 0 | 1919502.0832 | 5508399.0101 | 14331724.2962 | 9781696.3197 | 43745919.6518 | 961560.8286 | 21064010.0986 | 21064010.0986 | 16170054.3665 | 8511284.8276 | 0 | 65771490.579 | 111516839.8716 | 237137.3706 | 16.9451 | 3881.4352 | 6581.0487 | 79.1283 | 134.1636
1 | 4900 | 707 | 0.035 | 15 | 15 | 7 | 3.1623e-10 | 5spot_SharedNeighbor | CO2 | Porous | Wet | R600a | MinimizeLCOE_Brownfield | IgnoreSilica | 2019 | 149.489 | 30.0559 | 4.2702 | 4 | 3855.4669 | 6533.6471 | 78.5989 | 133.1972 | 120.7699 | 14.3278 | 110.9139 | 7254682.6254 | 0 | 4998270.7609 | 0 | 0 | 0 | 1897882.739 | 5518826.0889 | 14358853.4163 | 9800212.5016 | 43828728.132 | 961560.8286 | 21064010.0986 | 21064010.0986 | 16170054.3665 | 8511284.8276 | 0 | 65854299.0591 | 111599648.3518 | 316227.766 | 17.0808 | 3855.4669 | 6533.6471 | 78.5989 | 133.1972
1 | 4900 | 707 | 0.035 | 15 | 15 | 7 | 4.217e-10 | 5spot_SharedNeighbor | CO2 | Porous | Wet | R600a | MinimizeLCOE_Brownfield | IgnoreSilica | 2019 | 150.1681 | 30.2034 | 4.2958 | 4 | 3835.994 | 6498.1972 | 78.2019 | 132.4745 | 120.6971 | 14.3034 | 111.8832 | 7272815.5533 | 0 | 5016427.5741 | 0 | 0 | 0 | 1881162.2139 | 5526458.0831 | 14378710.2998 | 9813765.2326 | 43889338.9569 | 961560.8286 | 21064010.0986 | 21064010.0986 | 16170054.3665 | 8511284.8276 | 0 | 65914909.8841 | 111660259.1767 | 421696.5034 | 17.1833 | 3835.994 | 6498.1972 | 78.2019 | 132.4745
1 | 4900 | 707 | 0.035 | 15 | 15 | 7 | 5.6234e-10 | 5spot_SharedNeighbor | CO2 | Porous | Wet | R600a | MinimizeLCOE_Brownfield | IgnoreSilica | 2019 | 150.6628 | 30.3113 | 4.3149 | 4 | 3821.3914 | 6471.8136 | 77.9042 | 131.9367 | 120.6437 | 14.2855 | 108.9946 | 7285957.8877 | 0 | 5029644.117 | 0 | 0 | 0 | 1868025.3715 | 5531614.6767 | 14392126.6986 | 9822922.2004 | 43930290.9519 | 961560.8286 | 21064010.0986 | 21064010.0986 | 16170054.3665 | 8511284.8276 | 0 | 65955861.8791 | 111701211.1718 | 562341.3252 | 17.2596 | 3821.3914 | 6471.8136 | 77.9042 | 131.9367
1 | 4900 | 707 | 0.035 | 15 | 15 | 7 | 7.4989e-10 | 5spot_SharedNeighbor | CO2 | Porous | Wet | R600a | MinimizeLCOE_Brownfield | IgnoreSilica | 2019 | 151.0501 | 30.3955 | 4.3295 | 4 | 3810.4409 | 6451.9206 | 77.681 | 131.5311 | 120.6018 | 14.2715 | 115.7862 | 7296210.436 | 0 | 5039984.6175 | 0 | 0 | 0 | 1858295.472 | 5535851.305 | 14403149.5363 | 9830445.5136 | 43963936.8804 | 961560.8286 | 21064010.0986 | 21064010.0986 | 16170054.3665 | 8511284.8276 | 0 | 65989507.8076 | 111734857.1002 | 749894.2093 | 17.3181 | 3810.4409 | 6451.9206 | 77.681 | 131.5311
1 | 4900 | 707 | 0.035 | 15 | 15 | 7 | 1e-09 | 5spot_SharedNeighbor | CO2 | Porous | Wet | R600a | MinimizeLCOE_Brownfield | IgnoreSilica | 2019 | 151.3324 | 30.457 | 4.3404 | 4 | 3802.2291 | 6437.0973 | 77.5136 | 131.2289 | 120.571 | 14.2612 | 113.6991 | 7303660.9269 | 0 | 5047518.2881 | 0 | 0 | 0 | 1850741.7628 | 5538749.1813 | 14410689.2161 | 9835591.5001 | 43986950.8753 | 961560.8286 | 21064010.0986 | 21064010.0986 | 16170054.3665 | 8511284.8276 | 0 | 66012521.8024 | 111757871.0951 | 1000000 | 17.3615 | 3802.2291 | 6437.0973 | 77.5136 | 131.2289
1 | 4900 | 707 | 0.035 | 15 | 15 | 7 | 1.3335e-09 | 5spot_SharedNeighbor | CO2 | Porous | Wet | R600a | MinimizeLCOE_Brownfield | IgnoreSilica | 2019 | 151.5519 | 30.5047 | 4.3487 | 4 | 3796.071 | 6425.9243 | 77.388 | 131.0012 | 120.5471 | 14.2532 | 99.9532 | 7309442.6794 | 0 | 5053373.9931 | 0 | 0 | 0 | 1845162.4617 | 5541111.8623 | 14416836.4274 | 9839787.0981 | 44005714.522 | 961560.8286 | 21064010.0986 | 21064010.0986 | 16170054.3665 | 8511284.8276 | 0 | 66031285.4492 | 111776634.7418 | 1333521.4322 | 17.3946 | 3796.071 | 6425.9243 | 77.388 | 131.0012
1 | 4900 | 707 | 0.035 | 15 | 15 | 7 | 1.7783e-09 | 5spot_SharedNeighbor | CO2 | Porous | Wet | R600a | MinimizeLCOE_Brownfield | IgnoreSilica | 2019 | 151.7151 | 30.5402 | 4.3549 | 4 | 3791.453 | 6417.5652 | 77.2939 | 130.8307 | 120.5293 | 14.2473 | 109.3672 | 7313733.7165 | 0 | 5057726.1406 | 0 | 0 | 0 | 1840918.167 | 5542827.4294 | 14421299.9811 | 9842833.5652 | 44019338.9998 | 961560.8286 | 21064010.0986 | 21064010.0986 | 16170054.3665 | 8511284.8276 | 0 | 66044909.927 | 111790259.2196 | 1778279.41 | 17.4194 | 3791.453 | 6417.5652 | 77.2939 | 130.8307
1 | 4900 | 707 | 0.035 | 15 | 15 | 7 | 2.3714e-09 | 5spot_SharedNeighbor | CO2 | Porous | Wet | R600a | MinimizeLCOE_Brownfield | IgnoreSilica | 2019 | 151.842 | 30.5677 | 4.3596 | 4 | 3787.99 | 6411.2609 | 77.2233 | 130.7022 | 120.5154 | 14.2427 | 110.3527 | 7317066.8119 | 0 | 5061109.5823 | 0 | 0 | 0 | 1837799.4821 | 5544230.5918 | 14424950.7218 | 9845325.2707 | 44030482.4606 | 961560.8286 | 21064010.0986 | 21064010.0986 | 16170054.3665 | 8511284.8276 | 0 | 66056053.3878 | 111801402.6804 | 2371373.7057 | 17.4383 | 3787.99 | 6411.2609 | 77.2233 | 130.7022
1 | 4900 | 707 | 0.035 | 15 | 15 | 7 | 3.1623e-09 | 5spot_SharedNeighbor | CO2 | Porous | Wet | R600a | MinimizeLCOE_Brownfield | IgnoreSilica | 2019 | 151.9346 | 30.5878 | 4.3631 | 4 | 3785.3931 | 6406.5579 | 77.1704 | 130.6063 | 120.5053 | 14.2393 | 108.3252 | 7319497.0791 | 0 | 5063578.8909 | 0 | 0 | 0 | 1835403.0965 | 5545206.8359 | 14427490.7087 | 9847058.864 | 44038235.4751 | 961560.8286 | 21064010.0986 | 21064010.0986 | 16170054.3665 | 8511284.8276 | 0 | 66063806.4023 | 111809155.6949 | 3162277.6602 | 17.4523 | 3785.3931 | 6406.5579 | 77.1704 | 130.6063
1 | 4900 | 707 | 0.035 | 15 | 15 | 7 | 4.217e-09 | 5spot_SharedNeighbor | CO2 | Porous | Wet | R600a | MinimizeLCOE_Brownfield | IgnoreSilica | 2019 | 151.9929 | 30.6008 | 4.3655 | 4 | 3783.4456 | 6403.1298 | 77.1307 | 130.5365 | 120.4988 | 14.2371 | 101.3955 | 7321025.5207 | 0 | 5065134.4007 | 0 | 0 | 0 | 1833395.5823 | 5545626.6464 | 14428582.9696 | 9847804.3545 | 44041569.4742 | 961560.8286 | 21064010.0986 | 21064010.0986 | 16170054.3665 | 8511284.8276 | 0 | 66067140.4014 | 111812489.694 | 4216965.0343 | 17.4622 | 3783.4456 | 6403.1298 | 77.1307 | 130.5365
1 | 4900 | 707 | 0.035 | 15 | 15 | 7 | 5.6234e-09 | 5spot_SharedNeighbor | CO2 | Porous | Wet | R600a | MinimizeLCOE_Brownfield | IgnoreSilica | 2019 | 152.0512 | 30.6133 | 4.3676 | 4 | 3781.9853 | 6400.4317 | 77.1009 | 130.4815 | 120.4924 | 14.235 | 108.2605 | 7322555.7507 | 0 | 5066689.7911 | 0 | 0 | 0 | 1832155.3133 | 5546346.3335 | 14430455.4477 | 9849082.3592 | 44047284.9955 | 961560.8286 | 21064010.0986 | 21064010.0986 | 16170054.3665 | 8511284.8276 | 0 | 66072855.9226 | 111818205.2153 | 5623413.2519 | 17.4704 | 3781.9853 | 6400.4317 | 77.1009 | 130.4815
1 | 4900 | 707 | 0.035 | 15 | 15 | 7 | 7.4989e-09 | 5spot_SharedNeighbor | CO2 | Porous | Wet | R600a | MinimizeLCOE_Brownfield | IgnoreSilica | 2019 | 152.0829 | 30.6204 | 4.369 | 4 | 3780.8901 | 6398.5148 | 77.0786 | 130.4424 | 120.489 | 14.2339 | 115.2216 | 7323384.3033 | 0 | 5067533.8607 | 0 | 0 | 0 | 1831001.0123 | 5546548.4788 | 14430981.3882 | 9849441.3245 | 44048890.3678 | 961560.8286 | 21064010.0986 | 21064010.0986 | 16170054.3665 | 8511284.8276 | 0 | 66074461.295 | 111819810.5876 | 7498942.0933 | 17.4759 | 3780.8901 | 6398.5148 | 77.0786 | 130.4424
1 | 4900 | 707 | 0.035 | 15 | 15 | 7 | 1e-08 | 5spot_SharedNeighbor | CO2 | Porous | Wet | R600a | MinimizeLCOE_Brownfield | IgnoreSilica | 2019 | 152.1218 | 30.6286 | 4.3702 | 4 | 3780.0689 | 6396.9448 | 77.0618 | 130.4104 | 120.4847 | 14.2324 | 118.6039 | 7324404.5565 | 0 | 5068570.6782 | 0 | 0 | 0 | 1830412.7686 | 5547121.3213 | 14432471.8069 | 9850458.5658 | 44053439.6972 | 961560.8286 | 21064010.0986 | 21064010.0986 | 16170054.3665 | 8511284.8276 | 0 | 66079010.6244 | 111824359.917 | 10000000 | 17.4809 | 3780.0689 | 6396.9448 | 77.0618 | 130.4104
1 | 5000 | 707 | 0.035 | 15 | 15 | 7 | 1e-13 | 5spot_SharedNeighbor | CO2 | Porous | Wet | R600a | MinimizeLCOE_Brownfield | IgnoreSilica | 2019 | 1.6 | 0.033102 | 0.0033727 | 4 | 1784617.4525 | 5259575.1027 | 36381.8406 | 107223.5526 | 77.194 | 14.4179 | 23.5744 | 198527.1783 | 0 | 86526.1405 | 0 | 0 | 0 | 196013.8392 | 187616.1916 | 488138.8453 | 333164.7922 | 1489986.9871 | 961560.8286 | 21624711.9638 | 21624711.9638 | 16547321.491 | 8708592.4126 | 0 | 24076259.7796 | 70956885.647 | 100 | 0.013491 | 1784617.4525 | 5259575.1027 | 36381.8406 | 107223.5526
1 | 5000 | 707 | 0.035 | 15 | 15 | 7 | 1.3335e-13 | 5spot_SharedNeighbor | CO2 | Porous | Wet | R600a | MinimizeLCOE_Brownfield | IgnoreSilica | 2019 | 1.6 | 0.0535 | 0.0082995 | 4 | 722895.3315 | 2135054.6751 | 14737.1991 | 43525.9774 | 77.194 | 14.4179 | 26.2681 | 198527.1847 | 0 | 86526.1367 | 0 | 0 | 0 | 170925.9872 | 177831.9303 | 462682.2044 | 315790.1117 | 1412283.5549 | 961560.8286 | 21624711.9638 | 21624711.9638 | 16547321.491 | 8708592.4126 | 0 | 23998556.3474 | 70879182.2148 | 133.3521 | 0.033198 | 722895.3315 | 2135054.6751 | 14737.1991 | 43525.9774
1 | 5000 | 707 | 0.035 | 15 | 15 | 7 | 1.7783e-13 | 5spot_SharedNeighbor | CO2 | Porous | Wet | R600a | MinimizeLCOE_Brownfield | IgnoreSilica | 2019 | 3.2493 | 0.26056 | 0.02345 | 4 | 271972.5048 | 771769.0466 | 5544.5274 | 15733.5559 | 96.8701 | 15.7561 | 54.3532 | 401006.1457 | 0 | 203616.9705 | 0 | 0 | 0 | 339629.7151 | 368258.6042 | 958133.3479 | 653945.6976 | 2924590.4809 | 961560.8286 | 21624711.9638 | 21624711.9638 | 16547321.491 | 8708592.4126 | 0 | 25510863.2733 | 72391489.1408 | 177.8279 | 0.093799 | 271972.5048 | 771769.0466 | 5544.5274 | 15733.5559
1 | 5000 | 707 | 0.035 | 15 | 15 | 7 | 2.3714e-13 | 5spot_SharedNeighbor | CO2 | Porous | Wet | R600a | MinimizeLCOE_Brownfield | IgnoreSilica | 2019 | 4.3944 | 0.45178 | 0.041903 | 4 | 157486.4247 | 437182.3875 | 3210.5738 | 8912.5543 | 103.8724 | 16.1531 | 51.8807 | 528717.5388 | 0 | 279506.2934 | 0 | 0 | 0 | 422049.7098 | 479806.6814 | 1248358.5631 | 852030.3705 | 3810469.1569 | 961560.8286 | 21624711.9638 | 21624711.9638 | 16547321.491 | 8708592.4126 | 0 | 26396741.9494 | 73277367.8168 | 237.1374 | 0.16761 | 157486.4247 | 437182.3875 | 3210.5738 | 8912.5543
1 | 5000 | 707 | 0.035 | 15 | 15 | 7 | 3.1623e-13 | 5spot_SharedNeighbor | CO2 | Porous | Wet | R600a | MinimizeLCOE_Brownfield | IgnoreSilica | 2019 | 5.848 | 0.71123 | 0.068072 | 4 | 100742.6984 | 272915.4479 | 2053.7762 | 5563.7506 | 109.5447 | 16.4475 | 72.483 | 678959.8962 | 0 | 370748.6788 | 0 | 0 | 0 | 514511.3007 | 610045.7515 | 1587213.9079 | 1083306.1062 | 4844785.6414 | 961560.8286 | 21624711.9638 | 21624711.9638 | 16547321.491 | 8708592.4126 | 0 | 27431058.4339 | 74311684.3013 | 316.2278 | 0.27229 | 100742.6984 | 272915.4479 | 2053.7762 | 5563.7506
1 | 5000 | 707 | 0.035 | 15 | 15 | 7 | 4.217e-13 | 5spot_SharedNeighbor | CO2 | Porous | Wet | R600a | MinimizeLCOE_Brownfield | IgnoreSilica | 2019 | 7.7971 | 1.0706 | 0.10482 | 4 | 68381.0153 | 180191.7428 | 1394.0395 | 3673.4524 | 114.3108 | 16.6767 | 65.8361 | 864761.7297 | 0 | 470627.8905 | 0 | 0 | 0 | 629222.1848 | 766198.604 | 1993491.5985 | 1360598.9782 | 6084900.9857 | 961560.8286 | 21624711.9638 | 21624711.9638 | 16547321.491 | 8708592.4126 | 0 | 28671173.7781 | 75551799.6455 | 421.6965 | 0.41929 | 68381.0153 | 180191.7428 | 1394.0395 | 3673.4524
1 | 5000 | 707 | 0.035 | 15 | 15 | 7 | 5.6234e-13 | 5spot_SharedNeighbor | CO2 | Porous | Wet | R600a | MinimizeLCOE_Brownfield | IgnoreSilica | 2019 | 10.1749 | 1.5247 | 0.15445 | 4 | 48614.6245 | 124499.1826 | 991.0749 | 2538.0842 | 117.9312 | 16.839 | 55.7974 | 1073781.2848 | 0 | 582313.1388 | 0 | 0 | 0 | 748389.0232 | 937748.5442 | 2439829.3534 | 1665233.6672 | 7447295.0117 | 961560.8286 | 21624711.9638 | 21624711.9638 | 16547321.491 | 8708592.4126 | 0 | 30033567.8041 | 76914193.6715 | 562.3413 | 0.61779 | 48614.6245 | 124499.1826 | 991.0749 | 2538.0842
1 | 5000 | 707 | 0.035 | 15 | 15 | 7 | 7.4989e-13 | 5spot_SharedNeighbor | CO2 | Porous | Wet | R600a | MinimizeLCOE_Brownfield | IgnoreSilica | 2019 | 13.2151 | 2.1146 | 0.22075 | 4 | 35832.4181 | 88925.465 | 730.4923 | 1812.8659 | 120.8249 | 16.9595 | 53.8057 | 1320603.6126 | 0 | 717774.4749 | 0 | 0 | 0 | 884660.4543 | 1139985.0313 | 2966007.2083 | 2024360.865 | 9053391.6463 | 961560.8286 | 21624711.9638 | 21624711.9638 | 16547321.491 | 8708592.4126 | 0 | 31639664.4387 | 78520290.3061 | 749.8942 | 0.88299 | 35832.4181 | 88925.465 | 730.4923 | 1812.8659
1 | 5000 | 707 | 0.035 | 15 | 15 | 7 | 1e-12 | 5spot_SharedNeighbor | CO2 | Porous | Wet | R600a | MinimizeLCOE_Brownfield | IgnoreSilica | 2019 | 17.0466 | 2.8672 | 0.30817 | 4 | 27178.7163 | 65210.0897 | 554.0749 | 1329.3959 | 123.0921 | 17.0446 | 67.1073 | 1608175.4857 | 0 | 879917.878 | 0 | 0 | 0 | 1036470.3194 | 1374579.8364 | 3576374.7692 | 2440949.2671 | 10916467.5558 | 961560.8286 | 21624711.9638 | 21624711.9638 | 16547321.491 | 8708592.4126 | 0 | 33502740.3483 | 80383366.2157 | 1000 | 1.2327 | 27178.7163 | 65210.0897 | 554.0749 | 1329.3959
1 | 5000 | 707 | 0.035 | 15 | 15 | 7 | 1.3335e-12 | 5spot_SharedNeighbor | CO2 | Porous | Wet | R600a | MinimizeLCOE_Brownfield | IgnoreSilica | 2019 | 21.8922 | 3.8267 | 0.42255 | 4 | 21109.4946 | 48846.0118 | 430.3456 | 995.792 | 124.8637 | 17.0991 | 60.4383 | 1944883.2591 | 0 | 1074891.4779 | 0 | 0 | 0 | 1207606.7182 | 1648678.7675 | 4289523.9625 | 2927688.2453 | 13093272.4305 | 961560.8286 | 21624711.9638 | 21624711.9638 | 16547321.491 | 8708592.4126 | 0 | 35679545.223 | 82560171.0904 | 1333.5214 | 1.6902 | 21109.4946 | 48846.0118 | 430.3456 | 995.792
1 | 5000 | 707 | 0.035 | 15 | 15 | 7 | 1.7783e-12 | 5spot_SharedNeighbor | CO2 | Porous | Wet | R600a | MinimizeLCOE_Brownfield | IgnoreSilica | 2019 | 27.9239 | 5.0297 | 0.57031 | 4 | 16736.1823 | 37286.6302 | 341.1897 | 760.1384 | 126.212 | 17.1235 | 72.3638 | 2333447.3519 | 0 | 1305911.6736 | 0 | 0 | 0 | 1395125.3722 | 1963448.9151 | 5108491.3184 | 3486650.2938 | 15593074.9251 | 961560.8286 | 21624711.9638 | 21624711.9638 | 16547321.491 | 8708592.4126 | 0 | 38179347.7176 | 85059973.585 | 1778.2794 | 2.2812 | 16736.1823 | 37286.6302 | 341.1897 | 760.1384
1 | 5000 | 707 | 0.035 | 15 | 15 | 7 | 2.3714e-12 | 5spot_SharedNeighbor | CO2 | Porous | Wet | R600a | MinimizeLCOE_Brownfield | IgnoreSilica | 2019 | 35.3487 | 6.5202 | 0.75858 | 4 | 13518.8062 | 28968.8756 | 275.5992 | 590.5697 | 127.2061 | 17.1154 | 69.867 | 2777502.9156 | 0 | 1576997.2126 | 0 | 0 | 0 | 1597308.6911 | 2321205.4395 | 6039300.4089 | 4121946.6243 | 18434261.292 | 961560.8286 | 21624711.9638 | 21624711.9638 | 16547321.491 | 8708592.4126 | 0 | 41020534.0845 | 87901159.9519 | 2371.3737 | 3.0343 | 13518.8062 | 28968.8756 | 275.5992 | 590.5697
1 | 5000 | 707 | 0.035 | 15 | 15 | 7 | 3.1623e-12 | 5spot_SharedNeighbor | CO2 | Porous | Wet | R600a | MinimizeLCOE_Brownfield | IgnoreSilica | 2019 | 44.3081 | 8.3305 | 0.99381 | 4 | 11114.5637 | 22907.6628 | 226.5854 | 467.0037 | 127.889 | 17.069 | 66.5866 | 3275500.6804 | 0 | 1889379.3994 | 0 | 0 | 0 | 1808071.3206 | 2719451.0462 | 7075453.7861 | 4829142.595 | 21596998.8277 | 961560.8286 | 21624711.9638 | 21624711.9638 | 16547321.491 | 8708592.4126 | 0 | 44183271.6202 | 91063897.4876 | 3162.2777 | 3.9753 | 11114.5637 | 22907.6628 | 226.5854 | 467.0037
1 | 5000 | 707 | 0.035 | 15 | 15 | 7 | 4.217e-12 | 5spot_SharedNeighbor | CO2 | Porous | Wet | R600a | MinimizeLCOE_Brownfield | IgnoreSilica | 2019 | 54.7956 | 10.4647 | 1.2793 | 4 | 9300.0206 | 18461.1262 | 189.5935 | 376.355 | 128.286 | 16.9779 | 63.7093 | 3817776.8889 | 0 | 2239386.4095 | 0 | 0 | 0 | 2016192.6543 | 3148608.8216 | 8192034.2852 | 5591231.7292 | 25005230.7887 | 961560.8286 | 21624711.9638 | 21624711.9638 | 16547321.491 | 8708592.4126 | 0 | 47591503.5812 | 94472129.4486 | 4216.965 | 5.1174 | 9300.0206 | 18461.1262 | 189.5935 | 376.355
1 | 5000 | 707 | 0.035 | 15 | 15 | 7 | 5.6234e-12 | 5spot_SharedNeighbor | CO2 | Porous | Wet | R600a | MinimizeLCOE_Brownfield | IgnoreSilica | 2019 | 66.5271 | 12.8718 | 1.6118 | 4 | 7923.4096 | 15194.8181 | 161.5294 | 309.7669 | 128.4054 | 16.8354 | 77.1548 | 4382321.3301 | 0 | 2615359.3293 | 0 | 0 | 0 | 2203364.6941 | 3588407.6878 | 9336300.7201 | 6372217.0832 | 28497970.8445 | 961560.8286 | 21624711.9638 | 21624711.9638 | 16547321.491 | 8708592.4126 | 0 | 51084243.637 | 97964869.5044 | 5623.4133 | 6.4473 | 7923.4096 | 15194.8181 | 161.5294 | 309.7669
1 | 5000 | 707 | 0.035 | 15 | 15 | 7 | 7.4989e-12 | 5spot_SharedNeighbor | CO2 | Porous | Wet | R600a | MinimizeLCOE_Brownfield | IgnoreSilica | 2019 | 78.9413 | 15.4415 | 1.9789 | 4 | 6878.8997 | 12801.4976 | 140.2357 | 260.9758 | 128.2613 | 16.6413 | 87.3946 | 4938537.1014 | 0 | 2998993.6858 | 0 | 0 | 0 | 2350296.1311 | 4012252.4982 | 10439057.9741 | 7124871.5685 | 31864008.9592 | 961560.8286 | 21624711.9638 | 21624711.9638 | 16547321.491 | 8708592.4126 | 0 | 54450281.7516 | 101330907.619 | 7498.9421 | 7.9156 | 6878.8997 | 12801.4976 | 140.2357 | 260.9758
1 | 5000 | 707 | 0.035 | 15 | 15 | 7 | 1e-11 | 5spot_SharedNeighbor | CO2 | Porous | Wet | R600a | MinimizeLCOE_Brownfield | IgnoreSilica | 2019 | 91.2749 | 18.0182 | 2.3599 | 4 | 6088.6746 | 11055.0183 | 124.1259 | 225.3715 | 127.8934 | 16.4059 | 84.2353 | 5453630.366 | 0 | 3368320.6805 | 0 | 0 | 0 | 2442474.5577 | 4393125.9856 | 11430012.6606 | 7801218.5041 | 34888782.7545 | 961560.8286 | 21624711.9638 | 21624711.9638 | 16547321.491 | 8708592.4126 | 0 | 57475055.547 | 104355681.4144 | 10000 | 9.4397 | 6088.6746 | 11055.0183 | 124.1259 | 225.3715
1 | 5000 | 707 | 0.035 | 15 | 15 | 7 | 1.3335e-11 | 5spot_SharedNeighbor | CO2 | Porous | Wet | R600a | MinimizeLCOE_Brownfield | IgnoreSilica | 2019 | 102.8265 | 20.4533 | 2.7318 | 4 | 5493.1235 | 9783.3643 | 111.9848 | 199.4471 | 127.3698 | 16.1477 | 94.659 | 5904459.8013 | 0 | 3705239.5138 | 0 | 0 | 0 | 2477970.3449 | 4714191.1674 | 12265358.404 | 8371359.1386 | 37438578.3701 | 961560.8286 | 21624711.9638 | 21624711.9638 | 16547321.491 | 8708592.4126 | 0 | 60024851.1625 | 106905477.0299 | 13335.2143 | 10.9273 | 5493.1235 | 9783.3643 | 111.9848 | 199.4471
1 | 5000 | 707 | 0.035 | 15 | 15 | 7 | 1.7783e-11 | 5spot_SharedNeighbor | CO2 | Porous | Wet | R600a | MinimizeLCOE_Brownfield | IgnoreSilica | 2019 | 113.0823 | 22.6335 | 3.0746 | 4 | 5045.7775 | 8857.6704 | 102.865 | 180.5756 | 126.7703 | 15.8882 | 103.092 | 6280107.4122 | 0 | 3998047.0082 | 0 | 0 | 0 | 2465168.2278 | 4969895.8328 | 12930649.4911 | 8825433.9759 | 39469301.948 | 961560.8286 | 21624711.9638 | 21624711.9638 | 16547321.491 | 8708592.4126 | 0 | 62055574.7404 | 108936200.6078 | 17782.7941 | 12.2985 | 5045.7775 | 8857.6704 | 102.865 | 180.5756
1 | 5000 | 707 | 0.035 | 15 | 15 | 7 | 2.3714e-11 | 5spot_SharedNeighbor | CO2 | Porous | Wet | R600a | MinimizeLCOE_Brownfield | IgnoreSilica | 2019 | 121.7741 | 24.496 | 3.3753 | 4 | 4710.4893 | 8182.8705 | 96.0297 | 166.8189 | 126.1668 | 15.6462 | 89.7865 | 6580681.7116 | 0 | 4242053.9956 | 0 | 0 | 0 | 2418044.0851 | 5163904.119 | 13435419.2552 | 9169949.7119 | 41010052.8783 | 961560.8286 | 21624711.9638 | 21624711.9638 | 16547321.491 | 8708592.4126 | 0 | 63596325.6707 | 110476951.5381 | 23713.7371 | 13.501 | 4710.4893 | 8182.8705 | 96.0297 | 166.8189
1 | 5000 | 707 | 0.035 | 15 | 15 | 7 | 3.1623e-11 | 5spot_SharedNeighbor | CO2 | Porous | Wet | R600a | MinimizeLCOE_Brownfield | IgnoreSilica | 2019 | 128.9313 | 26.0396 | 3.6293 | 4 | 4459.4545 | 7688.7909 | 90.912 | 156.7464 | 125.6054 | 15.4315 | 102.6053 | 6815998.4561 | 0 | 4440369.591 | 0 | 0 | 0 | 2353143.978 | 5307709.6898 | 13809571.8519 | 9425316.5472 | 42152110.114 | 961560.8286 | 21624711.9638 | 21624711.9638 | 16547321.491 | 8708592.4126 | 0 | 64738382.9065 | 111619008.7739 | 31622.7766 | 14.5171 | 4459.4545 | 7688.7909 | 90.912 | 156.7464
1 | 5000 | 707 | 0.035 | 15 | 15 | 7 | 4.217e-11 | 5spot_SharedNeighbor | CO2 | Porous | Wet | R600a | MinimizeLCOE_Brownfield | IgnoreSilica | 2019 | 134.6387 | 27.2781 | 3.8369 | 4 | 4271.5469 | 7326.1148 | 87.0813 | 149.3528 | 125.1161 | 15.2505 | 112.9641 | 6995728.7514 | 0 | 4596934.6289 | 0 | 0 | 0 | 2281626.8452 | 5410973.1879 | 14078242.2918 | 9608689.6431 | 42972195.3482 | 961560.8286 | 21624711.9638 | 21624711.9638 | 16547321.491 | 8708592.4126 | 0 | 65558468.1407 | 112439094.0081 | 42169.6503 | 15.3477 | 4271.5469 | 7326.1148 | 87.0813 | 149.3528
1 | 5000 | 707 | 0.035 | 15 | 15 | 7 | 5.6234e-11 | 5spot_SharedNeighbor | CO2 | Porous | Wet | R600a | MinimizeLCOE_Brownfield | IgnoreSilica | 2019 | 139.1166 | 28.2545 | 4.003 | 4 | 4130.8636 | 7058.7234 | 84.2132 | 143.9016 | 124.7061 | 15.1023 | 102.0753 | 7131787.7669 | 0 | 4718841.4635 | 0 | 0 | 0 | 2212391.0524 | 5484577.9103 | 14269746.6809 | 9739395.3237 | 43556740.1977 | 961560.8286 | 21624711.9638 | 21624711.9638 | 16547321.491 | 8708592.4126 | 0 | 66143012.9901 | 113023638.8575 | 56234.1325 | 16.0119 | 4130.8636 | 7058.7234 | 84.2132 | 143.9016
1 | 5000 | 707 | 0.035 | 15 | 15 | 7 | 7.4989e-11 | 5spot_SharedNeighbor | CO2 | Porous | Wet | R600a | MinimizeLCOE_Brownfield | IgnoreSilica | 2019 | 142.5971 | 29.0162 | 4.1337 | 4 | 4025.4975 | 6860.7504 | 82.0652 | 139.8657 | 124.3716 | 14.9833 | 110.205 | 7234513.1525 | 0 | 4813054.8923 | 0 | 0 | 0 | 2150471.406 | 5537235.3858 | 14406750.6307 | 9832903.3346 | 43974928.8019 | 961560.8286 | 21624711.9638 | 21624711.9638 | 16547321.491 | 8708592.4126 | 0 | 66561201.5944 | 113441827.4618 | 74989.4209 | 16.5349 | 4025.4975 | 6860.7504 | 82.0652 | 139.8657
1 | 5000 | 707 | 0.035 | 15 | 15 | 7 | 1e-10 | 5spot_SharedNeighbor | CO2 | Porous | Wet | R600a | MinimizeLCOE_Brownfield | IgnoreSilica | 2019 | 145.2501 | 29.5991 | 4.235 | 4 | 3946.5534 | 6714.0125 | 80.4558 | 136.8742 | 124.1071 | 14.8904 | 109.9621 | 7311019.3298 | 0 | 4884561.1651 | 0 | 0 | 0 | 2097131.8188 | 5574157.8024 | 14502815.1848 | 9898469.3666 | 44268154.6675 | 961560.8286 | 21624711.9638 | 21624711.9638 | 16547321.491 | 8708592.4126 | 0 | 66854427.46 | 113735053.3274 | 100000 | 16.94 | 3946.5534 | 6714.0125 | 80.4558 | 136.8742
1 | 5000 | 707 | 0.035 | 15 | 15 | 7 | 1.3335e-10 | 5spot_SharedNeighbor | CO2 | Porous | Wet | R600a | MinimizeLCOE_Brownfield | IgnoreSilica | 2019 | 147.2964 | 30.0492 | 4.3133 | 4 | 3887.3879 | 6604.6238 | 79.2497 | 134.6442 | 123.8975 | 14.8174 | 114.1574 | 7368962.7748 | 0 | 4939535.0638 | 0 | 0 | 0 | 2053597.0244 | 5601216.9966 | 14573217.6576 | 9946520.501 | 44483050.0182 | 961560.8286 | 21624711.9638 | 21624711.9638 | 16547321.491 | 8708592.4126 | 0 | 67069322.8106 | 113949948.678 | 133352.1432 | 17.2531 | 3887.3879 | 6604.6238 | 79.2497 | 134.6442
1 | 5000 | 707 | 0.035 | 15 | 15 | 7 | 1.7783e-10 | 5spot_SharedNeighbor | CO2 | Porous | Wet | R600a | MinimizeLCOE_Brownfield | IgnoreSilica | 2019 | 148.8387 | 30.3894 | 4.3729 | 4 | 3843.0359 | 6523.195 | 78.3455 | 132.9842 | 123.7362 | 14.7617 | 108.5623 | 7412015.5659 | 0 | 4980868.6281 | 0 | 0 | 0 | 2018297.1206 | 5620360.7127 | 14623025.68 | 9980515.4997 | 44635083.2071 | 961560.8286 | 21624711.9638 | 21624711.9638 | 16547321.491 | 8708592.4126 | 0 | 67221355.9995 | 114101981.867 | 177827.941 | 17.4917 | 3843.0359 | 6523.195 | 78.3455 | 132.9842
1 | 5000 | 707 | 0.035 | 15 | 15 | 7 | 2.3714e-10 | 5spot_SharedNeighbor | CO2 | Porous | Wet | R600a | MinimizeLCOE_Brownfield | IgnoreSilica | 2019 | 150 | 30.646 | 4.4182 | 4 | 3809.7837 | 6462.4618 | 77.6676 | 131.746 | 123.613 | 14.7192 | 116.2847 | 7444078.4421 | 0 | 5011933.8458 | 0 | 0 | 0 | 1990274.8742 | 5634051.9932 | 14658647.5833 | 10004828.1807 | 44743814.9193 | 961560.8286 | 21624711.9638 | 21624711.9638 | 16547321.491 | 8708592.4126 | 0 | 67330087.7117 | 114210713.5791 | 237137.3706 | 17.6729 | 3809.7837 | 6462.4618 | 77.6676 | 131.746
1 | 5000 | 707 | 0.035 | 15 | 15 | 7 | 3.1623e-10 | 5spot_SharedNeighbor | CO2 | Porous | Wet | R600a | MinimizeLCOE_Brownfield | IgnoreSilica | 2019 | 150.8797 | 30.8406 | 4.4526 | 4 | 3784.8511 | 6417.0456 | 77.1593 | 130.8202 | 123.5185 | 14.6869 | 121.6369 | 7468165.9983 | 0 | 5035435.5456 | 0 | 0 | 0 | 1968481.4096 | 5644112.3519 | 14684822.5729 | 10022693.1489 | 44823711.0272 | 961560.8286 | 21624711.9638 | 21624711.9638 | 16547321.491 | 8708592.4126 | 0 | 67409983.8196 | 114290609.687 | 316227.766 | 17.8105 | 3784.8511 | 6417.0456 | 77.1593 | 130.8202
1 | 5000 | 707 | 0.035 | 15 | 15 | 7 | 4.217e-10 | 5spot_SharedNeighbor | CO2 | Porous | Wet | R600a | MinimizeLCOE_Brownfield | IgnoreSilica | 2019 | 151.5519 | 30.9891 | 4.4787 | 4 | 3766.1555 | 6382.9945 | 76.7782 | 130.126 | 123.4457 | 14.662 | 99.0162 | 7486453.992 | 0 | 5053373.9931 | 0 | 0 | 0 | 1951828.598 | 5651746.0674 | 14704683.9348 | 10036248.9366 | 44884335.5219 | 961560.8286 | 21624711.9638 | 21624711.9638 | 16547321.491 | 8708592.4126 | 0 | 67470608.3143 | 114351234.1817 | 421696.5034 | 17.915 | 3766.1555 | 6382.9945 | 76.7782 | 130.126
1 | 5000 | 707 | 0.035 | 15 | 15 | 7 | 5.6234e-10 | 5spot_SharedNeighbor | CO2 | Porous | Wet | R600a | MinimizeLCOE_Brownfield | IgnoreSilica | 2019 | 152.0512 | 31.0997 | 4.4984 | 4 | 3752.1362 | 6357.5672 | 76.4924 | 129.6076 | 123.3913 | 14.6434 | 108.6697 | 7499972.5287 | 0 | 5066689.7911 | 0 | 0 | 0 | 1938932.0237 | 5657181.794 | 14718826.5804 | 10045901.5827 | 44927504.3006 | 961560.8286 | 21624711.9638 | 21624711.9638 | 16547321.491 | 8708592.4126 | 0 | 67513777.0931 | 114394402.9605 | 562341.3252 | 17.9934 | 3752.1362 | 6357.5672 | 76.4924 | 129.6076
1 | 5000 | 707 | 0.035 | 15 | 15 | 7 | 7.4989e-10 | 5spot_SharedNeighbor | CO2 | Porous | Wet | R600a | MinimizeLCOE_Brownfield | IgnoreSilica | 2019 | 152.4191 | 31.1814 | 4.513 | 4 | 3741.6233 | 6338.5932 | 76.2781 | 129.2208 | 123.351 | 14.6297 | 112.3126 | 7509893.4883 | 0 | 5076493.1758 | 0 | 0 | 0 | 1928954.1687 | 5660982.9248 | 14728716.343 | 10052651.549 | 44957691.6496 | 961560.8286 | 21624711.9638 | 21624711.9638 | 16547321.491 | 8708592.4126 | 0 | 67543964.442 | 114424590.3094 | 749894.2093 | 18.052 | 3741.6233 | 6338.5932 | 76.2781 | 129.2208
1 | 5000 | 707 | 0.035 | 15 | 15 | 7 | 1e-09 | 5spot_SharedNeighbor | CO2 | Porous | Wet | R600a | MinimizeLCOE_Brownfield | IgnoreSilica | 2019 | 152.7091 | 31.2455 | 4.5242 | 4 | 3733.7398 | 6324.262 | 76.1173 | 128.9286 | 123.3191 | 14.6188 | 112.3145 | 7517696.7327 | 0 | 5084219.9511 | 0 | 0 | 0 | 1921640.3384 | 5664187.2387 | 14737053.3104 | 10058341.7005 | 44983139.2718 | 961560.8286 | 21624711.9638 | 21624711.9638 | 16547321.491 | 8708592.4126 | 0 | 67569412.0642 | 114450037.9316 | 1000000 | 18.097 | 3733.7398 | 6324.262 | 76.1173 | 128.9286
1 | 5000 | 707 | 0.035 | 15 | 15 | 7 | 1.3335e-09 | 5spot_SharedNeighbor | CO2 | Porous | Wet | R600a | MinimizeLCOE_Brownfield | IgnoreSilica | 2019 | 152.9138 | 31.2911 | 4.5325 | 4 | 3727.8281 | 6313.6374 | 75.9968 | 128.712 | 123.2965 | 14.6112 | 111.4404 | 7523189.547 | 0 | 5089670.5131 | 0 | 0 | 0 | 1915853.4188 | 5666198.2568 | 14742285.567 | 10061912.8232 | 44999110.1259 | 961560.8286 | 21624711.9638 | 21624711.9638 | 16547321.491 | 8708592.4126 | 0 | 67585382.9184 | 114466008.7858 | 1333521.4322 | 18.13 | 3727.8281 | 6313.6374 | 75.9968 | 128.712
1 | 5000 | 707 | 0.035 | 15 | 15 | 7 | 1.7783e-09 | 5spot_SharedNeighbor | CO2 | Porous | Wet | R600a | MinimizeLCOE_Brownfield | IgnoreSilica | 2019 | 153.0723 | 31.3263 | 4.5388 | 4 | 3723.3948 | 6305.6328 | 75.9064 | 128.5489 | 123.279 | 14.6052 | 118.1544 | 7527438.5918 | 0 | 5093891.6112 | 0 | 0 | 0 | 1911577.1412 | 5667833.8642 | 14746541.0821 | 10064817.2997 | 45012099.5902 | 961560.8286 | 21624711.9638 | 21624711.9638 | 16547321.491 | 8708592.4126 | 0 | 67598372.3826 | 114478998.25 | 1778279.41 | 18.155 | 3723.3948 | 6305.6328 | 75.9064 | 128.5489
1 | 5000 | 707 | 0.035 | 15 | 15 | 7 | 2.3714e-09 | 5spot_SharedNeighbor | CO2 | Porous | Wet | R600a | MinimizeLCOE_Brownfield | IgnoreSilica | 2019 | 153.189 | 31.3522 | 4.5434 | 4 | 3720.0704 | 6299.6526 | 75.8387 | 128.4269 | 123.2661 | 14.6008 | 118.6754 | 7530561.9679 | 0 | 5096997.8748 | 0 | 0 | 0 | 1908310.2788 | 5668989.3474 | 14749547.4122 | 10066869.1817 | 45021276.0628 | 961560.8286 | 21624711.9638 | 21624711.9638 | 16547321.491 | 8708592.4126 | 0 | 67607548.8552 | 114488174.7226 | 2371373.7057 | 18.1737 | 3720.0704 | 6299.6526 | 75.8387 | 128.4269
1 | 5000 | 707 | 0.035 | 15 | 15 | 7 | 3.1623e-09 | 5spot_SharedNeighbor | CO2 | Porous | Wet | R600a | MinimizeLCOE_Brownfield | IgnoreSilica | 2019 | 153.2887 | 31.3741 | 4.5471 | 4 | 3717.5774 | 6295.0661 | 75.7878 | 128.3334 | 123.2551 | 14.5971 | 105.2044 | 7533229.216 | 0 | 5099650.676 | 0 | 0 | 0 | 1906079.4318 | 5670194.1363 | 14752682.0259 | 10069008.62 | 45030844.106 | 961560.8286 | 21624711.9638 | 21624711.9638 | 16547321.491 | 8708592.4126 | 0 | 67617116.8984 | 114497742.7658 | 3162277.6602 | 18.1885 | 3717.5774 | 6295.0661 | 75.7878 | 128.3334
1 | 5000 | 707 | 0.035 | 15 | 15 | 7 | 4.217e-09 | 5spot_SharedNeighbor | CO2 | Porous | Wet | R600a | MinimizeLCOE_Brownfield | IgnoreSilica | 2019 | 153.3593 | 31.3896 | 4.5498 | 4 | 3715.7079 | 6291.6637 | 75.7497 | 128.2641 | 123.2473 | 14.5944 | 114.7427 | 7535115.5414 | 0 | 5101528.5172 | 0 | 0 | 0 | 1904321.5394 | 5670976.5832 | 14754717.7922 | 10070398.0723 | 45037058.0455 | 961560.8286 | 21624711.9638 | 21624711.9638 | 16547321.491 | 8708592.4126 | 0 | 67623330.838 | 114503956.7054 | 4216965.0343 | 18.1993 | 3715.7079 | 6291.6637 | 75.7497 | 128.2641
1 | 5000 | 707 | 0.035 | 15 | 15 | 7 | 5.6234e-09 | 5spot_SharedNeighbor | CO2 | Porous | Wet | R600a | MinimizeLCOE_Brownfield | IgnoreSilica | 2019 | 153.4083 | 31.4006 | 4.5518 | 4 | 3714.306 | 6289.1457 | 75.7212 | 128.2127 | 123.2419 | 14.5926 | 107.315 | 7536426.4794 | 0 | 5102834.6886 | 0 | 0 | 0 | 1902927.8073 | 5671453.7004 | 14755959.1533 | 10071245.3267 | 45040847.1557 | 961560.8286 | 21624711.9638 | 21624711.9638 | 16547321.491 | 8708592.4126 | 0 | 67627119.9481 | 114507745.8155 | 5623413.2519 | 18.2072 | 3714.306 | 6289.1457 | 75.7212 | 128.2127
1 | 5000 | 707 | 0.035 | 15 | 15 | 7 | 7.4989e-09 | 5spot_SharedNeighbor | CO2 | Porous | Wet | R600a | MinimizeLCOE_Brownfield | IgnoreSilica | 2019 | 153.4324 | 31.4063 | 4.5531 | 4 | 3713.2547 | 6287.3661 | 75.6997 | 128.1765 | 123.2391 | 14.5917 | 111.0098 | 7537067.3505 | 0 | 5103475.4213 | 0 | 0 | 0 | 1901641.3483 | 5671451.8068 | 14755954.2267 | 10071241.9642 | 45040832.1179 | 961560.8286 | 21624711.9638 | 21624711.9638 | 16547321.491 | 8708592.4126 | 0 | 67627104.9103 | 114507730.7777 | 7498942.0933 | 18.2124 | 3713.2547 | 6287.3661 | 75.6997 | 128.1765
1 | 5000 | 707 | 0.035 | 15 | 15 | 7 | 1e-08 | 5spot_SharedNeighbor | CO2 | Porous | Wet | R600a | MinimizeLCOE_Brownfield | IgnoreSilica | 2019 | 153.4667 | 31.4137 | 4.5543 | 4 | 3712.4663 | 6285.8938 | 75.6836 | 128.1464 | 123.2354 | 14.5904 | 104.0958 | 7537983.0781 | 0 | 5104387.1987 | 0 | 0 | 0 | 1900980.5687 | 5671906.8298 | 14757138.103 | 10072049.9841 | 45044445.7624 | 961560.8286 | 21624711.9638 | 21624711.9638 | 16547321.491 | 8708592.4126 | 0 | 67630718.5549 | 114511344.4223 | 10000000 | 18.2172 | 3712.4663 | 6285.8938 | 75.6836 | 128.1464
1 | 5100 | 707 | 0.035 | 15 | 15 | 7 | 1e-13 | 5spot_SharedNeighbor | CO2 | Porous | Wet | R600a | MinimizeLCOE_Brownfield | IgnoreSilica | 2019 | 1.6 | 0.031911 | 0.0036112 | 4 | 1706845.0647 | 5031914.3817 | 34796.3453 | 102582.3808 | 77.762 | 14.7556 | 24.081 | 200875.355 | 0 | 86292.6491 | 0 | 0 | 0 | 197794.9324 | 189135.5452 | 492091.8916 | 335862.8275 | 1502053.2008 | 961560.8286 | 22191273.92 | 22191273.92 | 16930155.7018 | 8908244.0339 | 0 | 24654887.9494 | 72684561.6051 | 100 | 0.014445 | 1706845.0647 | 5031914.3817 | 34796.3453 | 102582.3808
1 | 5100 | 707 | 0.035 | 15 | 15 | 7 | 1.3335e-13 | 5spot_SharedNeighbor | CO2 | Porous | Wet | R600a | MinimizeLCOE_Brownfield | IgnoreSilica | 2019 | 1.6 | 0.052267 | 0.0085186 | 4 | 721299.8473 | 2130854.696 | 14704.673 | 43440.3552 | 77.762 | 14.7556 | 25.7862 | 200875.3617 | 0 | 86292.6451 | 0 | 0 | 0 | 172914.7578 | 179432.2782 | 466845.9813 | 318631.975 | 1424992.9992 | 961560.8286 | 22191273.92 | 22191273.92 | 16930155.7018 | 8908244.0339 | 0 | 24577827.7477 | 72607501.4034 | 133.3521 | 0.034074 | 721299.8473 | 2130854.696 | 14704.673 | 43440.3552
1 | 5100 | 707 | 0.035 | 15 | 15 | 7 | 1.7783e-13 | 5spot_SharedNeighbor | CO2 | Porous | Wet | R600a | MinimizeLCOE_Brownfield | IgnoreSilica | 2019 | 3.3466 | 0.27309 | 0.025042 | 4 | 261578.667 | 741077.2818 | 5332.6349 | 15107.8628 | 98.8762 | 16.1885 | 54.2283 | 418558.8441 | 0 | 211053.0088 | 0 | 0 | 0 | 354670.3247 | 383870.0493 | 998751.1256 | 681668.1655 | 3048571.518 | 961560.8286 | 22191273.92 | 22191273.92 | 16930155.7018 | 8908244.0339 | 0 | 26201406.2666 | 74231079.9223 | 177.8279 | 0.10017 | 261578.667 | 741077.2818 | 5332.6349 | 15107.8628
1 | 5100 | 707 | 0.035 | 15 | 15 | 7 | 2.3714e-13 | 5spot_SharedNeighbor | CO2 | Porous | Wet | R600a | MinimizeLCOE_Brownfield | IgnoreSilica | 2019 | 4.5381 | 0.47469 | 0.044732 | 4 | 151656.8226 | 420085.4951 | 3091.7295 | 8564.011 | 106.1298 | 16.5956 | 58.5946 | 553245.0149 | 0 | 290400.8482 | 0 | 0 | 0 | 442322.0294 | 501527.4781 | 1304871.6205 | 890601.6934 | 3982968.6846 | 961560.8286 | 22191273.92 | 22191273.92 | 16930155.7018 | 8908244.0339 | 0 | 27135803.4332 | 75165477.0889 | 237.1374 | 0.17893 | 151656.8226 | 420085.4951 | 3091.7295 | 8564.011
1 | 5100 | 707 | 0.035 | 15 | 15 | 7 | 3.1623e-13 | 5spot_SharedNeighbor | CO2 | Porous | Wet | R600a | MinimizeLCOE_Brownfield | IgnoreSilica | 2019 | 6.0844 | 0.7534 | 0.072774 | 4 | 97044.3894 | 262040.4243 | 1978.3811 | 5342.0485 | 112.0858 | 16.9011 | 78.3914 | 714981.2136 | 0 | 385926.2089 | 0 | 0 | 0 | 544547.6635 | 641727.4835 | 1669643.2758 | 1139565.8435 | 5096391.6888 | 961560.8286 | 22191273.92 | 22191273.92 | 16930155.7018 | 8908244.0339 | 0 | 28249226.4374 | 76278900.0931 | 316.2278 | 0.2911 | 97044.3894 | 262040.4243 | 1978.3811 | 5342.0485
1 | 5100 | 707 | 0.035 | 15 | 15 | 7 | 4.217e-13 | 5spot_SharedNeighbor | CO2 | Porous | Wet | R600a | MinimizeLCOE_Brownfield | IgnoreSilica | 2019 | 8.0212 | 1.1189 | 0.11188 | 4 | 65855.2984 | 173183.8759 | 1342.5493 | 3530.5876 | 116.774 | 17.1239 | 66.699 | 901977.3334 | 0 | 481419.1784 | 0 | 0 | 0 | 656311.9002 | 795486.2807 | 2069692.1256 | 1412607.4037 | 6317494.222 | 961560.8286 | 22191273.92 | 22191273.92 | 16930155.7018 | 8908244.0339 | 0 | 29470328.9705 | 77500002.6263 | 421.6965 | 0.4475 | 65855.2984 | 173183.8759 | 1342.5493 | 3530.5876
1 | 5100 | 707 | 0.035 | 15 | 15 | 7 | 5.6234e-13 | 5spot_SharedNeighbor | CO2 | Porous | Wet | R600a | MinimizeLCOE_Brownfield | IgnoreSilica | 2019 | 10.487 | 1.5966 | 0.16482 | 4 | 46867.8509 | 119720.0947 | 955.4645 | 2440.6561 | 120.5179 | 17.2899 | 72.3996 | 1121745.9529 | 0 | 596558.9108 | 0 | 0 | 0 | 782612.2269 | 975357.6653 | 2537680.5718 | 1732019.1344 | 7745974.4621 | 961560.8286 | 22191273.92 | 22191273.92 | 16930155.7018 | 8908244.0339 | 0 | 30898809.2107 | 78928482.8664 | 562.3413 | 0.65928 | 46867.8509 | 119720.0947 | 955.4645 | 2440.6561
1 | 5100 | 707 | 0.035 | 15 | 15 | 7 | 7.4989e-13 | 5spot_SharedNeighbor | CO2 | Porous | Wet | R600a | MinimizeLCOE_Brownfield | IgnoreSilica | 2019 | 13.6024 | 2.2111 | 0.23535 | 4 | 34583.1205 | 85601.9195 | 705.0237 | 1745.1109 | 123.4727 | 17.4113 | 64.8803 | 1378123.1188 | 0 | 734554.0325 | 0 | 0 | 0 | 923595.1983 | 1184146.2163 | 3080905.5531 | 2102781.3463 | 9404105.4653 | 961560.8286 | 22191273.92 | 22191273.92 | 16930155.7018 | 8908244.0339 | 0 | 32556940.2139 | 80586613.8696 | 749.8942 | 0.94141 | 34583.1205 | 85601.9195 | 705.0237 | 1745.1109
1 | 5100 | 707 | 0.035 | 15 | 15 | 7 | 1e-12 | 5spot_SharedNeighbor | CO2 | Porous | Wet | R600a | MinimizeLCOE_Brownfield | IgnoreSilica | 2019 | 17.5413 | 2.9974 | 0.32837 | 4 | 26257.8045 | 62825.0111 | 535.3009 | 1280.7728 | 125.7978 | 17.4969 | 60.9679 | 1677859.629 | 0 | 900288.3509 | 0 | 0 | 0 | 1081810.8043 | 1427383.9259 | 3713760.1785 | 2534717.6319 | 11335820.5206 | 961560.8286 | 22191273.92 | 22191273.92 | 16930155.7018 | 8908244.0339 | 0 | 34488655.2692 | 82518328.9249 | 1000 | 1.3135 | 26257.8045 | 62825.0111 | 535.3009 | 1280.7728
1 | 5100 | 707 | 0.035 | 15 | 15 | 7 | 1.3335e-12 | 5spot_SharedNeighbor | CO2 | Porous | Wet | R600a | MinimizeLCOE_Brownfield | IgnoreSilica | 2019 | 22.5159 | 3.9984 | 0.44996 | 4 | 20413.9065 | 47099.4537 | 416.1651 | 960.1861 | 127.6128 | 17.551 | 74.9201 | 2028358.3758 | 0 | 1099317.7943 | 0 | 0 | 0 | 1259726.5127 | 1711087.0463 | 4451897.5022 | 3038511.5226 | 13588898.7539 | 961560.8286 | 22191273.92 | 22191273.92 | 16930155.7018 | 8908244.0339 | 0 | 36741733.5025 | 84771407.1582 | 1333.5214 | 1.7998 | 20413.9065 | 47099.4537 | 416.1651 | 960.1861
1 | 5100 | 707 | 0.035 | 15 | 15 | 7 | 1.7783e-12 | 5spot_SharedNeighbor | CO2 | Porous | Wet | R600a | MinimizeLCOE_Brownfield | IgnoreSilica | 2019 | 28.7056 | 5.2533 | 0.60692 | 4 | 16199.9696 | 35984.3035 | 330.2583 | 733.5887 | 128.9938 | 17.5738 | 63.0007 | 2432720.9888 | 0 | 1335074.1583 | 0 | 0 | 0 | 1454642.69 | 2036750.7565 | 5299207.6733 | 3616818.1248 | 16175214.3917 | 961560.8286 | 22191273.92 | 22191273.92 | 16930155.7018 | 8908244.0339 | 0 | 39328049.1402 | 87357722.796 | 1778.2794 | 2.4277 | 16199.9696 | 35984.3035 | 330.2583 | 733.5887
1 | 5100 | 707 | 0.035 | 15 | 15 | 7 | 2.3714e-12 | 5spot_SharedNeighbor | CO2 | Porous | Wet | R600a | MinimizeLCOE_Brownfield | IgnoreSilica | 2019 | 36.3233 | 6.8075 | 0.80674 | 4 | 13098.1254 | 27982.0338 | 267.023 | 570.4516 | 130.0113 | 17.5626 | 73.0499 | 2894756.5939 | 0 | 1611686.2705 | 0 | 0 | 0 | 1664895.7767 | 2406822.07 | 6262057.3192 | 4273982.7927 | 19114200.8231 | 961560.8286 | 22191273.92 | 22191273.92 | 16930155.7018 | 8908244.0339 | 0 | 42267035.5716 | 90296709.2273 | 2371.3737 | 3.227 | 13098.1254 | 27982.0338 | 267.023 | 570.4516
1 | 5100 | 707 | 0.035 | 15 | 15 | 7 | 3.1623e-12 | 5spot_SharedNeighbor | CO2 | Porous | Wet | R600a | MinimizeLCOE_Brownfield | IgnoreSilica | 2019 | 45.4802 | 8.6887 | 1.0558 | 4 | 10779.7729 | 22152.9887 | 219.7603 | 451.6186 | 130.7074 | 17.5117 | 74.4887 | 3410986.8375 | 0 | 1929257.2582 | 0 | 0 | 0 | 1882509.2874 | 2816873.8194 | 7328927.8577 | 5002143.8573 | 22370698.9174 | 961560.8286 | 22191273.92 | 22191273.92 | 16930155.7018 | 8908244.0339 | 0 | 45523533.666 | 93553207.3217 | 3162.2777 | 4.2231 | 10779.7729 | 22152.9887 | 219.7603 | 451.6186
1 | 5100 | 707 | 0.035 | 15 | 15 | 7 | 4.217e-12 | 5spot_SharedNeighbor | CO2 | Porous | Wet | R600a | MinimizeLCOE_Brownfield | IgnoreSilica | 2019 | 56.177 | 10.9024 | 1.3574 | 4 | 9029.2151 | 17875.3047 | 184.0728 | 364.4123 | 131.1073 | 17.4126 | 75.758 | 3971927.5409 | 0 | 2284435.8904 | 0 | 0 | 0 | 2096557.8472 | 3257639.2986 | 8475709.2213 | 5784845.7019 | 25871115.5004 | 961560.8286 | 22191273.92 | 22191273.92 | 16930155.7018 | 8908244.0339 | 0 | 49023950.2489 | 97053623.9047 | 4216.965 | 5.4295 | 9029.2151 | 17875.3047 | 184.0728 | 364.4123
1 | 5100 | 707 | 0.035 | 15 | 15 | 7 | 5.6234e-12 | 5spot_SharedNeighbor | CO2 | Porous | Wet | R600a | MinimizeLCOE_Brownfield | IgnoreSilica | 2019 | 68.0935 | 13.3893 | 1.7072 | 4 | 7701.7703 | 14735.1346 | 157.011 | 300.3956 | 131.2214 | 17.2604 | 76.0138 | 4553532.2788 | 0 | 2664507.5978 | 0 | 0 | 0 | 2287566.1026 | 3707186.3319 | 9645338.3872 | 6583141.6412 | 29441272.3396 | 961560.8286 | 22191273.92 | 22191273.92 | 16930155.7018 | 8908244.0339 | 0 | 52594107.0882 | 100623780.7439 | 5623.4133 | 6.8288 | 7701.7703 | 14735.1346 | 157.011 | 300.3956
1 | 5100 | 707 | 0.035 | 15 | 15 | 7 | 7.4989e-12 | 5spot_SharedNeighbor | CO2 | Porous | Wet | R600a | MinimizeLCOE_Brownfield | IgnoreSilica | 2019 | 80.6345 | 16.0304 | 2.0915 | 4 | 6695.0519 | 12435.9795 | 136.4877 | 253.5243 | 131.0654 | 17.0552 | 75.1826 | 5123426.0093 | 0 | 3050346.232 | 0 | 0 | 0 | 2435375.5613 | 4137567.643 | 10765102.2752 | 7347403.5036 | 32859221.2244 | 961560.8286 | 22191273.92 | 22191273.92 | 16930155.7018 | 8908244.0339 | 0 | 56012055.9729 | 104041729.6287 | 7498.9421 | 8.3662 | 6695.0519 | 12435.9795 | 136.4877 | 253.5243
1 | 5100 | 707 | 0.035 | 15 | 15 | 7 | 1e-11 | 5spot_SharedNeighbor | CO2 | Porous | Wet | R600a | MinimizeLCOE_Brownfield | IgnoreSilica | 2019 | 93.0387 | 18.6672 | 2.4886 | 4 | 5933.8522 | 10758.8675 | 120.9696 | 219.3341 | 130.683 | 16.8084 | 94.4905 | 5648879.1767 | 0 | 3420293.2362 | 0 | 0 | 0 | 2526435.659 | 4522287.148 | 11766063.5105 | 8030580.1144 | 35914538.8448 | 961560.8286 | 22191273.92 | 22191273.92 | 16930155.7018 | 8908244.0339 | 0 | 59067373.5934 | 107097047.2491 | 10000 | 9.9543 | 5933.8522 | 10758.8675 | 120.9696 | 219.3341
1 | 5100 | 707 | 0.035 | 15 | 15 | 7 | 1.3335e-11 | 5spot_SharedNeighbor | CO2 | Porous | Wet | R600a | MinimizeLCOE_Brownfield | IgnoreSilica | 2019 | 104.6124 | 21.1498 | 2.8743 | 4 | 5360.4807 | 9537.9203 | 109.2806 | 194.4434 | 130.1454 | 16.5395 | 80.4057 | 6107107.8533 | 0 | 3756632.377 | 0 | 0 | 0 | 2559759.4395 | 4845164.8712 | 12606125.1149 | 8603939.4209 | 38478729.0769 | 961560.8286 | 22191273.92 | 22191273.92 | 16930155.7018 | 8908244.0339 | 0 | 61631563.8255 | 109661237.4812 | 13335.2143 | 11.4974 | 5360.4807 | 9537.9203 | 109.2806 | 194.4434
1 | 5100 | 707 | 0.035 | 15 | 15 | 7 | 1.7783e-11 | 5spot_SharedNeighbor | CO2 | Porous | Wet | R600a | MinimizeLCOE_Brownfield | IgnoreSilica | 2019 | 114.8286 | 23.3604 | 3.2281 | 4 | 4929.981 | 8649.5988 | 100.5043 | 176.3338 | 129.5361 | 16.2714 | 104.617 | 6486844.4901 | 0 | 4047364.5143 | 0 | 0 | 0 | 2543728.786 | 5100395.7382 | 13270183.4758 | 9057172.8972 | 40505689.9015 | 961560.8286 | 22191273.92 | 22191273.92 | 16930155.7018 | 8908244.0339 | 0 | 63658524.6501 | 111688198.3058 | 17782.7941 | 12.9125 | 4929.981 | 8649.5988 | 100.5043 | 176.3338
1 | 5100 | 707 | 0.035 | 15 | 15 | 7 | 2.3714e-11 | 5spot_SharedNeighbor | CO2 | Porous | Wet | R600a | MinimizeLCOE_Brownfield | IgnoreSilica | 2019 | 123.4861 | 25.2483 | 3.5377 | 4 | 4607.4239 | 8001.5999 | 93.9286 | 163.1234 | 128.9247 | 16.0219 | 99.356 | 6790785.3941 | 0 | 4289699.5337 | 0 | 0 | 0 | 2494457.7845 | 5294227.6578 | 13774494.3702 | 9401375.4452 | 42045040.1855 | 961560.8286 | 22191273.92 | 22191273.92 | 16930155.7018 | 8908244.0339 | 0 | 65197874.9341 | 113227548.5898 | 23713.7371 | 14.1506 | 4607.4239 | 8001.5999 | 93.9286 | 163.1234
1 | 5100 | 707 | 0.035 | 15 | 15 | 7 | 3.1623e-11 | 5spot_SharedNeighbor | CO2 | Porous | Wet | R600a | MinimizeLCOE_Brownfield | IgnoreSilica | 2019 | 130.5755 | 26.8048 | 3.7981 | 4 | 4365.9775 | 7527.4042 | 89.0064 | 153.4563 | 128.36 | 15.8022 | 98.8305 | 7027515.5818 | 0 | 4485612.3657 | 0 | 0 | 0 | 2427241.516 | 5436744.0908 | 14145292.8946 | 9654453.0573 | 43176859.5062 | 961560.8286 | 22191273.92 | 22191273.92 | 16930155.7018 | 8908244.0339 | 0 | 66329694.2548 | 114359367.9105 | 31622.7766 | 15.1924 | 4365.9775 | 7527.4042 | 89.0064 | 153.4563
1 | 5100 | 707 | 0.035 | 15 | 15 | 7 | 4.217e-11 | 5spot_SharedNeighbor | CO2 | Porous | Wet | R600a | MinimizeLCOE_Brownfield | IgnoreSilica | 2019 | 136.2272 | 28.0532 | 4.0107 | 4 | 4185.2778 | 7179.1568 | 85.3225 | 146.3568 | 127.8687 | 15.6171 | 99.0219 | 7208363.4912 | 0 | 4640270.632 | 0 | 0 | 0 | 2354271.7209 | 5539133.2792 | 14411688.56 | 9836273.5728 | 43990001.2562 | 961560.8286 | 22191273.92 | 22191273.92 | 16930155.7018 | 8908244.0339 | 0 | 67142836.0048 | 115172509.6605 | 42169.6503 | 16.0426 | 4185.2778 | 7179.1568 | 85.3225 | 146.3568
1 | 5100 | 707 | 0.035 | 15 | 15 | 7 | 5.6234e-11 | 5spot_SharedNeighbor | CO2 | Porous | Wet | R600a | MinimizeLCOE_Brownfield | IgnoreSilica | 2019 | 140.648 | 29.0346 | 4.1802 | 4 | 4050.0084 | 6922.4433 | 82.5649 | 141.1234 | 127.4587 | 15.4662 | 116.2413 | 7344921.7483 | 0 | 4760353.9147 | 0 | 0 | 0 | 2283896.8196 | 5611777.2682 | 14600693.3181 | 9965273.2039 | 44566916.2728 | 961560.8286 | 22191273.92 | 22191273.92 | 16930155.7018 | 8908244.0339 | 0 | 67719751.0214 | 115749424.6771 | 56234.1325 | 16.7209 | 4050.0084 | 6922.4433 | 82.5649 | 141.1234
1 | 5100 | 707 | 0.035 | 15 | 15 | 7 | 7.4989e-11 | 5spot_SharedNeighbor | CO2 | Porous | Wet | R600a | MinimizeLCOE_Brownfield | IgnoreSilica | 2019 | 144.0781 | 29.799 | 4.3135 | 4 | 3948.7075 | 6732.3751 | 80.4997 | 137.2486 | 127.125 | 15.3454 | 109.0901 | 7447884.5345 | 0 | 4853004.2181 | 0 | 0 | 0 | 2221187.5014 | 5663609.739 | 14735550.7749 | 10057316.1892 | 44978552.9571 | 961560.8286 | 22191273.92 | 22191273.92 | 16930155.7018 | 8908244.0339 | 0 | 68131387.7056 | 116161061.3613 | 74989.4209 | 17.2541 | 3948.7075 | 6732.3751 | 80.4997 | 137.2486
1 | 5100 | 707 | 0.035 | 15 | 15 | 7 | 1e-10 | 5spot_SharedNeighbor | CO2 | Porous | Wet | R600a | MinimizeLCOE_Brownfield | IgnoreSilica | 2019 | 146.7117 | 30.3876 | 4.417 | 4 | 3872.8159 | 6591.2773 | 78.9526 | 134.3721 | 126.8595 | 15.2504 | 106.2075 | 7525151.9308 | 0 | 4923842.0674 | 0 | 0 | 0 | 2167803.6966 | 5700551.101 | 14831664.621 | 10122915.8641 | 45271929.2811 | 961560.8286 | 22191273.92 | 22191273.92 | 16930155.7018 | 8908244.0339 | 0 | 68424764.0297 | 116454437.6854 | 100000 | 17.668 | 3872.8159 | 6591.2773 | 78.9526 | 134.3721
1 | 5100 | 707 | 0.035 | 15 | 15 | 7 | 1.3335e-10 | 5spot_SharedNeighbor | CO2 | Porous | Wet | R600a | MinimizeLCOE_Brownfield | IgnoreSilica | 2019 | 148.7191 | 30.8374 | 4.4966 | 4 | 3815.9421 | 6486.3005 | 77.7931 | 132.232 | 126.6516 | 15.1767 | 106.2267 | 7582996.058 | 0 | 4977665.2926 | 0 | 0 | 0 | 2123821.8556 | 5726948.4504 | 14900345.1094 | 10169791.7086 | 45481568.4748 | 961560.8286 | 22191273.92 | 22191273.92 | 16930155.7018 | 8908244.0339 | 0 | 68634403.2234 | 116664076.8791 | 133352.1432 | 17.9862 | 3815.9421 | 6486.3005 | 77.7931 | 132.232
1 | 5100 | 707 | 0.035 | 15 | 15 | 7 | 1.7783e-10 | 5spot_SharedNeighbor | CO2 | Porous | Wet | R600a | MinimizeLCOE_Brownfield | IgnoreSilica | 2019 | 150.2218 | 31.1752 | 4.557 | 4 | 3773.3108 | 6408.2336 | 76.924 | 130.6405 | 126.4927 | 15.1208 | 105.8363 | 7625697.5739 | 0 | 5017862.9878 | 0 | 0 | 0 | 2088040.362 | 5745324.3602 | 14948155.4573 | 10202423.2535 | 45627503.9947 | 961560.8286 | 22191273.92 | 22191273.92 | 16930155.7018 | 8908244.0339 | 0 | 68780338.7433 | 116810012.399 | 177827.941 | 18.2281 | 3773.3108 | 6408.2336 | 76.924 | 130.6405
1 | 5100 | 707 | 0.035 | 15 | 15 | 7 | 2.3714e-10 | 5spot_SharedNeighbor | CO2 | Porous | Wet | R600a | MinimizeLCOE_Brownfield | IgnoreSilica | 2019 | 151.3861 | 31.4367 | 4.6034 | 4 | 3741.3502 | 6349.7094 | 76.2725 | 129.4474 | 126.3679 | 15.0771 | 106.1641 | 7658431.246 | 0 | 5048951.4867 | 0 | 0 | 0 | 2060362.5153 | 5759420.6467 | 14984831.1032 | 10227455.1354 | 45739452.1333 | 961560.8286 | 22191273.92 | 22191273.92 | 16930155.7018 | 8908244.0339 | 0 | 68892286.8819 | 116921960.5376 | 237137.3706 | 18.4137 | 3741.3502 | 6349.7094 | 76.2725 | 129.4474
1 | 5100 | 707 | 0.035 | 15 | 15 | 7 | 3.1623e-10 | 5spot_SharedNeighbor | CO2 | Porous | Wet | R600a | MinimizeLCOE_Brownfield | IgnoreSilica | 2019 | 152.2487 | 31.631 | 4.6383 | 4 | 3717.387 | 6306.1136 | 75.784 | 128.5587 | 126.2743 | 15.0444 | 108.0941 | 7682479.3043 | 0 | 5071952.3095 | 0 | 0 | 0 | 2038456.2771 | 5769226.2774 | 15010343.3428 | 10244867.7632 | 45817325.2743 | 961560.8286 | 22191273.92 | 22191273.92 | 16930155.7018 | 8908244.0339 | 0 | 68970160.0229 | 116999833.6786 | 316227.766 | 18.5534 | 3717.387 | 6306.1136 | 75.784 | 128.5587
1 | 5100 | 707 | 0.035 | 15 | 15 | 7 | 4.217e-10 | 5spot_SharedNeighbor | CO2 | Porous | Wet | R600a | MinimizeLCOE_Brownfield | IgnoreSilica | 2019 | 152.9092 | 31.7796 | 4.6649 | 4 | 3699.4189 | 6273.4133 | 75.4177 | 127.892 | 126.2021 | 15.0193 | 109.1236 | 7700779.8783 | 0 | 5089547.2134 | 0 | 0 | 0 | 2021761.7056 | 5776714.6309 | 15029826.5025 | 10258165.42 | 45876795.3507 | 961560.8286 | 22191273.92 | 22191273.92 | 16930155.7018 | 8908244.0339 | 0 | 69029630.0993 | 117059303.755 | 421696.5034 | 18.6596 | 3699.4189 | 6273.4133 | 75.4177 | 127.892
1 | 5100 | 707 | 0.035 | 15 | 15 | 7 | 5.6234e-10 | 5spot_SharedNeighbor | CO2 | Porous | Wet | R600a | MinimizeLCOE_Brownfield | IgnoreSilica | 2019 | 153.3935 | 31.889 | 4.6847 | 4 | 3685.9455 | 6249.047 | 75.143 | 127.3953 | 126.1487 | 15.0007 | 104.866 | 7714134.466 | 0 | 5102440.3815 | 0 | 0 | 0 | 2008717.4725 | 5781864.0048 | 15043224.1171 | 10267309.5672 | 45917690.0091 | 961560.8286 | 22191273.92 | 22191273.92 | 16930155.7018 | 8908244.0339 | 0 | 69070524.7576 | 117100198.4134 | 562341.3252 | 18.7389 | 3685.9455 | 6249.047 | 75.143 | 127.3953
1 | 5100 | 707 | 0.035 | 15 | 15 | 7 | 7.4989e-10 | 5spot_SharedNeighbor | CO2 | Porous | Wet | R600a | MinimizeLCOE_Brownfield | IgnoreSilica | 2019 | 153.7614 | 31.972 | 4.6997 | 4 | 3675.8423 | 6230.7695 | 74.937 | 127.0227 | 126.108 | 14.9866 | 111.131 | 7724240.9536 | 0 | 5112226.5696 | 0 | 0 | 0 | 1998851.156 | 5785774.2849 | 15053397.8638 | 10274253.3584 | 45948744.1863 | 961560.8286 | 22191273.92 | 22191273.92 | 16930155.7018 | 8908244.0339 | 0 | 69101578.9349 | 117131252.5906 | 749894.2093 | 18.7988 | 3675.8423 | 6230.7695 | 74.937 | 127.0227
1 | 5100 | 707 | 0.035 | 15 | 15 | 7 | 1e-09 | 5spot_SharedNeighbor | CO2 | Porous | Wet | R600a | MinimizeLCOE_Brownfield | IgnoreSilica | 2019 | 154.0392 | 32.0347 | 4.711 | 4 | 3668.2661 | 6217.0658 | 74.7826 | 126.7433 | 126.0772 | 14.9759 | 105.7076 | 7731853.9591 | 0 | 5119615.0238 | 0 | 0 | 0 | 1991391.2829 | 5788715.5036 | 15061050.3116 | 10279476.3113 | 45972102.3923 | 961560.8286 | 22191273.92 | 22191273.92 | 16930155.7018 | 8908244.0339 | 0 | 69124937.1409 | 117154610.7966 | 1000000 | 18.844 | 3668.2661 | 6217.0658 | 74.7826 | 126.7433
1 | 5100 | 707 | 0.035 | 15 | 15 | 7 | 1.3335e-09 | 5spot_SharedNeighbor | CO2 | Porous | Wet | R600a | MinimizeLCOE_Brownfield | IgnoreSilica | 2019 | 154.2561 | 32.0835 | 4.7196 | 4 | 3662.5848 | 6206.7289 | 74.6667 | 126.5326 | 126.0531 | 14.9676 | 106.9878 | 7737785.8463 | 0 | 5125380.8568 | 0 | 0 | 0 | 1985905.945 | 5791138.3327 | 15067354.016 | 10283778.7191 | 45991343.7159 | 961560.8286 | 22191273.92 | 22191273.92 | 16930155.7018 | 8908244.0339 | 0 | 69144178.4645 | 117173852.1202 | 1333521.4322 | 18.8785 | 3662.5848 | 6206.7289 | 74.6667 | 126.5326
1 | 5100 | 707 | 0.035 | 15 | 15 | 7 | 1.7783e-09 | 5spot_SharedNeighbor | CO2 | Porous | Wet | R600a | MinimizeLCOE_Brownfield | IgnoreSilica | 2019 | 154.407 | 32.1177 | 4.7259 | 4 | 3658.3244 | 6199.0812 | 74.5799 | 126.3767 | 126.0362 | 14.9618 | 112.2736 | 7741906.2996 | 0 | 5129393.004 | 0 | 0 | 0 | 1981533.7553 | 5792604.893 | 15071169.7048 | 10286383.0051 | 46002990.6618 | 961560.8286 | 22191273.92 | 22191273.92 | 16930155.7018 | 8908244.0339 | 0 | 69155825.4104 | 117185499.0661 | 1778279.41 | 18.9037 | 3658.3244 | 6199.0812 | 74.5799 | 126.3767
1 | 5100 | 707 | 0.035 | 15 | 15 | 7 | 2.3714e-09 | 5spot_SharedNeighbor | CO2 | Porous | Wet | R600a | MinimizeLCOE_Brownfield | IgnoreSilica | 2019 | 154.5339 | 32.1461 | 4.7309 | 4 | 3655.1297 | 6193.2356 | 74.5148 | 126.2575 | 126.0221 | 14.9569 | 102.0106 | 7745367.6671 | 0 | 5132764.57 | 0 | 0 | 0 | 1978501.3113 | 5794087.0839 | 15075026.0616 | 10289015.0479 | 46014761.7419 | 961560.8286 | 22191273.92 | 22191273.92 | 16930155.7018 | 8908244.0339 | 0 | 69167596.4904 | 117197270.1462 | 2371373.7057 | 18.9234 | 3655.1297 | 6193.2356 | 74.5148 | 126.2575
1 | 5100 | 707 | 0.035 | 15 | 15 | 7 | 3.1623e-09 | 5spot_SharedNeighbor | CO2 | Porous | Wet | R600a | MinimizeLCOE_Brownfield | IgnoreSilica | 2019 | 154.6117 | 32.164 | 4.7343 | 4 | 3652.7339 | 6188.9984 | 74.4659 | 126.1711 | 126.0133 | 14.9539 | 110.5824 | 7747485.5507 | 0 | 5134831.5338 | 0 | 0 | 0 | 1975882.0549 | 5794697.6644 | 15076614.6667 | 10290099.3035 | 46019610.7739 | 961560.8286 | 22191273.92 | 22191273.92 | 16930155.7018 | 8908244.0339 | 0 | 69172445.5225 | 117202119.1782 | 3162277.6602 | 18.9372 | 3652.7339 | 6188.9984 | 74.4659 | 126.1711
1 | 5100 | 707 | 0.035 | 15 | 15 | 7 | 4.217e-09 | 5spot_SharedNeighbor | CO2 | Porous | Wet | R600a | MinimizeLCOE_Brownfield | IgnoreSilica | 2019 | 154.6823 | 32.1798 | 4.7371 | 4 | 3650.9374 | 6185.7203 | 74.4293 | 126.1043 | 126.0055 | 14.9511 | 121.46 | 7749407.5289 | 0 | 5136706.151 | 0 | 0 | 0 | 1974147.9515 | 5795502.0362 | 15078707.4774 | 10291527.6898 | 46025998.8347 | 961560.8286 | 22191273.92 | 22191273.92 | 16930155.7018 | 8908244.0339 | 0 | 69178833.5833 | 117208507.239 | 4216965.0343 | 18.9482 | 3650.9374 | 6185.7203 | 74.4293 | 126.1043
1 | 5100 | 707 | 0.035 | 15 | 15 | 7 | 5.6234e-09 | 5spot_SharedNeighbor | CO2 | Porous | Wet | R600a | MinimizeLCOE_Brownfield | IgnoreSilica | 2019 | 154.7313 | 32.1909 | 4.7391 | 4 | 3649.5901 | 6183.2946 | 74.4018 | 126.0548 | 126 | 14.9492 | 114.6475 | 7750743.2484 | 0 | 5138010.0807 | 0 | 0 | 0 | 1972770.4773 | 5795994.2845 | 15079988.2063 | 10292401.8136 | 46029908.1108 | 961560.8286 | 22191273.92 | 22191273.92 | 16930155.7018 | 8908244.0339 | 0 | 69182742.8594 | 117212416.5151 | 5623413.2519 | 18.9563 | 3649.5901 | 6183.2946 | 74.4018 | 126.0548
1 | 5100 | 707 | 0.035 | 15 | 15 | 7 | 7.4989e-09 | 5spot_SharedNeighbor | CO2 | Porous | Wet | R600a | MinimizeLCOE_Brownfield | IgnoreSilica | 2019 | 154.7749 | 32.2005 | 4.7407 | 4 | 3648.5799 | 6181.4201 | 74.3812 | 126.0166 | 125.9951 | 14.9476 | 120.2707 | 7751928.3751 | 0 | 5139166.3265 | 0 | 0 | 0 | 1971864.9896 | 5796554.2796 | 15081445.1987 | 10293396.2408 | 46034355.4103 | 961560.8286 | 22191273.92 | 22191273.92 | 16930155.7018 | 8908244.0339 | 0 | 69187190.1589 | 117216863.8146 | 7498942.0933 | 18.9628 | 3648.5799 | 6181.4201 | 74.3812 | 126.0166
1 | 5100 | 707 | 0.035 | 15 | 15 | 7 | 1e-08 | 5spot_SharedNeighbor | CO2 | Porous | Wet | R600a | MinimizeLCOE_Brownfield | IgnoreSilica | 2019 | 154.7897 | 32.2042 | 4.7416 | 4 | 3647.8223 | 6180.1625 | 74.3658 | 125.991 | 125.9934 | 14.947 | 109.3819 | 7752329.2771 | 0 | 5139559.9273 | 0 | 0 | 0 | 1970842.0483 | 5796465.1886 | 15081213.4021 | 10293238.0349 | 46033647.8783 | 961560.8286 | 22191273.92 | 22191273.92 | 16930155.7018 | 8908244.0339 | 0 | 69186482.6268 | 117216156.2826 | 10000000 | 18.9665 | 3647.8223 | 6180.1625 | 74.3658 | 125.991
1 | 5200 | 707 | 0.035 | 15 | 15 | 7 | 1e-13 | 5spot_SharedNeighbor | CO2 | Porous | Wet | R600a | MinimizeLCOE_Brownfield | IgnoreSilica | 2019 | 1.6 | 0.030729 | 0.0038372 | 4 | 1644364.4453 | 4849311.7184 | 33522.5934 | 98859.7786 | 78.3077 | 15.0917 | 24.0027 | 203173.8173 | 0 | 86051.4849 | 0 | 0 | 0 | 199584.6487 | 190635.8809 | 495995.4573 | 338527.0913 | 1513968.3805 | 961560.8286 | 22763695.9669 | 22763695.9669 | 17318556.9989 | 9110239.6917 | 0 | 25239225.1761 | 74431717.8336 | 100 | 0.015349 | 1644364.4453 | 4849311.7184 | 33522.5934 | 98859.7786
1 | 5200 | 707 | 0.035 | 15 | 15 | 7 | 1.3335e-13 | 5spot_SharedNeighbor | CO2 | Porous | Wet | R600a | MinimizeLCOE_Brownfield | IgnoreSilica | 2019 | 1.6 | 0.051038 | 0.0087259 | 4 | 720925.8467 | 2130313.8467 | 14697.0485 | 43429.3292 | 78.3077 | 15.0917 | 25.9452 | 203173.8246 | 0 | 86051.4807 | 0 | 0 | 0 | 174907.4531 | 181011.7758 | 470955.51 | 321436.8127 | 1437536.8569 | 961560.8286 | 22763695.9669 | 22763695.9669 | 17318556.9989 | 9110239.6917 | 0 | 25162793.6524 | 74355286.31 | 133.3521 | 0.034903 | 720925.8467 | 2130313.8467 | 14697.0485 | 43429.3292
1 | 5200 | 707 | 0.035 | 15 | 15 | 7 | 1.7783e-13 | 5spot_SharedNeighbor | CO2 | Porous | Wet | R600a | MinimizeLCOE_Brownfield | IgnoreSilica | 2019 | 3.4392 | 0.28537 | 0.026708 | 4 | 251746.0072 | 712207.5349 | 5132.1829 | 14519.3139 | 100.8493 | 16.6188 | 51.879 | 435844.6594 | 0 | 218241.1075 | 0 | 0 | 0 | 369249.1691 | 399100.625 | 1038377.9596 | 708714.2939 | 3169527.8146 | 961560.8286 | 22763695.9669 | 22763695.9669 | 17318556.9989 | 9110239.6917 | 0 | 26894784.6101 | 76087277.2677 | 177.8279 | 0.10683 | 251746.0072 | 712207.5349 | 5132.1829 | 14519.3139
1 | 5200 | 707 | 0.035 | 15 | 15 | 7 | 2.3714e-13 | 5spot_SharedNeighbor | CO2 | Porous | Wet | R600a | MinimizeLCOE_Brownfield | IgnoreSilica | 2019 | 4.665 | 0.49584 | 0.047671 | 4 | 146145.4839 | 404127.2429 | 2979.3734 | 8238.6805 | 108.3083 | 17.0338 | 61.851 | 576331.1716 | 0 | 300299.8595 | 0 | 0 | 0 | 460703.7014 | 521560.5457 | 1356993.5531 | 926175.9834 | 4142064.8148 | 961560.8286 | 22763695.9669 | 22763695.9669 | 17318556.9989 | 9110239.6917 | 0 | 27867321.6104 | 77059814.2679 | 237.1374 | 0.19068 | 146145.4839 | 404127.2429 | 2979.3734 | 8238.6805
1 | 5200 | 707 | 0.035 | 15 | 15 | 7 | 3.1623e-13 | 5spot_SharedNeighbor | CO2 | Porous | Wet | R600a | MinimizeLCOE_Brownfield | IgnoreSilica | 2019 | 6.2696 | 0.78896 | 0.077656 | 4 | 93437.0802 | 251803.1654 | 1904.8413 | 5133.3481 | 114.4726 | 17.347 | 72.2464 | 746452.0504 | 0 | 395296.6275 | 0 | 0 | 0 | 569009.6588 | 667195.7513 | 1735906.4842 | 1184791.8448 | 5298652.417 | 961560.8286 | 22763695.9669 | 22763695.9669 | 17318556.9989 | 9110239.6917 | 0 | 29023909.2126 | 78216401.8701 | 316.2278 | 0.31063 | 93437.0802 | 251803.1654 | 1904.8413 | 5133.3481
1 | 5200 | 707 | 0.035 | 15 | 15 | 7 | 4.217e-13 | 5spot_SharedNeighbor | CO2 | Porous | Wet | R600a | MinimizeLCOE_Brownfield | IgnoreSilica | 2019 | 8.2723 | 1.1725 | 0.11933 | 4 | 63476.0749 | 166533.9292 | 1294.0456 | 3395.0194 | 119.2933 | 17.5737 | 72.7877 | 942362.8866 | 0 | 493440.7629 | 0 | 0 | 0 | 686627.8084 | 827748.2686 | 2153631.2003 | 1469897.5469 | 6573708.4738 | 961560.8286 | 22763695.9669 | 22763695.9669 | 17318556.9989 | 9110239.6917 | 0 | 30298965.2694 | 79491457.9269 | 421.6965 | 0.47733 | 63476.0749 | 166533.9292 | 1294.0456 | 3395.0194
1 | 5200 | 707 | 0.035 | 15 | 15 | 7 | 5.6234e-13 | 5spot_SharedNeighbor | CO2 | Porous | Wet | R600a | MinimizeLCOE_Brownfield | IgnoreSilica | 2019 | 10.7861 | 1.6679 | 0.17558 | 4 | 45226.317 | 115267.6352 | 921.9996 | 2349.8867 | 123.0937 | 17.7403 | 54.3109 | 1169381.2102 | 0 | 610133.5692 | 0 | 0 | 0 | 815940.6571 | 1012227.6202 | 2633608.6314 | 1797492.0061 | 8038783.6942 | 961560.8286 | 22763695.9669 | 22763695.9669 | 17318556.9989 | 9110239.6917 | 0 | 31764040.4897 | 80956533.1473 | 562.3413 | 0.70234 | 45226.317 | 115267.6352 | 921.9996 | 2349.8867
1 | 5200 | 707 | 0.035 | 15 | 15 | 7 | 7.4989e-13 | 5spot_SharedNeighbor | CO2 | Porous | Wet | R600a | MinimizeLCOE_Brownfield | IgnoreSilica | 2019 | 13.9922 | 2.3102 | 0.25058 | 4 | 33408.4911 | 82487.5041 | 681.0773 | 1681.6193 | 126.1274 | 17.8633 | 56.9815 | 1436792.1223 | 0 | 751350.0728 | 0 | 0 | 0 | 963191.8937 | 1229020.2946 | 3197658.6999 | 2182467.768 | 9760480.8513 | 961560.8286 | 22763695.9669 | 22763695.9669 | 17318556.9989 | 9110239.6917 | 0 | 33485737.6468 | 82678230.3044 | 749.8942 | 1.0023 | 33408.4911 | 82487.5041 | 681.0773 | 1681.6193
1 | 5200 | 707 | 0.035 | 15 | 15 | 7 | 1e-12 | 5spot_SharedNeighbor | CO2 | Porous | Wet | R600a | MinimizeLCOE_Brownfield | IgnoreSilica | 2019 | 18.0406 | 3.1311 | 0.34941 | 4 | 25391.4108 | 60588.3432 | 517.6383 | 1235.1753 | 128.5109 | 17.9494 | 70.691 | 1749022.8256 | 0 | 920733.2947 | 0 | 0 | 0 | 1128023.8672 | 1481134.1951 | 3853607.3533 | 2630166.2023 | 11762687.7382 | 961560.8286 | 22763695.9669 | 22763695.9669 | 17318556.9989 | 9110239.6917 | 0 | 35487944.5338 | 84680437.1913 | 1000 | 1.3976 | 25391.4108 | 60588.3432 | 517.6383 | 1235.1753
1 | 5200 | 707 | 0.035 | 15 | 15 | 7 | 1.3335e-12 | 5spot_SharedNeighbor | CO2 | Porous | Wet | R600a | MinimizeLCOE_Brownfield | IgnoreSilica | 2019 | 23.1445 | 4.1748 | 0.47849 | 4 | 19759.06 | 45460.9721 | 402.8152 | 926.7834 | 130.3687 | 18.003 | 44.8829 | 2113528.9218 | 0 | 1123804.5336 | 0 | 0 | 0 | 1312775.1931 | 1774542.3729 | 4616995.2456 | 3151194.1249 | 14092840.3918 | 961560.8286 | 22763695.9669 | 22763695.9669 | 17318556.9989 | 9110239.6917 | 0 | 37818097.1873 | 87010589.8449 | 1333.5214 | 1.914 | 19759.06 | 45460.9721 | 402.8152 | 926.7834
1 | 5200 | 707 | 0.035 | 15 | 15 | 7 | 1.7783e-12 | 5spot_SharedNeighbor | CO2 | Porous | Wet | R600a | MinimizeLCOE_Brownfield | IgnoreSilica | 2019 | 29.4903 | 5.4821 | 0.64497 | 4 | 15694.8038 | 34762.5987 | 319.9598 | 708.6826 | 131.7815 | 18.024 | 70.5839 | 2533785.4931 | 0 | 1364194.0357 | 0 | 0 | 0 | 1514992.3517 | 2111059.0334 | 5492542.5672 | 3748773.1625 | 16765346.6436 | 961560.8286 | 22763695.9669 | 22763695.9669 | 17318556.9989 | 9110239.6917 | 0 | 40490603.4392 | 89683096.0967 | 1778.2794 | 2.5799 | 15694.8038 | 34762.5987 | 319.9598 | 708.6826
1 | 5200 | 707 | 0.035 | 15 | 15 | 7 | 2.3714e-12 | 5spot_SharedNeighbor | CO2 | Porous | Wet | R600a | MinimizeLCOE_Brownfield | IgnoreSilica | 2019 | 37.2855 | 7.0986 | 0.85661 | 4 | 12701.5123 | 27058.3147 | 258.9375 | 551.6203 | 132.8207 | 18.0095 | 58.2618 | 3013136.3875 | 0 | 1645752.1574 | 0 | 0 | 0 | 1732422.2329 | 2492611.2033 | 6485263.0462 | 4426325.2879 | 19795510.3152 | 961560.8286 | 22763695.9669 | 22763695.9669 | 17318556.9989 | 9110239.6917 | 0 | 43520767.1107 | 92713259.7683 | 2371.3737 | 3.4264 | 12701.5123 | 27058.3147 | 258.9375 | 551.6203
1 | 5200 | 707 | 0.035 | 15 | 15 | 7 | 3.1623e-12 | 5spot_SharedNeighbor | CO2 | Porous | Wet | R600a | MinimizeLCOE_Brownfield | IgnoreSilica | 2019 | 46.6593 | 9.0558 | 1.1201 | 4 | 10463.5312 | 21443.0763 | 213.3132 | 437.1461 | 133.5307 | 17.9532 | 62.4964 | 3548930.5505 | 0 | 1969168.3894 | 0 | 0 | 0 | 1957975.9395 | 2915669.203 | 7585973.1801 | 5177582.5716 | 23155299.8341 | 961560.8286 | 22763695.9669 | 22763695.9669 | 17318556.9989 | 9110239.6917 | 0 | 46880556.6297 | 96073049.2872 | 3162.2777 | 4.4804 | 10463.5312 | 21443.0763 | 213.3132 | 437.1461
1 | 5200 | 707 | 0.035 | 15 | 15 | 7 | 4.217e-12 | 5spot_SharedNeighbor | CO2 | Porous | Wet | R600a | MinimizeLCOE_Brownfield | IgnoreSilica | 2019 | 57.5406 | 11.3456 | 1.4379 | 4 | 8773.8441 | 17326.5584 | 178.8667 | 353.2253 | 133.9341 | 17.8471 | 92.3116 | 4127530.7195 | 0 | 2328692.0724 | 0 | 0 | 0 | 2176943.0667 | 3366934.6848 | 8760073.3967 | 5978930.0948 | 26739104.0349 | 961560.8286 | 22763695.9669 | 22763695.9669 | 17318556.9989 | 9110239.6917 | 0 | 50464360.8304 | 99656853.488 | 4216.965 | 5.7517 | 8773.8441 | 17326.5584 | 178.8667 | 353.2253
1 | 5200 | 707 | 0.035 | 15 | 15 | 7 | 5.6234e-12 | 5spot_SharedNeighbor | CO2 | Porous | Wet | R600a | MinimizeLCOE_Brownfield | IgnoreSilica | 2019 | 69.6406 | 13.9134 | 1.8056 | 4 | 7492.3734 | 14303.6208 | 152.7422 | 291.5987 | 134.0421 | 17.6842 | 82.2919 | 4726279.5807 | 0 | 2712829.6201 | 0 | 0 | 0 | 2371677.3041 | 3826206.7369 | 9955005.0665 | 6794495.5128 | 30386493.8211 | 961560.8286 | 22763695.9669 | 22763695.9669 | 17318556.9989 | 9110239.6917 | 0 | 54111750.6167 | 103304243.2742 | 5623.4133 | 7.2222 | 7492.3734 | 14303.6208 | 152.7422 | 291.5987
1 | 5200 | 707 | 0.035 | 15 | 15 | 7 | 7.4989e-12 | 5spot_SharedNeighbor | CO2 | Porous | Wet | R600a | MinimizeLCOE_Brownfield | IgnoreSilica | 2019 | 82.3077 | 16.6267 | 2.2075 | 4 | 6521.2175 | 12092.3321 | 132.9438 | 246.5185 | 133.8742 | 17.4676 | 84.7718 | 5309908.324 | 0 | 3100877.6387 | 0 | 0 | 0 | 2520371.6192 | 4263151.4569 | 11091845.5983 | 7570412.5355 | 33856567.1726 | 961560.8286 | 22763695.9669 | 22763695.9669 | 17318556.9989 | 9110239.6917 | 0 | 57581823.9682 | 106774316.6257 | 7498.9421 | 8.8299 | 6521.2175 | 12092.3321 | 132.9438 | 246.5185
1 | 5200 | 707 | 0.035 | 15 | 15 | 7 | 1e-11 | 5spot_SharedNeighbor | CO2 | Porous | Wet | R600a | MinimizeLCOE_Brownfield | IgnoreSilica | 2019 | 94.7903 | 19.3258 | 2.6208 | 4 | 5787.3181 | 10479.7584 | 117.9823 | 213.644 | 133.4769 | 17.209 | 87.8232 | 5846056.6574 | 0 | 3471711.1763 | 0 | 0 | 0 | 2610613.5671 | 4652068.7463 | 12103728.6074 | 8261043.4813 | 36945222.2357 | 961560.8286 | 22763695.9669 | 22763695.9669 | 17318556.9989 | 9110239.6917 | 0 | 60670479.0312 | 109862971.6888 | 10000 | 10.4833 | 5787.3181 | 10479.7584 | 117.9823 | 213.644
1 | 5200 | 707 | 0.035 | 15 | 15 | 7 | 1.3335e-11 | 5spot_SharedNeighbor | CO2 | Porous | Wet | R600a | MinimizeLCOE_Brownfield | IgnoreSilica | 2019 | 106.3561 | 21.8502 | 3.0201 | 4 | 5234.7955 | 9306.8198 | 106.7184 | 189.7321 | 132.927 | 16.9299 | 98.2805 | 6310447.2982 | 0 | 3806643.1106 | 0 | 0 | 0 | 2640731.0098 | 4975550.3533 | 12945361.3934 | 8835475.1516 | 39514208.3169 | 961560.8286 | 22763695.9669 | 22763695.9669 | 17318556.9989 | 9110239.6917 | 0 | 63239465.1125 | 112431957.77 | 13335.2143 | 12.0806 | 5234.7955 | 9306.8198 | 106.7184 | 189.7321
1 | 5200 | 707 | 0.035 | 15 | 15 | 7 | 1.7783e-11 | 5spot_SharedNeighbor | CO2 | Porous | Wet | R600a | MinimizeLCOE_Brownfield | IgnoreSilica | 2019 | 116.5607 | 24.0966 | 3.3853 | 4 | 4820.1228 | 8452.8873 | 98.2647 | 172.3235 | 132.3067 | 16.6526 | 98.3269 | 6695235.3379 | 0 | 4096134.1039 | 0 | 0 | 0 | 2622338.8609 | 5231346.238 | 13610889.8147 | 9289711.9744 | 41545656.3299 | 961560.8286 | 22763695.9669 | 22763695.9669 | 17318556.9989 | 9110239.6917 | 0 | 65270913.1254 | 114463405.783 | 17782.7941 | 13.5413 | 4820.1228 | 8452.8873 | 98.2647 | 172.3235
1 | 5200 | 707 | 0.035 | 15 | 15 | 7 | 2.3714e-11 | 5spot_SharedNeighbor | CO2 | Porous | Wet | R600a | MinimizeLCOE_Brownfield | IgnoreSilica | 2019 | 125.1723 | 26.0074 | 3.7036 | 4 | 4509.5212 | 7830.1411 | 91.9327 | 159.628 | 131.6884 | 16.3958 | 111.1326 | 7002030.621 | 0 | 4336496.6937 | 0 | 0 | 0 | 2570542.162 | 5424537.0959 | 14113532.7979 | 9632776.1387 | 43079915.5091 | 961560.8286 | 22763695.9669 | 22763695.9669 | 17318556.9989 | 9110239.6917 | 0 | 66805172.3047 | 115997664.9622 | 23713.7371 | 14.8142 | 4509.5212 | 7830.1411 | 91.9327 | 159.628
1 | 5200 | 707 | 0.035 | 15 | 15 | 7 | 3.1623e-11 | 5spot_SharedNeighbor | CO2 | Porous | Wet | R600a | MinimizeLCOE_Brownfield | IgnoreSilica | 2019 | 132.1903 | 27.5757 | 3.9703 | 4 | 4277.076 | 7374.5928 | 87.194 | 150.341 | 131.1211 | 16.1713 | 110.9495 | 7239949.5763 | 0 | 4529936.3355 | 0 | 0 | 0 | 2500864.0191 | 5565592.473 | 14480529.9548 | 9883259.2393 | 44200131.598 | 961560.8286 | 22763695.9669 | 22763695.9669 | 17318556.9989 | 9110239.6917 | 0 | 67925388.3935 | 117117881.0511 | 31622.7766 | 15.8813 | 4277.076 | 7374.5928 | 87.194 | 150.341
1 | 5200 | 707 | 0.035 | 15 | 15 | 7 | 4.217e-11 | 5spot_SharedNeighbor | CO2 | Porous | Wet | R600a | MinimizeLCOE_Brownfield | IgnoreSilica | 2019 | 137.7787 | 28.8321 | 4.1876 | 4 | 4103.1412 | 7039.9339 | 83.6481 | 143.5186 | 130.6288 | 15.9826 | 95.9279 | 7421593.921 | 0 | 4682503.3395 | 0 | 0 | 0 | 2426212.9757 | 5666820.9921 | 14743905.7967 | 10063018.6632 | 45004055.6881 | 961560.8286 | 22763695.9669 | 22763695.9669 | 17318556.9989 | 9110239.6917 | 0 | 68729312.4837 | 117921805.1412 | 42169.6503 | 16.7504 | 4103.1412 | 7039.9339 | 83.6481 | 143.5186
1 | 5200 | 707 | 0.035 | 15 | 15 | 7 | 5.6234e-11 | 5spot_SharedNeighbor | CO2 | Porous | Wet | R600a | MinimizeLCOE_Brownfield | IgnoreSilica | 2019 | 142.1561 | 29.8209 | 4.3608 | 4 | 3972.9517 | 6793.0757 | 80.994 | 138.486 | 130.2179 | 15.8286 | 110.4579 | 7559000.2689 | 0 | 4801143.2064 | 0 | 0 | 0 | 2354973.2021 | 5738895.5042 | 14931428.8926 | 10191007.0294 | 45576448.1036 | 961560.8286 | 22763695.9669 | 22763695.9669 | 17318556.9989 | 9110239.6917 | 0 | 69301704.8991 | 118494197.5567 | 56234.1325 | 17.4434 | 3972.9517 | 6793.0757 | 80.994 | 138.486
1 | 5200 | 707 | 0.035 | 15 | 15 | 7 | 7.4989e-11 | 5spot_SharedNeighbor | CO2 | Porous | Wet | R600a | MinimizeLCOE_Brownfield | IgnoreSilica | 2019 | 145.5324 | 30.5869 | 4.4966 | 4 | 3875.4647 | 6610.4482 | 79.0066 | 134.7629 | 129.8856 | 15.7061 | 107.7776 | 7662033.5943 | 0 | 4892154.0061 | 0 | 0 | 0 | 2291345.0635 | 5789757.7389 | 15063761.9941 | 10281327.0903 | 45980379.4872 | 961560.8286 | 22763695.9669 | 22763695.9669 | 17318556.9989 | 9110239.6917 | 0 | 69705636.2828 | 118898128.9403 | 74989.4209 | 17.9864 | 3875.4647 | 6610.4482 | 79.0066 | 134.7629
1 | 5200 | 707 | 0.035 | 15 | 15 | 7 | 1e-10 | 5spot_SharedNeighbor | CO2 | Porous | Wet | R600a | MinimizeLCOE_Brownfield | IgnoreSilica | 2019 | 148.1271 | 31.1773 | 4.6019 | 4 | 3802.436 | 6474.8159 | 77.5178 | 131.9979 | 129.6211 | 15.6098 | 101.5492 | 7739454.626 | 0 | 4961808.686 | 0 | 0 | 0 | 2237462.9923 | 5826103.2587 | 15158325.5809 | 10345868.6814 | 46269023.8252 | 961560.8286 | 22763695.9669 | 22763695.9669 | 17318556.9989 | 9110239.6917 | 0 | 69994280.6208 | 119186773.2783 | 100000 | 18.4077 | 3802.436 | 6474.8159 | 77.5178 | 131.9979
1 | 5200 | 707 | 0.035 | 15 | 15 | 7 | 1.3335e-10 | 5spot_SharedNeighbor | CO2 | Porous | Wet | R600a | MinimizeLCOE_Brownfield | IgnoreSilica | 2019 | 150.1 | 31.6273 | 4.6828 | 4 | 3747.7116 | 6373.9304 | 76.4022 | 129.9412 | 129.4146 | 15.5353 | 120.0626 | 7797288.9541 | 0 | 5014606.699 | 0 | 0 | 0 | 2193092.5332 | 5851945.3927 | 15225561.5127 | 10391758.5864 | 46474253.6781 | 961560.8286 | 22763695.9669 | 22763695.9669 | 17318556.9989 | 9110239.6917 | 0 | 70199510.4737 | 119392003.1313 | 133352.1432 | 18.7313 | 3747.7116 | 6373.9304 | 76.4022 | 129.9412
1 | 5200 | 707 | 0.035 | 15 | 15 | 7 | 1.7783e-10 | 5spot_SharedNeighbor | CO2 | Porous | Wet | R600a | MinimizeLCOE_Brownfield | IgnoreSilica | 2019 | 151.6102 | 31.9722 | 4.7448 | 4 | 3706.6936 | 6298.6027 | 75.566 | 128.4055 | 129.2534 | 15.4775 | 108.5089 | 7840957.8889 | 0 | 5054930.2875 | 0 | 0 | 0 | 2157774.1639 | 5870928.3127 | 15274951.1767 | 10425468.0469 | 46625009.8766 | 961560.8286 | 22763695.9669 | 22763695.9669 | 17318556.9989 | 9110239.6917 | 0 | 70350266.6722 | 119542759.3297 | 177827.941 | 18.9793 | 3706.6936 | 6298.6027 | 75.566 | 128.4055
1 | 5200 | 707 | 0.035 | 15 | 15 | 7 | 2.3714e-10 | 5spot_SharedNeighbor | CO2 | Porous | Wet | R600a | MinimizeLCOE_Brownfield | IgnoreSilica | 2019 | 152.7286 | 32.2285 | 4.7915 | 4 | 3675.944 | 6242.5727 | 74.9391 | 127.2633 | 129.1322 | 15.4343 | 116.1485 | 7872950.7839 | 0 | 5084737.9406 | 0 | 0 | 0 | 2129413.9161 | 5883970.0298 | 15308883.0494 | 10448627.2473 | 46728582.967 | 961560.8286 | 22763695.9669 | 22763695.9669 | 17318556.9989 | 9110239.6917 | 0 | 70453839.7626 | 119646332.4201 | 237137.3706 | 19.1662 | 3675.944 | 6242.5727 | 74.9391 | 127.2633
1 | 5200 | 707 | 0.035 | 15 | 15 | 7 | 3.1623e-10 | 5spot_SharedNeighbor | CO2 | Porous | Wet | R600a | MinimizeLCOE_Brownfield | IgnoreSilica | 2019 | 153.5936 | 32.4264 | 4.8273 | 4 | 3652.8896 | 6200.5166 | 74.4691 | 126.4059 | 129.0375 | 15.4006 | 105.2275 | 7897499.8187 | 0 | 5107762.8847 | 0 | 0 | 0 | 2107774.644 | 5894084.5655 | 15335198.9964 | 10466588.4219 | 46808909.3312 | 961560.8286 | 22763695.9669 | 22763695.9669 | 17318556.9989 | 9110239.6917 | 0 | 70534166.1268 | 119726658.7843 | 316227.766 | 19.3091 | 3652.8896 | 6200.5166 | 74.4691 | 126.4059
1 | 5200 | 707 | 0.035 | 15 | 15 | 7 | 4.217e-10 | 5spot_SharedNeighbor | CO2 | Porous | Wet | R600a | MinimizeLCOE_Brownfield | IgnoreSilica | 2019 | 154.2413 | 32.5749 | 4.8542 | 4 | 3635.6035 | 6169.0926 | 74.1167 | 125.7653 | 128.966 | 15.3753 | 119.2195 | 7915767.3909 | 0 | 5124986.9841 | 0 | 0 | 0 | 2090998.3482 | 5901383.562 | 15354189.4882 | 10479549.8227 | 46866875.5961 | 961560.8286 | 22763695.9669 | 22763695.9669 | 17318556.9989 | 9110239.6917 | 0 | 70592132.3917 | 119784625.0492 | 421696.5034 | 19.4169 | 3635.6035 | 6169.0926 | 74.1167 | 125.7653
1 | 5200 | 707 | 0.035 | 15 | 15 | 7 | 5.6234e-10 | 5spot_SharedNeighbor | CO2 | Porous | Wet | R600a | MinimizeLCOE_Brownfield | IgnoreSilica | 2019 | 154.7165 | 32.6842 | 4.8743 | 4 | 3622.6418 | 6145.6731 | 73.8525 | 125.2879 | 128.9131 | 15.3566 | 114.4014 | 7929107.4798 | 0 | 5137616.4503 | 0 | 0 | 0 | 2077906.0033 | 5906405.674 | 15367255.9935 | 10488467.9811 | 46906759.582 | 961560.8286 | 22763695.9669 | 22763695.9669 | 17318556.9989 | 9110239.6917 | 0 | 70632016.3776 | 119824509.0351 | 562341.3252 | 19.4974 | 3622.6418 | 6145.6731 | 73.8525 | 125.2879
1 | 5200 | 707 | 0.035 | 15 | 15 | 7 | 7.4989e-10 | 5spot_SharedNeighbor | CO2 | Porous | Wet | R600a | MinimizeLCOE_Brownfield | IgnoreSilica | 2019 | 155.0844 | 32.7685 | 4.8897 | 4 | 3612.9225 | 6128.0486 | 73.6543 | 124.9286 | 128.872 | 15.3421 | 118.9289 | 7939397.6455 | 0 | 5147385.8643 | 0 | 0 | 0 | 2068145.8362 | 5910422.4449 | 15377706.8073 | 10495600.8763 | 46938659.4744 | 961560.8286 | 22763695.9669 | 22763695.9669 | 17318556.9989 | 9110239.6917 | 0 | 70663916.27 | 119856408.9275 | 749894.2093 | 19.5587 | 3612.9225 | 6128.0486 | 73.6543 | 124.9286
1 | 5200 | 707 | 0.035 | 15 | 15 | 7 | 1e-09 | 5spot_SharedNeighbor | CO2 | Porous | Wet | R600a | MinimizeLCOE_Brownfield | IgnoreSilica | 2019 | 155.3498 | 32.8297 | 4.901 | 4 | 3605.6342 | 6114.9358 | 73.5057 | 124.6612 | 128.8423 | 15.3316 | 99.4316 | 7946801.8034 | 0 | 5154432.8078 | 0 | 0 | 0 | 2060521.8573 | 5913085.0227 | 15384634.2885 | 10500329.0246 | 46959804.8043 | 961560.8286 | 22763695.9669 | 22763695.9669 | 17318556.9989 | 9110239.6917 | 0 | 70685061.5998 | 119877554.2574 | 1000000 | 19.6041 | 3605.6342 | 6114.9358 | 73.5057 | 124.6612
1 | 5200 | 707 | 0.035 | 15 | 15 | 7 | 1.3335e-09 | 5spot_SharedNeighbor | CO2 | Porous | Wet | R600a | MinimizeLCOE_Brownfield | IgnoreSilica | 2019 | 155.5667 | 32.8792 | 4.9098 | 4 | 3600.169 | 6104.967 | 73.3943 | 124.458 | 128.8179 | 15.323 | 101.6044 | 7952842.2188 | 0 | 5160188.8859 | 0 | 0 | 0 | 2055103.3086 | 5915572.4212 | 15391105.9893 | 10504746.0933 | 46979558.9171 | 961560.8286 | 22763695.9669 | 22763695.9669 | 17318556.9989 | 9110239.6917 | 0 | 70704815.7127 | 119897308.3702 | 1333521.4322 | 19.6393 | 3600.169 | 6104.967 | 73.3943 | 124.458
1 | 5200 | 707 | 0.035 | 15 | 15 | 7 | 1.7783e-09 | 5spot_SharedNeighbor | CO2 | Porous | Wet | R600a | MinimizeLCOE_Brownfield | IgnoreSilica | 2019 | 155.7176 | 32.914 | 4.9163 | 4 | 3596.0706 | 6097.5927 | 73.3108 | 124.3077 | 128.8009 | 15.317 | 105.2336 | 7957038.085 | 0 | 5164194.2532 | 0 | 0 | 0 | 2050776.7644 | 5917083.55 | 15395037.6364 | 10507429.5232 | 46991559.8122 | 961560.8286 | 22763695.9669 | 22763695.9669 | 17318556.9989 | 9110239.6917 | 0 | 70716816.6078 | 119909309.2654 | 1778279.41 | 19.665 | 3596.0706 | 6097.5927 | 73.3108 | 124.3077
1 | 5200 | 707 | 0.035 | 15 | 15 | 7 | 2.3714e-09 | 5spot_SharedNeighbor | CO2 | Porous | Wet | R600a | MinimizeLCOE_Brownfield | IgnoreSilica | 2019 | 155.8297 | 32.9399 | 4.9211 | 4 | 3592.9974 | 6092.0752 | 73.2481 | 124.1952 | 128.7883 | 15.3126 | 105.8903 | 7960149.1368 | 0 | 5167167.0605 | 0 | 0 | 0 | 2047492.2559 | 5918175.2968 | 15397878.1375 | 10509368.2236 | 47000230.1111 | 961560.8286 | 22763695.9669 | 22763695.9669 | 17318556.9989 | 9110239.6917 | 0 | 70725486.9067 | 119917979.5643 | 2371373.7057 | 19.6843 | 3592.9974 | 6092.0752 | 73.2481 | 124.1952
1 | 5200 | 707 | 0.035 | 15 | 15 | 7 | 3.1623e-09 | 5spot_SharedNeighbor | CO2 | Porous | Wet | R600a | MinimizeLCOE_Brownfield | IgnoreSilica | 2019 | 155.9151 | 32.9595 | 4.9247 | 4 | 3590.6928 | 6087.9285 | 73.2011 | 124.1107 | 128.7786 | 15.3092 | 106.2691 | 7962517.7002 | 0 | 5169431.7696 | 0 | 0 | 0 | 2045045.9099 | 5919028.1981 | 15400097.2118 | 10510882.7874 | 47007003.577 | 961560.8286 | 22763695.9669 | 22763695.9669 | 17318556.9989 | 9110239.6917 | 0 | 70732260.3725 | 119924753.0301 | 3162277.6602 | 19.6988 | 3590.6928 | 6087.9285 | 73.2011 | 124.1107
1 | 5200 | 707 | 0.035 | 15 | 15 | 7 | 4.217e-09 | 5spot_SharedNeighbor | CO2 | Porous | Wet | R600a | MinimizeLCOE_Brownfield | IgnoreSilica | 2019 | 155.9929 | 32.9771 | 4.9276 | 4 | 3588.9646 | 6084.7084 | 73.1659 | 124.045 | 128.7699 | 15.3061 | 113.9266 | 7964676.6497 | 0 | 5171495.0592 | 0 | 0 | 0 | 2043476.9387 | 5920062.9726 | 15402789.4827 | 10512720.3176 | 47015221.4205 | 961560.8286 | 22763695.9669 | 22763695.9669 | 17318556.9989 | 9110239.6917 | 0 | 70740478.2161 | 119932970.8736 | 4216965.0343 | 19.7106 | 3588.9646 | 6084.7084 | 73.1659 | 124.045
1 | 5200 | 707 | 0.035 | 15 | 15 | 7 | 5.6234e-09 | 5spot_SharedNeighbor | CO2 | Porous | Wet | R600a | MinimizeLCOE_Brownfield | IgnoreSilica | 2019 | 156.0271 | 32.9853 | 4.9295 | 4 | 3587.6686 | 6082.4891 | 73.1395 | 123.9998 | 128.766 | 15.3047 | 105.3844 | 7965623.8305 | 0 | 5172403.8239 | 0 | 0 | 0 | 2041823.2444 | 5920141.8505 | 15402994.707 | 10512860.3874 | 47015847.8436 | 961560.8286 | 22763695.9669 | 22763695.9669 | 17318556.9989 | 9110239.6917 | 0 | 70741104.6392 | 119933597.2967 | 5623413.2519 | 19.7178 | 3587.6686 | 6082.4891 | 73.1395 | 123.9998
1 | 5200 | 707 | 0.035 | 15 | 15 | 7 | 7.4989e-09 | 5spot_SharedNeighbor | CO2 | Porous | Wet | R600a | MinimizeLCOE_Brownfield | IgnoreSilica | 2019 | 156.066 | 32.9942 | 4.931 | 4 | 3586.6968 | 6080.7184 | 73.1197 | 123.9637 | 128.7616 | 15.3032 | 109.9847 | 7966701.7839 | 0 | 5173435.3462 | 0 | 0 | 0 | 2040841.2438 | 5920581.5658 | 15404138.7559 | 10513641.2243 | 47019339.9199 | 961560.8286 | 22763695.9669 | 22763695.9669 | 17318556.9989 | 9110239.6917 | 0 | 70744596.7155 | 119937089.373 | 7498942.0933 | 19.7242 | 3586.6968 | 6080.7184 | 73.1197 | 123.9637
1 | 5200 | 707 | 0.035 | 15 | 15 | 7 | 1e-08 | 5spot_SharedNeighbor | CO2 | Porous | Wet | R600a | MinimizeLCOE_Brownfield | IgnoreSilica | 2019 | 156.1003 | 33.0019 | 4.9323 | 4 | 3585.968 | 6079.3495 | 73.1048 | 123.9358 | 128.7577 | 15.3018 | 101.2802 | 7967651.91 | 0 | 5174344.0257 | 0 | 0 | 0 | 2040204.0294 | 5921057.9864 | 15405378.3045 | 10514487.2417 | 47023123.4976 | 961560.8286 | 22763695.9669 | 22763695.9669 | 17318556.9989 | 9110239.6917 | 0 | 70748380.2931 | 119940872.9507 | 10000000 | 19.7292 | 3585.968 | 6079.3495 | 73.1048 | 123.9358
1 | 5300 | 707 | 0.035 | 15 | 15 | 7 | 1e-13 | 5spot_SharedNeighbor | CO2 | Porous | Wet | R600a | MinimizeLCOE_Brownfield | IgnoreSilica | 2019 | 1.6 | 0.029554 | 0.0040512 | 4 | 1593914.9121 | 4702171.7505 | 32494.1114 | 95860.1313 | 78.8321 | 15.4263 | 23.8466 | 205424.6223 | 0 | 85803.168 | 0 | 0 | 0 | 201382.7644 | 192118.1163 | 499851.9299 | 341159.2131 | 1525739.8141 | 961560.8286 | 23341978.1048 | 23341978.1048 | 17712525.3824 | 9314579.3857 | 0 | 25829278.7475 | 76198361.6204 | 100 | 0.016205 | 1593914.9121 | 4702171.7505 | 32494.1114 | 95860.1313
1 | 5300 | 707 | 0.035 | 15 | 15 | 7 | 1.3335e-13 | 5spot_SharedNeighbor | CO2 | Porous | Wet | R600a | MinimizeLCOE_Brownfield | IgnoreSilica | 2019 | 1.6 | 0.049815 | 0.0089216 | 4 | 721660.6572 | 2133097.5373 | 14712.0286 | 43486.0785 | 78.8321 | 15.4263 | 25.9392 | 205424.63 | 0 | 85803.1637 | 0 | 0 | 0 | 176903.9195 | 182571.3681 | 475013.2493 | 324206.3032 | 1449922.6339 | 961560.8286 | 23341978.1048 | 23341978.1048 | 17712525.3824 | 9314579.3857 | 0 | 25753461.5673 | 76122544.4402 | 133.3521 | 0.035686 | 721660.6572 | 2133097.5373 | 14712.0286 | 43486.0785
1 | 5300 | 707 | 0.035 | 15 | 15 | 7 | 1.7783e-13 | 5spot_SharedNeighbor | CO2 | Porous | Wet | R600a | MinimizeLCOE_Brownfield | IgnoreSilica | 2019 | 3.5512 | 0.30031 | 0.028478 | 4 | 242427.4498 | 684605.8462 | 4942.2115 | 13956.6162 | 102.9725 | 17.0578 | 51.8658 | 455743.4589 | 0 | 226840.6681 | 0 | 0 | 0 | 386643.4273 | 416998.7462 | 1084945.1994 | 740497.392 | 3311668.8919 | 961560.8286 | 23341978.1048 | 23341978.1048 | 17712525.3824 | 9314579.3857 | 0 | 27615207.8253 | 77984290.6982 | 177.8279 | 0.11391 | 242427.4498 | 684605.8462 | 4942.2115 | 13956.6162
1 | 5300 | 707 | 0.035 | 15 | 15 | 7 | 2.3714e-13 | 5spot_SharedNeighbor | CO2 | Porous | Wet | R600a | MinimizeLCOE_Brownfield | IgnoreSilica | 2019 | 4.8009 | 0.51871 | 0.05076 | 4 | 140933.3164 | 389006.1014 | 2873.1163 | 7930.4155 | 110.534 | 17.4744 | 52.2315 | 600802.9577 | 0 | 310885.7407 | 0 | 0 | 0 | 480441.4527 | 542930.7589 | 1412594.4643 | 964124.7478 | 4311780.1222 | 961560.8286 | 23341978.1048 | 23341978.1048 | 17712525.3824 | 9314579.3857 | 0 | 28615319.0556 | 78984401.9285 | 237.1374 | 0.20304 | 140933.3164 | 389006.1014 | 2873.1163 | 7930.4155
1 | 5300 | 707 | 0.035 | 15 | 15 | 7 | 3.1623e-13 | 5spot_SharedNeighbor | CO2 | Porous | Wet | R600a | MinimizeLCOE_Brownfield | IgnoreSilica | 2019 | 6.4546 | 0.82528 | 0.082764 | 4 | 90035.481 | 242182.9901 | 1835.4951 | 4937.2278 | 116.8625 | 17.7928 | 55.499 | 778431.7164 | 0 | 404603.0944 | 0 | 0 | 0 | 593730.1545 | 692938.3365 | 1802883.4103 | 1230504.9731 | 5503091.6852 | 961560.8286 | 23341978.1048 | 23341978.1048 | 17712525.3824 | 9314579.3857 | 0 | 29806630.6186 | 80175713.4915 | 316.2278 | 0.33105 | 90035.481 | 242182.9901 | 1835.4951 | 4937.2278
1 | 5300 | 707 | 0.035 | 15 | 15 | 7 | 4.217e-13 | 5spot_SharedNeighbor | CO2 | Porous | Wet | R600a | MinimizeLCOE_Brownfield | IgnoreSilica | 2019 | 8.5157 | 1.226 | 0.1271 | 4 | 61233.2612 | 160308.8822 | 1248.3229 | 3268.1134 | 121.8019 | 18.0228 | 60.425 | 982694.9519 | 0 | 505021.4556 | 0 | 0 | 0 | 716447.9344 | 859624.0933 | 2236565.5577 | 1526501.9499 | 6826855.9428 | 961560.8286 | 23341978.1048 | 23341978.1048 | 17712525.3824 | 9314579.3857 | 0 | 31130394.8762 | 81499477.7491 | 421.6965 | 0.50839 | 61233.2612 | 160308.8822 | 1248.3229 | 3268.1134
1 | 5300 | 707 | 0.035 | 15 | 15 | 7 | 5.6234e-13 | 5spot_SharedNeighbor | CO2 | Porous | Wet | R600a | MinimizeLCOE_Brownfield | IgnoreSilica | 2019 | 11.1003 | 1.7433 | 0.18686 | 4 | 43681.9018 | 111071.5155 | 890.5147 | 2264.3431 | 125.692 | 18.1914 | 68.421 | 1219095.9469 | 0 | 624307.7706 | 0 | 0 | 0 | 851133.9232 | 1050869.6799 | 2734147.344 | 1866111.7434 | 8345666.4081 | 961560.8286 | 23341978.1048 | 23341978.1048 | 17712525.3824 | 9314579.3857 | 0 | 32649205.3415 | 83018288.2144 | 562.3413 | 0.74743 | 43681.9018 | 111071.5155 | 890.5147 | 2264.3431
1 | 5300 | 707 | 0.035 | 15 | 15 | 7 | 7.4989e-13 | 5spot_SharedNeighbor | CO2 | Porous | Wet | R600a | MinimizeLCOE_Brownfield | IgnoreSilica | 2019 | 14.3749 | 2.4102 | 0.26638 | 4 | 32302.7829 | 79574.3083 | 658.5359 | 1622.2299 | 128.7817 | 18.315 | 52.5742 | 1495809.655 | 0 | 767743.7548 | 0 | 0 | 0 | 1002548.4837 | 1273779.7384 | 3314113.5913 | 2261950.6243 | 10115945.8475 | 961560.8286 | 23341978.1048 | 23341978.1048 | 17712525.3824 | 9314579.3857 | 0 | 34419484.7809 | 84788567.6538 | 749.8942 | 1.0655 | 32302.7829 | 79574.3083 | 658.5359 | 1622.2299
1 | 5300 | 707 | 0.035 | 15 | 15 | 7 | 1e-12 | 5spot_SharedNeighbor | CO2 | Porous | Wet | R600a | MinimizeLCOE_Brownfield | IgnoreSilica | 2019 | 18.5398 | 3.2677 | 0.37128 | 4 | 24575.3369 | 58490.8513 | 501.0015 | 1192.4151 | 131.2291 | 18.4019 | 68.0394 | 1821305.6695 | 0 | 941058.2789 | 0 | 0 | 0 | 1174714.0204 | 1535460.4078 | 3994953.015 | 2726637.5208 | 12194128.9124 | 961560.8286 | 23341978.1048 | 23341978.1048 | 17712525.3824 | 9314579.3857 | 0 | 36497667.8458 | 86866750.7187 | 1000 | 1.4851 | 24575.3369 | 58490.8513 | 501.0015 | 1192.4151
1 | 5300 | 707 | 0.035 | 15 | 15 | 7 | 1.3335e-12 | 5spot_SharedNeighbor | CO2 | Porous | Wet | R600a | MinimizeLCOE_Brownfield | IgnoreSilica | 2019 | 23.7681 | 4.3539 | 0.50809 | 4 | 19141.8257 | 43925.4736 | 390.232 | 895.4802 | 133.1283 | 18.4548 | 58.9323 | 2199693.2415 | 0 | 1147964.2651 | 0 | 0 | 0 | 1365995.3803 | 1838324.6259 | 4782943.5844 | 3264457.276 | 14599378.3732 | 961560.8286 | 23341978.1048 | 23341978.1048 | 17712525.3824 | 9314579.3857 | 0 | 38902917.3066 | 89272000.1795 | 1333.5214 | 2.0324 | 19141.8257 | 43925.4736 | 390.232 | 895.4802
1 | 5300 | 707 | 0.035 | 15 | 15 | 7 | 1.7783e-12 | 5spot_SharedNeighbor | CO2 | Porous | Wet | R600a | MinimizeLCOE_Brownfield | IgnoreSilica | 2019 | 30.2649 | 5.7138 | 0.68437 | 4 | 15218.3164 | 33618.0573 | 310.246 | 685.3496 | 134.5729 | 18.474 | 76.1344 | 2635770.1147 | 0 | 1392784.2906 | 0 | 0 | 0 | 1575258.7553 | 2185487.1327 | 5686189.2141 | 3880940.9781 | 17356430.4856 | 961560.8286 | 23341978.1048 | 23341978.1048 | 17712525.3824 | 9314579.3857 | 0 | 41659969.419 | 92029052.2919 | 1778.2794 | 2.7375 | 15218.3164 | 33618.0573 | 310.246 | 685.3496
1 | 5300 | 707 | 0.035 | 15 | 15 | 7 | 2.3714e-12 | 5spot_SharedNeighbor | CO2 | Porous | Wet | R600a | MinimizeLCOE_Brownfield | IgnoreSilica | 2019 | 38.2575 | 7.3976 | 0.90841 | 4 | 12327.1468 | 26189.0645 | 251.3056 | 533.8995 | 135.6364 | 18.456 | 78.5218 | 3133925.6419 | 0 | 1679986.5148 | 0 | 0 | 0 | 1801223.84 | 2579903.0387 | 6712378.4959 | 4581336.249 | 20488753.7804 | 961560.8286 | 23341978.1048 | 23341978.1048 | 17712525.3824 | 9314579.3857 | 0 | 44792292.7138 | 95161375.5867 | 2371.3737 | 3.6336 | 12327.1468 | 26189.0645 | 251.3056 | 533.8995
1 | 5300 | 707 | 0.035 | 15 | 15 | 7 | 3.1623e-12 | 5spot_SharedNeighbor | CO2 | Porous | Wet | R600a | MinimizeLCOE_Brownfield | IgnoreSilica | 2019 | 47.8165 | 9.4263 | 1.1865 | 4 | 10164.8203 | 20777.8888 | 207.2236 | 423.5854 | 136.358 | 18.3941 | 76.5433 | 3687739.0618 | 0 | 2008143.3563 | 0 | 0 | 0 | 2032958.7051 | 3014248.038 | 7842455.0877 | 5352636.7437 | 23938180.9926 | 961560.8286 | 23341978.1048 | 23341978.1048 | 17712525.3824 | 9314579.3857 | 0 | 48241719.926 | 98610802.799 | 3162.2777 | 4.7459 | 10164.8203 | 20777.8888 | 207.2236 | 423.5854
1 | 5300 | 707 | 0.035 | 15 | 15 | 7 | 4.217e-12 | 5spot_SharedNeighbor | CO2 | Porous | Wet | R600a | MinimizeLCOE_Brownfield | IgnoreSilica | 2019 | 58.9218 | 11.8012 | 1.5215 | 4 | 8532.1899 | 16808.5351 | 173.9402 | 342.6647 | 136.7654 | 18.2798 | 95.3882 | 4286270.4746 | 0 | 2373302.9438 | 0 | 0 | 0 | 2258841.0499 | 3478181.6426 | 9049515.161 | 6176480.0463 | 27622591.3182 | 961560.8286 | 23341978.1048 | 23341978.1048 | 17712525.3824 | 9314579.3857 | 0 | 51926130.2516 | 102295213.1245 | 4216.965 | 6.0859 | 8532.1899 | 16808.5351 | 173.9402 | 342.6647
1 | 5300 | 707 | 0.035 | 15 | 15 | 7 | 5.6234e-12 | 5spot_SharedNeighbor | CO2 | Porous | Wet | R600a | MinimizeLCOE_Brownfield | IgnoreSilica | 2019 | 71.183 | 14.4469 | 1.907 | 4 | 7294.3189 | 13897.3341 | 148.7046 | 283.316 | 136.8673 | 18.1067 | 79.1743 | 4901193.1994 | 0 | 2760788.3176 | 0 | 0 | 0 | 2456319.2286 | 3946137.2908 | 10267039.7666 | 7007465.6073 | 31338943.4103 | 961560.8286 | 23341978.1048 | 23341978.1048 | 17712525.3824 | 9314579.3857 | 0 | 55642482.3437 | 106011565.2166 | 5623.4133 | 7.6282 | 7294.3189 | 13897.3341 | 148.7046 | 283.316
1 | 5300 | 707 | 0.035 | 15 | 15 | 7 | 7.4989e-12 | 5spot_SharedNeighbor | CO2 | Porous | Wet | R600a | MinimizeLCOE_Brownfield | IgnoreSilica | 2019 | 83.9667 | 17.2315 | 2.3267 | 4 | 6356.6682 | 11768.6315 | 129.5893 | 239.9195 | 136.6873 | 17.8786 | 80.0741 | 5498179.9326 | 0 | 3150778.8816 | 0 | 0 | 0 | 2605496.2168 | 4389237.4621 | 11419895.5199 | 7794313.3478 | 34857901.3608 | 961560.8286 | 23341978.1048 | 23341978.1048 | 17712525.3824 | 9314579.3857 | 0 | 59161440.2942 | 109530523.1671 | 7498.9421 | 9.307 | 6356.6682 | 11768.6315 | 129.5893 | 239.9195
1 | 5300 | 707 | 0.035 | 15 | 15 | 7 | 1e-11 | 5spot_SharedNeighbor | CO2 | Porous | Wet | R600a | MinimizeLCOE_Brownfield | IgnoreSilica | 2019 | 96.5077 | 19.9894 | 2.7564 | 4 | 5648.4771 | 10216.9319 | 115.1518 | 208.286 | 136.276 | 17.6083 | 79.6436 | 6044177.6464 | 0 | 3521939.0721 | 0 | 0 | 0 | 2694174.8293 | 4781513.7036 | 12440517.8335 | 8490909.0484 | 37973232.1332 | 961560.8286 | 23341978.1048 | 23341978.1048 | 17712525.3824 | 9314579.3857 | 0 | 62276771.0666 | 112645853.9395 | 10000 | 11.0254 | 5648.4771 | 10216.9319 | 115.1518 | 208.286
1 | 5300 | 707 | 0.035 | 15 | 15 | 7 | 1.3335e-11 | 5spot_SharedNeighbor | CO2 | Porous | Wet | R600a | MinimizeLCOE_Brownfield | IgnoreSilica | 2019 | 108.0882 | 22.5602 | 3.1696 | 4 | 5115.5766 | 9088.3762 | 104.2879 | 185.2788 | 135.7129 | 17.3184 | 89.6832 | 6515579.4956 | 0 | 3856160.1896 | 0 | 0 | 0 | 2721868.4561 | 5106507.1751 | 13286084.1809 | 9068025.4552 | 40554224.9525 | 961560.8286 | 23341978.1048 | 23341978.1048 | 17712525.3824 | 9314579.3857 | 0 | 64857763.8859 | 115226846.7588 | 13335.2143 | 12.6785 | 5115.5766 | 9088.3762 | 104.2879 | 185.2788
1 | 5300 | 707 | 0.035 | 15 | 15 | 7 | 1.7783e-11 | 5spot_SharedNeighbor | CO2 | Porous | Wet | R600a | MinimizeLCOE_Brownfield | IgnoreSilica | 2019 | 118.2586 | 24.8378 | 3.5459 | 4 | 4715.7919 | 8267.0292 | 96.1378 | 168.5346 | 135.0833 | 17.0322 | 95.7644 | 6904475.8921 | 0 | 4143798.4419 | 0 | 0 | 0 | 2700370.2311 | 5361971.3804 | 13950749.6401 | 9521673.2886 | 42583038.8741 | 961560.8286 | 23341978.1048 | 23341978.1048 | 17712525.3824 | 9314579.3857 | 0 | 66886577.8076 | 117255660.6805 | 17782.7941 | 14.1835 | 4715.7919 | 8267.0292 | 96.1378 | 168.5346
1 | 5300 | 707 | 0.035 | 15 | 15 | 7 | 2.3714e-11 | 5spot_SharedNeighbor | CO2 | Porous | Wet | R600a | MinimizeLCOE_Brownfield | IgnoreSilica | 2019 | 126.8165 | 26.7696 | 3.8727 | 4 | 4416.4317 | 7668.0122 | 90.0349 | 156.3228 | 134.4591 | 16.7686 | 104.035 | 7213774.1523 | 0 | 4382006.2681 | 0 | 0 | 0 | 2645817.6374 | 5554223.2426 | 14450949.5493 | 9863070.0047 | 44109840.8545 | 961560.8286 | 23341978.1048 | 23341978.1048 | 17712525.3824 | 9314579.3857 | 0 | 68413379.788 | 118782462.6609 | 23713.7371 | 15.4906 | 4416.4317 | 7668.0122 | 90.0349 | 156.3228
1 | 5300 | 707 | 0.035 | 15 | 15 | 7 | 3.1623e-11 | 5spot_SharedNeighbor | CO2 | Porous | Wet | R600a | MinimizeLCOE_Brownfield | IgnoreSilica | 2019 | 133.7808 | 28.353 | 4.1459 | 4 | 4192.4475 | 7229.7003 | 85.4687 | 147.3872 | 133.8883 | 16.5387 | 110.0032 | 7453394.1335 | 0 | 4573486.2317 | 0 | 0 | 0 | 2574126.4322 | 5694392.651 | 14815641.5973 | 10111979.8212 | 45223020.8669 | 961560.8286 | 23341978.1048 | 23341978.1048 | 17712525.3824 | 9314579.3857 | 0 | 69526559.8004 | 119895642.6733 | 31622.7766 | 16.5838 | 4192.4475 | 7229.7003 | 85.4687 | 147.3872
1 | 5300 | 707 | 0.035 | 15 | 15 | 7 | 4.217e-11 | 5spot_SharedNeighbor | CO2 | Porous | Wet | R600a | MinimizeLCOE_Brownfield | IgnoreSilica | 2019 | 139.3038 | 29.6166 | 4.3679 | 4 | 4024.8699 | 6907.8069 | 82.0524 | 140.825 | 133.3955 | 16.3465 | 112.2492 | 7635672.0789 | 0 | 4723921.9663 | 0 | 0 | 0 | 2497686.3585 | 5794339.3574 | 15075682.4255 | 10289463.0297 | 46016765.2163 | 961560.8286 | 23341978.1048 | 23341978.1048 | 17712525.3824 | 9314579.3857 | 0 | 70320304.1497 | 120689387.0226 | 42169.6503 | 17.4714 | 4024.8699 | 6907.8069 | 82.0524 | 140.825
1 | 5300 | 707 | 0.035 | 15 | 15 | 7 | 5.6234e-11 | 5spot_SharedNeighbor | CO2 | Porous | Wet | R600a | MinimizeLCOE_Brownfield | IgnoreSilica | 2019 | 143.6371 | 30.6124 | 4.5447 | 4 | 3899.4533 | 6670.198 | 79.4956 | 135.981 | 132.9839 | 16.1895 | 106.0986 | 7773846.9448 | 0 | 4841117.16 | 0 | 0 | 0 | 2425529.3659 | 5865792.4536 | 15261588.7247 | 10416347.8989 | 46584222.5478 | 961560.8286 | 23341978.1048 | 23341978.1048 | 17712525.3824 | 9314579.3857 | 0 | 70887761.4812 | 121256844.3541 | 56234.1325 | 18.1789 | 3899.4533 | 6670.198 | 79.4956 | 135.981
1 | 5300 | 707 | 0.035 | 15 | 15 | 7 | 7.4989e-11 | 5spot_SharedNeighbor | CO2 | Porous | Wet | R600a | MinimizeLCOE_Brownfield | IgnoreSilica | 2019 | 146.9823 | 31.3844 | 4.6832 | 4 | 3805.5489 | 6494.34 | 77.5813 | 132.3959 | 132.651 | 16.0646 | 101.8491 | 7877577.9545 | 0 | 4931106.0242 | 0 | 0 | 0 | 2361449.7976 | 5916352.1728 | 15393134.7429 | 10506130.7593 | 46985751.4514 | 961560.8286 | 23341978.1048 | 23341978.1048 | 17712525.3824 | 9314579.3857 | 0 | 71289290.3848 | 121658373.2577 | 74989.4209 | 18.733 | 3805.5489 | 6494.34 | 77.5813 | 132.3959
1 | 5300 | 707 | 0.035 | 15 | 15 | 7 | 1e-10 | 5spot_SharedNeighbor | CO2 | Porous | Wet | R600a | MinimizeLCOE_Brownfield | IgnoreSilica | 2019 | 149.5297 | 31.9745 | 4.7903 | 4 | 3735.2093 | 6363.9225 | 76.1473 | 129.7372 | 132.3886 | 15.9673 | 109.5339 | 7954836.7769 | 0 | 4999358.5445 | 0 | 0 | 0 | 2306823.9095 | 5951797.5 | 15485356.2135 | 10569073.808 | 47267246.7524 | 961560.8286 | 23341978.1048 | 23341978.1048 | 17712525.3824 | 9314579.3857 | 0 | 71570785.6859 | 121939868.5588 | 100000 | 19.1611 | 3735.2093 | 6363.9225 | 76.1473 | 129.7372
1 | 5300 | 707 | 0.035 | 15 | 15 | 7 | 1.3335e-10 | 5spot_SharedNeighbor | CO2 | Porous | Wet | R600a | MinimizeLCOE_Brownfield | IgnoreSilica | 2019 | 151.4787 | 32.4268 | 4.8726 | 4 | 3682.5033 | 6266.7889 | 75.0728 | 127.757 | 132.1825 | 15.8916 | 104.6026 | 8012931.4911 | 0 | 5051422.28 | 0 | 0 | 0 | 2262250.7215 | 5977375.7521 | 15551905.5787 | 10614495.1172 | 47470380.9407 | 961560.8286 | 23341978.1048 | 23341978.1048 | 17712525.3824 | 9314579.3857 | 0 | 71773919.8741 | 122143002.747 | 133352.1432 | 19.4905 | 3682.5033 | 6266.7889 | 75.0728 | 127.757
1 | 5300 | 707 | 0.035 | 15 | 15 | 7 | 1.7783e-10 | 5spot_SharedNeighbor | CO2 | Porous | Wet | R600a | MinimizeLCOE_Brownfield | IgnoreSilica | 2019 | 152.9527 | 32.7697 | 4.9354 | 4 | 3643.0002 | 6194.4082 | 74.2675 | 126.2814 | 132.0236 | 15.8337 | 113.8114 | 8056274.9336 | 0 | 5090706.2015 | 0 | 0 | 0 | 2226447.6926 | 5995637.2428 | 15599418.2315 | 10646923.479 | 47615407.7811 | 961560.8286 | 23341978.1048 | 23341978.1048 | 17712525.3824 | 9314579.3857 | 0 | 71918946.7146 | 122288029.5875 | 177827.941 | 19.7417 | 3643.0002 | 6194.4082 | 74.2675 | 126.2814
1 | 5300 | 707 | 0.035 | 15 | 15 | 7 | 2.3714e-10 | 5spot_SharedNeighbor | CO2 | Porous | Wet | R600a | MinimizeLCOE_Brownfield | IgnoreSilica | 2019 | 154.0781 | 33.0315 | 4.9833 | 4 | 3613.3875 | 6140.2772 | 73.6638 | 125.1779 | 131.9005 | 15.789 | 109.966 | 8089026.5297 | 0 | 5120649.1946 | 0 | 0 | 0 | 2198477.8137 | 6009179.8798 | 15634653.395 | 10670972.2021 | 47722959.015 | 961560.8286 | 23341978.1048 | 23341978.1048 | 17712525.3824 | 9314579.3857 | 0 | 72026497.9484 | 122395580.8213 | 237137.3706 | 19.9332 | 3613.3875 | 6140.2772 | 73.6638 | 125.1779
1 | 5300 | 707 | 0.035 | 15 | 15 | 7 | 3.1623e-10 | 5spot_SharedNeighbor | CO2 | Porous | Wet | R600a | MinimizeLCOE_Brownfield | IgnoreSilica | 2019 | 154.9166 | 33.2271 | 5.0194 | 4 | 3591.1864 | 6099.9076 | 73.2112 | 124.3549 | 131.8077 | 15.7554 | 107.71 | 8113232.3268 | 0 | 5142929.8254 | 0 | 0 | 0 | 2176490.6934 | 6018734.6098 | 15659512.8424 | 10687939.2858 | 47798839.5835 | 961560.8286 | 23341978.1048 | 23341978.1048 | 17712525.3824 | 9314579.3857 | 0 | 72102378.5169 | 122471461.3898 | 316227.766 | 20.0776 | 3591.1864 | 6099.9076 | 73.2112 | 124.3549
1 | 5300 | 707 | 0.035 | 15 | 15 | 7 | 4.217e-10 | 5spot_SharedNeighbor | CO2 | Porous | Wet | R600a | MinimizeLCOE_Brownfield | IgnoreSilica | 2019 | 155.5519 | 33.3754 | 5.0467 | 4 | 3574.5405 | 6069.6794 | 72.8718 | 123.7386 | 131.7369 | 15.7298 | 110.4953 | 8131462.7826 | 0 | 5159795.6791 | 0 | 0 | 0 | 2159622.9974 | 6025843.7691 | 15678009.4166 | 10700563.5777 | 47855298.2226 | 961560.8286 | 23341978.1048 | 23341978.1048 | 17712525.3824 | 9314579.3857 | 0 | 72158837.156 | 122527920.0289 | 421696.5034 | 20.1869 | 3574.5405 | 6069.6794 | 72.8718 | 123.7386
1 | 5300 | 707 | 0.035 | 15 | 15 | 7 | 5.6234e-10 | 5spot_SharedNeighbor | CO2 | Porous | Wet | R600a | MinimizeLCOE_Brownfield | IgnoreSilica | 2019 | 156.0271 | 33.4864 | 5.0673 | 4 | 3562.0591 | 6047.0761 | 72.6174 | 123.2778 | 131.6836 | 15.7107 | 103.685 | 8145037.7548 | 0 | 5172403.8239 | 0 | 0 | 0 | 2146655.1549 | 6030997.7261 | 15691418.9556 | 10709715.8636 | 47896229.2788 | 961560.8286 | 23341978.1048 | 23341978.1048 | 17712525.3824 | 9314579.3857 | 0 | 72199768.2122 | 122568851.0851 | 562341.3252 | 20.2691 | 3562.0591 | 6047.0761 | 72.6174 | 123.2778
1 | 5300 | 707 | 0.035 | 15 | 15 | 7 | 7.4989e-10 | 5spot_SharedNeighbor | CO2 | Porous | Wet | R600a | MinimizeLCOE_Brownfield | IgnoreSilica | 2019 | 156.3755 | 33.5681 | 5.0826 | 4 | 3552.7 | 6030.2209 | 72.4266 | 122.9342 | 131.6443 | 15.6965 | 108.2044 | 8154953.211 | 0 | 5181641.2519 | 0 | 0 | 0 | 2136599.6498 | 6034545.704 | 15700650.0662 | 10716016.2863 | 47924406.1691 | 961560.8286 | 23341978.1048 | 23341978.1048 | 17712525.3824 | 9314579.3857 | 0 | 72227945.1025 | 122597027.9754 | 749894.2093 | 20.3304 | 3552.7 | 6030.2209 | 72.4266 | 122.9342
1 | 5300 | 707 | 0.035 | 15 | 15 | 7 | 1e-09 | 5spot_SharedNeighbor | CO2 | Porous | Wet | R600a | MinimizeLCOE_Brownfield | IgnoreSilica | 2019 | 156.6534 | 33.6328 | 5.0944 | 4 | 3545.6821 | 6017.4658 | 72.2835 | 122.6742 | 131.6129 | 15.6853 | 102.9386 | 8162842.5497 | 0 | 5189004.8586 | 0 | 0 | 0 | 2129301.1641 | 6037647.9432 | 15708721.4563 | 10721525.1759 | 47949043.1477 | 961560.8286 | 23341978.1048 | 23341978.1048 | 17712525.3824 | 9314579.3857 | 0 | 72252582.0811 | 122621664.954 | 1000000 | 20.3776 | 3545.6821 | 6017.4658 | 72.2835 | 122.6742
1 | 5300 | 707 | 0.035 | 15 | 15 | 7 | 1.3335e-09 | 5spot_SharedNeighbor | CO2 | Porous | Wet | R600a | MinimizeLCOE_Brownfield | IgnoreSilica | 2019 | 156.8554 | 33.68 | 5.1032 | 4 | 3540.4196 | 6007.9609 | 72.1762 | 122.4804 | 131.59 | 15.677 | 113.4865 | 8168567.8695 | 0 | 5194358.7807 | 0 | 0 | 0 | 2123646.0774 | 6039763.3638 | 15714225.3467 | 10725281.6941 | 47965843.1321 | 961560.8286 | 23341978.1048 | 23341978.1048 | 17712525.3824 | 9314579.3857 | 0 | 72269382.0655 | 122638464.9384 | 1333521.4322 | 20.4127 | 3540.4196 | 6007.9609 | 72.1762 | 122.4804
1 | 5300 | 707 | 0.035 | 15 | 15 | 7 | 1.7783e-09 | 5spot_SharedNeighbor | CO2 | Porous | Wet | R600a | MinimizeLCOE_Brownfield | IgnoreSilica | 2019 | 157.0017 | 33.7144 | 5.1097 | 4 | 3536.4733 | 6000.8799 | 72.0958 | 122.3361 | 131.5734 | 15.6711 | 106.9079 | 8172706.8073 | 0 | 5198234.8977 | 0 | 0 | 0 | 2119269.6717 | 6041182.4369 | 15717917.484 | 10727801.6537 | 47977112.9514 | 961560.8286 | 23341978.1048 | 23341978.1048 | 17712525.3824 | 9314579.3857 | 0 | 72280651.8848 | 122649734.7577 | 1778279.41 | 20.4386 | 3536.4733 | 6000.8799 | 72.0958 | 122.3361
1 | 5300 | 707 | 0.035 | 15 | 15 | 7 | 2.3714e-09 | 5spot_SharedNeighbor | CO2 | Porous | Wet | R600a | MinimizeLCOE_Brownfield | IgnoreSilica | 2019 | 157.1138 | 33.7407 | 5.1146 | 4 | 3533.5141 | 5995.5544 | 72.0355 | 122.2275 | 131.5606 | 15.6665 | 107.8351 | 8175873.4406 | 0 | 5201202.8279 | 0 | 0 | 0 | 2116017.8207 | 6042306.6948 | 15720842.5723 | 10729798.0866 | 47986041.4428 | 961560.8286 | 23341978.1048 | 23341978.1048 | 17712525.3824 | 9314579.3857 | 0 | 72289580.3763 | 122658663.2492 | 2371373.7057 | 20.4583 | 3533.5141 | 5995.5544 | 72.0355 | 122.2275
1 | 5300 | 707 | 0.035 | 15 | 15 | 7 | 3.1623e-09 | 5spot_SharedNeighbor | CO2 | Porous | Wet | R600a | MinimizeLCOE_Brownfield | IgnoreSilica | 2019 | 157.2038 | 33.7616 | 5.1184 | 4 | 3531.295 | 5991.5153 | 71.9902 | 122.1451 | 131.5504 | 15.6628 | 118.6397 | 8178415.8223 | 0 | 5203586.4432 | 0 | 0 | 0 | 2113689.9113 | 6043319.9489 | 15723478.8517 | 10731597.4015 | 47994088.3788 | 961560.8286 | 23341978.1048 | 23341978.1048 | 17712525.3824 | 9314579.3857 | 0 | 72297627.3122 | 122666710.1851 | 3162277.6602 | 20.4734 | 3531.295 | 5991.5153 | 71.9902 | 122.1451
1 | 5300 | 707 | 0.035 | 15 | 15 | 7 | 4.217e-09 | 5spot_SharedNeighbor | CO2 | Porous | Wet | R600a | MinimizeLCOE_Brownfield | IgnoreSilica | 2019 | 157.2723 | 33.7775 | 5.1212 | 4 | 3529.6309 | 5988.4793 | 71.9563 | 122.0832 | 131.5426 | 15.66 | 114.3812 | 8180350.4387 | 0 | 5205401.1245 | 0 | 0 | 0 | 2111959.3957 | 6044107.274 | 15725527.31 | 10732995.5164 | 48000341.0593 | 961560.8286 | 23341978.1048 | 23341978.1048 | 17712525.3824 | 9314579.3857 | 0 | 72303879.9928 | 122672962.8657 | 4216965.0343 | 20.4848 | 3529.6309 | 5988.4793 | 71.9563 | 122.0832
1 | 5300 | 707 | 0.035 | 15 | 15 | 7 | 5.6234e-09 | 5spot_SharedNeighbor | CO2 | Porous | Wet | R600a | MinimizeLCOE_Brownfield | IgnoreSilica | 2019 | 157.3159 | 33.7878 | 5.1232 | 4 | 3528.3831 | 5986.2652 | 71.9309 | 122.0381 | 131.5376 | 15.6583 | 119.7732 | 8181577.3416 | 0 | 5206553.6102 | 0 | 0 | 0 | 2110500.4028 | 6044466.2283 | 15726461.2356 | 10733632.9397 | 48003191.7583 | 961560.8286 | 23341978.1048 | 23341978.1048 | 17712525.3824 | 9314579.3857 | 0 | 72306730.6917 | 122675813.5646 | 5623413.2519 | 20.4929 | 3528.3831 | 5986.2652 | 71.9309 | 122.0381
1 | 5300 | 707 | 0.035 | 15 | 15 | 7 | 7.4989e-09 | 5spot_SharedNeighbor | CO2 | Porous | Wet | R600a | MinimizeLCOE_Brownfield | IgnoreSilica | 2019 | 157.3501 | 33.7959 | 5.1248 | 4 | 3527.4473 | 5984.5923 | 71.9118 | 122.004 | 131.5337 | 15.6569 | 111.9886 | 8182543.1876 | 0 | 5207460.8414 | 0 | 0 | 0 | 2109437.3019 | 6044782.119 | 15727283.1184 | 10734193.8917 | 48005700.4601 | 961560.8286 | 23341978.1048 | 23341978.1048 | 17712525.3824 | 9314579.3857 | 0 | 72309239.3935 | 122678322.2664 | 7498942.0933 | 20.499 | 3527.4473 | 5984.5923 | 71.9118 | 122.004
1 | 5300 | 707 | 0.035 | 15 | 15 | 7 | 1e-08 | 5spot_SharedNeighbor | CO2 | Porous | Wet | R600a | MinimizeLCOE_Brownfield | IgnoreSilica | 2019 | 157.3696 | 33.8006 | 5.1258 | 4 | 3526.7456 | 5983.3873 | 71.8975 | 121.9794 | 131.5314 | 15.6561 | 114.5545 | 8183090.1202 | 0 | 5207975.7388 | 0 | 0 | 0 | 2108513.6689 | 6044836.0159 | 15727423.3469 | 10734289.6005 | 48006128.4912 | 961560.8286 | 23341978.1048 | 23341978.1048 | 17712525.3824 | 9314579.3857 | 0 | 72309667.4247 | 122678750.2976 | 10000000 | 20.5032 | 3526.7456 | 5983.3873 | 71.8975 | 121.9794
1 | 5400 | 707 | 0.035 | 15 | 15 | 7 | 1e-13 | 5spot_SharedNeighbor | CO2 | Porous | Wet | R600a | MinimizeLCOE_Brownfield | IgnoreSilica | 2019 | 1.6 | 0.028387 | 0.0042535 | 4 | 1553132.7609 | 4583539.3413 | 31662.7121 | 93441.6492 | 79.3359 | 15.7594 | 24.3079 | 207629.7333 | 0 | 85548.1949 | 0 | 0 | 0 | 203189.027 | 193583.1125 | 503663.5494 | 343760.7217 | 1537374.3387 | 961560.8286 | 23926120.3335 | 23926120.3335 | 18112060.8521 | 9521263.1161 | 0 | 26425055.5008 | 77984499.8026 | 100 | 0.017014 | 1553132.7609 | 4583539.3413 | 31662.7121 | 93441.6492
1 | 5400 | 707 | 0.035 | 15 | 15 | 7 | 1.3335e-13 | 5spot_SharedNeighbor | CO2 | Porous | Wet | R600a | MinimizeLCOE_Brownfield | IgnoreSilica | 2019 | 1.6 | 0.048596 | 0.0091061 | 4 | 723410.0699 | 2138926.1888 | 14747.6928 | 43604.9035 | 79.3359 | 15.7594 | 26.357 | 207629.7414 | 0 | 85548.1903 | 0 | 0 | 0 | 178903.9787 | 184111.9451 | 479021.5145 | 326942.0266 | 1462157.3966 | 961560.8286 | 23926120.3335 | 23926120.3335 | 18112060.8521 | 9521263.1161 | 0 | 26349838.5588 | 77909282.8605 | 133.3521 | 0.036424 | 723410.0699 | 2138926.1888 | 14747.6928 | 43604.9035
1 | 5400 | 707 | 0.035 | 15 | 15 | 7 | 1.7783e-13 | 5spot_SharedNeighbor | CO2 | Porous | Wet | R600a | MinimizeLCOE_Brownfield | IgnoreSilica | 2019 | 3.6561 | 0.3147 | 0.030325 | 4 | 233601.5177 | 658656.7414 | 4762.2829 | 13427.6086 | 105.0426 | 17.4936 | 53.4158 | 475086.1396 | 0 | 235017.3832 | 0 | 0 | 0 | 403243.4575 | 434205.3223 | 1129713.1809 | 771052.4592 | 3448317.9427 | 961560.8286 | 23926120.3335 | 23926120.3335 | 18112060.8521 | 9521263.1161 | 0 | 28335999.1048 | 79895443.4066 | 177.8279 | 0.1213 | 233601.5177 | 658656.7414 | 4762.2829 | 13427.6086
1 | 5400 | 707 | 0.035 | 15 | 15 | 7 | 2.3714e-13 | 5spot_SharedNeighbor | CO2 | Porous | Wet | R600a | MinimizeLCOE_Brownfield | IgnoreSilica | 2019 | 4.9519 | 0.54419 | 0.054018 | 4 | 135999.5941 | 374620.9988 | 2772.5357 | 7637.1558 | 112.835 | 17.9188 | 56.3472 | 627367.3324 | 0 | 322555.0638 | 0 | 0 | 0 | 502346.8091 | 566384.9901 | 1473617.5626 | 1005774.2663 | 4498046.0243 | 961560.8286 | 23926120.3335 | 23926120.3335 | 18112060.8521 | 9521263.1161 | 0 | 29385727.1864 | 80945171.4882 | 237.1374 | 0.21607 | 135999.5941 | 374620.9988 | 2772.5357 | 7637.1558
1 | 5400 | 707 | 0.035 | 15 | 15 | 7 | 3.1623e-13 | 5spot_SharedNeighbor | CO2 | Porous | Wet | R600a | MinimizeLCOE_Brownfield | IgnoreSilica | 2019 | 6.6593 | 0.86538 | 0.08815 | 4 | 86824.7142 | 233051.7229 | 1770.0392 | 4751.0746 | 119.315 | 18.2416 | 54.5974 | 812987.0835 | 0 | 414834.5209 | 0 | 0 | 0 | 621105.1193 | 721081.4223 | 1876105.9466 | 1280480.8586 | 5726594.9512 | 961560.8286 | 23926120.3335 | 23926120.3335 | 18112060.8521 | 9521263.1161 | 0 | 30614276.1133 | 82173720.4151 | 316.2278 | 0.3526 | 86824.7142 | 233051.7229 | 1770.0392 | 4751.0746
1 | 5400 | 707 | 0.035 | 15 | 15 | 7 | 4.217e-13 | 5spot_SharedNeighbor | CO2 | Porous | Wet | R600a | MinimizeLCOE_Brownfield | IgnoreSilica | 2019 | 8.7398 | 1.2775 | 0.13513 | 4 | 59121.0215 | 154512.1258 | 1205.262 | 3149.9387 | 124.2781 | 18.4703 | 49.4763 | 1021809.9839 | 0 | 515626.6491 | 0 | 0 | 0 | 744447.3391 | 889934.7491 | 2315427.6664 | 1580326.9596 | 7067573.3472 | 961560.8286 | 23926120.3335 | 23926120.3335 | 18112060.8521 | 9521263.1161 | 0 | 31955254.5093 | 83514698.8111 | 421.6965 | 0.54051 | 59121.0215 | 154512.1258 | 1205.262 | 3149.9387
1 | 5400 | 707 | 0.035 | 15 | 15 | 7 | 5.6234e-13 | 5spot_SharedNeighbor | CO2 | Porous | Wet | R600a | MinimizeLCOE_Brownfield | IgnoreSilica | 2019 | 11.4124 | 1.8199 | 0.19858 | 4 | 42227.2716 | 107137.1213 | 860.86 | 2184.1351 | 128.2925 | 18.6425 | 51.7504 | 1269416.2536 | 0 | 638311.1955 | 0 | 0 | 0 | 886505.9563 | 1089751.0281 | 2835308.6364 | 1935156.4041 | 8654449.4739 | 961560.8286 | 23926120.3335 | 23926120.3335 | 18112060.8521 | 9521263.1161 | 0 | 33542130.6361 | 85101574.9378 | 562.3413 | 0.79432 | 42227.2716 | 107137.1213 | 860.86 | 2184.1351
1 | 5400 | 707 | 0.035 | 15 | 15 | 7 | 7.4989e-13 | 5spot_SharedNeighbor | CO2 | Porous | Wet | R600a | MinimizeLCOE_Brownfield | IgnoreSilica | 2019 | 14.7808 | 2.5163 | 0.28293 | 4 | 31260.7251 | 76818.962 | 637.2922 | 1566.0584 | 131.4581 | 18.7675 | 75.5008 | 1557655.4614 | 0 | 785038.3577 | 0 | 0 | 0 | 1044467.0956 | 1320992.7567 | 3436952.1801 | 2345790.4852 | 10490896.3368 | 961560.8286 | 23926120.3335 | 23926120.3335 | 18112060.8521 | 9521263.1161 | 0 | 35378577.4989 | 86938021.8007 | 749.8942 | 1.1317 | 31260.7251 | 76818.962 | 637.2922 | 1566.0584
1 | 5400 | 707 | 0.035 | 15 | 15 | 7 | 1e-12 | 5spot_SharedNeighbor | CO2 | Porous | Wet | R600a | MinimizeLCOE_Brownfield | IgnoreSilica | 2019 | 19.0345 | 3.4063 | 0.39397 | 4 | 23805.7672 | 56523.5795 | 485.3128 | 1152.3096 | 133.9501 | 18.8542 | 63.4649 | 1894369.8299 | 0 | 961094.0977 | 0 | 0 | 0 | 1221510.2049 | 1590019.9117 | 4136905.6523 | 2823523.1126 | 12627422.8092 | 961560.8286 | 23926120.3335 | 23926120.3335 | 18112060.8521 | 9521263.1161 | 0 | 37515103.9714 | 89074548.2732 | 1000 | 1.5759 | 23805.7672 | 56523.5795 | 485.3128 | 1152.3096
1 | 5400 | 707 | 0.035 | 15 | 15 | 7 | 1.3335e-12 | 5spot_SharedNeighbor | CO2 | Porous | Wet | R600a | MinimizeLCOE_Brownfield | IgnoreSilica | 2019 | 24.3935 | 4.537 | 0.53881 | 4 | 18559.3657 | 42482.1469 | 378.3578 | 866.056 | 135.8936 | 18.9065 | 68.4278 | 2287304.4722 | 0 | 1172065.644 | 0 | 0 | 0 | 1419885.1994 | 1902909.5731 | 4950980.3687 | 3379145.8341 | 15112291.0916 | 961560.8286 | 23926120.3335 | 23926120.3335 | 18112060.8521 | 9521263.1161 | 0 | 39999972.2537 | 91559416.5555 | 1333.5214 | 2.1552 | 18559.3657 | 42482.1469 | 378.3578 | 866.056
1 | 5400 | 707 | 0.035 | 15 | 15 | 7 | 1.7783e-12 | 5spot_SharedNeighbor | CO2 | Porous | Wet | R600a | MinimizeLCOE_Brownfield | IgnoreSilica | 2019 | 31.0567 | 5.9535 | 0.72538 | 4 | 14768.3548 | 32538.2249 | 301.0729 | 663.3357 | 137.3723 | 18.9238 | 67.3905 | 2740431.4487 | 0 | 1421860.2197 | 0 | 0 | 0 | 1637310.3922 | 2261844.8036 | 5884856.2109 | 4016535.2856 | 17962838.3608 | 961560.8286 | 23926120.3335 | 23926120.3335 | 18112060.8521 | 9521263.1161 | 0 | 42850519.5229 | 94409963.8247 | 1778.2794 | 2.9015 | 14768.3548 | 32538.2249 | 301.0729 | 663.3357
1 | 5400 | 707 | 0.035 | 15 | 15 | 7 | 2.3714e-12 | 5spot_SharedNeighbor | CO2 | Porous | Wet | R600a | MinimizeLCOE_Brownfield | IgnoreSilica | 2019 | 39.2197 | 7.7008 | 0.96197 | 4 | 11973.3722 | 25372.8306 | 244.0934 | 517.2595 | 138.4563 | 18.9021 | 62.4041 | 3255935.1741 | 0 | 1713705.1907 | 0 | 0 | 0 | 1870084.2178 | 2667492.5872 | 6940268.5339 | 4736875.8827 | 21184361.5864 | 961560.8286 | 23926120.3335 | 23926120.3335 | 18112060.8521 | 9521263.1161 | 0 | 46072042.7485 | 97631487.0503 | 2371.3737 | 3.8479 | 11973.3722 | 25372.8306 | 244.0934 | 517.2595
1 | 5400 | 707 | 0.035 | 15 | 15 | 7 | 3.1623e-12 | 5spot_SharedNeighbor | CO2 | Porous | Wet | R600a | MinimizeLCOE_Brownfield | IgnoreSilica | 2019 | 48.9808 | 9.8055 | 1.2553 | 4 | 9882.3487 | 20150.9928 | 201.465 | 410.8052 | 139.1908 | 18.8344 | 76.158 | 3828978.8931 | 0 | 2047166.1084 | 0 | 0 | 0 | 2109042.7243 | 3114223.2131 | 8102569.9854 | 5530170.5062 | 24732151.4306 | 961560.8286 | 23926120.3335 | 23926120.3335 | 18112060.8521 | 9521263.1161 | 0 | 49619832.5927 | 101179276.8945 | 3162.2777 | 5.0211 | 9882.3487 | 20150.9928 | 201.465 | 410.8052
1 | 5400 | 707 | 0.035 | 15 | 15 | 7 | 4.217e-12 | 5spot_SharedNeighbor | CO2 | Porous | Wet | R600a | MinimizeLCOE_Brownfield | IgnoreSilica | 2019 | 60.2861 | 12.2625 | 1.6076 | 4 | 8303.5268 | 16321.5474 | 169.2786 | 332.7368 | 139.6011 | 18.7116 | 77.6587 | 4446383.1314 | 0 | 2417164.7996 | 0 | 0 | 0 | 2340637.2782 | 3589632.2316 | 9339486.7317 | 6374391.6017 | 28507695.7741 | 961560.8286 | 23926120.3335 | 23926120.3335 | 18112060.8521 | 9521263.1161 | 0 | 53395376.9363 | 104954821.238 | 4216.965 | 6.4304 | 8303.5268 | 16321.5474 | 169.2786 | 332.7368
1 | 5400 | 707 | 0.035 | 15 | 15 | 7 | 5.6234e-12 | 5spot_SharedNeighbor | CO2 | Porous | Wet | R600a | MinimizeLCOE_Brownfield | IgnoreSilica | 2019 | 72.7151 | 14.9884 | 2.0116 | 4 | 7107.0088 | 13514.9047 | 144.886 | 275.5196 | 139.6976 | 18.5286 | 78.8661 | 5078018.2279 | 0 | 2808224.8913 | 0 | 0 | 0 | 2541379.2528 | 4066772.725 | 10580908.4208 | 7221687.4131 | 32296990.9309 | 961560.8286 | 23926120.3335 | 23926120.3335 | 18112060.8521 | 9521263.1161 | 0 | 57184672.093 | 108744116.3948 | 5623.4133 | 8.0462 | 7107.0088 | 13514.9047 | 144.886 | 275.5196
1 | 5400 | 707 | 0.035 | 15 | 15 | 7 | 7.4989e-12 | 5spot_SharedNeighbor | CO2 | Porous | Wet | R600a | MinimizeLCOE_Brownfield | IgnoreSilica | 2019 | 85.6233 | 17.8469 | 2.4495 | 4 | 6200.7398 | 11462.9738 | 126.4105 | 233.6882 | 139.5045 | 18.2878 | 100.6316 | 5688716.8755 | 0 | 3200410.7209 | 0 | 0 | 0 | 2691214.7671 | 4516333.5218 | 11750573.3963 | 8020007.7931 | 35867257.0747 | 961560.8286 | 23926120.3335 | 23926120.3335 | 18112060.8521 | 9521263.1161 | 0 | 60754938.2369 | 112314382.5387 | 7498.9421 | 9.798 | 6200.7398 | 11462.9738 | 126.4105 | 233.6882
1 | 5400 | 707 | 0.035 | 15 | 15 | 7 | 1e-11 | 5spot_SharedNeighbor | CO2 | Porous | Wet | R600a | MinimizeLCOE_Brownfield | IgnoreSilica | 2019 | 98.2197 | 20.6635 | 2.8955 | 4 | 5516.7864 | 9968.4558 | 112.4672 | 203.2205 | 139.079 | 18.0056 | 95.6051 | 6244384.1789 | 0 | 3571834.7268 | 0 | 0 | 0 | 2778164.3987 | 4911809.4887 | 12779520.7389 | 8722285.4972 | 39007999.0292 | 961560.8286 | 23926120.3335 | 23926120.3335 | 18112060.8521 | 9521263.1161 | 0 | 63895680.1913 | 115455124.4931 | 10000 | 11.582 | 5516.7864 | 9968.4558 | 112.4672 | 203.2205
1 | 5400 | 707 | 0.035 | 15 | 15 | 7 | 1.3335e-11 | 5spot_SharedNeighbor | CO2 | Porous | Wet | R600a | MinimizeLCOE_Brownfield | IgnoreSilica | 2019 | 109.8056 | 23.2791 | 3.3227 | 4 | 5002.375 | 8881.7266 | 101.9802 | 181.066 | 138.5034 | 17.7049 | 93.4011 | 6722320.7162 | 0 | 3905097.2389 | 0 | 0 | 0 | 2803052.1754 | 5237883.3509 | 13627898.0414 | 9301320.4386 | 41597571.9613 | 961560.8286 | 23926120.3335 | 23926120.3335 | 18112060.8521 | 9521263.1161 | 0 | 66485253.1235 | 118044697.4253 | 13335.2143 | 13.2907 | 5002.375 | 8881.7266 | 101.9802 | 181.066
1 | 5400 | 707 | 0.035 | 15 | 15 | 7 | 1.7783e-11 | 5spot_SharedNeighbor | CO2 | Porous | Wet | R600a | MinimizeLCOE_Brownfield | IgnoreSilica | 2019 | 119.9325 | 25.5858 | 3.7099 | 4 | 4616.6118 | 8091.0835 | 94.1159 | 164.9477 | 137.8653 | 17.4102 | 85.1537 | 7114862.8384 | 0 | 4190653.0374 | 0 | 0 | 0 | 2778108.7785 | 5492613.6151 | 14290653.9366 | 9753664.9553 | 43620557.1613 | 961560.8286 | 23926120.3335 | 23926120.3335 | 18112060.8521 | 9521263.1161 | 0 | 68508238.3235 | 120067682.6253 | 17782.7941 | 14.8395 | 4616.6118 | 8091.0835 | 94.1159 | 164.9477
1 | 5400 | 707 | 0.035 | 15 | 15 | 7 | 2.3714e-11 | 5spot_SharedNeighbor | CO2 | Porous | Wet | R600a | MinimizeLCOE_Brownfield | IgnoreSilica | 2019 | 128.4413 | 27.5394 | 4.0452 | 4 | 4327.8346 | 7514.2592 | 88.2288 | 153.1883 | 137.2351 | 17.1396 | 112.9027 | 7426727.67 | 0 | 4426861.7539 | 0 | 0 | 0 | 2720899.106 | 5684050.5266 | 14788733.5112 | 10093614.4995 | 45140887.0671 | 961560.8286 | 23926120.3335 | 23926120.3335 | 18112060.8521 | 9521263.1161 | 0 | 70028568.2293 | 121588012.531 | 23713.7371 | 16.181 | 4327.8346 | 7514.2592 | 88.2288 | 153.1883
1 | 5400 | 707 | 0.035 | 15 | 15 | 7 | 3.1623e-11 | 5spot_SharedNeighbor | CO2 | Porous | Wet | R600a | MinimizeLCOE_Brownfield | IgnoreSilica | 2019 | 135.3427 | 29.1356 | 4.3248 | 4 | 4111.8136 | 7092.2347 | 83.8249 | 144.5848 | 136.6618 | 16.9046 | 109.1032 | 7667639.4937 | 0 | 4616154.1226 | 0 | 0 | 0 | 2646902.5123 | 5822971.4901 | 15150177.3617 | 10340307.3544 | 46244152.3348 | 961560.8286 | 23926120.3335 | 23926120.3335 | 18112060.8521 | 9521263.1161 | 0 | 71131833.4969 | 122691277.7987 | 31622.7766 | 17.2994 | 4111.8136 | 7092.2347 | 83.8249 | 144.5848
1 | 5400 | 707 | 0.035 | 15 | 15 | 7 | 4.217e-11 | 5spot_SharedNeighbor | CO2 | Porous | Wet | R600a | MinimizeLCOE_Brownfield | IgnoreSilica | 2019 | 140.8138 | 30.4087 | 4.5516 | 4 | 3950.2176 | 6782.1831 | 80.5305 | 138.264 | 136.1677 | 16.7084 | 114.9107 | 7850907.5076 | 0 | 4764841.9403 | 0 | 0 | 0 | 2568971.0548 | 5922040.9961 | 15407935.8941 | 10516232.8492 | 47030930.2421 | 961560.8286 | 23926120.3335 | 23926120.3335 | 18112060.8521 | 9521263.1161 | 0 | 71918611.4042 | 123478055.706 | 42169.6503 | 18.2062 | 3950.2176 | 6782.1831 | 80.5305 | 138.264
1 | 5400 | 707 | 0.035 | 15 | 15 | 7 | 5.6234e-11 | 5spot_SharedNeighbor | CO2 | Porous | Wet | R600a | MinimizeLCOE_Brownfield | IgnoreSilica | 2019 | 145.0844 | 31.4075 | 4.7317 | 4 | 3829.2912 | 6553.4511 | 78.0653 | 133.601 | 135.7574 | 16.5492 | 120.4126 | 7989180.3132 | 0 | 4880100.912 | 0 | 0 | 0 | 2495391.852 | 5992222.5001 | 15590533.7715 | 10640859.6525 | 47588289.0014 | 961560.8286 | 23926120.3335 | 23926120.3335 | 18112060.8521 | 9521263.1161 | 0 | 72475970.1635 | 124035414.4653 | 56234.1325 | 18.9267 | 3829.2912 | 6553.4511 | 78.0653 | 133.601
1 | 5400 | 707 | 0.035 | 15 | 15 | 7 | 7.4989e-11 | 5spot_SharedNeighbor | CO2 | Porous | Wet | R600a | MinimizeLCOE_Brownfield | IgnoreSilica | 2019 | 148.3855 | 32.1825 | 4.8727 | 4 | 3738.7566 | 6384.0673 | 76.2196 | 130.1478 | 135.4254 | 16.4225 | 96.4854 | 8093166.7841 | 0 | 4968731.4857 | 0 | 0 | 0 | 2430534.2049 | 6042048.6651 | 15720171.2321 | 10729339.8831 | 47983992.2551 | 961560.8286 | 23926120.3335 | 23926120.3335 | 18112060.8521 | 9521263.1161 | 0 | 72871673.4172 | 124431117.719 | 74989.4209 | 19.4909 | 3738.7566 | 6384.0673 | 76.2196 | 130.1478
1 | 5400 | 707 | 0.035 | 15 | 15 | 7 | 1e-10 | 5spot_SharedNeighbor | CO2 | Porous | Wet | R600a | MinimizeLCOE_Brownfield | IgnoreSilica | 2019 | 150.9038 | 32.7759 | 4.9817 | 4 | 3670.9461 | 6258.3841 | 74.8372 | 127.5856 | 135.1633 | 16.3236 | 128.2175 | 8170777.1685 | 0 | 5036078.4115 | 0 | 0 | 0 | 2375545.3014 | 6077136.3438 | 15811462.1744 | 10791647.8271 | 48262647.2266 | 961560.8286 | 23926120.3335 | 23926120.3335 | 18112060.8521 | 9521263.1161 | 0 | 73150328.3888 | 124709772.6906 | 100000 | 19.9268 | 3670.9461 | 6258.3841 | 74.8372 | 127.5856
1 | 5400 | 707 | 0.035 | 15 | 15 | 7 | 1.3335e-10 | 5spot_SharedNeighbor | CO2 | Porous | Wet | R600a | MinimizeLCOE_Brownfield | IgnoreSilica | 2019 | 152.8212 | 33.2287 | 5.0654 | 4 | 3620.1379 | 6164.8429 | 73.8014 | 125.6787 | 134.9586 | 16.2471 | 115.4745 | 8228865.7086 | 0 | 5087204.3763 | 0 | 0 | 0 | 2330568.4368 | 6102189.0235 | 15876644.108 | 10836135.8361 | 48461607.4893 | 961560.8286 | 23926120.3335 | 23926120.3335 | 18112060.8521 | 9521263.1161 | 0 | 73349288.6514 | 124908732.9532 | 133352.1432 | 20.2615 | 3620.1379 | 6164.8429 | 73.8014 | 125.6787
1 | 5400 | 707 | 0.035 | 15 | 15 | 7 | 1.7783e-10 | 5spot_SharedNeighbor | CO2 | Porous | Wet | R600a | MinimizeLCOE_Brownfield | IgnoreSilica | 2019 | 154.2755 | 33.5729 | 5.1292 | 4 | 3582.0592 | 6095.0937 | 73.0251 | 124.2567 | 134.8003 | 16.1883 | 113.385 | 8272344.2794 | 0 | 5125897.8032 | 0 | 0 | 0 | 2294608.8576 | 6120211.8667 | 15923535.849 | 10868140.4129 | 48604739.0689 | 961560.8286 | 23926120.3335 | 23926120.3335 | 18112060.8521 | 9521263.1161 | 0 | 73492420.231 | 125051864.5328 | 177827.941 | 20.5168 | 3582.0592 | 6095.0937 | 73.0251 | 124.2567
1 | 5400 | 707 | 0.035 | 15 | 15 | 7 | 2.3714e-10 | 5spot_SharedNeighbor | CO2 | Porous | Wet | R600a | MinimizeLCOE_Brownfield | IgnoreSilica | 2019 | 155.3692 | 33.8322 | 5.1776 | 4 | 3553.5155 | 6043.0621 | 72.4432 | 123.196 | 134.6796 | 16.1437 | 104.243 | 8304709.0969 | 0 | 5154949.0243 | 0 | 0 | 0 | 2266195.6359 | 6133082.9652 | 15957023.8073 | 10890996.6325 | 48706957.162 | 961560.8286 | 23926120.3335 | 23926120.3335 | 18112060.8521 | 9521263.1161 | 0 | 73594638.3242 | 125154082.6259 | 237137.3706 | 20.7104 | 3553.5155 | 6043.0621 | 72.4432 | 123.196
1 | 5400 | 707 | 0.035 | 15 | 15 | 7 | 3.1623e-10 | 5spot_SharedNeighbor | CO2 | Porous | Wet | R600a | MinimizeLCOE_Brownfield | IgnoreSilica | 2019 | 156.2124 | 34.0318 | 5.2145 | 4 | 3532.1164 | 6004.0259 | 72.007 | 122.4002 | 134.5856 | 16.109 | 104.3142 | 8329465.2593 | 0 | 5177315.3746 | 0 | 0 | 0 | 2244499.6557 | 6142999.313 | 15982824.1099 | 10908605.8692 | 48785709.5817 | 961560.8286 | 23926120.3335 | 23926120.3335 | 18112060.8521 | 9521263.1161 | 0 | 73673390.7438 | 125232835.0456 | 316227.766 | 20.8581 | 3532.1164 | 6004.0259 | 72.007 | 122.4002
1 | 5400 | 707 | 0.035 | 15 | 15 | 7 | 4.217e-10 | 5spot_SharedNeighbor | CO2 | Porous | Wet | R600a | MinimizeLCOE_Brownfield | IgnoreSilica | 2019 | 156.8313 | 34.1789 | 5.2422 | 4 | 3516.0722 | 5974.9535 | 71.6799 | 121.8075 | 134.5159 | 16.0835 | 115.389 | 8347529.4249 | 0 | 5193720.8694 | 0 | 0 | 0 | 2227442.4118 | 6149790.1554 | 16000492.4889 | 10920664.9009 | 48839640.2513 | 961560.8286 | 23926120.3335 | 23926120.3335 | 18112060.8521 | 9521263.1161 | 0 | 73727321.4135 | 125286765.7152 | 421696.5034 | 20.9687 | 3516.0722 | 5974.9535 | 71.6799 | 121.8075
1 | 5400 | 707 | 0.035 | 15 | 15 | 7 | 5.6234e-10 | 5spot_SharedNeighbor | CO2 | Porous | Wet | R600a | MinimizeLCOE_Brownfield | IgnoreSilica | 2019 | 157.2964 | 34.2896 | 5.263 | 4 | 3504.0423 | 5953.1969 | 71.4346 | 121.364 | 134.4633 | 16.0642 | 120.0814 | 8361041.2222 | 0 | 5206038.6777 | 0 | 0 | 0 | 2214382.6668 | 6154770.401 | 16013450.0664 | 10929508.7138 | 48879191.748 | 961560.8286 | 23926120.3335 | 23926120.3335 | 18112060.8521 | 9521263.1161 | 0 | 73766872.9101 | 125326317.2119 | 562341.3252 | 21.0519 | 3504.0423 | 5953.1969 | 71.4346 | 121.364
1 | 5400 | 707 | 0.035 | 15 | 15 | 7 | 7.4989e-10 | 5spot_SharedNeighbor | CO2 | Porous | Wet | R600a | MinimizeLCOE_Brownfield | IgnoreSilica | 2019 | 157.6519 | 34.374 | 5.2788 | 4 | 3495.0219 | 5936.8584 | 71.2507 | 121.0309 | 134.4229 | 16.0494 | 112.3549 | 8371333.8111 | 0 | 5215447.9639 | 0 | 0 | 0 | 2204564.5378 | 6158625.062 | 16023479.1036 | 10936353.7378 | 48909804.2161 | 961560.8286 | 23926120.3335 | 23926120.3335 | 18112060.8521 | 9521263.1161 | 0 | 73797485.3782 | 125356929.68 | 749894.2093 | 21.115 | 3495.0219 | 5936.8584 | 71.2507 | 121.0309
1 | 5400 | 707 | 0.035 | 15 | 15 | 7 | 1e-09 | 5spot_SharedNeighbor | CO2 | Porous | Wet | R600a | MinimizeLCOE_Brownfield | IgnoreSilica | 2019 | 157.9102 | 34.4356 | 5.2905 | 4 | 3488.258 | 5924.6864 | 71.1129 | 120.7827 | 134.3934 | 16.0386 | 104.36 | 8378795.0589 | 0 | 5222285.0876 | 0 | 0 | 0 | 2196939.1109 | 6161227.5104 | 16030250.1405 | 10940975.1096 | 48930472.0178 | 961560.8286 | 23926120.3335 | 23926120.3335 | 18112060.8521 | 9521263.1161 | 0 | 73818153.1799 | 125377597.4817 | 1000000 | 21.1619 | 3488.258 | 5924.6864 | 71.1129 | 120.7827
1 | 5400 | 707 | 0.035 | 15 | 15 | 7 | 1.3335e-09 | 5spot_SharedNeighbor | CO2 | Porous | Wet | R600a | MinimizeLCOE_Brownfield | IgnoreSilica | 2019 | 158.1077 | 34.4826 | 5.2993 | 4 | 3483.186 | 5915.5391 | 71.0095 | 120.5963 | 134.3708 | 16.0304 | 104.3958 | 8384486.1038 | 0 | 5227507.9869 | 0 | 0 | 0 | 2191244.5076 | 6163263.0533 | 16035546.2057 | 10944589.7829 | 48946637.6402 | 961560.8286 | 23926120.3335 | 23926120.3335 | 18112060.8521 | 9521263.1161 | 0 | 73834318.8023 | 125393763.1041 | 1333521.4322 | 21.1974 | 3483.186 | 5915.5391 | 71.0095 | 120.5963
1 | 5400 | 707 | 0.035 | 15 | 15 | 7 | 1.7783e-09 | 5spot_SharedNeighbor | CO2 | Porous | Wet | R600a | MinimizeLCOE_Brownfield | IgnoreSilica | 2019 | 158.2586 | 34.5185 | 5.306 | 4 | 3479.3827 | 5908.6623 | 70.9319 | 120.4561 | 134.3535 | 16.024 | 108.2344 | 8388831.4562 | 0 | 5231500.4025 | 0 | 0 | 0 | 2187004.0697 | 6164861.0121 | 16039703.7666 | 10947427.4037 | 48959328.1108 | 961560.8286 | 23926120.3335 | 23926120.3335 | 18112060.8521 | 9521263.1161 | 0 | 73847009.2729 | 125406453.5747 | 1778279.41 | 21.2242 | 3479.3827 | 5908.6623 | 70.9319 | 120.4561
1 | 5400 | 707 | 0.035 | 15 | 15 | 7 | 2.3714e-09 | 5spot_SharedNeighbor | CO2 | Porous | Wet | R600a | MinimizeLCOE_Brownfield | IgnoreSilica | 2019 | 158.3823 | 34.5476 | 5.3113 | 4 | 3476.5306 | 5903.4279 | 70.8738 | 120.3494 | 134.3394 | 16.0189 | 132.8487 | 8392387.6011 | 0 | 5234769.2675 | 0 | 0 | 0 | 2184021.5573 | 6166359.5861 | 16043602.7488 | 10950088.5391 | 48971229.2999 | 961560.8286 | 23926120.3335 | 23926120.3335 | 18112060.8521 | 9521263.1161 | 0 | 73858910.462 | 125418354.7638 | 2371373.7057 | 21.245 | 3476.5306 | 5903.4279 | 70.8738 | 120.3494
1 | 5400 | 707 | 0.035 | 15 | 15 | 7 | 3.1623e-09 | 5spot_SharedNeighbor | CO2 | Porous | Wet | R600a | MinimizeLCOE_Brownfield | IgnoreSilica | 2019 | 158.4554 | 34.5653 | 5.3148 | 4 | 3474.3919 | 5899.6552 | 70.8302 | 120.2725 | 134.3309 | 16.0158 | 128.234 | 8394487.4034 | 0 | 5236703.6659 | 0 | 0 | 0 | 2181373.4265 | 6166900.1534 | 16045009.1939 | 10951048.4668 | 48975522.3099 | 961560.8286 | 23926120.3335 | 23926120.3335 | 18112060.8521 | 9521263.1161 | 0 | 73863203.472 | 125422647.7738 | 3162277.6602 | 21.2593 | 3474.3919 | 5899.6552 | 70.8302 | 120.2725
1 | 5400 | 707 | 0.035 | 15 | 15 | 7 | 4.217e-09 | 5spot_SharedNeighbor | CO2 | Porous | Wet | R600a | MinimizeLCOE_Brownfield | IgnoreSilica | 2019 | 158.524 | 34.5815 | 5.3177 | 4 | 3472.7881 | 5896.7215 | 70.7975 | 120.2126 | 134.3231 | 16.0129 | 124.7937 | 8396455.8866 | 0 | 5238515.4719 | 0 | 0 | 0 | 2179663.2163 | 6167707.4842 | 16047109.7031 | 10952482.1075 | 48981933.8696 | 961560.8286 | 23926120.3335 | 23926120.3335 | 18112060.8521 | 9521263.1161 | 0 | 73869615.0318 | 125429059.3336 | 4216965.0343 | 21.271 | 3472.7881 | 5896.7215 | 70.7975 | 120.2126
1 | 5400 | 707 | 0.035 | 15 | 15 | 7 | 5.6234e-09 | 5spot_SharedNeighbor | CO2 | Porous | Wet | R600a | MinimizeLCOE_Brownfield | IgnoreSilica | 2019 | 158.5823 | 34.595 | 5.3201 | 4 | 3471.5855 | 5894.4686 | 70.773 | 120.1667 | 134.3164 | 16.0105 | 117.5718 | 8398131.9888 | 0 | 5240057.832 | 0 | 0 | 0 | 2178520.2615 | 6168516.9321 | 16049215.7205 | 10953919.5077 | 48988362.2426 | 961560.8286 | 23926120.3335 | 23926120.3335 | 18112060.8521 | 9521263.1161 | 0 | 73876043.4048 | 125435487.7065 | 5623413.2519 | 21.2802 | 3471.5855 | 5894.4686 | 70.773 | 120.1667
1 | 5400 | 707 | 0.035 | 15 | 15 | 7 | 7.4989e-09 | 5spot_SharedNeighbor | CO2 | Porous | Wet | R600a | MinimizeLCOE_Brownfield | IgnoreSilica | 2019 | 158.6017 | 34.6001 | 5.3214 | 4 | 3470.6836 | 5892.9666 | 70.7546 | 120.1361 | 134.3141 | 16.0097 | 120.7976 | 8398687.0297 | 0 | 5240571.9269 | 0 | 0 | 0 | 2177162.8003 | 6168404.4852 | 16048923.1567 | 10953719.8268 | 48987469.2255 | 961560.8286 | 23926120.3335 | 23926120.3335 | 18112060.8521 | 9521263.1161 | 0 | 73875150.3877 | 125434594.6895 | 7498942.0933 | 21.2855 | 3470.6836 | 5892.9666 | 70.7546 | 120.1361
1 | 5400 | 707 | 0.035 | 15 | 15 | 7 | 1e-08 | 5spot_SharedNeighbor | CO2 | Porous | Wet | R600a | MinimizeLCOE_Brownfield | IgnoreSilica | 2019 | 158.6406 | 34.609 | 5.3228 | 4 | 3470.0073 | 5891.6533 | 70.7408 | 120.1093 | 134.3097 | 16.008 | 122.9844 | 8399804.6598 | 0 | 5241600.0787 | 0 | 0 | 0 | 2176642.544 | 6169038.4401 | 16050572.5774 | 10954845.5904 | 48992503.8903 | 961560.8286 | 23926120.3335 | 23926120.3335 | 18112060.8521 | 9521263.1161 | 0 | 73880185.0525 | 125439629.3543 | 10000000 | 21.2911 | 3470.0073 | 5891.6533 | 70.7408 | 120.1093
1 | 5500 | 707 | 0.035 | 15 | 15 | 7 | 1e-13 | 5spot_SharedNeighbor | CO2 | Porous | Wet | R600a | MinimizeLCOE_Brownfield | IgnoreSilica | 2019 | 1.6 | 0.027225 | 0.0044444 | 4 | 1520264.1679 | 4488254.5412 | 30992.6414 | 91499.1396 | 79.8201 | 16.091 | 24.5474 | 209791.0244 | 0 | 85287.039 | 0 | 0 | 0 | 205003.1598 | 195031.677 | 507432.4172 | 346333.0514 | 1548878.3688 | 961560.8286 | 24516122.6531 | 24516122.6531 | 18517163.4082 | 9730290.8829 | 0 | 27026561.8505 | 79790138.7947 | 100 | 0.017778 | 1520264.1679 | 4488254.5412 | 30992.6414 | 91499.1396
1 | 5500 | 707 | 0.035 | 15 | 15 | 7 | 1.3335e-13 | 5spot_SharedNeighbor | CO2 | Porous | Wet | R600a | MinimizeLCOE_Brownfield | IgnoreSilica | 2019 | 2.7009 | 0.15914 | 0.015292 | 4 | 459730.1311 | 1322307.6321 | 9372.2206 | 26957.0296 | 97.1872 | 17.3295 | 53.3147 | 359409.493 | 0 | 167538.7335 | 0 | 0 | 0 | 326664.3807 | 332908.9168 | 866160.7125 | 591172.4841 | 2643854.7206 | 961560.8286 | 24516122.6531 | 24516122.6531 | 18517163.4082 | 9730290.8829 | 0 | 28121538.2024 | 80885115.1466 | 133.3521 | 0.06117 | 459730.1311 | 1322307.6321 | 9372.2206 | 26957.0296
1 | 5500 | 707 | 0.035 | 15 | 15 | 7 | 1.7783e-13 | 5spot_SharedNeighbor | CO2 | Porous | Wet | R600a | MinimizeLCOE_Brownfield | IgnoreSilica | 2019 | 3.7681 | 0.33032 | 0.032268 | 4 | 225234.8872 | 634021.6981 | 4591.7178 | 12925.3899 | 107.1689 | 17.9324 | 55.4707 | 495625.3425 | 0 | 243772.7834 | 0 | 0 | 0 | 421045.966 | 452573.1958 | 1177502.62 | 803669.7334 | 3594189.6412 | 961560.8286 | 24516122.6531 | 24516122.6531 | 18517163.4082 | 9730290.8829 | 0 | 29071873.1229 | 81835450.0671 | 177.8279 | 0.12907 | 225234.8872 | 634021.6981 | 4591.7178 | 12925.3899
1 | 5500 | 707 | 0.035 | 15 | 15 | 7 | 2.3714e-13 | 5spot_SharedNeighbor | CO2 | Porous | Wet | R600a | MinimizeLCOE_Brownfield | IgnoreSilica | 2019 | 5.0787 | 0.56682 | 0.057379 | 4 | 131325.3682 | 361217.1103 | 2677.2453 | 7363.8994 | 115.023 | 18.3573 | 44.7266 | 651601.4161 | 0 | 332737.0193 | 0 | 0 | 0 | 521332.0798 | 587211.5009 | 1527803.8718 | 1042757.5357 | 4663443.4237 | 961560.8286 | 24516122.6531 | 24516122.6531 | 18517163.4082 | 9730290.8829 | 0 | 30141126.9054 | 82904703.8496 | 237.1374 | 0.22951 | 131325.3682 | 361217.1103 | 2677.2453 | 7363.8994
1 | 5500 | 707 | 0.035 | 15 | 15 | 7 | 3.1623e-13 | 5spot_SharedNeighbor | CO2 | Porous | Wet | R600a | MinimizeLCOE_Brownfield | IgnoreSilica | 2019 | 6.8445 | 0.90334 | 0.093726 | 4 | 83791.2552 | 224530.4358 | 1708.1981 | 4577.3566 | 121.7124 | 18.6875 | 49.4588 | 846055.9641 | 0 | 424039.6144 | 0 | 0 | 0 | 646418.7414 | 747440.5847 | 1944687.0803 | 1327288.8916 | 5935930.8765 | 961560.8286 | 24516122.6531 | 24516122.6531 | 18517163.4082 | 9730290.8829 | 0 | 31413614.3582 | 84177191.3024 | 316.2278 | 0.3749 | 83791.2552 | 224530.4358 | 1708.1981 | 4577.3566
1 | 5500 | 707 | 0.035 | 15 | 15 | 7 | 4.217e-13 | 5spot_SharedNeighbor | CO2 | Porous | Wet | R600a | MinimizeLCOE_Brownfield | IgnoreSilica | 2019 | 8.9808 | 1.3329 | 0.14354 | 4 | 57130.3926 | 149027.5905 | 1164.6803 | 3038.129 | 126.7904 | 18.9193 | 68.8731 | 1063160.7349 | 0 | 526968.5239 | 0 | 0 | 0 | 774620.3366 | 922252.3422 | 2399511.4144 | 1637715.8454 | 7324229.1974 | 961560.8286 | 24516122.6531 | 24516122.6531 | 18517163.4082 | 9730290.8829 | 0 | 32801912.6791 | 85565489.6233 | 421.6965 | 0.57416 | 57130.3926 | 149027.5905 | 1164.6803 | 3038.129
1 | 5500 | 707 | 0.035 | 15 | 15 | 7 | 5.6234e-13 | 5spot_SharedNeighbor | CO2 | Porous | Wet | R600a | MinimizeLCOE_Brownfield | IgnoreSilica | 2019 | 11.707 | 1.8952 | 0.21069 | 4 | 40855.6894 | 103464.0321 | 832.8985 | 2109.2542 | 130.8767 | 19.0928 | 63.9027 | 1318938.8891 | 0 | 651462.8669 | 0 | 0 | 0 | 920452.0223 | 1127432.9735 | 2933349.3289 | 2002071.1913 | 8953707.272 | 961560.8286 | 24516122.6531 | 24516122.6531 | 18517163.4082 | 9730290.8829 | 0 | 34431390.7537 | 87194967.6979 | 562.3413 | 0.84276 | 40855.6894 | 103464.0321 | 832.8985 | 2109.2542
1 | 5500 | 707 | 0.035 | 15 | 15 | 7 | 7.4989e-13 | 5spot_SharedNeighbor | CO2 | Porous | Wet | R600a | MinimizeLCOE_Brownfield | IgnoreSilica | 2019 | 15.1707 | 2.6218 | 0.30003 | 4 | 30277.5869 | 74242.9293 | 617.2496 | 1513.5425 | 134.1273 | 19.2195 | 69.1315 | 1619117.2522 | 0 | 801561.3044 | 0 | 0 | 0 | 1085323.8145 | 1367340.9247 | 3557540.606 | 2428094.5637 | 10858978.4656 | 961560.8286 | 24516122.6531 | 24516122.6531 | 18517163.4082 | 9730290.8829 | 0 | 36336661.9473 | 89100238.8915 | 749.8942 | 1.2001 | 30277.5869 | 74242.9293 | 617.2496 | 1513.5425
1 | 5500 | 707 | 0.035 | 15 | 15 | 7 | 1e-12 | 5spot_SharedNeighbor | CO2 | Porous | Wet | R600a | MinimizeLCOE_Brownfield | IgnoreSilica | 2019 | 19.5487 | 3.5513 | 0.41764 | 4 | 23079.2231 | 54663.6456 | 470.5012 | 1114.3924 | 136.685 | 19.3068 | 61.4557 | 1970037.353 | 0 | 981807.5087 | 0 | 0 | 0 | 1270435.6146 | 1646689.3857 | 4284347.9993 | 2924155.5441 | 13077473.4054 | 961560.8286 | 24516122.6531 | 24516122.6531 | 18517163.4082 | 9730290.8829 | 0 | 38555156.8871 | 91318733.8313 | 1000 | 1.6706 | 23079.2231 | 54663.6456 | 470.5012 | 1114.3924
1 | 5500 | 707 | 0.035 | 15 | 15 | 7 | 1.3335e-12 | 5spot_SharedNeighbor | CO2 | Porous | Wet | R600a | MinimizeLCOE_Brownfield | IgnoreSilica | 2019 | 25.0346 | 4.7268 | 0.57079 | 4 | 18009.0951 | 41119.187 | 367.1398 | 838.2702 | 138.6683 | 19.3582 | 69.0695 | 2377347.3487 | 0 | 1196642.1411 | 0 | 0 | 0 | 1475517.2993 | 1969307.6477 | 5123734.5389 | 3497054.105 | 15639603.0808 | 961560.8286 | 24516122.6531 | 24516122.6531 | 18517163.4082 | 9730290.8829 | 0 | 41117286.5625 | 93880863.5067 | 1333.5214 | 2.2831 | 18009.0951 | 41119.187 | 367.1398 | 838.2702
1 | 5500 | 707 | 0.035 | 15 | 15 | 7 | 1.7783e-12 | 5spot_SharedNeighbor | CO2 | Porous | Wet | R600a | MinimizeLCOE_Brownfield | IgnoreSilica | 2019 | 31.8534 | 6.1989 | 0.7679 | 4 | 14342.9633 | 31520.8781 | 292.4007 | 642.5957 | 140.1777 | 19.3733 | 59.056 | 2846970.7391 | 0 | 1450963.3402 | 0 | 0 | 0 | 1700307.1353 | 2339314.0737 | 6086415.3605 | 4154103.5468 | 18578074.1956 | 961560.8286 | 24516122.6531 | 24516122.6531 | 18517163.4082 | 9730290.8829 | 0 | 44055757.6773 | 96819334.6215 | 1778.2794 | 3.0716 | 14342.9633 | 31520.8781 | 292.4007 | 642.5957
1 | 5500 | 707 | 0.035 | 15 | 15 | 7 | 2.3714e-12 | 5spot_SharedNeighbor | CO2 | Porous | Wet | R600a | MinimizeLCOE_Brownfield | IgnoreSilica | 2019 | 40.1944 | 8.0124 | 1.0175 | 4 | 11638.6834 | 24602.333 | 237.2703 | 501.5518 | 141.2825 | 19.3477 | 66.2443 | 3380491.0153 | 0 | 1747689.7992 | 0 | 0 | 0 | 1940379.9134 | 2756738.6839 | 7172468.5706 | 4895357.1789 | 21893125.1613 | 961560.8286 | 24516122.6531 | 24516122.6531 | 18517163.4082 | 9730290.8829 | 0 | 47370808.643 | 100134385.5872 | 2371.3737 | 4.0701 | 11638.6834 | 24602.333 | 237.2703 | 501.5518
1 | 5500 | 707 | 0.035 | 15 | 15 | 7 | 3.1623e-12 | 5spot_SharedNeighbor | CO2 | Porous | Wet | R600a | MinimizeLCOE_Brownfield | IgnoreSilica | 2019 | 50.1593 | 10.1951 | 1.3265 | 4 | 9614.9395 | 19558.8243 | 196.0135 | 398.7331 | 142.0292 | 19.2738 | 89.6914 | 3973050.1393 | 0 | 2086475.0531 | 0 | 0 | 0 | 2186640.4442 | 3216004.5982 | 8367384.2714 | 5710911.6978 | 25540466.2039 | 961560.8286 | 24516122.6531 | 24516122.6531 | 18517163.4082 | 9730290.8829 | 0 | 51018149.6857 | 103781726.6299 | 3162.2777 | 5.3061 | 9614.9395 | 19558.8243 | 196.0135 | 398.7331
1 | 5500 | 707 | 0.035 | 15 | 15 | 7 | 4.217e-12 | 5spot_SharedNeighbor | CO2 | Porous | Wet | R600a | MinimizeLCOE_Brownfield | IgnoreSilica | 2019 | 61.6286 | 12.7283 | 1.6962 | 4 | 8086.9228 | 15863.4371 | 164.8629 | 323.3976 | 142.441 | 19.1428 | 88.2693 | 4607537.8456 | 0 | 2460129.9855 | 0 | 0 | 0 | 2422033.7809 | 3700983.6287 | 9629200.2257 | 6572127.0143 | 29392012.4808 | 961560.8286 | 24516122.6531 | 24516122.6531 | 18517163.4082 | 9730290.8829 | 0 | 54869695.9625 | 107633272.9067 | 4216.965 | 6.785 | 8086.9228 | 15863.4371 | 164.8629 | 323.3976
1 | 5500 | 707 | 0.035 | 15 | 15 | 7 | 5.6234e-12 | 5spot_SharedNeighbor | CO2 | Porous | Wet | R600a | MinimizeLCOE_Brownfield | IgnoreSilica | 2019 | 74.2297 | 15.5367 | 2.1191 | 4 | 6929.2526 | 13154.127 | 141.2622 | 268.1647 | 142.5316 | 18.9487 | 92.2295 | 5256244.0918 | 0 | 2854923.4743 | 0 | 0 | 0 | 2626208.9039 | 4187576.8233 | 10895215.9041 | 7436208.7288 | 33256377.9262 | 961560.8286 | 24516122.6531 | 24516122.6531 | 18517163.4082 | 9730290.8829 | 0 | 58734061.408 | 111497638.3522 | 5623.4133 | 8.4762 | 6929.2526 | 13154.127 | 141.2622 | 268.1647
1 | 5500 | 707 | 0.035 | 15 | 15 | 7 | 7.4989e-12 | 5spot_SharedNeighbor | CO2 | Porous | Wet | R600a | MinimizeLCOE_Brownfield | IgnoreSilica | 2019 | 87.2434 | 18.466 | 2.5752 | 4 | 6052.8261 | 11175.04 | 123.395 | 227.8183 | 142.3265 | 18.6959 | 92.7883 | 5879906.3251 | 0 | 3248764.5029 | 0 | 0 | 0 | 2776090.9676 | 4642857.1003 | 12079761.794 | 8244685.6387 | 36872066.3287 | 961560.8286 | 24516122.6531 | 24516122.6531 | 18517163.4082 | 9730290.8829 | 0 | 62349749.8104 | 115113326.7546 | 7498.9421 | 10.3009 | 6052.8261 | 11175.04 | 123.395 | 227.8183
1 | 5500 | 707 | 0.035 | 15 | 15 | 7 | 1e-11 | 5spot_SharedNeighbor | CO2 | Porous | Wet | R600a | MinimizeLCOE_Brownfield | IgnoreSilica | 2019 | 99.8982 | 21.3425 | 3.0379 | 4 | 5391.7494 | 9733.9237 | 109.9181 | 198.4392 | 141.8872 | 18.4015 | 92.6778 | 6445409.6134 | 0 | 3620582.268 | 0 | 0 | 0 | 2861500.1106 | 5041721.8768 | 13117526.1242 | 8952981.118 | 40039721.1109 | 961560.8286 | 24516122.6531 | 24516122.6531 | 18517163.4082 | 9730290.8829 | 0 | 65517404.5926 | 118280981.5368 | 10000 | 12.1514 | 5391.7494 | 9733.9237 | 109.9181 | 198.4392
1 | 5500 | 707 | 0.035 | 15 | 15 | 7 | 1.3335e-11 | 5spot_SharedNeighbor | CO2 | Porous | Wet | R600a | MinimizeLCOE_Brownfield | IgnoreSilica | 2019 | 111.4964 | 24.0043 | 3.4791 | 4 | 4894.7798 | 8686.2319 | 99.7867 | 177.0806 | 141.2989 | 18.0898 | 99.5046 | 6930139.8986 | 0 | 3953129.6382 | 0 | 0 | 0 | 2883864.9794 | 5369182.4613 | 13969511.3936 | 9534478.5709 | 42640306.9421 | 961560.8286 | 24516122.6531 | 24516122.6531 | 18517163.4082 | 9730290.8829 | 0 | 68117990.4238 | 120881567.368 | 13335.2143 | 13.9165 | 4894.7798 | 8686.2319 | 99.7867 | 177.0806
1 | 5500 | 707 | 0.035 | 15 | 15 | 7 | 1.7783e-11 | 5spot_SharedNeighbor | CO2 | Porous | Wet | R600a | MinimizeLCOE_Brownfield | IgnoreSilica | 2019 | 121.589 | 26.3419 | 3.8774 | 4 | 4522.2376 | 7924.251 | 92.1919 | 161.5466 | 140.652 | 17.7862 | 103.5553 | 7326587.432 | 0 | 4236896.2921 | 0 | 0 | 0 | 2855751.1604 | 5623501.6049 | 14631197.6373 | 9986093.0285 | 44660027.1551 | 961560.8286 | 24516122.6531 | 24516122.6531 | 18517163.4082 | 9730290.8829 | 0 | 70137710.6368 | 122901287.581 | 17782.7941 | 15.5095 | 4522.2376 | 7924.251 | 92.1919 | 161.5466
1 | 5500 | 707 | 0.035 | 15 | 15 | 7 | 2.3714e-11 | 5spot_SharedNeighbor | CO2 | Porous | Wet | R600a | MinimizeLCOE_Brownfield | IgnoreSilica | 2019 | 130.0297 | 28.313 | 4.221 | 4 | 4243.4356 | 7368.5208 | 86.5082 | 150.2173 | 140.0178 | 17.5092 | 96.0423 | 7640219.8787 | 0 | 4470605.6469 | 0 | 0 | 0 | 2795281.246 | 5813381.6409 | 15125226.5411 | 10323277.9066 | 46167992.8603 | 961560.8286 | 24516122.6531 | 24516122.6531 | 18517163.4082 | 9730290.8829 | 0 | 71645676.342 | 124409253.2862 | 23713.7371 | 16.8839 | 4243.4356 | 7368.5208 | 86.5082 | 150.2173
1 | 5500 | 707 | 0.035 | 15 | 15 | 7 | 3.1623e-11 | 5spot_SharedNeighbor | CO2 | Porous | Wet | R600a | MinimizeLCOE_Brownfield | IgnoreSilica | 2019 | 136.8749 | 29.923 | 4.5069 | 4 | 4034.918 | 6961.7115 | 82.2573 | 141.9239 | 139.4418 | 17.2691 | 114.5712 | 7882569.9258 | 0 | 4657912.1155 | 0 | 0 | 0 | 2719138.4258 | 5951251.9822 | 15483936.888 | 10568105.0891 | 47262914.4265 | 961560.8286 | 24516122.6531 | 24516122.6531 | 18517163.4082 | 9730290.8829 | 0 | 72740597.9082 | 125504174.8524 | 31622.7766 | 18.0278 | 4034.918 | 6961.7115 | 82.2573 | 141.9239
1 | 5500 | 707 | 0.035 | 15 | 15 | 7 | 4.217e-11 | 5spot_SharedNeighbor | CO2 | Porous | Wet | R600a | MinimizeLCOE_Brownfield | IgnoreSilica | 2019 | 142.2876 | 31.2041 | 4.7383 | 4 | 3878.9574 | 6662.8532 | 79.0778 | 135.8313 | 138.9471 | 17.0693 | 112.4112 | 8066543.0568 | 0 | 4804696.0435 | 0 | 0 | 0 | 2639519.589 | 6049195.8888 | 15738766.842 | 10742031.769 | 48040753.1891 | 961560.8286 | 24516122.6531 | 24516122.6531 | 18517163.4082 | 9730290.8829 | 0 | 73518436.6709 | 126282013.6151 | 42169.6503 | 18.9531 | 3878.9574 | 6662.8532 | 79.0778 | 135.8313
1 | 5500 | 707 | 0.035 | 15 | 15 | 7 | 5.6234e-11 | 5spot_SharedNeighbor | CO2 | Porous | Wet | R600a | MinimizeLCOE_Brownfield | IgnoreSilica | 2019 | 146.507 | 32.2078 | 4.9218 | 4 | 3762.2603 | 6442.3536 | 76.6988 | 131.3361 | 138.5374 | 16.9075 | 109.5832 | 8205221.7694 | 0 | 4918346.1508 | 0 | 0 | 0 | 2564766.9291 | 6118450.5912 | 15918953.3716 | 10865012.7779 | 48590751.5902 | 961560.8286 | 24516122.6531 | 24516122.6531 | 18517163.4082 | 9730290.8829 | 0 | 74068435.0719 | 126832012.0161 | 56234.1325 | 19.6872 | 3762.2603 | 6442.3536 | 76.6988 | 131.3361
1 | 5500 | 707 | 0.035 | 15 | 15 | 7 | 7.4989e-11 | 5spot_SharedNeighbor | CO2 | Porous | Wet | R600a | MinimizeLCOE_Brownfield | IgnoreSilica | 2019 | 149.766 | 32.986 | 5.0653 | 4 | 3674.8993 | 6279.0449 | 74.9178 | 128.0068 | 138.2063 | 16.7789 | 114.8617 | 8309467.0489 | 0 | 5005678.7407 | 0 | 0 | 0 | 2499135.562 | 6167569.7271 | 16046751.2875 | 10952237.4815 | 48980839.8477 | 961560.8286 | 24516122.6531 | 24516122.6531 | 18517163.4082 | 9730290.8829 | 0 | 74458523.3294 | 127222100.2736 | 74989.4209 | 20.2614 | 3674.8993 | 6279.0449 | 74.9178 | 128.0068
1 | 5500 | 707 | 0.035 | 15 | 15 | 7 | 1e-10 | 5spot_SharedNeighbor | CO2 | Porous | Wet | R600a | MinimizeLCOE_Brownfield | IgnoreSilica | 2019 | 152.2487 | 33.581 | 5.1761 | 4 | 3609.4702 | 6157.8736 | 73.5839 | 125.5366 | 137.9454 | 16.6787 | 110.163 | 8387185.9498 | 0 | 5071952.3095 | 0 | 0 | 0 | 2443600.5082 | 6202068.1193 | 16136509.0274 | 11013498.9833 | 49254814.8975 | 961560.8286 | 24516122.6531 | 24516122.6531 | 18517163.4082 | 9730290.8829 | 0 | 74732498.3793 | 127496075.3235 | 100000 | 20.7046 | 3609.4702 | 6157.8736 | 73.5839 | 125.5366
1 | 5500 | 707 | 0.035 | 15 | 15 | 7 | 1.3335e-10 | 5spot_SharedNeighbor | CO2 | Porous | Wet | R600a | MinimizeLCOE_Brownfield | IgnoreSilica | 2019 | 154.1512 | 34.0378 | 5.2614 | 4 | 3560.4491 | 6067.5739 | 72.5846 | 123.6957 | 137.7405 | 16.6007 | 108.0219 | 8445749.5309 | 0 | 5122594.2791 | 0 | 0 | 0 | 2398568.8635 | 6227095.9427 | 16201626.2899 | 11057942.853 | 49453577.7591 | 961560.8286 | 24516122.6531 | 24516122.6531 | 18517163.4082 | 9730290.8829 | 0 | 74931261.2408 | 127694838.185 | 133352.1432 | 21.0455 | 3560.4491 | 6067.5739 | 72.5846 | 123.6957
1 | 5500 | 707 | 0.035 | 15 | 15 | 7 | 1.7783e-10 | 5spot_SharedNeighbor | CO2 | Porous | Wet | R600a | MinimizeLCOE_Brownfield | IgnoreSilica | 2019 | 155.5861 | 34.3831 | 5.3262 | 4 | 3523.7113 | 6000.303 | 71.8356 | 122.3243 | 137.5829 | 16.5411 | 104.9364 | 8489339.869 | 0 | 5160704.9584 | 0 | 0 | 0 | 2362427.8292 | 6244864.3361 | 16247856.0047 | 11089495.5832 | 49594688.5806 | 961560.8286 | 24516122.6531 | 24516122.6531 | 18517163.4082 | 9730290.8829 | 0 | 75072372.0623 | 127835949.0065 | 177827.941 | 21.3049 | 3523.7113 | 6000.303 | 71.8356 | 122.3243
1 | 5500 | 707 | 0.035 | 15 | 15 | 7 | 2.3714e-10 | 5spot_SharedNeighbor | CO2 | Porous | Wet | R600a | MinimizeLCOE_Brownfield | IgnoreSilica | 2019 | 156.6682 | 34.6439 | 5.3754 | 4 | 3496.1737 | 5950.0926 | 71.2742 | 121.3007 | 137.4624 | 16.4958 | 106.6695 | 8521881.3039 | 0 | 5189397.5108 | 0 | 0 | 0 | 2333970.7757 | 6257647.3403 | 16281114.7595 | 11112195.3668 | 49696207.0571 | 961560.8286 | 24516122.6531 | 24516122.6531 | 18517163.4082 | 9730290.8829 | 0 | 75173890.5388 | 127937467.483 | 237137.3706 | 21.5018 | 3496.1737 | 5950.0926 | 71.2742 | 121.3007
1 | 5500 | 707 | 0.035 | 15 | 15 | 7 | 3.1623e-10 | 5spot_SharedNeighbor | CO2 | Porous | Wet | R600a | MinimizeLCOE_Brownfield | IgnoreSilica | 2019 | 157.4887 | 34.8418 | 5.4128 | 4 | 3475.5296 | 5912.5271 | 70.8534 | 120.5349 | 137.37 | 16.4612 | 101.4481 | 8546369.2057 | 0 | 5211129.1174 | 0 | 0 | 0 | 2311968.3039 | 6267091.9845 | 16305687.7863 | 11128966.9626 | 49771213.3603 | 961560.8286 | 24516122.6531 | 24516122.6531 | 18517163.4082 | 9730290.8829 | 0 | 75248896.842 | 128012473.7862 | 316227.766 | 21.6511 | 3475.5296 | 5912.5271 | 70.8534 | 120.5349
1 | 5500 | 707 | 0.035 | 15 | 15 | 7 | 4.217e-10 | 5spot_SharedNeighbor | CO2 | Porous | Wet | R600a | MinimizeLCOE_Brownfield | IgnoreSilica | 2019 | 158.0929 | 34.988 | 5.4407 | 4 | 3460.0518 | 5884.5323 | 70.5378 | 119.9642 | 137.3015 | 16.4356 | 112.6607 | 8564292.9144 | 0 | 5227116.0522 | 0 | 0 | 0 | 2294734.42 | 6273595.9208 | 16322609.6944 | 11140516.5125 | 49822865.5144 | 961560.8286 | 24516122.6531 | 24516122.6531 | 18517163.4082 | 9730290.8829 | 0 | 75300548.9961 | 128064125.9403 | 421696.5034 | 21.7628 | 3460.0518 | 5884.5323 | 70.5378 | 119.9642
1 | 5500 | 707 | 0.035 | 15 | 15 | 7 | 5.6234e-10 | 5spot_SharedNeighbor | CO2 | Porous | Wet | R600a | MinimizeLCOE_Brownfield | IgnoreSilica | 2019 | 158.548 | 35.0983 | 5.4618 | 4 | 3448.4468 | 5863.5716 | 70.3013 | 119.5368 | 137.2495 | 16.4162 | 125.165 | 8577737.2738 | 0 | 5239152.0153 | 0 | 0 | 0 | 2281575.2977 | 6278401.1889 | 16335112.0162 | 11149049.6041 | 49861027.396 | 961560.8286 | 24516122.6531 | 24516122.6531 | 18517163.4082 | 9730290.8829 | 0 | 75338710.8777 | 128102287.8219 | 562341.3252 | 21.8471 | 3448.4468 | 5863.5716 | 70.3013 | 119.5368
1 | 5500 | 707 | 0.035 | 15 | 15 | 7 | 7.4989e-10 | 5spot_SharedNeighbor | CO2 | Porous | Wet | R600a | MinimizeLCOE_Brownfield | IgnoreSilica | 2019 | 158.8964 | 35.1825 | 5.4778 | 4 | 3439.7452 | 5847.8266 | 70.1239 | 119.2159 | 137.2096 | 16.4013 | 129.3761 | 8587994.7333 | 0 | 5248359.9125 | 0 | 0 | 0 | 2271697.4044 | 6282140.2996 | 16344840.4153 | 11155689.4363 | 49890722.2013 | 961560.8286 | 24516122.6531 | 24516122.6531 | 18517163.4082 | 9730290.8829 | 0 | 75368405.6831 | 128131982.6273 | 749894.2093 | 21.911 | 3439.7452 | 5847.8266 | 70.1239 | 119.2159
1 | 5500 | 707 | 0.035 | 15 | 15 | 7 | 1e-09 | 5spot_SharedNeighbor | CO2 | Porous | Wet | R600a | MinimizeLCOE_Brownfield | IgnoreSilica | 2019 | 159.1741 | 35.2491 | 5.4901 | 4 | 3433.2203 | 5835.9105 | 69.9908 | 118.9729 | 137.1777 | 16.3895 | 111.4678 | 8596151.1628 | 0 | 5255695.4212 | 0 | 0 | 0 | 2264544.9088 | 6285392.6822 | 16353302.4479 | 11161464.9474 | 49916551.5705 | 961560.8286 | 24516122.6531 | 24516122.6531 | 18517163.4082 | 9730290.8829 | 0 | 75394235.0522 | 128157811.9964 | 1000000 | 21.9602 | 3433.2203 | 5835.9105 | 69.9908 | 118.9729
1 | 5500 | 707 | 0.035 | 15 | 15 | 7 | 1.3335e-09 | 5spot_SharedNeighbor | CO2 | Porous | Wet | R600a | MinimizeLCOE_Brownfield | IgnoreSilica | 2019 | 159.3593 | 35.2943 | 5.4989 | 4 | 3428.3276 | 5827.1584 | 69.8911 | 118.7945 | 137.1563 | 16.3815 | 108.3105 | 8601577.7716 | 0 | 5260587.4073 | 0 | 0 | 0 | 2258643.4858 | 6287115.3792 | 16357784.5521 | 11164524.0757 | 49930232.6717 | 961560.8286 | 24516122.6531 | 24516122.6531 | 18517163.4082 | 9730290.8829 | 0 | 75407916.1534 | 128171493.0976 | 1333521.4322 | 21.9955 | 3428.3276 | 5827.1584 | 69.8911 | 118.7945
1 | 5500 | 707 | 0.035 | 15 | 15 | 7 | 1.7783e-09 | 5spot_SharedNeighbor | CO2 | Porous | Wet | R600a | MinimizeLCOE_Brownfield | IgnoreSilica | 2019 | 159.5102 | 35.3307 | 5.5057 | 4 | 3424.6588 | 5820.5087 | 69.8163 | 118.6589 | 137.1389 | 16.375 | 113.3811 | 8605996.4967 | 0 | 5264573.5348 | 0 | 0 | 0 | 2254443.0856 | 6288755.1157 | 16362050.8099 | 11167435.8843 | 49943254.9269 | 961560.8286 | 24516122.6531 | 24516122.6531 | 18517163.4082 | 9730290.8829 | 0 | 75420938.4086 | 128184515.3528 | 1778279.41 | 22.0229 | 3424.6588 | 5820.5087 | 69.8163 | 118.6589
1 | 5500 | 707 | 0.035 | 15 | 15 | 7 | 2.3714e-09 | 5spot_SharedNeighbor | CO2 | Porous | Wet | R600a | MinimizeLCOE_Brownfield | IgnoreSilica | 2019 | 159.6151 | 35.3562 | 5.5107 | 4 | 3421.9076 | 5815.5881 | 69.7602 | 118.5586 | 137.1267 | 16.3705 | 114.4916 | 8609060.1687 | 0 | 5267341.1381 | 0 | 0 | 0 | 2251100.696 | 6289725.7811 | 16364576.2823 | 11169159.5711 | 49950963.6373 | 961560.8286 | 24516122.6531 | 24516122.6531 | 18517163.4082 | 9730290.8829 | 0 | 75428647.119 | 128192224.0632 | 2371373.7057 | 22.0429 | 3421.9076 | 5815.5881 | 69.7602 | 118.5586
1 | 5500 | 707 | 0.035 | 15 | 15 | 7 | 3.1623e-09 | 5spot_SharedNeighbor | CO2 | Porous | Wet | R600a | MinimizeLCOE_Brownfield | IgnoreSilica | 2019 | 159.7077 | 35.3784 | 5.5147 | 4 | 3419.8445 | 5811.7942 | 69.7182 | 118.4813 | 137.116 | 16.3666 | 112.3192 | 8611767.2351 | 0 | 5269785.9205 | 0 | 0 | 0 | 2248878.7449 | 6290868.4412 | 16367549.2494 | 11171188.6822 | 49960038.2733 | 961560.8286 | 24516122.6531 | 24516122.6531 | 18517163.4082 | 9730290.8829 | 0 | 75437721.755 | 128201298.6992 | 3162277.6602 | 22.0588 | 3419.8445 | 5811.7942 | 69.7182 | 118.4813
1 | 5500 | 707 | 0.035 | 15 | 15 | 7 | 4.217e-09 | 5spot_SharedNeighbor | CO2 | Porous | Wet | R600a | MinimizeLCOE_Brownfield | IgnoreSilica | 2019 | 159.764 | 35.3922 | 5.5175 | 4 | 3418.2975 | 5809.049 | 69.6866 | 118.4253 | 137.1095 | 16.3641 | 118.3772 | 8613410.2266 | 0 | 5271272.4425 | 0 | 0 | 0 | 2246931.841 | 6291329.6589 | 16368749.2433 | 11172007.7027 | 49963701.115 | 961560.8286 | 24516122.6531 | 24516122.6531 | 18517163.4082 | 9730290.8829 | 0 | 75441384.5967 | 128204961.5409 | 4216965.0343 | 22.0699 | 3418.2975 | 5809.049 | 69.6866 | 118.4253
1 | 5500 | 707 | 0.035 | 15 | 15 | 7 | 5.6234e-09 | 5spot_SharedNeighbor | CO2 | Porous | Wet | R600a | MinimizeLCOE_Brownfield | IgnoreSilica | 2019 | 159.8197 | 35.4054 | 5.5198 | 4 | 3417.1374 | 5806.8892 | 69.663 | 118.3813 | 137.103 | 16.3617 | 112.4602 | 8615038.4279 | 0 | 5272743.7282 | 0 | 0 | 0 | 2245751.9265 | 6292078.2922 | 16370697.0336 | 11173337.1096 | 49969646.5179 | 961560.8286 | 24516122.6531 | 24516122.6531 | 18517163.4082 | 9730290.8829 | 0 | 75447329.9997 | 128210906.9438 | 5623413.2519 | 22.0791 | 3417.1374 | 5806.8892 | 69.663 | 118.3813
1 | 5500 | 707 | 0.035 | 15 | 15 | 7 | 7.4989e-09 | 5spot_SharedNeighbor | CO2 | Porous | Wet | R600a | MinimizeLCOE_Brownfield | IgnoreSilica | 2019 | 159.8392 | 35.4106 | 5.5211 | 4 | 3416.2674 | 5805.4379 | 69.6452 | 118.3517 | 137.1007 | 16.3609 | 112.9215 | 8615602.9177 | 0 | 5273257.0245 | 0 | 0 | 0 | 2244397.5337 | 6291970.4156 | 16370416.3608 | 11173145.5447 | 49968789.7971 | 961560.8286 | 24516122.6531 | 24516122.6531 | 18517163.4082 | 9730290.8829 | 0 | 75446473.2788 | 128210050.223 | 7498942.0933 | 22.0845 | 3416.2674 | 5805.4379 | 69.6452 | 118.3517
1 | 5500 | 707 | 0.035 | 15 | 15 | 7 | 1e-08 | 5spot_SharedNeighbor | CO2 | Porous | Wet | R600a | MinimizeLCOE_Brownfield | IgnoreSilica | 2019 | 159.8781 | 35.4196 | 5.5225 | 4 | 3415.6151 | 5804.167 | 69.6319 | 118.3258 | 137.0963 | 16.3592 | 116.8675 | 8616739.5602 | 0 | 5274283.5796 | 0 | 0 | 0 | 2243889.7132 | 6292616.0127 | 16372096.072 | 11174291.9821 | 49973916.9198 | 961560.8286 | 24516122.6531 | 24516122.6531 | 18517163.4082 | 9730290.8829 | 0 | 75451600.4015 | 128215177.3457 | 10000000 | 22.0902 | 3415.6151 | 5804.167 | 69.6319 | 118.3258
1 | 5600 | 707 | 0.035 | 15 | 15 | 7 | 1e-13 | 5spot_SharedNeighbor | CO2 | Porous | Wet | R600a | MinimizeLCOE_Brownfield | IgnoreSilica | 2019 | 1.6 | 0.026068 | 0.0046242 | 4 | 1493981.809 | 4412412.8321 | 30456.8399 | 89953.0038 | 80.2853 | 16.4211 | 24.6266 | 211910.2846 | 0 | 85020.1514 | 0 | 0 | 0 | 206824.866 | 196464.5678 | 511160.5049 | 348877.5479 | 1560257.9226 | 961560.8286 | 25111985.0635 | 25111985.0635 | 18927833.0506 | 9941662.686 | 0 | 27633803.8147 | 81615284.6149 | 100 | 0.018497 | 1493981.809 | 4412412.8321 | 30456.8399 | 89953.0038
1 | 5600 | 707 | 0.035 | 15 | 15 | 7 | 1.3335e-13 | 5spot_SharedNeighbor | CO2 | Porous | Wet | R600a | MinimizeLCOE_Brownfield | IgnoreSilica | 2019 | 2.7935 | 0.16874 | 0.016295 | 4 | 442459.9323 | 1270633.4371 | 9020.1442 | 25903.5813 | 99.2251 | 17.7687 | 49.7574 | 376184.5476 | 0 | 174655.2055 | 0 | 0 | 0 | 342402.2926 | 348364.3978 | 906372.7038 | 618617.9944 | 2766597.1417 | 961560.8286 | 25111985.0635 | 25111985.0635 | 18927833.0506 | 9941662.686 | 0 | 28840143.0339 | 82821623.834 | 133.3521 | 0.065181 | 442459.9323 | 1270633.4371 | 9020.1442 | 25903.5813
1 | 5600 | 707 | 0.035 | 15 | 15 | 7 | 1.7783e-13 | 5spot_SharedNeighbor | CO2 | Porous | Wet | R600a | MinimizeLCOE_Brownfield | IgnoreSilica | 2019 | 3.8756 | 0.34571 | 0.034297 | 4 | 217297.9365 | 610783.8157 | 4429.9124 | 12451.6542 | 109.2624 | 18.3692 | 52.1731 | 515908.8284 | 0 | 252282.1269 | 0 | 0 | 0 | 438390.9964 | 470566.9612 | 1224318.7064 | 835622.6744 | 3737090.2938 | 961560.8286 | 25111985.0635 | 25111985.0635 | 18927833.0506 | 9941662.686 | 0 | 29810636.1859 | 83792116.986 | 177.8279 | 0.13719 | 217297.9365 | 610783.8157 | 4429.9124 | 12451.6542
1 | 5600 | 707 | 0.035 | 15 | 15 | 7 | 2.3714e-13 | 5spot_SharedNeighbor | CO2 | Porous | Wet | R600a | MinimizeLCOE_Brownfield | IgnoreSilica | 2019 | 5.2808 | 0.60071 | 0.061102 | 4 | 126704.401 | 347571.6634 | 2583.0406 | 7085.7185 | 117.5715 | 18.814 | 59.445 | 684928.2243 | 0 | 344582.0611 | 0 | 0 | 0 | 550561.413 | 616227.9624 | 1603298.7523 | 1094284.343 | 4893882.756 | 961560.8286 | 25111985.0635 | 25111985.0635 | 18927833.0506 | 9941662.686 | 0 | 30967428.6482 | 84948909.4483 | 237.1374 | 0.24441 | 126704.401 | 347571.6634 | 2583.0406 | 7085.7185
1 | 5600 | 707 | 0.035 | 15 | 15 | 7 | 3.1623e-13 | 5spot_SharedNeighbor | CO2 | Porous | Wet | R600a | MinimizeLCOE_Brownfield | IgnoreSilica | 2019 | 7.0271 | 0.9417 | 0.099535 | 4 | 80923.0967 | 216506.8606 | 1649.7268 | 4413.7852 | 124.1057 | 19.1332 | 63.067 | 879364.7932 | 0 | 433066.741 | 0 | 0 | 0 | 671672.0335 | 773800.3914 | 2013269.8901 | 1374098.0686 | 6145271.9177 | 961560.8286 | 25111985.0635 | 25111985.0635 | 18927833.0506 | 9941662.686 | 0 | 32218817.8099 | 86200298.61 | 316.2278 | 0.39814 | 80923.0967 | 216506.8606 | 1649.7268 | 4413.7852
1 | 5600 | 707 | 0.035 | 15 | 15 | 7 | 4.217e-13 | 5spot_SharedNeighbor | CO2 | Porous | Wet | R600a | MinimizeLCOE_Brownfield | IgnoreSilica | 2019 | 9.2346 | 1.3916 | 0.15233 | 4 | 55252.4301 | 143842.7137 | 1126.3955 | 2932.4283 | 129.3309 | 19.3694 | 59.194 | 1106400.6822 | 0 | 538846.7759 | 0 | 0 | 0 | 806567.7315 | 956207.9239 | 2487856.8729 | 1698013.4361 | 7593893.4225 | 961560.8286 | 25111985.0635 | 25111985.0635 | 18927833.0506 | 9941662.686 | 0 | 33667439.3146 | 87648920.1147 | 421.6965 | 0.60934 | 55252.4301 | 143842.7137 | 1126.3955 | 2932.4283
1 | 5600 | 707 | 0.035 | 15 | 15 | 7 | 5.6234e-13 | 5spot_SharedNeighbor | CO2 | Porous | Wet | R600a | MinimizeLCOE_Brownfield | IgnoreSilica | 2019 | 12.0313 | 1.9771 | 0.2234 | 4 | 39561.0445 | 99970.2718 | 806.5054 | 2038.0292 | 133.5005 | 19.5445 | 64.4435 | 1371897.9484 | 0 | 665860.9141 | 0 | 0 | 0 | 957820.6419 | 1168276.0067 | 3039614.5231 | 2074599.3699 | 9278069.4041 | 961560.8286 | 25111985.0635 | 25111985.0635 | 18927833.0506 | 9941662.686 | 0 | 35351615.2963 | 89333096.0964 | 562.3413 | 0.8936 | 39561.0445 | 99970.2718 | 806.5054 | 2038.0292
1 | 5600 | 707 | 0.035 | 15 | 15 | 7 | 7.4989e-13 | 5spot_SharedNeighbor | CO2 | Porous | Wet | R600a | MinimizeLCOE_Brownfield | IgnoreSilica | 2019 | 15.5682 | 2.7307 | 0.31781 | 4 | 29349.0178 | 71812.6896 | 598.3194 | 1463.9988 | 136.8067 | 19.6717 | 66.6713 | 1682129.8195 | 0 | 818318.5103 | 0 | 0 | 0 | 1127305.5253 | 1414824.0035 | 3681081.8368 | 2512413.9923 | 11236073.6876 | 961560.8286 | 25111985.0635 | 25111985.0635 | 18927833.0506 | 9941662.686 | 0 | 37309619.5798 | 91291100.3799 | 749.8942 | 1.2712 | 29349.0178 | 71812.6896 | 598.3194 | 1463.9988
1 | 5600 | 707 | 0.035 | 15 | 15 | 7 | 1e-12 | 5spot_SharedNeighbor | CO2 | Porous | Wet | R600a | MinimizeLCOE_Brownfield | IgnoreSilica | 2019 | 20.046 | 3.6961 | 0.44206 | 4 | 22392.546 | 52921.153 | 456.5023 | 1078.8693 | 139.417 | 19.7592 | 70.2682 | 2045515.9025 | 0 | 1001738.8186 | 0 | 0 | 0 | 1318399.8689 | 1702605.2901 | 4429829.7125 | 3023449.8027 | 13521539.3952 | 961560.8286 | 25111985.0635 | 25111985.0635 | 18927833.0506 | 9941662.686 | 0 | 39595085.2874 | 93576566.0875 | 1000 | 1.7682 | 22392.546 | 52921.153 | 456.5023 | 1078.8693
1 | 5600 | 707 | 0.035 | 15 | 15 | 7 | 1.3335e-12 | 5spot_SharedNeighbor | CO2 | Porous | Wet | R600a | MinimizeLCOE_Brownfield | IgnoreSilica | 2019 | 25.6628 | 4.918 | 0.6038 | 4 | 17488.6605 | 39839.5063 | 356.53 | 812.1822 | 141.4442 | 19.8097 | 82.9463 | 2467789.9335 | 0 | 1220606.4783 | 0 | 0 | 0 | 1530693.9275 | 2035445.2324 | 5295810.9674 | 3614499.8033 | 16164846.3424 | 961560.8286 | 25111985.0635 | 25111985.0635 | 18927833.0506 | 9941662.686 | 0 | 42238392.2345 | 96219873.0347 | 1333.5214 | 2.4152 | 17488.6605 | 39839.5063 | 356.53 | 812.1822
1 | 5600 | 707 | 0.035 | 15 | 15 | 7 | 1.7783e-12 | 5spot_SharedNeighbor | CO2 | Porous | Wet | R600a | MinimizeLCOE_Brownfield | IgnoreSilica | 2019 | 32.6427 | 6.4478 | 0.81184 | 4 | 13940.3577 | 30563.6147 | 284.193 | 623.0806 | 142.9867 | 19.8225 | 65.6946 | 2954574.2928 | 0 | 1479658.9758 | 0 | 0 | 0 | 1763396.3081 | 2417075.5349 | 6288734.7315 | 4292190.6748 | 19195630.5181 | 961560.8286 | 25111985.0635 | 25111985.0635 | 18927833.0506 | 9941662.686 | 0 | 45269176.4102 | 99250657.2104 | 1778.2794 | 3.2473 | 13940.3577 | 30563.6147 | 284.193 | 623.0806
1 | 5600 | 707 | 0.035 | 15 | 15 | 7 | 2.3714e-12 | 5spot_SharedNeighbor | CO2 | Porous | Wet | R600a | MinimizeLCOE_Brownfield | IgnoreSilica | 2019 | 41.1487 | 8.3262 | 1.0748 | 4 | 11321.7065 | 23878.3737 | 230.8083 | 486.7929 | 144.1116 | 19.793 | 77.8821 | 3505561.3431 | 0 | 1780807.9489 | 0 | 0 | 0 | 2010031.2876 | 2845596.226 | 7403657.6681 | 5053148.4884 | 22598802.9622 | 961560.8286 | 25111985.0635 | 25111985.0635 | 18927833.0506 | 9941662.686 | 0 | 48672348.8543 | 102653829.6545 | 2371.3737 | 4.299 | 11321.7065 | 23878.3737 | 230.8083 | 486.7929
1 | 5600 | 707 | 0.035 | 15 | 15 | 7 | 3.1623e-12 | 5spot_SharedNeighbor | CO2 | Porous | Wet | R600a | MinimizeLCOE_Brownfield | IgnoreSilica | 2019 | 51.3191 | 10.5885 | 1.3999 | 4 | 9361.5199 | 19001.605 | 190.8472 | 387.3734 | 144.8715 | 19.7126 | 87.7286 | 4118055.6875 | 0 | 2124982.9891 | 0 | 0 | 0 | 2263870.8663 | 3317694.7218 | 8631961.1133 | 5891490.8289 | 26348056.2069 | 961560.8286 | 25111985.0635 | 25111985.0635 | 18927833.0506 | 9941662.686 | 0 | 52421602.0991 | 106403082.8992 | 3162.2777 | 5.5997 | 9361.5199 | 19001.605 | 190.8472 | 387.3734
1 | 5600 | 707 | 0.035 | 15 | 15 | 7 | 4.217e-12 | 5spot_SharedNeighbor | CO2 | Porous | Wet | R600a | MinimizeLCOE_Brownfield | IgnoreSilica | 2019 | 62.9929 | 13.2074 | 1.788 | 4 | 7881.5271 | 15429.433 | 160.6756 | 314.5499 | 145.2859 | 19.5725 | 71.7794 | 4772028.4324 | 0 | 2503603.9516 | 0 | 0 | 0 | 2505272.8503 | 3814553.0414 | 9924684.5412 | 6773801.1313 | 30293943.9482 | 961560.8286 | 25111985.0635 | 25111985.0635 | 18927833.0506 | 9941662.686 | 0 | 56367489.8404 | 110348970.6405 | 4216.965 | 7.1518 | 7881.5271 | 15429.433 | 160.6756 | 314.5499
1 | 5600 | 707 | 0.035 | 15 | 15 | 7 | 5.6234e-12 | 5spot_SharedNeighbor | CO2 | Porous | Wet | R600a | MinimizeLCOE_Brownfield | IgnoreSilica | 2019 | 75.7307 | 16.0923 | 2.2296 | 4 | 6760.5881 | 12813.5229 | 137.8237 | 261.221 | 145.3697 | 19.3676 | 97.9988 | 5436048.2104 | 0 | 2901014.0196 | 0 | 0 | 0 | 2711096.8687 | 4308782.0485 | 11210567.0375 | 7651442.3572 | 34218950.5419 | 961560.8286 | 25111985.0635 | 25111985.0635 | 18927833.0506 | 9941662.686 | 0 | 60292496.434 | 114273977.2341 | 5623.4133 | 8.9182 | 6760.5881 | 12813.5229 | 137.8237 | 261.221
1 | 5600 | 707 | 0.035 | 15 | 15 | 7 | 7.4989e-12 | 5spot_SharedNeighbor | CO2 | Porous | Wet | R600a | MinimizeLCOE_Brownfield | IgnoreSilica | 2019 | 88.8707 | 19.0975 | 2.7046 | 4 | 5912.3726 | 10902.2219 | 120.5317 | 222.2565 | 145.1521 | 19.102 | 84.4739 | 6073698.6172 | 0 | 3297153.6841 | 0 | 0 | 0 | 2861930.2984 | 4770785.2139 | 12412604.5039 | 8471857.6275 | 37888029.945 | 961560.8286 | 25111985.0635 | 25111985.0635 | 18927833.0506 | 9941662.686 | 0 | 63961575.8372 | 117943056.6373 | 7498.9421 | 10.8183 | 5912.3726 | 10902.2219 | 120.5317 | 222.2565
1 | 5600 | 707 | 0.035 | 15 | 15 | 7 | 1e-11 | 5spot_SharedNeighbor | CO2 | Porous | Wet | R600a | MinimizeLCOE_Brownfield | IgnoreSilica | 2019 | 101.565 | 22.0304 | 3.1837 | 4 | 5272.912 | 9511.8295 | 107.4954 | 193.9115 | 144.6993 | 18.7957 | 102.3309 | 6648123.5948 | 0 | 3668828.4907 | 0 | 0 | 0 | 2944983.649 | 5172154.9364 | 13456886.1898 | 9184601.3359 | 41075578.1966 | 961560.8286 | 25111985.0635 | 25111985.0635 | 18927833.0506 | 9941662.686 | 0 | 67149124.0887 | 121130604.8889 | 10000 | 12.7347 | 5272.912 | 9511.8295 | 107.4954 | 193.9115
1 | 5600 | 707 | 0.035 | 15 | 15 | 7 | 1.3335e-11 | 5spot_SharedNeighbor | CO2 | Porous | Wet | R600a | MinimizeLCOE_Brownfield | IgnoreSilica | 2019 | 113.1554 | 24.7345 | 3.6388 | 4 | 4792.4146 | 8501.1878 | 97.6999 | 173.3082 | 144.0997 | 18.4733 | 100.8607 | 7138743.3196 | 0 | 4000116.1979 | 0 | 0 | 0 | 2964092.3843 | 5500151.2417 | 14310265.2947 | 9767050.1102 | 43680418.5484 | 961560.8286 | 25111985.0635 | 25111985.0635 | 18927833.0506 | 9941662.686 | 0 | 69753964.4406 | 123735445.2407 | 13335.2143 | 14.5551 | 4792.4146 | 8501.1878 | 97.6999 | 173.3082
1 | 5600 | 707 | 0.035 | 15 | 15 | 7 | 1.7783e-11 | 5spot_SharedNeighbor | CO2 | Porous | Wet | R600a | MinimizeLCOE_Brownfield | IgnoreSilica | 2019 | 123.2038 | 27.1007 | 4.0479 | 4 | 4432.3527 | 7766.2518 | 90.3595 | 158.3255 | 143.4452 | 18.1611 | 104.4588 | 7538643.0659 | 0 | 4281852.8223 | 0 | 0 | 0 | 2932497.8555 | 5753667.56 | 14969862.7517 | 10217238.928 | 45693762.9834 | 961560.8286 | 25111985.0635 | 25111985.0635 | 18927833.0506 | 9941662.686 | 0 | 71767308.8755 | 125748789.6757 | 17782.7941 | 16.1917 | 4432.3527 | 7766.2518 | 90.3595 | 158.3255
1 | 5600 | 707 | 0.035 | 15 | 15 | 7 | 2.3714e-11 | 5spot_SharedNeighbor | CO2 | Porous | Wet | R600a | MinimizeLCOE_Brownfield | IgnoreSilica | 2019 | 131.5908 | 29.092 | 4.3999 | 4 | 4162.9637 | 7230.1428 | 84.8676 | 147.3962 | 142.8062 | 17.8773 | 102.6342 | 7854496.0753 | 0 | 4513492.7148 | 0 | 0 | 0 | 2869198.8612 | 5942503.184 | 15461174.3097 | 10552569.1617 | 47193434.3067 | 961560.8286 | 25111985.0635 | 25111985.0635 | 18927833.0506 | 9941662.686 | 0 | 73266980.1989 | 127248460.999 | 23713.7371 | 17.5997 | 4162.9637 | 7230.1428 | 84.8676 | 147.3962
1 | 5600 | 707 | 0.035 | 15 | 15 | 7 | 3.1623e-11 | 5spot_SharedNeighbor | CO2 | Porous | Wet | R600a | MinimizeLCOE_Brownfield | IgnoreSilica | 2019 | 138.3855 | 30.7166 | 4.6923 | 4 | 3961.5249 | 6837.582 | 80.761 | 139.3934 | 142.2274 | 17.6319 | 91.4776 | 8098406.8768 | 0 | 4698993.3283 | 0 | 0 | 0 | 2791045.3081 | 6079493.7501 | 15817595.6622 | 10795834.0586 | 48281368.9841 | 961560.8286 | 25111985.0635 | 25111985.0635 | 18927833.0506 | 9941662.686 | 0 | 74354914.8763 | 128336395.6764 | 31622.7766 | 18.7693 | 3961.5249 | 6837.582 | 80.761 | 139.3934
1 | 5600 | 707 | 0.035 | 15 | 15 | 7 | 4.217e-11 | 5spot_SharedNeighbor | CO2 | Porous | Wet | R600a | MinimizeLCOE_Brownfield | IgnoreSilica | 2019 | 143.7445 | 32.0063 | 4.9283 | 4 | 3810.8794 | 6549.2183 | 77.6899 | 133.5147 | 141.7321 | 17.4284 | 95.4419 | 8283157.1284 | 0 | 4844013.519 | 0 | 0 | 0 | 2709815.7579 | 6176424.698 | 16069790.1054 | 10967961.9481 | 49051163.1568 | 961560.8286 | 25111985.0635 | 25111985.0635 | 18927833.0506 | 9941662.686 | 0 | 75124709.0489 | 129106189.8491 | 42169.6503 | 19.7132 | 3810.8794 | 6549.2183 | 77.6899 | 133.5147
1 | 5600 | 707 | 0.035 | 15 | 15 | 7 | 5.6234e-11 | 5spot_SharedNeighbor | CO2 | Porous | Wet | R600a | MinimizeLCOE_Brownfield | IgnoreSilica | 2019 | 147.9102 | 33.0141 | 5.1151 | 4 | 3698.1708 | 6336.5014 | 75.3922 | 129.1782 | 141.3234 | 17.2641 | 97.7278 | 8422080.7411 | 0 | 4955995.8761 | 0 | 0 | 0 | 2633774.766 | 6244622.0394 | 16247225.5985 | 11089065.3181 | 49592764.3392 | 961560.8286 | 25111985.0635 | 25111985.0635 | 18927833.0506 | 9941662.686 | 0 | 75666310.2313 | 129647791.0315 | 56234.1325 | 20.4605 | 3698.1708 | 6336.5014 | 75.3922 | 129.1782
1 | 5600 | 707 | 0.035 | 15 | 15 | 7 | 7.4989e-11 | 5spot_SharedNeighbor | CO2 | Porous | Wet | R600a | MinimizeLCOE_Brownfield | IgnoreSilica | 2019 | 151.1233 | 33.7945 | 5.261 | 4 | 3613.8023 | 6178.9519 | 73.6722 | 125.9663 | 140.9938 | 17.1338 | 110.4342 | 8526404.5154 | 0 | 5041937.4367 | 0 | 0 | 0 | 2567235.7673 | 6292875.3106 | 16372770.7119 | 11174752.4377 | 49975976.1795 | 961560.8286 | 25111985.0635 | 25111985.0635 | 18927833.0506 | 9941662.686 | 0 | 76049522.0717 | 130031002.8718 | 74989.4209 | 21.0442 | 3613.8023 | 6178.9519 | 73.6722 | 125.9663
1 | 5600 | 707 | 0.035 | 15 | 15 | 7 | 1e-10 | 5spot_SharedNeighbor | CO2 | Porous | Wet | R600a | MinimizeLCOE_Brownfield | IgnoreSilica | 2019 | 153.5787 | 34.3928 | 5.3738 | 4 | 3550.6183 | 6061.9628 | 72.3842 | 123.5813 | 140.7334 | 17.0321 | 101.5071 | 8604454.044 | 0 | 5107368.6728 | 0 | 0 | 0 | 2511317.64 | 6327024.7391 | 16461620.52 | 11235394.2574 | 50247179.8732 | 961560.8286 | 25111985.0635 | 25111985.0635 | 18927833.0506 | 9941662.686 | 0 | 76320725.7653 | 130302206.5655 | 100000 | 21.4951 | 3550.6183 | 6061.9628 | 72.3842 | 123.5813
1 | 5600 | 707 | 0.035 | 15 | 15 | 7 | 1.3335e-10 | 5spot_SharedNeighbor | CO2 | Porous | Wet | R600a | MinimizeLCOE_Brownfield | IgnoreSilica | 2019 | 155.4398 | 34.8475 | 5.4601 | 4 | 3503.2818 | 5974.9353 | 71.4191 | 121.8071 | 140.531 | 16.9538 | 108.7894 | 8662634.7342 | 0 | 5156821.8103 | 0 | 0 | 0 | 2465594.6113 | 6351169.9508 | 16524441.4078 | 11278270.8041 | 50438933.3184 | 961560.8286 | 25111985.0635 | 25111985.0635 | 18927833.0506 | 9941662.686 | 0 | 76512479.2106 | 130493960.0107 | 133352.1432 | 21.8402 | 3503.2818 | 5974.9353 | 71.4191 | 121.8071
1 | 5600 | 707 | 0.035 | 15 | 15 | 7 | 1.7783e-10 | 5spot_SharedNeighbor | CO2 | Porous | Wet | R600a | MinimizeLCOE_Brownfield | IgnoreSilica | 2019 | 156.8554 | 35.1939 | 5.5259 | 4 | 3467.808 | 5909.9957 | 70.696 | 120.4833 | 140.3743 | 16.8935 | 113.1 | 8706324.183 | 0 | 5194358.7807 | 0 | 0 | 0 | 2429260.8702 | 6368678.0952 | 16569994.0083 | 11309361.39 | 50577977.3273 | 961560.8286 | 25111985.0635 | 25111985.0635 | 18927833.0506 | 9941662.686 | 0 | 76651523.2195 | 130633004.0196 | 177827.941 | 22.1037 | 3467.808 | 5909.9957 | 70.696 | 120.4833
1 | 5600 | 707 | 0.035 | 15 | 15 | 7 | 2.3714e-10 | 5spot_SharedNeighbor | CO2 | Porous | Wet | R600a | MinimizeLCOE_Brownfield | IgnoreSilica | 2019 | 157.9297 | 35.4571 | 5.576 | 4 | 3441.2188 | 5861.4691 | 70.1539 | 119.494 | 140.2536 | 16.8473 | 100.4029 | 8739151.86 | 0 | 5222799.6192 | 0 | 0 | 0 | 2400837.3872 | 6381487.6579 | 16603321.8627 | 11332108.3355 | 50679706.7225 | 961560.8286 | 25111985.0635 | 25111985.0635 | 18927833.0506 | 9941662.686 | 0 | 76753252.6146 | 130734733.4147 | 237137.3706 | 22.3041 | 3441.2188 | 5861.4691 | 70.1539 | 119.494
1 | 5600 | 707 | 0.035 | 15 | 15 | 7 | 3.1623e-10 | 5spot_SharedNeighbor | CO2 | Porous | Wet | R600a | MinimizeLCOE_Brownfield | IgnoreSilica | 2019 | 158.7332 | 35.6543 | 5.6138 | 4 | 3421.2861 | 5825.2466 | 69.7475 | 118.7555 | 140.1624 | 16.8125 | 116.4866 | 8763519.7126 | 0 | 5244047.8563 | 0 | 0 | 0 | 2378631.3 | 6390617.5588 | 16627075.9922 | 11348321.0169 | 50752213.4368 | 961560.8286 | 25111985.0635 | 25111985.0635 | 18927833.0506 | 9941662.686 | 0 | 76825759.329 | 130807240.1291 | 316227.766 | 22.4552 | 3421.2861 | 5825.2466 | 69.7475 | 118.7555
1 | 5600 | 707 | 0.035 | 15 | 15 | 7 | 4.217e-10 | 5spot_SharedNeighbor | CO2 | Porous | Wet | R600a | MinimizeLCOE_Brownfield | IgnoreSilica | 2019 | 159.3445 | 35.8042 | 5.6424 | 4 | 3406.3421 | 5798.1023 | 69.4429 | 118.2022 | 140.0926 | 16.7859 | 114.1356 | 8781949.5645 | 0 | 5260196.0902 | 0 | 0 | 0 | 2361683.6577 | 6397493.4318 | 16644965.6033 | 11360531.0441 | 50806819.3916 | 961560.8286 | 25111985.0635 | 25111985.0635 | 18927833.0506 | 9941662.686 | 0 | 76880365.2838 | 130861846.0839 | 421696.5034 | 22.5698 | 3406.3421 | 5798.1023 | 69.4429 | 118.2022
1 | 5600 | 707 | 0.035 | 15 | 15 | 7 | 5.6234e-10 | 5spot_SharedNeighbor | CO2 | Porous | Wet | R600a | MinimizeLCOE_Brownfield | IgnoreSilica | 2019 | 159.8003 | 35.9163 | 5.664 | 4 | 3395.1376 | 5777.8137 | 69.2145 | 117.7885 | 140.0401 | 16.766 | 105.9645 | 8795632.5151 | 0 | 5272230.4195 | 0 | 0 | 0 | 2348641.2628 | 6402436.637 | 16657826.809 | 11369309.0813 | 50846076.7246 | 961560.8286 | 25111985.0635 | 25111985.0635 | 18927833.0506 | 9941662.686 | 0 | 76919622.6167 | 130901103.4169 | 562341.3252 | 22.6558 | 3395.1376 | 5777.8137 | 69.2145 | 117.7885
1 | 5600 | 707 | 0.035 | 15 | 15 | 7 | 7.4989e-10 | 5spot_SharedNeighbor | CO2 | Porous | Wet | R600a | MinimizeLCOE_Brownfield | IgnoreSilica | 2019 | 160.1339 | 35.9986 | 5.68 | 4 | 3386.7362 | 5762.6875 | 69.0432 | 117.4802 | 140.0015 | 16.7514 | 119.3533 | 8805611.5236 | 0 | 5281032.9251 | 0 | 0 | 0 | 2338524.9238 | 6405816.0553 | 16666619.3624 | 11375310.1796 | 50872914.9699 | 961560.8286 | 25111985.0635 | 25111985.0635 | 18927833.0506 | 9941662.686 | 0 | 76946460.8621 | 130927941.6622 | 749894.2093 | 22.7199 | 3386.7362 | 5762.6875 | 69.0432 | 117.4802
1 | 5600 | 707 | 0.035 | 15 | 15 | 7 | 1e-09 | 5spot_SharedNeighbor | CO2 | Porous | Wet | R600a | MinimizeLCOE_Brownfield | IgnoreSilica | 2019 | 160.3922 | 36.0621 | 5.6922 | 4 | 3380.4367 | 5751.2975 | 68.9148 | 117.248 | 139.9716 | 16.74 | 112.9169 | 8813323.6249 | 0 | 5287848.739 | 0 | 0 | 0 | 2331027.7644 | 6408558.0501 | 16673753.4702 | 11380179.3548 | 50894691.0034 | 961560.8286 | 25111985.0635 | 25111985.0635 | 18927833.0506 | 9941662.686 | 0 | 76968236.8956 | 130949717.6957 | 1000000 | 22.7687 | 3380.4367 | 5751.2975 | 68.9148 | 117.248
1 | 5600 | 707 | 0.035 | 15 | 15 | 7 | 1.3335e-09 | 5spot_SharedNeighbor | CO2 | Porous | Wet | R600a | MinimizeLCOE_Brownfield | IgnoreSilica | 2019 | 160.5897 | 36.1105 | 5.7014 | 4 | 3375.713 | 5742.7374 | 68.8185 | 117.0735 | 139.9487 | 16.7314 | 112.4894 | 8819206.0645 | 0 | 5293055.383 | 0 | 0 | 0 | 2325433.825 | 6410701.1563 | 16679329.393 | 11383985.0367 | 50911710.8585 | 961560.8286 | 25111985.0635 | 25111985.0635 | 18927833.0506 | 9941662.686 | 0 | 76985256.7506 | 130966737.5508 | 1333521.4322 | 22.8056 | 3375.713 | 5742.7374 | 68.8185 | 117.0735
1 | 5600 | 707 | 0.035 | 15 | 15 | 7 | 1.7783e-09 | 5spot_SharedNeighbor | CO2 | Porous | Wet | R600a | MinimizeLCOE_Brownfield | IgnoreSilica | 2019 | 160.7212 | 36.1433 | 5.708 | 4 | 3372.1708 | 5736.4454 | 68.7463 | 116.9452 | 139.9333 | 16.7256 | 116.8498 | 8823115.7725 | 0 | 5296522.6673 | 0 | 0 | 0 | 2320855.206 | 6411792.5219 | 16682168.9024 | 11385923.0602 | 50920378.1302 | 961560.8286 | 25111985.0635 | 25111985.0635 | 18927833.0506 | 9941662.686 | 0 | 76993924.0224 | 130975404.8225 | 1778279.41 | 22.8322 | 3372.1708 | 5736.4454 | 68.7463 | 116.9452
1 | 5600 | 707 | 0.035 | 15 | 15 | 7 | 2.3714e-09 | 5spot_SharedNeighbor | CO2 | Porous | Wet | R600a | MinimizeLCOE_Brownfield | IgnoreSilica | 2019 | 160.8332 | 36.1708 | 5.7133 | 4 | 3369.5147 | 5731.6301 | 68.6921 | 116.847 | 139.9202 | 16.7206 | 115.68 | 8826446.6193 | 0 | 5299476.7365 | 0 | 0 | 0 | 2317694.0053 | 6413010.7708 | 16685338.5363 | 11388086.4005 | 50930053.0688 | 961560.8286 | 25111985.0635 | 25111985.0635 | 18927833.0506 | 9941662.686 | 0 | 77003598.961 | 130985079.7611 | 2371373.7057 | 22.853 | 3369.5147 | 5731.6301 | 68.6921 | 116.847
1 | 5600 | 707 | 0.035 | 15 | 15 | 7 | 3.1623e-09 | 5spot_SharedNeighbor | CO2 | Porous | Wet | R600a | MinimizeLCOE_Brownfield | IgnoreSilica | 2019 | 160.9233 | 36.1927 | 5.7173 | 4 | 3367.5229 | 5727.9767 | 68.6515 | 116.7726 | 139.9098 | 16.7167 | 127.3655 | 8829120.8561 | 0 | 5301849.2268 | 0 | 0 | 0 | 2315441.9471 | 6414100.6917 | 16688174.2868 | 11390021.8585 | 50938708.867 | 961560.8286 | 25111985.0635 | 25111985.0635 | 18927833.0506 | 9941662.686 | 0 | 77012254.7591 | 130993735.5593 | 3162277.6602 | 22.8691 | 3367.5229 | 5727.9767 | 68.6515 | 116.7726
1 | 5600 | 707 | 0.035 | 15 | 15 | 7 | 4.217e-09 | 5spot_SharedNeighbor | CO2 | Porous | Wet | R600a | MinimizeLCOE_Brownfield | IgnoreSilica | 2019 | 160.977 | 36.2061 | 5.72 | 4 | 3366.0293 | 5725.3394 | 68.6211 | 116.7188 | 139.9035 | 16.7143 | 121.9743 | 8830713.4518 | 0 | 5303264.9225 | 0 | 0 | 0 | 2313453.3007 | 6414498.3533 | 16689208.9206 | 11390728.0173 | 50941866.9662 | 961560.8286 | 25111985.0635 | 25111985.0635 | 18927833.0506 | 9941662.686 | 0 | 77015412.8584 | 130996893.6585 | 4216965.0343 | 22.8802 | 3366.0293 | 5725.3394 | 68.6211 | 116.7188
1 | 5600 | 707 | 0.035 | 15 | 15 | 7 | 5.6234e-09 | 5spot_SharedNeighbor | CO2 | Porous | Wet | R600a | MinimizeLCOE_Brownfield | IgnoreSilica | 2019 | 161.0307 | 36.2191 | 5.7224 | 4 | 3364.9092 | 5723.2633 | 68.5982 | 116.6765 | 139.8972 | 16.7119 | 115.8539 | 8832308.1863 | 0 | 5304680.5238 | 0 | 0 | 0 | 2312246.1059 | 6415201.5782 | 16691038.5678 | 11391976.7891 | 50947451.7511 | 961560.8286 | 25111985.0635 | 25111985.0635 | 18927833.0506 | 9941662.686 | 0 | 77020997.6432 | 131002478.4434 | 5623413.2519 | 22.8895 | 3364.9092 | 5723.2633 | 68.5982 | 116.6765
1 | 5600 | 707 | 0.035 | 15 | 15 | 7 | 7.4989e-09 | 5spot_SharedNeighbor | CO2 | Porous | Wet | R600a | MinimizeLCOE_Brownfield | IgnoreSilica | 2019 | 161.065 | 36.2276 | 5.724 | 4 | 3364.0694 | 5721.751 | 68.5811 | 116.6456 | 139.8932 | 16.7104 | 120.1977 | 8833324.1789 | 0 | 5305583.5305 | 0 | 0 | 0 | 2311210.7371 | 6415546.1941 | 16691935.1876 | 11392588.7505 | 50950188.5786 | 961560.8286 | 25111985.0635 | 25111985.0635 | 18927833.0506 | 9941662.686 | 0 | 77023734.4707 | 131005215.2709 | 7498942.0933 | 22.896 | 3364.0694 | 5721.751 | 68.5811 | 116.6456
1 | 5600 | 707 | 0.035 | 15 | 15 | 7 | 1e-08 | 5spot_SharedNeighbor | CO2 | Porous | Wet | R600a | MinimizeLCOE_Brownfield | IgnoreSilica | 2019 | 161.087 | 36.2331 | 5.7252 | 4 | 3363.4395 | 5720.6438 | 68.5683 | 116.6231 | 139.8906 | 16.7095 | 121.465 | 8833977.1287 | 0 | 5306164.5955 | 0 | 0 | 0 | 2310355.6371 | 6415693.9709 | 16692319.6726 | 11392851.1694 | 50951362.1743 | 961560.8286 | 25111985.0635 | 25111985.0635 | 18927833.0506 | 9941662.686 | 0 | 77024908.0665 | 131006388.8666 | 10000000 | 22.9006 | 3363.4395 | 5720.6438 | 68.5683 | 116.6231
1 | 5700 | 707 | 0.035 | 15 | 15 | 7 | 1e-13 | 5spot_SharedNeighbor | CO2 | Porous | Wet | R600a | MinimizeLCOE_Brownfield | IgnoreSilica | 2019 | 1.6 | 0.024915 | 0.0047932 | 4 | 1473263.972 | 4353009.3109 | 30034.4788 | 88741.9827 | 80.7325 | 16.7498 | 23.8784 | 213989.2214 | 0 | 84747.9616 | 0 | 0 | 0 | 208653.8317 | 197882.4957 | 514849.6627 | 351395.4739 | 1571518.647 | 961560.8286 | 25713707.5648 | 25713707.5648 | 19344069.7794 | 10155378.5254 | 0 | 28246787.0405 | 83459942.9101 | 100 | 0.019173 | 1473263.972 | 4353009.3109 | 30034.4788 | 88741.9827
1 | 5700 | 707 | 0.035 | 15 | 15 | 7 | 1.3335e-13 | 5spot_SharedNeighbor | CO2 | Porous | Wet | R600a | MinimizeLCOE_Brownfield | IgnoreSilica | 2019 | 2.8667 | 0.17651 | 0.017337 | 4 | 426040.2891 | 1222229.8764 | 8685.4076 | 24916.8092 | 101.0379 | 18.1934 | 44.6061 | 390600.6908 | 0 | 180400.0363 | 0 | 0 | 0 | 355380.8502 | 361288.8151 | 939999.3865 | 641568.8963 | 2869238.6752 | 961560.8286 | 25713707.5648 | 25713707.5648 | 19344069.7794 | 10155378.5254 | 0 | 29544507.0687 | 84757662.9383 | 133.3521 | 0.069347 | 426040.2891 | 1222229.8764 | 8685.4076 | 24916.8092
1 | 5700 | 707 | 0.035 | 15 | 15 | 7 | 1.7783e-13 | 5spot_SharedNeighbor | CO2 | Porous | Wet | R600a | MinimizeLCOE_Brownfield | IgnoreSilica | 2019 | 3.9728 | 0.36015 | 0.036405 | 4 | 209764.5888 | 588919.8238 | 4276.3349 | 12005.9272 | 111.2825 | 18.8018 | 51.1306 | 535210.9109 | 0 | 260149.2677 | 0 | 0 | 0 | 454445.9997 | 487424.4095 | 1268178.3291 | 865557.7681 | 3870966.6849 | 961560.8286 | 25713707.5648 | 25713707.5648 | 19344069.7794 | 10155378.5254 | 0 | 30546235.0784 | 85759390.948 | 177.8279 | 0.14562 | 209764.5888 | 588919.8238 | 4276.3349 | 12005.9272
1 | 5700 | 707 | 0.035 | 15 | 15 | 7 | 2.3714e-13 | 5spot_SharedNeighbor | CO2 | Porous | Wet | R600a | MinimizeLCOE_Brownfield | IgnoreSilica | 2019 | 5.4271 | 0.62727 | 0.064903 | 4 | 122281.8132 | 334957.1705 | 2492.8802 | 6828.555 | 119.8573 | 19.257 | 49.168 | 712279.2698 | 0 | 352199.4359 | 0 | 0 | 0 | 572650.4863 | 638480.3849 | 1661194.9911 | 1133799.7156 | 5070604.2835 | 961560.8286 | 25713707.5648 | 25713707.5648 | 19344069.7794 | 10155378.5254 | 0 | 31745872.677 | 86959028.5466 | 237.1374 | 0.25961 | 122281.8132 | 334957.1705 | 2492.8802 | 6828.555
1 | 5700 | 707 | 0.035 | 15 | 15 | 7 | 3.1623e-13 | 5spot_SharedNeighbor | CO2 | Porous | Wet | R600a | MinimizeLCOE_Brownfield | IgnoreSilica | 2019 | 7.2272 | 0.9836 | 0.10564 | 4 | 78210.4548 | 208878.8167 | 1594.4259 | 4258.2772 | 126.5544 | 19.5812 | 58.0284 | 915067.9427 | 0 | 442901.2837 | 0 | 0 | 0 | 699370.9162 | 802362.6556 | 2087583.0427 | 1424818.3222 | 6372104.1631 | 961560.8286 | 25713707.5648 | 25713707.5648 | 19344069.7794 | 10155378.5254 | 0 | 33047372.5565 | 88260528.4261 | 316.2278 | 0.42254 | 78210.4548 | 208878.8167 | 1594.4259 | 4258.2772
1 | 5700 | 707 | 0.035 | 15 | 15 | 7 | 4.217e-13 | 5spot_SharedNeighbor | CO2 | Porous | Wet | R600a | MinimizeLCOE_Brownfield | IgnoreSilica | 2019 | 9.4755 | 1.4493 | 0.16142 | 4 | 53479.1097 | 138988.4962 | 1090.244 | 2833.4685 | 131.8512 | 19.8185 | 63.3813 | 1149008.4943 | 0 | 550066.0647 | 0 | 0 | 0 | 837376.8385 | 989216.0451 | 2573737.2331 | 1756628.5466 | 7856033.2224 | 961560.8286 | 25713707.5648 | 25713707.5648 | 19344069.7794 | 10155378.5254 | 0 | 34531301.6159 | 89744457.4855 | 421.6965 | 0.6457 | 53479.1097 | 138988.4962 | 1090.244 | 2833.4685
1 | 5700 | 707 | 0.035 | 15 | 15 | 7 | 5.6234e-13 | 5spot_SharedNeighbor | CO2 | Porous | Wet | R600a | MinimizeLCOE_Brownfield | IgnoreSilica | 2019 | 12.3332 | 2.0567 | 0.23648 | 4 | 38337.7598 | 96707.8032 | 781.5671 | 1971.5194 | 136.1021 | 19.9952 | 61.0509 | 1423572.9257 | 0 | 679194.7358 | 0 | 0 | 0 | 993210.8719 | 1207431.628 | 3141489.4179 | 2144131.0789 | 9589030.6583 | 961560.8286 | 25713707.5648 | 25713707.5648 | 19344069.7794 | 10155378.5254 | 0 | 36264299.0517 | 91477454.9213 | 562.3413 | 0.94592 | 38337.7598 | 96707.8032 | 781.5671 | 1971.5194
1 | 5700 | 707 | 0.035 | 15 | 15 | 7 | 7.4989e-13 | 5spot_SharedNeighbor | CO2 | Porous | Wet | R600a | MinimizeLCOE_Brownfield | IgnoreSilica | 2019 | 15.9749 | 2.8436 | 0.3363 | 4 | 28471.0638 | 69516.2417 | 580.4211 | 1417.1826 | 139.4975 | 20.1242 | 62.5449 | 1746851.0491 | 0 | 835377.8097 | 0 | 0 | 0 | 1170592.5292 | 1463600.3413 | 3807987.8624 | 2599029.9624 | 11623439.5542 | 961560.8286 | 25713707.5648 | 25713707.5648 | 19344069.7794 | 10155378.5254 | 0 | 38298707.9476 | 93511863.8172 | 749.8942 | 1.3452 | 28471.0638 | 69516.2417 | 580.4211 | 1417.1826
1 | 5700 | 707 | 0.035 | 15 | 15 | 7 | 1e-12 | 5spot_SharedNeighbor | CO2 | Porous | Wet | R600a | MinimizeLCOE_Brownfield | IgnoreSilica | 2019 | 20.5498 | 3.8449 | 0.46739 | 4 | 21742.8546 | 51275.6163 | 443.2575 | 1045.3228 | 142.1566 | 20.2115 | 51.856 | 2122592.6852 | 0 | 1021829.4394 | 0 | 0 | 0 | 1367387.5766 | 1759605.7835 | 4578133.3039 | 3124670.0511 | 13974218.8398 | 961560.8286 | 25713707.5648 | 25713707.5648 | 19344069.7794 | 10155378.5254 | 0 | 40649487.2333 | 95862643.1029 | 1000 | 1.8696 | 21742.8546 | 51275.6163 | 443.2575 | 1045.3228
1 | 5700 | 707 | 0.035 | 15 | 15 | 7 | 1.3335e-12 | 5spot_SharedNeighbor | CO2 | Porous | Wet | R600a | MinimizeLCOE_Brownfield | IgnoreSilica | 2019 | 26.289 | 5.1125 | 0.63794 | 4 | 16995.9193 | 38633.2585 | 346.4848 | 787.5912 | 144.2244 | 20.2611 | 79.1128 | 2559374.297 | 0 | 1244376.9382 | 0 | 0 | 0 | 1586226.6096 | 2102091.3595 | 5469210.5191 | 3732848.5604 | 16694128.2838 | 961560.8286 | 25713707.5648 | 25713707.5648 | 19344069.7794 | 10155378.5254 | 0 | 43369396.6773 | 98582552.5469 | 1333.5214 | 2.5518 | 16995.9193 | 38633.2585 | 346.4848 | 787.5912
1 | 5700 | 707 | 0.035 | 15 | 15 | 7 | 1.7783e-12 | 5spot_SharedNeighbor | CO2 | Porous | Wet | R600a | MinimizeLCOE_Brownfield | IgnoreSilica | 2019 | 33.4339 | 6.702 | 0.85729 | 4 | 13558.912 | 29660.0388 | 276.4168 | 604.66 | 145.8009 | 20.2715 | 67.8937 | 3063821.4068 | 0 | 1508280.0919 | 0 | 0 | 0 | 1827198.6026 | 2495727.0395 | 6493369.8127 | 4431858.3226 | 19820255.276 | 961560.8286 | 25713707.5648 | 25713707.5648 | 19344069.7794 | 10155378.5254 | 0 | 46495523.6694 | 101708679.539 | 1778.2794 | 3.4291 | 13558.912 | 29660.0388 | 276.4168 | 604.66
1 | 5700 | 707 | 0.035 | 15 | 15 | 7 | 2.3714e-12 | 5spot_SharedNeighbor | CO2 | Porous | Wet | R600a | MinimizeLCOE_Brownfield | IgnoreSilica | 2019 | 42.1233 | 8.6501 | 1.1341 | 4 | 11021.1884 | 23192.2656 | 224.6818 | 472.8057 | 146.9475 | 20.2376 | 78.2726 | 3633646.3849 | 0 | 1814471.6432 | 0 | 0 | 0 | 2081619.2118 | 2936597.5236 | 7640424.3774 | 5214746.6326 | 23321505.7736 | 961560.8286 | 25713707.5648 | 25713707.5648 | 19344069.7794 | 10155378.5254 | 0 | 49996774.167 | 105209930.0366 | 2371.3737 | 4.5364 | 11021.1884 | 23192.2656 | 224.6818 | 472.8057
1 | 5700 | 707 | 0.035 | 15 | 15 | 7 | 3.1623e-12 | 5spot_SharedNeighbor | CO2 | Porous | Wet | R600a | MinimizeLCOE_Brownfield | IgnoreSilica | 2019 | 52.4787 | 10.9893 | 1.4757 | 4 | 9121.11 | 18475.1102 | 185.9462 | 376.6401 | 147.7184 | 20.1507 | 71.4757 | 4265017.6441 | 0 | 2163311.495 | 0 | 0 | 0 | 2341770.7005 | 3420338.9374 | 8899020.3072 | 6073764.2163 | 27163223.3005 | 961560.8286 | 25713707.5648 | 25713707.5648 | 19344069.7794 | 10155378.5254 | 0 | 53838491.6939 | 109051647.5635 | 3162.2777 | 5.9026 | 9121.11 | 18475.1102 | 185.9462 | 376.6401
1 | 5700 | 707 | 0.035 | 15 | 15 | 7 | 4.217e-12 | 5spot_SharedNeighbor | CO2 | Porous | Wet | R600a | MinimizeLCOE_Brownfield | IgnoreSilica | 2019 | 64.3398 | 13.6919 | 1.8822 | 4 | 7686.5623 | 15019.9829 | 156.701 | 306.2027 | 148.1348 | 20.0013 | 82.973 | 4937721.9737 | 0 | 2546338.4876 | 0 | 0 | 0 | 2588308.9719 | 3928224.079 | 10220433.2639 | 6975655.7115 | 31196682.4876 | 961560.8286 | 25713707.5648 | 25713707.5648 | 19344069.7794 | 10155378.5254 | 0 | 57871950.881 | 113085106.7506 | 4216.965 | 7.529 | 7686.5623 | 15019.9829 | 156.701 | 306.2027
1 | 5700 | 707 | 0.035 | 15 | 15 | 7 | 5.6234e-12 | 5spot_SharedNeighbor | CO2 | Porous | Wet | R600a | MinimizeLCOE_Brownfield | IgnoreSilica | 2019 | 77.2387 | 16.6594 | 2.3433 | 4 | 6600.3901 | 12490.8047 | 134.5579 | 254.6419 | 148.2117 | 19.7849 | 100.4665 | 5618429.1718 | 0 | 2947137.6602 | 0 | 0 | 0 | 2797004.6421 | 4431402.8749 | 11529601.2748 | 7869189.7797 | 35192765.4035 | 961560.8286 | 25713707.5648 | 25713707.5648 | 19344069.7794 | 10155378.5254 | 0 | 61868033.7969 | 117081189.6665 | 5623.4133 | 9.3734 | 6600.3901 | 12490.8047 | 134.5579 | 254.6419
1 | 5700 | 707 | 0.035 | 15 | 15 | 7 | 7.4989e-12 | 5spot_SharedNeighbor | CO2 | Porous | Wet | R600a | MinimizeLCOE_Brownfield | IgnoreSilica | 2019 | 90.4512 | 19.7301 | 2.8366 | 4 | 5779.0377 | 10645.1925 | 117.8135 | 217.0166 | 147.9834 | 19.5079 | 100.9664 | 6267574.7893 | 0 | 3343982.3442 | 0 | 0 | 0 | 2946596.4416 | 4897679.8943 | 12742758.4327 | 8697194.4678 | 38895786.37 | 961560.8286 | 25713707.5648 | 25713707.5648 | 19344069.7794 | 10155378.5254 | 0 | 65571054.7635 | 120784210.6331 | 7498.9421 | 11.3464 | 5779.0377 | 10645.1925 | 117.8135 | 217.0166
1 | 5700 | 707 | 0.035 | 15 | 15 | 7 | 1e-11 | 5spot_SharedNeighbor | CO2 | Porous | Wet | R600a | MinimizeLCOE_Brownfield | IgnoreSilica | 2019 | 103.2091 | 22.725 | 3.3328 | 4 | 5159.8578 | 9301.5201 | 105.1907 | 189.6241 | 147.5159 | 19.1882 | 95.9503 | 6851992.2533 | 0 | 3716266.2783 | 0 | 0 | 0 | 3028178.4733 | 5302610.4319 | 13796304.6288 | 9416261.3948 | 42111613.4602 | 961560.8286 | 25713707.5648 | 25713707.5648 | 19344069.7794 | 10155378.5254 | 0 | 68786881.8537 | 124000037.7233 | 10000 | 13.3312 | 5159.8578 | 9301.5201 | 105.1907 | 189.6241
1 | 5700 | 707 | 0.035 | 15 | 15 | 7 | 1.3335e-11 | 5spot_SharedNeighbor | CO2 | Porous | Wet | R600a | MinimizeLCOE_Brownfield | IgnoreSilica | 2019 | 114.7897 | 25.4708 | 3.8017 | 4 | 4694.9338 | 8325.7415 | 95.7126 | 169.7315 | 146.9054 | 18.8552 | 104.5641 | 7348344.2157 | 0 | 4046267.6972 | 0 | 0 | 0 | 3043952.2594 | 5631040.0272 | 14650811.0656 | 9999479.5963 | 44719894.8614 | 961560.8286 | 25713707.5648 | 25713707.5648 | 19344069.7794 | 10155378.5254 | 0 | 71395163.2548 | 126608319.1244 | 13335.2143 | 15.2069 | 4694.9338 | 8325.7415 | 95.7126 | 169.7315
1 | 5700 | 707 | 0.035 | 15 | 15 | 7 | 1.7783e-11 | 5spot_SharedNeighbor | CO2 | Porous | Wet | R600a | MinimizeLCOE_Brownfield | IgnoreSilica | 2019 | 124.8091 | 27.8687 | 4.222 | 4 | 4346.6662 | 7616.0349 | 88.6127 | 155.2632 | 146.2425 | 18.5339 | 106.772 | 7752199.3198 | 0 | 4326427.3374 | 0 | 0 | 0 | 3009355.6909 | 5884313.1158 | 15309775.6886 | 10449236.4919 | 46731307.6443 | 961560.8286 | 25713707.5648 | 25713707.5648 | 19344069.7794 | 10155378.5254 | 0 | 73406576.0378 | 128619731.9074 | 17782.7941 | 16.888 | 4346.6662 | 7616.0349 | 88.6127 | 155.2632
1 | 5700 | 707 | 0.035 | 15 | 15 | 7 | 2.3714e-11 | 5spot_SharedNeighbor | CO2 | Porous | Wet | R600a | MinimizeLCOE_Brownfield | IgnoreSilica | 2019 | 133.1307 | 29.8773 | 4.5822 | 4 | 4086.1697 | 7098.5642 | 83.3021 | 144.7138 | 145.6 | 18.2437 | 110.098 | 8069714.9818 | 0 | 4555697.239 | 0 | 0 | 0 | 2942815.4247 | 6071608.7817 | 15797080.5919 | 10781832.1015 | 48218749.1206 | 961560.8286 | 25713707.5648 | 25713707.5648 | 19344069.7794 | 10155378.5254 | 0 | 74894017.5141 | 130107173.3837 | 23713.7371 | 18.3287 | 4086.1697 | 7098.5642 | 83.3021 | 144.7138
1 | 5700 | 707 | 0.035 | 15 | 15 | 7 | 3.1623e-11 | 5spot_SharedNeighbor | CO2 | Porous | Wet | R600a | MinimizeLCOE_Brownfield | IgnoreSilica | 2019 | 139.8593 | 31.513 | 4.8806 | 4 | 3891.4165 | 6719.5947 | 79.3318 | 136.988 | 145.02 | 17.9936 | 89.7097 | 8314542.384 | 0 | 4738985.5969 | 0 | 0 | 0 | 2862177.1159 | 6207124.9877 | 16149665.9617 | 11022478.8613 | 49294974.9076 | 961560.8286 | 25713707.5648 | 25713707.5648 | 19344069.7794 | 10155378.5254 | 0 | 75970243.301 | 131183399.1706 | 31622.7766 | 19.5225 | 3891.4165 | 6719.5947 | 79.3318 | 136.988
1 | 5700 | 707 | 0.035 | 15 | 15 | 7 | 4.217e-11 | 5spot_SharedNeighbor | CO2 | Porous | Wet | R600a | MinimizeLCOE_Brownfield | IgnoreSilica | 2019 | 145.1575 | 32.8094 | 5.1211 | 4 | 3745.79 | 6441.179 | 76.363 | 131.3121 | 144.5251 | 17.7867 | 114.2059 | 8499766.82 | 0 | 4882069.5292 | 0 | 0 | 0 | 2779132.4458 | 6302777.8301 | 16398535.0363 | 11192337.1185 | 50054618.7799 | 961560.8286 | 25713707.5648 | 25713707.5648 | 19344069.7794 | 10155378.5254 | 0 | 76729887.1734 | 131943043.043 | 42169.6503 | 20.4843 | 3745.79 | 6441.179 | 76.363 | 131.3121
1 | 5700 | 707 | 0.035 | 15 | 15 | 7 | 5.6234e-11 | 5spot_SharedNeighbor | CO2 | Porous | Wet | R600a | MinimizeLCOE_Brownfield | IgnoreSilica | 2019 | 149.2861 | 33.8246 | 5.3114 | 4 | 3636.8471 | 6235.64 | 74.142 | 127.122 | 144.116 | 17.6195 | 110.4328 | 8639441.0257 | 0 | 4992842.8422 | 0 | 0 | 0 | 2702209.6609 | 6370452.4762 | 16574610.5837 | 11312512.2976 | 50592068.8863 | 961560.8286 | 25713707.5648 | 25713707.5648 | 19344069.7794 | 10155378.5254 | 0 | 77267337.2798 | 132480493.1493 | 56234.1325 | 21.2457 | 3636.8471 | 6235.64 | 74.142 | 127.122
1 | 5700 | 707 | 0.035 | 15 | 15 | 7 | 7.4989e-11 | 5spot_SharedNeighbor | CO2 | Porous | Wet | R600a | MinimizeLCOE_Brownfield | IgnoreSilica | 2019 | 152.4534 | 34.6068 | 5.4597 | 4 | 3555.3034 | 6083.5206 | 72.4797 | 124.0208 | 143.7881 | 17.4876 | 108.328 | 8743793.1834 | 0 | 5077406.1622 | 0 | 0 | 0 | 2634730.5556 | 6417812.6615 | 16697832.0708 | 11396613.4944 | 50968188.1279 | 961560.8286 | 25713707.5648 | 25713707.5648 | 19344069.7794 | 10155378.5254 | 0 | 77643456.5214 | 132856612.391 | 74989.4209 | 21.8388 | 3555.3034 | 6083.5206 | 72.4797 | 124.0208
1 | 5700 | 707 | 0.035 | 15 | 15 | 7 | 1e-10 | 5spot_SharedNeighbor | CO2 | Porous | Wet | R600a | MinimizeLCOE_Brownfield | IgnoreSilica | 2019 | 154.8823 | 35.2083 | 5.5743 | 4 | 3494.2386 | 5970.4703 | 71.2348 | 121.7161 | 143.5283 | 17.3843 | 107.5134 | 8822162.5338 | 0 | 5142019.7614 | 0 | 0 | 0 | 2578422.3593 | 6451615.8153 | 16785780.9429 | 11456640.4069 | 51236641.8196 | 961560.8286 | 25713707.5648 | 25713707.5648 | 19344069.7794 | 10155378.5254 | 0 | 77911910.2131 | 133125066.0827 | 100000 | 22.2972 | 3494.2386 | 5970.4703 | 71.2348 | 121.7161
1 | 5700 | 707 | 0.035 | 15 | 15 | 7 | 1.3335e-10 | 5spot_SharedNeighbor | CO2 | Porous | Wet | R600a | MinimizeLCOE_Brownfield | IgnoreSilica | 2019 | 156.7265 | 35.6663 | 5.6621 | 4 | 3448.492 | 5886.3368 | 70.3022 | 120.0009 | 143.3261 | 17.3046 | 100.2625 | 8880695.8986 | 0 | 5190943.507 | 0 | 0 | 0 | 2532546.955 | 6475632.6806 | 16848267.9001 | 11499289.0391 | 51427375.9805 | 961560.8286 | 25713707.5648 | 25713707.5648 | 19344069.7794 | 10155378.5254 | 0 | 78102644.374 | 133315800.2436 | 133352.1432 | 22.6483 | 3448.492 | 5886.3368 | 70.3022 | 120.0009
1 | 5700 | 707 | 0.035 | 15 | 15 | 7 | 1.7783e-10 | 5spot_SharedNeighbor | CO2 | Porous | Wet | R600a | MinimizeLCOE_Brownfield | IgnoreSilica | 2019 | 158.1265 | 36.0144 | 5.729 | 4 | 3414.2111 | 5823.5737 | 69.6033 | 118.7214 | 143.1697 | 17.2434 | 124.2542 | 8924567.2018 | 0 | 5228005.0468 | 0 | 0 | 0 | 2496073.828 | 6492971.9699 | 16893381.174 | 11530079.7755 | 51565078.9961 | 961560.8286 | 25713707.5648 | 25713707.5648 | 19344069.7794 | 10155378.5254 | 0 | 78240347.3895 | 133453503.2591 | 177827.941 | 22.9161 | 3414.2111 | 5823.5737 | 69.6033 | 118.7214
1 | 5700 | 707 | 0.035 | 15 | 15 | 7 | 2.3714e-10 | 5spot_SharedNeighbor | CO2 | Porous | Wet | R600a | MinimizeLCOE_Brownfield | IgnoreSilica | 2019 | 159.1741 | 36.2757 | 5.7796 | 4 | 3388.5168 | 5776.7823 | 69.0795 | 117.7675 | 143.0511 | 17.1972 | 111.111 | 8957075.4027 | 0 | 5255695.4212 | 0 | 0 | 0 | 2467235.9145 | 6505202.628 | 16925202.8375 | 11551798.7147 | 51662210.9187 | 961560.8286 | 25713707.5648 | 25713707.5648 | 19344069.7794 | 10155378.5254 | 0 | 78337479.3121 | 133550635.1817 | 237137.3706 | 23.1185 | 3388.5168 | 5776.7823 | 69.0795 | 117.7675
1 | 5700 | 707 | 0.035 | 15 | 15 | 7 | 3.1623e-10 | 5spot_SharedNeighbor | CO2 | Porous | Wet | R600a | MinimizeLCOE_Brownfield | IgnoreSilica | 2019 | 159.9707 | 36.4743 | 5.818 | 4 | 3369.2555 | 5741.7537 | 68.6868 | 117.0534 | 142.96 | 17.1619 | 114.2927 | 8981613.1809 | 0 | 5276727.5574 | 0 | 0 | 0 | 2445031.8236 | 6514315.2991 | 16948912.1386 | 11567980.7999 | 51734580.7995 | 961560.8286 | 25713707.5648 | 25713707.5648 | 19344069.7794 | 10155378.5254 | 0 | 78409849.1929 | 133623005.0625 | 316227.766 | 23.2722 | 3369.2555 | 5741.7537 | 68.6868 | 117.0534
1 | 5700 | 707 | 0.035 | 15 | 15 | 7 | 4.217e-10 | 5spot_SharedNeighbor | CO2 | Porous | Wet | R600a | MinimizeLCOE_Brownfield | IgnoreSilica | 2019 | 160.5554 | 36.6207 | 5.8468 | 4 | 3354.8152 | 5715.6603 | 68.3924 | 116.5215 | 142.8926 | 17.1358 | 122.0102 | 8999519.9316 | 0 | 5292151.8424 | 0 | 0 | 0 | 2427622.7703 | 6520524.8723 | 16965068.1741 | 11579007.6261 | 51783895.2168 | 961560.8286 | 25713707.5648 | 25713707.5648 | 19344069.7794 | 10155378.5254 | 0 | 78459163.6103 | 133672319.4799 | 421696.5034 | 23.387 | 3354.8152 | 5715.6603 | 68.3924 | 116.5215
1 | 5700 | 707 | 0.035 | 15 | 15 | 7 | 5.6234e-10 | 5spot_SharedNeighbor | CO2 | Porous | Wet | R600a | MinimizeLCOE_Brownfield | IgnoreSilica | 2019 | 161.0159 | 36.7354 | 5.8688 | 4 | 3343.9884 | 5695.9754 | 68.1717 | 116.1202 | 142.8392 | 17.1152 | 124.7252 | 9013564.3264 | 0 | 5304290.0226 | 0 | 0 | 0 | 2414784.9363 | 6525729.3212 | 16978609.0827 | 11588249.5745 | 51825227.2636 | 961560.8286 | 25713707.5648 | 25713707.5648 | 19344069.7794 | 10155378.5254 | 0 | 78500495.657 | 133713651.5266 | 562341.3252 | 23.4751 | 3343.9884 | 5695.9754 | 68.1717 | 116.1202
1 | 5700 | 707 | 0.035 | 15 | 15 | 7 | 7.4989e-10 | 5spot_SharedNeighbor | CO2 | Porous | Wet | R600a | MinimizeLCOE_Brownfield | IgnoreSilica | 2019 | 161.3519 | 36.8195 | 5.8852 | 4 | 3335.8704 | 5681.3077 | 68.0062 | 115.8211 | 142.8001 | 17.1001 | 116.4279 | 9023777.3487 | 0 | 5313143.1617 | 0 | 0 | 0 | 2404796.7621 | 6529269.7363 | 16987820.5164 | 11594536.5672 | 51853344.0924 | 961560.8286 | 25713707.5648 | 25713707.5648 | 19344069.7794 | 10155378.5254 | 0 | 78528612.4859 | 133741768.3555 | 749894.2093 | 23.5407 | 3335.8704 | 5681.3077 | 68.0062 | 115.8211
1 | 5700 | 707 | 0.035 | 15 | 15 | 7 | 1e-09 | 5spot_SharedNeighbor | CO2 | Porous | Wet | R600a | MinimizeLCOE_Brownfield | IgnoreSilica | 2019 | 161.5908 | 36.8797 | 5.8972 | 4 | 3329.7834 | 5670.4172 | 67.8821 | 115.5991 | 142.7721 | 17.0893 | 105.6741 | 9031020.0753 | 0 | 5319436.4963 | 0 | 0 | 0 | 2396933.156 | 6531481.9938 | 16993576.3566 | 11598465.0464 | 51870913.1244 | 961560.8286 | 25713707.5648 | 25713707.5648 | 19344069.7794 | 10155378.5254 | 0 | 78546181.5178 | 133759337.3874 | 1000000 | 23.589 | 3329.7834 | 5670.4172 | 67.8821 | 115.5991
1 | 5700 | 707 | 0.035 | 15 | 15 | 7 | 1.3335e-09 | 5spot_SharedNeighbor | CO2 | Porous | Wet | R600a | MinimizeLCOE_Brownfield | IgnoreSilica | 2019 | 161.7929 | 36.9299 | 5.9067 | 4 | 3325.2191 | 5662.092 | 67.7891 | 115.4294 | 142.7485 | 17.0802 | 115.9465 | 9037138.5676 | 0 | 5324757.314 | 0 | 0 | 0 | 2391489.065 | 6533820.1291 | 16999659.7052 | 11602617.0569 | 51889481.8377 | 961560.8286 | 25713707.5648 | 25713707.5648 | 19344069.7794 | 10155378.5254 | 0 | 78564750.2312 | 133777906.1008 | 1333521.4322 | 23.6269 | 3325.2191 | 5662.092 | 67.7891 | 115.4294
1 | 5700 | 707 | 0.035 | 15 | 15 | 7 | 1.7783e-09 | 5spot_SharedNeighbor | CO2 | Porous | Wet | R600a | MinimizeLCOE_Brownfield | IgnoreSilica | 2019 | 161.9346 | 36.9653 | 5.9137 | 4 | 3321.7965 | 5655.9249 | 67.7193 | 115.3037 | 142.7319 | 17.0738 | 109.279 | 9041421.0541 | 0 | 5328487.5965 | 0 | 0 | 0 | 2387162.7527 | 6535257.8473 | 17003400.3529 | 11605170.1258 | 51900899.7292 | 961560.8286 | 25713707.5648 | 25713707.5648 | 19344069.7794 | 10155378.5254 | 0 | 78576168.1227 | 133789323.9923 | 1778279.41 | 23.6547 | 3321.7965 | 5655.9249 | 67.7193 | 115.3037
1 | 5700 | 707 | 0.035 | 15 | 15 | 7 | 2.3714e-09 | 5spot_SharedNeighbor | CO2 | Porous | Wet | R600a | MinimizeLCOE_Brownfield | IgnoreSilica | 2019 | 162.0318 | 36.99 | 5.9187 | 4 | 3319.23 | 5651.3677 | 67.667 | 115.2108 | 142.7204 | 17.0694 | 107.7161 | 9044355.323 | 0 | 5331047.2166 | 0 | 0 | 0 | 2383706.0373 | 6536052.345 | 17005467.473 | 11606580.9777 | 51907209.3726 | 961560.8286 | 25713707.5648 | 25713707.5648 | 19344069.7794 | 10155378.5254 | 0 | 78582477.766 | 133795633.6356 | 2371373.7057 | 23.6749 | 3319.23 | 5651.3677 | 67.667 | 115.2108
1 | 5700 | 707 | 0.035 | 15 | 15 | 7 | 3.1623e-09 | 5spot_SharedNeighbor | CO2 | Porous | Wet | R600a | MinimizeLCOE_Brownfield | IgnoreSilica | 2019 | 162.1218 | 37.0122 | 5.9228 | 4 | 3317.3054 | 5647.8284 | 67.6278 | 115.1386 | 142.7099 | 17.0654 | 119.8153 | 9047072.824 | 0 | 5333416.1875 | 0 | 0 | 0 | 2381477.6853 | 6537167.0118 | 17008367.6073 | 11608560.379 | 51916061.695 | 961560.8286 | 25713707.5648 | 25713707.5648 | 19344069.7794 | 10155378.5254 | 0 | 78591330.0884 | 133804485.958 | 3162277.6602 | 23.6913 | 3317.3054 | 5647.8284 | 67.6278 | 115.1386
1 | 5700 | 707 | 0.035 | 15 | 15 | 7 | 4.217e-09 | 5spot_SharedNeighbor | CO2 | Porous | Wet | R600a | MinimizeLCOE_Brownfield | IgnoreSilica | 2019 | 162.1755 | 37.0259 | 5.9257 | 4 | 3315.8623 | 5645.2745 | 67.5983 | 115.0866 | 142.7035 | 17.0629 | 114.1857 | 9048691.1918 | 0 | 5334829.7842 | 0 | 0 | 0 | 2379501.233 | 6537578.6615 | 17009438.6355 | 11609291.3777 | 51919330.8837 | 961560.8286 | 25713707.5648 | 25713707.5648 | 19344069.7794 | 10155378.5254 | 0 | 78594599.2772 | 133807755.1468 | 4216965.0343 | 23.7026 | 3315.8623 | 5645.2745 | 67.5983 | 115.0866
1 | 5700 | 707 | 0.035 | 15 | 15 | 7 | 5.6234e-09 | 5spot_SharedNeighbor | CO2 | Porous | Wet | R600a | MinimizeLCOE_Brownfield | IgnoreSilica | 2019 | 162.2144 | 37.0358 | 5.9277 | 4 | 3314.78 | 5643.3696 | 67.5763 | 115.0477 | 142.6989 | 17.0612 | 117.7133 | 9049862.3544 | 0 | 5335853.3647 | 0 | 0 | 0 | 2377986.3207 | 6537843.7955 | 17010128.4598 | 11609762.197 | 51921436.4922 | 961560.8286 | 25713707.5648 | 25713707.5648 | 19344069.7794 | 10155378.5254 | 0 | 78596704.8856 | 133809860.7552 | 5623413.2519 | 23.711 | 3314.78 | 5643.3696 | 67.5763 | 115.0477
1 | 5700 | 707 | 0.035 | 15 | 15 | 7 | 7.4989e-09 | 5spot_SharedNeighbor | CO2 | Porous | Wet | R600a | MinimizeLCOE_Brownfield | IgnoreSilica | 2019 | 162.2487 | 37.0444 | 5.9294 | 4 | 3313.9685 | 5641.9047 | 67.5597 | 115.0179 | 142.6949 | 17.0596 | 110.4813 | 9050894.9149 | 0 | 5336755.0497 | 0 | 0 | 0 | 2376959.6739 | 6538197.759 | 17011049.4002 | 11610390.7578 | 51924247.5556 | 961560.8286 | 25713707.5648 | 25713707.5648 | 19344069.7794 | 10155378.5254 | 0 | 78599515.949 | 133812671.8186 | 7498942.0933 | 23.7176 | 3313.9685 | 5641.9047 | 67.5597 | 115.0179
1 | 5700 | 707 | 0.035 | 15 | 15 | 7 | 1e-08 | 5spot_SharedNeighbor | CO2 | Porous | Wet | R600a | MinimizeLCOE_Brownfield | IgnoreSilica | 2019 | 162.283 | 37.0527 | 5.9308 | 4 | 3313.3599 | 5640.7448 | 67.5473 | 114.9942 | 142.6909 | 17.0581 | 115.6514 | 9051928.8138 | 0 | 5337656.6967 | 0 | 0 | 0 | 2376375.2119 | 6538724.6817 | 17012420.3449 | 11611326.4557 | 51928432.2047 | 961560.8286 | 25713707.5648 | 25713707.5648 | 19344069.7794 | 10155378.5254 | 0 | 78603700.5981 | 133816856.4677 | 10000000 | 23.7233 | 3313.3599 | 5640.7448 | 67.5473 | 114.9942
1 | 5800 | 707 | 0.035 | 15 | 15 | 7 | 1e-13 | 5spot_SharedNeighbor | CO2 | Porous | Wet | R600a | MinimizeLCOE_Brownfield | IgnoreSilica | 2019 | 1.6 | 0.023766 | 0.0049518 | 4 | 1457312.655 | 4307697.6281 | 29709.2896 | 87818.2427 | 81.1623 | 17.077 | 23.673 | 216029.4648 | 0 | 84470.8779 | 0 | 0 | 0 | 210489.7297 | 199286.1283 | 518501.6265 | 353888.0143 | 1582665.8415 | 961560.8286 | 26321290.157 | 26321290.157 | 19765873.5944 | 10371438.4012 | 0 | 28865516.8272 | 85324118.9798 | 100 | 0.019807 | 1457312.655 | 4307697.6281 | 29709.2896 | 87818.2427
1 | 5800 | 707 | 0.035 | 15 | 15 | 7 | 1.3335e-13 | 5spot_SharedNeighbor | CO2 | Porous | Wet | R600a | MinimizeLCOE_Brownfield | IgnoreSilica | 2019 | 2.9445 | 0.18496 | 0.018432 | 4 | 410443.012 | 1176212.0467 | 8367.436 | 23978.6735 | 102.9055 | 18.6214 | 54.4928 | 405853.0269 | 0 | 186538.8337 | 0 | 0 | 0 | 369196.2258 | 375019.3537 | 975723.4313 | 665951.291 | 2978282.1624 | 961560.8286 | 26321290.157 | 26321290.157 | 19765873.5944 | 10371438.4012 | 0 | 30261133.148 | 86719735.3006 | 133.3521 | 0.073728 | 410443.012 | 1176212.0467 | 8367.436 | 23978.6735
1 | 5800 | 707 | 0.035 | 15 | 15 | 7 | 1.7783e-13 | 5spot_SharedNeighbor | CO2 | Porous | Wet | R600a | MinimizeLCOE_Brownfield | IgnoreSilica | 2019 | 4.0776 | 0.37587 | 0.038617 | 4 | 202611.7486 | 568111.9552 | 4130.5145 | 11581.7306 | 113.3613 | 19.2375 | 54.3932 | 555760.0262 | 0 | 268620.6583 | 0 | 0 | 0 | 471756.8863 | 505493.6526 | 1315190.7932 | 897644.7408 | 4014466.7575 | 961560.8286 | 26321290.157 | 26321290.157 | 19765873.5944 | 10371438.4012 | 0 | 31297317.7431 | 87755919.8957 | 177.8279 | 0.15447 | 202611.7486 | 568111.9552 | 4130.5145 | 11581.7306
1 | 5800 | 707 | 0.035 | 15 | 15 | 7 | 2.3714e-13 | 5spot_SharedNeighbor | CO2 | Porous | Wet | R600a | MinimizeLCOE_Brownfield | IgnoreSilica | 2019 | 5.5728 | 0.65429 | 0.068868 | 4 | 118093.6087 | 323046.2454 | 2407.4979 | 6585.7347 | 122.143 | 19.6999 | 60.3616 | 739966.755 | 0 | 359741.9791 | 0 | 0 | 0 | 594878.966 | 660889.2031 | 1719498.1393 | 1173592.8123 | 5248567.8548 | 961560.8286 | 26321290.157 | 26321290.157 | 19765873.5944 | 10371438.4012 | 0 | 32531418.8404 | 88990020.993 | 237.1374 | 0.27547 | 118093.6087 | 323046.2454 | 2407.4979 | 6585.7347
1 | 5800 | 707 | 0.035 | 15 | 15 | 7 | 3.1623e-13 | 5spot_SharedNeighbor | CO2 | Porous | Wet | R600a | MinimizeLCOE_Brownfield | IgnoreSilica | 2019 | 7.4144 | 1.0243 | 0.11194 | 4 | 75647.5165 | 201735.2661 | 1542.1769 | 4112.6463 | 128.9686 | 20.0276 | 69.826 | 949899.4791 | 0 | 452057.8384 | 0 | 0 | 0 | 725737.933 | 829801.1477 | 2158972.3706 | 1473543.0054 | 6590011.7742 | 961560.8286 | 26321290.157 | 26321290.157 | 19765873.5944 | 10371438.4012 | 0 | 33872862.7598 | 90331464.9124 | 316.2278 | 0.44777 | 75647.5165 | 201735.2661 | 1542.1769 | 4112.6463
1 | 5800 | 707 | 0.035 | 15 | 15 | 7 | 4.217e-13 | 5spot_SharedNeighbor | CO2 | Porous | Wet | R600a | MinimizeLCOE_Brownfield | IgnoreSilica | 2019 | 9.7191 | 1.5086 | 0.17087 | 4 | 51802.9214 | 134408.5852 | 1056.0726 | 2740.1008 | 134.3804 | 20.2678 | 66.065 | 1192492.5149 | 0 | 561348.6568 | 0 | 0 | 0 | 868792.0129 | 1022826.942 | 2661185.8924 | 1816314.0534 | 8122960.0724 | 961560.8286 | 26321290.157 | 26321290.157 | 19765873.5944 | 10371438.4012 | 0 | 35405811.058 | 91864413.2106 | 421.6965 | 0.68347 | 51802.9214 | 134408.5852 | 1056.0726 | 2740.1008
1 | 5800 | 707 | 0.035 | 15 | 15 | 7 | 5.6234e-13 | 5spot_SharedNeighbor | CO2 | Porous | Wet | R600a | MinimizeLCOE_Brownfield | IgnoreSilica | 2019 | 12.6498 | 2.1405 | 0.25011 | 4 | 37180.7309 | 93614.6172 | 757.9795 | 1908.4606 | 138.7252 | 20.4466 | 46.7365 | 1477348.9606 | 0 | 693105.3702 | 0 | 0 | 0 | 1030498.7784 | 1248371.7126 | 3248007.1199 | 2216831.5992 | 9914163.5409 | 961560.8286 | 26321290.157 | 26321290.157 | 19765873.5944 | 10371438.4012 | 0 | 37197014.5266 | 93655616.6791 | 562.3413 | 1.0004 | 37180.7309 | 93614.6172 | 757.9795 | 1908.4606
1 | 5800 | 707 | 0.035 | 15 | 15 | 7 | 7.4989e-13 | 5spot_SharedNeighbor | CO2 | Porous | Wet | R600a | MinimizeLCOE_Brownfield | IgnoreSilica | 2019 | 16.3692 | 2.9563 | 0.35536 | 4 | 27640.0869 | 67359.186 | 563.4806 | 1373.2081 | 142.1836 | 20.5763 | 58.2548 | 1811428.0102 | 0 | 851834.6821 | 0 | 0 | 0 | 1213098.3211 | 1511780.7952 | 3933343.5204 | 2684587.7748 | 12006073.1038 | 961560.8286 | 26321290.157 | 26321290.157 | 19765873.5944 | 10371438.4012 | 0 | 39288924.0894 | 95747526.242 | 749.8942 | 1.4214 | 27640.0869 | 67359.186 | 563.4806 | 1373.2081
1 | 5800 | 707 | 0.035 | 15 | 15 | 7 | 1e-12 | 5spot_SharedNeighbor | CO2 | Porous | Wet | R600a | MinimizeLCOE_Brownfield | IgnoreSilica | 2019 | 21.0567 | 3.9972 | 0.49362 | 4 | 21127.514 | 49721.3991 | 430.713 | 1013.638 | 144.9022 | 20.6638 | 65.3582 | 2201007.0135 | 0 | 1041945.649 | 0 | 0 | 0 | 1417113.82 | 1817425.9282 | 4728569.4598 | 3227345.8187 | 14433407.689 | 961560.8286 | 26321290.157 | 26321290.157 | 19765873.5944 | 10371438.4012 | 0 | 41716258.6747 | 98174860.8273 | 1000 | 1.9745 | 21127.514 | 49721.3991 | 430.713 | 1013.638
1 | 5800 | 707 | 0.035 | 15 | 15 | 7 | 1.3335e-12 | 5spot_SharedNeighbor | CO2 | Porous | Wet | R600a | MinimizeLCOE_Brownfield | IgnoreSilica | 2019 | 26.9345 | 5.3145 | 0.67341 | 4 | 16528.9067 | 37488.8844 | 336.9641 | 764.2616 | 147.0147 | 20.7123 | 68.0166 | 2653664.1954 | 0 | 1268760.7822 | 0 | 0 | 0 | 1643812.1714 | 2170832.4881 | 5648060.835 | 3854917.576 | 17240048.0481 | 961560.8286 | 26321290.157 | 26321290.157 | 19765873.5944 | 10371438.4012 | 0 | 44522899.0337 | 100981501.1863 | 1333.5214 | 2.6936 | 16528.9067 | 37488.8844 | 336.9641 | 764.2616
1 | 5800 | 707 | 0.035 | 15 | 15 | 7 | 1.7783e-12 | 5spot_SharedNeighbor | CO2 | Porous | Wet | R600a | MinimizeLCOE_Brownfield | IgnoreSilica | 2019 | 34.2233 | 6.9606 | 0.90423 | 4 | 13197.1403 | 28806.7814 | 269.0416 | 587.2652 | 148.6195 | 20.7202 | 73.8037 | 3174456.8237 | 0 | 1536702.4097 | 0 | 0 | 0 | 1891452.6007 | 2575018.6153 | 6699670.2281 | 4572662.5951 | 20449963.2727 | 961560.8286 | 26321290.157 | 26321290.157 | 19765873.5944 | 10371438.4012 | 0 | 47732814.2584 | 104191416.411 | 1778.2794 | 3.6169 | 13197.1403 | 28806.7814 | 269.0416 | 587.2652
1 | 5800 | 707 | 0.035 | 15 | 15 | 7 | 2.3714e-12 | 5spot_SharedNeighbor | CO2 | Porous | Wet | R600a | MinimizeLCOE_Brownfield | IgnoreSilica | 2019 | 43.0977 | 8.9801 | 1.1954 | 4 | 10735.9845 | 22543.7556 | 218.8676 | 459.585 | 149.7881 | 20.6818 | 82.6689 | 3763464.729 | 0 | 1847973.9273 | 0 | 0 | 0 | 2153836.5806 | 3028457.3424 | 7879424.7829 | 5377869.3203 | 24051026.6825 | 961560.8286 | 26321290.157 | 26321290.157 | 19765873.5944 | 10371438.4012 | 0 | 51333877.6681 | 107792479.8207 | 2371.3737 | 4.7815 | 10735.9845 | 22543.7556 | 218.8676 | 459.585
1 | 5800 | 707 | 0.035 | 15 | 15 | 7 | 3.1623e-12 | 5spot_SharedNeighbor | CO2 | Porous | Wet | R600a | MinimizeLCOE_Brownfield | IgnoreSilica | 2019 | 53.636 | 11.3971 | 1.5537 | 4 | 8892.8136 | 17977.2516 | 181.292 | 366.4906 | 150.5698 | 20.588 | 85.7421 | 4413779.3746 | 0 | 2201391.257 | 0 | 0 | 0 | 2420198.6316 | 3523794.0126 | 9168189.1913 | 6257477.5105 | 27984829.9775 | 961560.8286 | 26321290.157 | 26321290.157 | 19765873.5944 | 10371438.4012 | 0 | 55267680.9632 | 111726283.1158 | 3162.2777 | 6.2149 | 8892.8136 | 17977.2516 | 181.292 | 366.4906
1 | 5800 | 707 | 0.035 | 15 | 15 | 7 | 4.217e-12 | 5spot_SharedNeighbor | CO2 | Porous | Wet | R600a | MinimizeLCOE_Brownfield | IgnoreSilica | 2019 | 65.677 | 14.1832 | 1.9792 | 4 | 7501.3165 | 14632.8417 | 152.9245 | 298.3103 | 150.9877 | 20.4291 | 100.8438 | 5104982.9176 | 0 | 2588587.2761 | 0 | 0 | 0 | 2671516.3081 | 4042383.7357 | 10517453.2734 | 7178377.9712 | 32103301.4822 | 961560.8286 | 26321290.157 | 26321290.157 | 19765873.5944 | 10371438.4012 | 0 | 59386152.4678 | 115844754.6204 | 4216.965 | 7.9168 | 7501.3165 | 14632.8417 | 152.9245 | 298.3103
1 | 5800 | 707 | 0.035 | 15 | 15 | 7 | 5.6234e-12 | 5spot_SharedNeighbor | CO2 | Porous | Wet | R600a | MinimizeLCOE_Brownfield | IgnoreSilica | 2019 | 78.7197 | 17.2309 | 2.4599 | 4 | 6448.0864 | 12185.9534 | 131.453 | 248.4271 | 151.0578 | 20.2011 | 85.0741 | 5801614.0512 | 0 | 2992259.4975 | 0 | 0 | 0 | 2882297.1606 | 4553706.5767 | 11847810.4188 | 8086374.059 | 36164061.7639 | 961560.8286 | 26321290.157 | 26321290.157 | 19765873.5944 | 10371438.4012 | 0 | 63446912.7495 | 119905514.9021 | 5623.4133 | 9.8396 | 6448.0864 | 12185.9534 | 131.453 | 248.4271
1 | 5800 | 707 | 0.035 | 15 | 15 | 7 | 7.4989e-12 | 5spot_SharedNeighbor | CO2 | Porous | Wet | R600a | MinimizeLCOE_Brownfield | IgnoreSilica | 2019 | 92.0325 | 20.3737 | 2.9721 | 4 | 5652.0245 | 10401.0388 | 115.2242 | 212.0392 | 150.8174 | 19.9113 | 86.4918 | 6463580.5209 | 0 | 3390666.9491 | 0 | 0 | 0 | 3031742.166 | 5025535.958 | 13075413.6837 | 8924238.512 | 39911177.7897 | 961560.8286 | 26321290.157 | 26321290.157 | 19765873.5944 | 10371438.4012 | 0 | 67194028.7754 | 123652630.928 | 7498.9421 | 11.8885 | 5652.0245 | 10401.0388 | 115.2242 | 212.0392
1 | 5800 | 707 | 0.035 | 15 | 15 | 7 | 1e-11 | 5spot_SharedNeighbor | CO2 | Porous | Wet | R600a | MinimizeLCOE_Brownfield | IgnoreSilica | 2019 | 104.8339 | 23.4266 | 3.4852 | 4 | 5052.205 | 9102.1032 | 102.996 | 185.5587 | 150.3368 | 19.579 | 100.3448 | 7057087.5772 | 0 | 3762994.6982 | 0 | 0 | 0 | 3111181.2349 | 5433192.769 | 14136053.0839 | 9648146.6966 | 43148656.0597 | 961560.8286 | 26321290.157 | 26321290.157 | 19765873.5944 | 10371438.4012 | 0 | 70431507.0454 | 126890109.198 | 10000 | 13.9407 | 5052.205 | 9102.1032 | 102.996 | 185.5587
1 | 5800 | 707 | 0.035 | 15 | 15 | 7 | 1.3335e-11 | 5spot_SharedNeighbor | CO2 | Porous | Wet | R600a | MinimizeLCOE_Brownfield | IgnoreSilica | 2019 | 116.4 | 26.2134 | 3.9679 | 4 | 4602.0202 | 8159.2219 | 93.8184 | 166.3368 | 149.7158 | 19.2354 | 107.6938 | 7558906.2894 | 0 | 4091614.4808 | 0 | 0 | 0 | 3123448.0002 | 5761847.8205 | 14991146.1113 | 10231765.2582 | 45758727.9604 | 961560.8286 | 26321290.157 | 26321290.157 | 19765873.5944 | 10371438.4012 | 0 | 73041578.9461 | 129500181.0986 | 13335.2143 | 15.8716 | 4602.0202 | 8159.2219 | 93.8184 | 166.3368
1 | 5800 | 707 | 0.035 | 15 | 15 | 7 | 1.7783e-11 | 5spot_SharedNeighbor | CO2 | Porous | Wet | R600a | MinimizeLCOE_Brownfield | IgnoreSilica | 2019 | 126.3755 | 28.6395 | 4.3991 | 4 | 4264.9105 | 7473.4767 | 86.946 | 152.3569 | 149.046 | 18.9055 | 104.6411 | 7966046.3018 | 0 | 4369811.4047 | 0 | 0 | 0 | 3085354.3518 | 6014272.7027 | 15647903.8755 | 10680015.9273 | 47763404.5639 | 961560.8286 | 26321290.157 | 26321290.157 | 19765873.5944 | 10371438.4012 | 0 | 75046255.5495 | 131504857.7021 | 17782.7941 | 17.5962 | 4264.9105 | 7473.4767 | 86.946 | 152.3569
1 | 5800 | 707 | 0.035 | 15 | 15 | 7 | 2.3714e-11 | 5spot_SharedNeighbor | CO2 | Porous | Wet | R600a | MinimizeLCOE_Brownfield | IgnoreSilica | 2019 | 134.6628 | 30.6718 | 4.7679 | 4 | 4012.8239 | 6973.1891 | 81.8068 | 142.1579 | 148.3979 | 18.6079 | 114.2367 | 8286326.0233 | 0 | 4597592.3045 | 0 | 0 | 0 | 3016528.5064 | 6201174.2653 | 16134183.4027 | 11011911.6966 | 49247716.1989 | 961560.8286 | 26321290.157 | 26321290.157 | 19765873.5944 | 10371438.4012 | 0 | 76530567.1845 | 132989169.3371 | 23713.7371 | 19.0715 | 4012.8239 | 6973.1891 | 81.8068 | 142.1579
1 | 5800 | 707 | 0.035 | 15 | 15 | 7 | 3.1623e-11 | 5spot_SharedNeighbor | CO2 | Porous | Wet | R600a | MinimizeLCOE_Brownfield | IgnoreSilica | 2019 | 141.313 | 32.3155 | 5.0721 | 4 | 3824.3919 | 6607.1852 | 77.9654 | 134.6964 | 147.8181 | 18.3536 | 109.4243 | 8531503.449 | 0 | 4778349.8447 | 0 | 0 | 0 | 2932983.8693 | 6334706.4936 | 16481606.8693 | 11249035.3515 | 50308185.8774 | 961560.8286 | 26321290.157 | 26321290.157 | 19765873.5944 | 10371438.4012 | 0 | 77591036.863 | 134049639.0156 | 31622.7766 | 20.2885 | 3824.3919 | 6607.1852 | 77.9654 | 134.6964
1 | 5800 | 707 | 0.035 | 15 | 15 | 7 | 4.217e-11 | 5spot_SharedNeighbor | CO2 | Porous | Wet | R600a | MinimizeLCOE_Brownfield | IgnoreSilica | 2019 | 146.5607 | 33.6205 | 5.3171 | 4 | 3683.51 | 6338.0649 | 75.0933 | 129.21 | 147.3229 | 18.143 | 103.2285 | 8717476.8882 | 0 | 4919788.6666 | 0 | 0 | 0 | 2848359.2636 | 6429393.6792 | 16727963.5033 | 11417178.8163 | 51060160.8172 | 961560.8286 | 26321290.157 | 26321290.157 | 19765873.5944 | 10371438.4012 | 0 | 78343011.8028 | 134801613.9554 | 42169.6503 | 21.2686 | 3683.51 | 6338.0649 | 75.0933 | 129.21
1 | 5800 | 707 | 0.035 | 15 | 15 | 7 | 5.6234e-11 | 5spot_SharedNeighbor | CO2 | Porous | Wet | R600a | MinimizeLCOE_Brownfield | IgnoreSilica | 2019 | 150.646 | 34.6414 | 5.5109 | 4 | 3578.1263 | 6139.3653 | 72.9449 | 125.1593 | 146.9142 | 17.9731 | 118.6274 | 8857624.5203 | 0 | 5029194.2047 | 0 | 0 | 0 | 2770350.6851 | 6496296.0699 | 16902029.8004 | 11535982.6407 | 51591477.9211 | 961560.8286 | 26321290.157 | 26321290.157 | 19765873.5944 | 10371438.4012 | 0 | 78874328.9067 | 135332931.0593 | 56234.1325 | 22.0435 | 3578.1263 | 6139.3653 | 72.9449 | 125.1593
1 | 5800 | 707 | 0.035 | 15 | 15 | 7 | 7.4989e-11 | 5spot_SharedNeighbor | CO2 | Porous | Wet | R600a | MinimizeLCOE_Brownfield | IgnoreSilica | 2019 | 153.7808 | 35.4282 | 5.6617 | 4 | 3499.2523 | 5992.2672 | 71.337 | 122.1605 | 146.5867 | 17.8391 | 115.0652 | 8962388.7288 | 0 | 5112743.8482 | 0 | 0 | 0 | 2702223.0826 | 6543168.7073 | 17023982.7878 | 11619218.0606 | 51963725.2153 | 961560.8286 | 26321290.157 | 26321290.157 | 19765873.5944 | 10371438.4012 | 0 | 79246576.2009 | 135705178.3535 | 74989.4209 | 22.6467 | 3499.2523 | 5992.2672 | 71.337 | 122.1605
1 | 5800 | 707 | 0.035 | 15 | 15 | 7 | 1e-10 | 5spot_SharedNeighbor | CO2 | Porous | Wet | R600a | MinimizeLCOE_Brownfield | IgnoreSilica | 2019 | 156.1586 | 36.0274 | 5.7777 | 4 | 3440.1901 | 5883.1396 | 70.1329 | 119.9358 | 146.3301 | 17.7353 | 106.4058 | 9040229.2373 | 0 | 5175891.1448 | 0 | 0 | 0 | 2644887.4564 | 6575793.057 | 17108864.6538 | 11677151.6782 | 52222817.2275 | 961560.8286 | 26321290.157 | 26321290.157 | 19765873.5944 | 10371438.4012 | 0 | 79505668.2131 | 135964270.3657 | 100000 | 23.1108 | 3440.1901 | 5883.1396 | 70.1329 | 119.9358
1 | 5800 | 707 | 0.035 | 15 | 15 | 7 | 1.3335e-10 | 5spot_SharedNeighbor | CO2 | Porous | Wet | R600a | MinimizeLCOE_Brownfield | IgnoreSilica | 2019 | 157.9808 | 36.4872 | 5.8668 | 4 | 3395.9458 | 5801.7789 | 69.2309 | 118.2771 | 146.1287 | 17.6546 | 110.7691 | 9098927.1982 | 0 | 5224151.8086 | 0 | 0 | 0 | 2598720.2509 | 6599501.7105 | 17170549.7068 | 11719252.9944 | 52411103.6694 | 961560.8286 | 26321290.157 | 26321290.157 | 19765873.5944 | 10371438.4012 | 0 | 79693954.655 | 136152556.8076 | 133352.1432 | 23.4674 | 3395.9458 | 5801.7789 | 69.2309 | 118.2771
1 | 5800 | 707 | 0.035 | 15 | 15 | 7 | 1.7783e-10 | 5spot_SharedNeighbor | CO2 | Porous | Wet | R600a | MinimizeLCOE_Brownfield | IgnoreSilica | 2019 | 159.3593 | 36.8358 | 5.9347 | 4 | 3362.7919 | 5741.1142 | 68.5551 | 117.0404 | 145.9736 | 17.5928 | 107.282 | 9142778.3788 | 0 | 5260587.4073 | 0 | 0 | 0 | 2561958.1179 | 6616476.3225 | 17214714.1653 | 11749396.1448 | 52545910.5367 | 961560.8286 | 26321290.157 | 26321290.157 | 19765873.5944 | 10371438.4012 | 0 | 79828761.5223 | 136287363.6749 | 177827.941 | 23.7388 | 3362.7919 | 5741.1142 | 68.5551 | 117.0404
1 | 5800 | 707 | 0.035 | 15 | 15 | 7 | 2.3714e-10 | 5spot_SharedNeighbor | CO2 | Porous | Wet | R600a | MinimizeLCOE_Brownfield | IgnoreSilica | 2019 | 160.3922 | 37.0976 | 5.986 | 4 | 3337.943 | 5695.8725 | 68.0485 | 116.1181 | 145.8557 | 17.5461 | 113.9191 | 9175321.9067 | 0 | 5287848.739 | 0 | 0 | 0 | 2532962.3068 | 6628491.8515 | 17245976.107 | 11770733.0624 | 52641333.9736 | 961560.8286 | 26321290.157 | 26321290.157 | 19765873.5944 | 10371438.4012 | 0 | 79924184.9592 | 136382787.1118 | 237137.3706 | 23.9441 | 3337.943 | 5695.8725 | 68.0485 | 116.1181
1 | 5800 | 707 | 0.035 | 15 | 15 | 7 | 3.1623e-10 | 5spot_SharedNeighbor | CO2 | Porous | Wet | R600a | MinimizeLCOE_Brownfield | IgnoreSilica | 2019 | 161.1692 | 37.2948 | 6.0248 | 4 | 3319.316 | 5662.0642 | 67.6687 | 115.4288 | 145.7662 | 17.5108 | 106.7345 | 9199622.9426 | 0 | 5308331.8832 | 0 | 0 | 0 | 2510461.7671 | 6637182.4712 | 17268587.3167 | 11786165.6777 | 52710352.0585 | 961560.8286 | 26321290.157 | 26321290.157 | 19765873.5944 | 10371438.4012 | 0 | 79993203.0441 | 136451805.1967 | 316227.766 | 24.0993 | 3319.316 | 5662.0642 | 67.6687 | 115.4288
1 | 5800 | 707 | 0.035 | 15 | 15 | 7 | 4.217e-10 | 5spot_SharedNeighbor | CO2 | Porous | Wet | R600a | MinimizeLCOE_Brownfield | IgnoreSilica | 2019 | 161.754 | 37.4434 | 6.0541 | 4 | 3305.3514 | 5636.7726 | 67.3841 | 114.9132 | 145.6982 | 17.484 | 115.3488 | 9217809.1088 | 0 | 5323733.2006 | 0 | 0 | 0 | 2493170.0527 | 6643537.8212 | 17285122.6338 | 11797451.3713 | 52760824.1884 | 961560.8286 | 26321290.157 | 26321290.157 | 19765873.5944 | 10371438.4012 | 0 | 80043675.174 | 136502277.3266 | 421696.5034 | 24.2164 | 3305.3514 | 5636.7726 | 67.3841 | 114.9132
1 | 5800 | 707 | 0.035 | 15 | 15 | 7 | 5.6234e-10 | 5spot_SharedNeighbor | CO2 | Porous | Wet | R600a | MinimizeLCOE_Brownfield | IgnoreSilica | 2019 | 162.2 | 37.5565 | 6.0763 | 4 | 3294.8814 | 5617.7947 | 67.1706 | 114.5263 | 145.6462 | 17.4636 | 116.6474 | 9231624.2539 | 0 | 5335473.935 | 0 | 0 | 0 | 2480107.468 | 6648410.2062 | 17297799.5801 | 11806103.6476 | 52799519.0909 | 961560.8286 | 26321290.157 | 26321290.157 | 19765873.5944 | 10371438.4012 | 0 | 80082370.0765 | 136540972.2291 | 562341.3252 | 24.3051 | 3294.8814 | 5617.7947 | 67.1706 | 114.5263
1 | 5800 | 707 | 0.035 | 15 | 15 | 7 | 7.4989e-10 | 5spot_SharedNeighbor | CO2 | Porous | Wet | R600a | MinimizeLCOE_Brownfield | IgnoreSilica | 2019 | 162.5387 | 37.6424 | 6.093 | 4 | 3287.0312 | 5603.5572 | 67.0106 | 114.2361 | 145.6065 | 17.448 | 120.6597 | 9242082.7021 | 0 | 5344385.9349 | 0 | 0 | 0 | 2470255.048 | 6652122.2371 | 17307457.5231 | 11812695.3922 | 52828998.8374 | 961560.8286 | 26321290.157 | 26321290.157 | 19765873.5944 | 10371438.4012 | 0 | 80111849.8231 | 136570451.9756 | 749894.2093 | 24.3721 | 3287.0312 | 5603.5572 | 67.0106 | 114.2361
1 | 5800 | 707 | 0.035 | 15 | 15 | 7 | 1e-09 | 5spot_SharedNeighbor | CO2 | Porous | Wet | R600a | MinimizeLCOE_Brownfield | IgnoreSilica | 2019 | 162.7823 | 37.7045 | 6.1054 | 4 | 3281.1449 | 5592.9687 | 66.8906 | 114.0202 | 145.5778 | 17.4367 | 110.2381 | 9249582.6618 | 0 | 5350791.8256 | 0 | 0 | 0 | 2462546.3894 | 6654539.142 | 17313745.8137 | 11816987.2798 | 52848193.1123 | 961560.8286 | 26321290.157 | 26321290.157 | 19765873.5944 | 10371438.4012 | 0 | 80131044.0979 | 136589646.2505 | 1000000 | 24.4217 | 3281.1449 | 5592.9687 | 66.8906 | 114.0202
1 | 5800 | 707 | 0.035 | 15 | 15 | 7 | 1.3335e-09 | 5spot_SharedNeighbor | CO2 | Porous | Wet | R600a | MinimizeLCOE_Brownfield | IgnoreSilica | 2019 | 162.9649 | 37.7511 | 6.1147 | 4 | 3276.7311 | 5585.0359 | 66.8006 | 113.8585 | 145.5562 | 17.4283 | 121.0028 | 9255195.9167 | 0 | 5355593.5363 | 0 | 0 | 0 | 2456716.9446 | 6656327.4951 | 17318398.7416 | 11820162.9987 | 52862395.6329 | 961560.8286 | 26321290.157 | 26321290.157 | 19765873.5944 | 10371438.4012 | 0 | 80145246.6185 | 136603848.7711 | 1333521.4322 | 24.4589 | 3276.7311 | 5585.0359 | 66.8006 | 113.8585
1 | 5800 | 707 | 0.035 | 15 | 15 | 7 | 1.7783e-09 | 5spot_SharedNeighbor | CO2 | Porous | Wet | R600a | MinimizeLCOE_Brownfield | IgnoreSilica | 2019 | 163.1159 | 37.7892 | 6.122 | 4 | 3273.4214 | 5578.9922 | 66.7331 | 113.7353 | 145.5384 | 17.4213 | 123.8546 | 9259832.2529 | 0 | 5359561.8753 | 0 | 0 | 0 | 2452630.0587 | 6658089.4329 | 17322982.9424 | 11823291.8099 | 52876388.3721 | 961560.8286 | 26321290.157 | 26321290.157 | 19765873.5944 | 10371438.4012 | 0 | 80159239.3577 | 136617841.5103 | 1778279.41 | 24.4879 | 3273.4214 | 5578.9922 | 66.7331 | 113.7353
1 | 5800 | 707 | 0.035 | 15 | 15 | 7 | 2.3714e-09 | 5spot_SharedNeighbor | CO2 | Porous | Wet | R600a | MinimizeLCOE_Brownfield | IgnoreSilica | 2019 | 163.2233 | 37.8165 | 6.1273 | 4 | 3270.9396 | 5574.5034 | 66.6825 | 113.6438 | 145.5257 | 17.4163 | 111.8566 | 9263127.1066 | 0 | 5362385.5219 | 0 | 0 | 0 | 2449420.9528 | 6659224.0967 | 17325935.105 | 11825306.7215 | 52885399.5046 | 961560.8286 | 26321290.157 | 26321290.157 | 19765873.5944 | 10371438.4012 | 0 | 80168250.4902 | 136626852.6428 | 2371373.7057 | 24.5092 | 3270.9396 | 5574.5034 | 66.6825 | 113.6438
1 | 5800 | 707 | 0.035 | 15 | 15 | 7 | 3.1623e-09 | 5spot_SharedNeighbor | CO2 | Porous | Wet | R600a | MinimizeLCOE_Brownfield | IgnoreSilica | 2019 | 163.3035 | 37.8368 | 6.1313 | 4 | 3269.0786 | 5571.1411 | 66.6446 | 113.5752 | 145.5162 | 17.4126 | 97.3044 | 9265585.4882 | 0 | 5364493.7966 | 0 | 0 | 0 | 2446998.0872 | 6660060.1751 | 17328110.4094 | 11826791.4115 | 52892039.3679 | 961560.8286 | 26321290.157 | 26321290.157 | 19765873.5944 | 10371438.4012 | 0 | 80174890.3535 | 136633492.5061 | 3162277.6602 | 24.5252 | 3269.0786 | 5571.1411 | 66.6446 | 113.5752
1 | 5800 | 707 | 0.035 | 15 | 15 | 7 | 4.217e-09 | 5spot_SharedNeighbor | CO2 | Porous | Wet | R600a | MinimizeLCOE_Brownfield | IgnoreSilica | 2019 | 163.3593 | 37.8512 | 6.1342 | 4 | 3267.6831 | 5568.6516 | 66.6161 | 113.5245 | 145.5096 | 17.4101 | 116.7431 | 9267291.9029 | 0 | 5365958.6496 | 0 | 0 | 0 | 2445078.3167 | 6660548.259 | 17329380.3036 | 11827658.1404 | 52895915.5722 | 961560.8286 | 26321290.157 | 26321290.157 | 19765873.5944 | 10371438.4012 | 0 | 80178766.5579 | 136637368.7104 | 4216965.0343 | 24.5369 | 3267.6831 | 5568.6516 | 66.6161 | 113.5245
1 | 5800 | 707 | 0.035 | 15 | 15 | 7 | 5.6234e-09 | 5spot_SharedNeighbor | CO2 | Porous | Wet | R600a | MinimizeLCOE_Brownfield | IgnoreSilica | 2019 | 163.3935 | 37.8602 | 6.1363 | 4 | 3266.6366 | 5566.8381 | 66.5948 | 113.4875 | 145.5055 | 17.4085 | 108.0853 | 9268338.8719 | 0 | 5366859.0674 | 0 | 0 | 0 | 2443468.9738 | 6660680.0961 | 17329723.3168 | 11827892.2539 | 52896962.58 | 961560.8286 | 26321290.157 | 26321290.157 | 19765873.5944 | 10371438.4012 | 0 | 80179813.5656 | 136638415.7182 | 5623413.2519 | 24.5451 | 3266.6366 | 5566.8381 | 66.5948 | 113.4875
1 | 5800 | 707 | 0.035 | 15 | 15 | 7 | 7.4989e-09 | 5spot_SharedNeighbor | CO2 | Porous | Wet | R600a | MinimizeLCOE_Brownfield | IgnoreSilica | 2019 | 163.4324 | 37.8699 | 6.138 | 4 | 3265.8518 | 5565.3855 | 66.5788 | 113.4579 | 145.5009 | 17.4067 | 112.2874 | 9269530.3571 | 0 | 5367881.1175 | 0 | 0 | 0 | 2442553.2182 | 6661186.2302 | 17331040.1738 | 11828791.0359 | 52900982.1327 | 961560.8286 | 26321290.157 | 26321290.157 | 19765873.5944 | 10371438.4012 | 0 | 80183833.1183 | 136642435.2709 | 7498942.0933 | 24.5522 | 3265.8518 | 5565.3855 | 66.5788 | 113.4579
1 | 5800 | 707 | 0.035 | 15 | 15 | 7 | 1e-08 | 5spot_SharedNeighbor | CO2 | Porous | Wet | R600a | MinimizeLCOE_Brownfield | IgnoreSilica | 2019 | 163.4667 | 37.8783 | 6.1395 | 4 | 3265.2633 | 5564.2605 | 66.5668 | 113.435 | 145.4969 | 17.4051 | 105.2483 | 9270580.5471 | 0 | 5368781.4546 | 0 | 0 | 0 | 2441978.4559 | 6661722.7785 | 17332436.1624 | 11829743.8268 | 52905243.2253 | 961560.8286 | 26321290.157 | 26321290.157 | 19765873.5944 | 10371438.4012 | 0 | 80188094.2109 | 136646696.3635 | 10000000 | 24.5579 | 3265.2633 | 5564.2605 | 66.5668 | 113.435
1 | 5900 | 707 | 0.035 | 15 | 15 | 7 | 1e-13 | 5spot_SharedNeighbor | CO2 | Porous | Wet | R600a | MinimizeLCOE_Brownfield | IgnoreSilica | 2019 | 1.6 | 0.022619 | 0.0051003 | 4 | 1445496.7378 | 4274622.7212 | 29468.4062 | 87143.966 | 81.5754 | 17.4029 | 23.1876 | 218032.5708 | 0 | 84189.2885 | 0 | 0 | 0 | 212332.2219 | 200676.0917 | 522118.0263 | 356356.2814 | 1593704.4806 | 961560.8286 | 26934732.84 | 26934732.84 | 20193244.4958 | 10589842.3133 | 0 | 29489998.1493 | 87207817.7984 | 100 | 0.020401 | 1445496.7378 | 4274622.7212 | 29468.4062 | 87143.966
1 | 5900 | 707 | 0.035 | 15 | 15 | 7 | 1.3335e-13 | 5spot_SharedNeighbor | CO2 | Porous | Wet | R600a | MinimizeLCOE_Brownfield | IgnoreSilica | 2019 | 3.0176 | 0.19311 | 0.019576 | 4 | 395624.7086 | 1132709.6113 | 8065.3448 | 23091.8175 | 104.7213 | 19.046 | 51.2418 | 420682.7325 | 0 | 192385.8895 | 0 | 0 | 0 | 382428.3262 | 388243.8098 | 1010130.7533 | 689434.9953 | 3083306.5066 | 961560.8286 | 26934732.84 | 26934732.84 | 20193244.4958 | 10589842.3133 | 0 | 30979600.1753 | 88697419.8244 | 133.3521 | 0.078306 | 395624.7086 | 1132709.6113 | 8065.3448 | 23091.8175
1 | 5900 | 707 | 0.035 | 15 | 15 | 7 | 1.7783e-13 | 5spot_SharedNeighbor | CO2 | Porous | Wet | R600a | MinimizeLCOE_Brownfield | IgnoreSilica | 2019 | 4.1897 | 0.39289 | 0.040937 | 4 | 195812.6482 | 548294.2877 | 3991.9057 | 11177.7207 | 115.4958 | 19.6761 | 53.5702 | 577543.5372 | 0 | 277678.2523 | 0 | 0 | 0 | 490307.3027 | 524756.3459 | 1365308.3697 | 931851.0166 | 4167444.8244 | 961560.8286 | 26934732.84 | 26934732.84 | 20193244.4958 | 10589842.3133 | 0 | 32063738.493 | 89781558.1421 | 177.8279 | 0.16375 | 195812.6482 | 548294.2877 | 3991.9057 | 11177.7207
1 | 5900 | 707 | 0.035 | 15 | 15 | 7 | 2.3714e-13 | 5spot_SharedNeighbor | CO2 | Porous | Wet | R600a | MinimizeLCOE_Brownfield | IgnoreSilica | 2019 | 5.7313 | 0.68378 | 0.073028 | 4 | 114123.4637 | 311710.1249 | 2326.5612 | 6354.6325 | 124.4911 | 20.1458 | 68.6252 | 769609.6955 | 0 | 367906.3307 | 0 | 0 | 0 | 619124.7122 | 685089.888 | 1782463.3572 | 1216567.8673 | 5440761.8508 | 961560.8286 | 26934732.84 | 26934732.84 | 20193244.4958 | 10589842.3133 | 0 | 33337055.5195 | 91054875.1686 | 237.1374 | 0.29211 | 114123.4637 | 311710.1249 | 2326.5612 | 6354.6325
1 | 5900 | 707 | 0.035 | 15 | 15 | 7 | 3.1623e-13 | 5spot_SharedNeighbor | CO2 | Porous | Wet | R600a | MinimizeLCOE_Brownfield | IgnoreSilica | 2019 | 7.5996 | 1.0655 | 0.11849 | 4 | 73224.2283 | 195004.7736 | 1492.7749 | 3975.4361 | 131.3803 | 20.4736 | 64.1817 | 985000.0307 | 0 | 461069.7976 | 0 | 0 | 0 | 752099.3279 | 857285.9709 | 2230482.2428 | 1522349.9625 | 6808287.3325 | 961560.8286 | 26934732.84 | 26934732.84 | 20193244.4958 | 10589842.3133 | 0 | 34704581.0011 | 92422400.6502 | 316.2278 | 0.47395 | 73224.2283 | 195004.7736 | 1492.7749 | 3975.4361
1 | 5900 | 707 | 0.035 | 15 | 15 | 7 | 4.217e-13 | 5spot_SharedNeighbor | CO2 | Porous | Wet | R600a | MinimizeLCOE_Brownfield | IgnoreSilica | 2019 | 9.9554 | 1.5678 | 0.18063 | 4 | 50217.074 | 130101.0547 | 1023.743 | 2652.286 | 136.9001 | 20.7166 | 69.2033 | 1235849.004 | 0 | 572242.2812 | 0 | 0 | 0 | 899654.5178 | 1056020.8632 | 2747549.6663 | 1875259.1037 | 8386575.4362 | 961560.8286 | 26934732.84 | 26934732.84 | 20193244.4958 | 10589842.3133 | 0 | 36282869.1049 | 94000688.754 | 421.6965 | 0.72252 | 50217.074 | 130101.0547 | 1023.743 | 2652.286
1 | 5900 | 707 | 0.035 | 15 | 15 | 7 | 5.6234e-13 | 5spot_SharedNeighbor | CO2 | Porous | Wet | R600a | MinimizeLCOE_Brownfield | IgnoreSilica | 2019 | 12.9593 | 2.2246 | 0.26419 | 4 | 36085.2898 | 90703.0696 | 735.6474 | 1849.1048 | 141.3442 | 20.8977 | 46.6253 | 1531213.4748 | 0 | 706638.6778 | 0 | 0 | 0 | 1067383.8503 | 1289042.0411 | 3353822.9721 | 2289053.0926 | 10237154.1087 | 961560.8286 | 26934732.84 | 26934732.84 | 20193244.4958 | 10589842.3133 | 0 | 38133447.7774 | 95851267.4265 | 562.3413 | 1.0568 | 36085.2898 | 90703.0696 | 735.6474 | 1849.1048
1 | 5900 | 707 | 0.035 | 15 | 15 | 7 | 7.4989e-13 | 5spot_SharedNeighbor | CO2 | Porous | Wet | R600a | MinimizeLCOE_Brownfield | IgnoreSilica | 2019 | 16.7714 | 3.0727 | 0.37514 | 4 | 26852.799 | 65317.0118 | 547.4306 | 1331.5756 | 144.8798 | 21.0286 | 55.5528 | 1877577.6073 | 0 | 868533.9322 | 0 | 0 | 0 | 1256762.1044 | 1561120.7211 | 4061715.8864 | 2772204.5524 | 12397914.8039 | 961560.8286 | 26934732.84 | 26934732.84 | 20193244.4958 | 10589842.3133 | 0 | 40294208.4725 | 98012028.1216 | 749.8942 | 1.5006 | 26852.799 | 65317.0118 | 547.4306 | 1331.5756
1 | 5900 | 707 | 0.035 | 15 | 15 | 7 | 1e-12 | 5spot_SharedNeighbor | CO2 | Porous | Wet | R600a | MinimizeLCOE_Brownfield | IgnoreSilica | 2019 | 21.5561 | 4.151 | 0.52069 | 4 | 20544.1195 | 48256.3198 | 418.8197 | 983.7704 | 147.6489 | 21.116 | 60.3392 | 2279889.3101 | 0 | 1061666.3691 | 0 | 0 | 0 | 1466621.8461 | 1875189.2349 | 4878857.7349 | 3329920.6546 | 14892145.1497 | 961560.8286 | 26934732.84 | 26934732.84 | 20193244.4958 | 10589842.3133 | 0 | 42788438.8184 | 100506258.4675 | 1000 | 2.0828 | 20544.1195 | 48256.3198 | 418.8197 | 983.7704
1 | 5900 | 707 | 0.035 | 15 | 15 | 7 | 1.3335e-12 | 5spot_SharedNeighbor | CO2 | Porous | Wet | R600a | MinimizeLCOE_Brownfield | IgnoreSilica | 2019 | 27.5756 | 5.5194 | 0.71002 | 4 | 16085.8365 | 36408.5174 | 327.9315 | 742.2369 | 149.8083 | 21.1634 | 66.6965 | 2748915.0971 | 0 | 1292860.8823 | 0 | 0 | 0 | 1701568.6338 | 2239904.3992 | 5827771.779 | 3977573.9879 | 17788594.7794 | 961560.8286 | 26934732.84 | 26934732.84 | 20193244.4958 | 10589842.3133 | 0 | 45684888.448 | 103402708.0971 | 1333.5214 | 2.8401 | 16085.8365 | 36408.5174 | 327.9315 | 742.2369
1 | 5900 | 707 | 0.035 | 15 | 15 | 7 | 1.7783e-12 | 5spot_SharedNeighbor | CO2 | Porous | Wet | R600a | MinimizeLCOE_Brownfield | IgnoreSilica | 2019 | 35.0197 | 7.2255 | 0.95276 | 4 | 12853.6848 | 27998.5997 | 262.0397 | 570.7893 | 151.4439 | 21.1685 | 67.7725 | 3287076.8247 | 0 | 1565246.2805 | 0 | 0 | 0 | 1956794.754 | 2655555.9651 | 6909211.8917 | 4715679.0862 | 21089564.8022 | 961560.8286 | 26934732.84 | 26934732.84 | 20193244.4958 | 10589842.3133 | 0 | 48985858.4708 | 106703678.1199 | 1778.2794 | 3.811 | 12853.6848 | 27998.5997 | 262.0397 | 570.7893
1 | 5900 | 707 | 0.035 | 15 | 15 | 7 | 2.3714e-12 | 5spot_SharedNeighbor | CO2 | Porous | Wet | R600a | MinimizeLCOE_Brownfield | IgnoreSilica | 2019 | 44.0723 | 9.3163 | 1.2586 | 4 | 10465.0469 | 21930.0524 | 213.3441 | 447.0738 | 152.6334 | 21.1254 | 85.4376 | 3895020.2801 | 0 | 1881330.9949 | 0 | 0 | 0 | 2226698.2397 | 3121189.3107 | 8120694.3425 | 5542540.7523 | 24787473.9201 | 961560.8286 | 26934732.84 | 26934732.84 | 20193244.4958 | 10589842.3133 | 0 | 52683767.5888 | 110401587.2379 | 2371.3737 | 5.0343 | 10465.0469 | 21930.0524 | 213.3441 | 447.0738
1 | 5900 | 707 | 0.035 | 15 | 15 | 7 | 3.1623e-12 | 5spot_SharedNeighbor | CO2 | Porous | Wet | R600a | MinimizeLCOE_Brownfield | IgnoreSilica | 2019 | 54.8003 | 11.8139 | 1.6342 | 4 | 8675.8099 | 17505.2477 | 176.8681 | 356.8682 | 153.4259 | 21.0244 | 85.4887 | 4564885.6147 | 0 | 2239537.7996 | 0 | 0 | 0 | 2499711.1902 | 3628612.4958 | 9440905.3832 | 6443611.9152 | 28817264.3987 | 961560.8286 | 26934732.84 | 26934732.84 | 20193244.4958 | 10589842.3133 | 0 | 56713558.0674 | 114431377.7165 | 3162.2777 | 6.537 | 8675.8099 | 17505.2477 | 176.8681 | 356.8682
1 | 5900 | 707 | 0.035 | 15 | 15 | 7 | 4.217e-12 | 5spot_SharedNeighbor | CO2 | Porous | Wet | R600a | MinimizeLCOE_Brownfield | IgnoreSilica | 2019 | 67.007 | 14.6818 | 2.0788 | 4 | 7325.1376 | 14266.2565 | 149.3328 | 290.8369 | 153.8447 | 20.8559 | 93.9473 | 5273914.5357 | 0 | 2630441.2748 | 0 | 0 | 0 | 2755015.3907 | 4157154.7685 | 10816063.9579 | 7382185.8991 | 33014775.8266 | 961560.8286 | 26934732.84 | 26934732.84 | 20193244.4958 | 10589842.3133 | 0 | 60911069.4953 | 118628889.1444 | 4216.965 | 8.3153 | 7325.1376 | 14266.2565 | 149.3328 | 290.8369
1 | 5900 | 707 | 0.035 | 15 | 15 | 7 | 5.6234e-12 | 5spot_SharedNeighbor | CO2 | Porous | Wet | R600a | MinimizeLCOE_Brownfield | IgnoreSilica | 2019 | 80.2083 | 17.8139 | 2.5798 | 4 | 6303.1519 | 11896.4515 | 128.4983 | 242.5253 | 153.9076 | 20.6156 | 86.5497 | 5987330.0083 | 0 | 3037441.6606 | 0 | 0 | 0 | 2968616.0193 | 4677421.1984 | 12169690.4873 | 8306063.8197 | 37146563.1936 | 961560.8286 | 26934732.84 | 26934732.84 | 20193244.4958 | 10589842.3133 | 0 | 65042856.8622 | 122760676.5113 | 5623.4133 | 10.3191 | 6303.1519 | 11896.4515 | 128.4983 | 242.5253
1 | 5900 | 707 | 0.035 | 15 | 15 | 7 | 7.4989e-12 | 5spot_SharedNeighbor | CO2 | Porous | Wet | R600a | MinimizeLCOE_Brownfield | IgnoreSilica | 2019 | 93.6159 | 21.0284 | 3.1111 | 4 | 5531.0717 | 10169.071 | 112.7584 | 207.3103 | 153.6549 | 20.3127 | 114.5109 | 6661819.9848 | 0 | 3437256.1099 | 0 | 0 | 0 | 3117604.0415 | 5154505.2531 | 13410965.3342 | 9153259.4084 | 40935410.1319 | 961560.8286 | 26934732.84 | 26934732.84 | 20193244.4958 | 10589842.3133 | 0 | 68831703.8005 | 126549523.4496 | 7498.9421 | 12.4446 | 5531.0717 | 10169.071 | 112.7584 | 207.3103
1 | 5900 | 707 | 0.035 | 15 | 15 | 7 | 1e-11 | 5spot_SharedNeighbor | CO2 | Porous | Wet | R600a | MinimizeLCOE_Brownfield | IgnoreSilica | 2019 | 106.3244 | 24.1103 | 3.6388 | 4 | 4949.6056 | 8915.0595 | 100.9044 | 181.7455 | 153.1672 | 19.9716 | 98.2232 | 7258141.1352 | 0 | 3805736.4477 | 0 | 0 | 0 | 3189399.7832 | 5558778.1728 | 14462800.5434 | 9871158.5517 | 44146014.634 | 961560.8286 | 26934732.84 | 26934732.84 | 20193244.4958 | 10589842.3133 | 0 | 72042308.3026 | 129760127.9517 | 10000 | 14.5552 | 4949.6056 | 8915.0595 | 100.9044 | 181.7455
1 | 5900 | 707 | 0.035 | 15 | 15 | 7 | 1.3335e-11 | 5spot_SharedNeighbor | CO2 | Porous | Wet | R600a | MinimizeLCOE_Brownfield | IgnoreSilica | 2019 | 118.0003 | 26.9648 | 4.1376 | 4 | 4513.382 | 8000.8128 | 92.0114 | 163.1074 | 152.5302 | 19.6136 | 107.367 | 7770954.195 | 0 | 4136553.869 | 0 | 0 | 0 | 3203060.4125 | 5893121.7058 | 15332693.8331 | 10464878.5965 | 46801262.612 | 961560.8286 | 26934732.84 | 26934732.84 | 20193244.4958 | 10589842.3133 | 0 | 74697556.2806 | 132415375.9297 | 13335.2143 | 16.5502 | 4513.382 | 8000.8128 | 92.0114 | 163.1074
1 | 5900 | 707 | 0.035 | 15 | 15 | 7 | 1.7783e-11 | 5spot_SharedNeighbor | CO2 | Porous | Wet | R600a | MinimizeLCOE_Brownfield | IgnoreSilica | 2019 | 127.9297 | 29.4186 | 4.5795 | 4 | 4186.839 | 7337.7257 | 85.3544 | 149.5895 | 151.8538 | 19.2751 | 98.1405 | 8181170.2184 | 0 | 4412750.9683 | 0 | 0 | 0 | 3161345.6783 | 6144554.0773 | 15986869.2879 | 10911366.7863 | 48798057.0165 | 961560.8286 | 26934732.84 | 26934732.84 | 20193244.4958 | 10589842.3133 | 0 | 76694350.6851 | 134412170.3342 | 17782.7941 | 18.318 | 4186.839 | 7337.7257 | 85.3544 | 149.5895
1 | 5900 | 707 | 0.035 | 15 | 15 | 7 | 2.3714e-11 | 5spot_SharedNeighbor | CO2 | Porous | Wet | R600a | MinimizeLCOE_Brownfield | IgnoreSilica | 2019 | 136.1392 | 31.4649 | 4.9561 | 4 | 3942.7142 | 6854.1587 | 80.3776 | 139.7313 | 151.2039 | 18.9717 | 99.9448 | 8502455.544 | 0 | 4637873.0189 | 0 | 0 | 0 | 3088854.2761 | 6329381.3072 | 16467751.8268 | 11239579.0003 | 50265894.9734 | 961560.8286 | 26934732.84 | 26934732.84 | 20193244.4958 | 10589842.3133 | 0 | 78162188.6421 | 135880008.2912 | 23713.7371 | 19.8245 | 3942.7142 | 6854.1587 | 80.3776 | 139.7313
1 | 5900 | 707 | 0.035 | 15 | 15 | 7 | 3.1623e-11 | 5spot_SharedNeighbor | CO2 | Porous | Wet | R600a | MinimizeLCOE_Brownfield | IgnoreSilica | 2019 | 142.746 | 33.1237 | 5.2667 | 4 | 3760.2654 | 6500.0112 | 76.6581 | 132.5115 | 150.6216 | 18.712 | 112.8366 | 8749216.1473 | 0 | 4817075.8036 | 0 | 0 | 0 | 3003439.2991 | 6462195.1875 | 16813306.2994 | 11475427.0282 | 51320659.7652 | 961560.8286 | 26934732.84 | 26934732.84 | 20193244.4958 | 10589842.3133 | 0 | 79216953.4339 | 136934773.083 | 31622.7766 | 21.0669 | 3760.2654 | 6500.0112 | 76.6581 | 132.5115
1 | 5900 | 707 | 0.035 | 15 | 15 | 7 | 4.217e-11 | 5spot_SharedNeighbor | CO2 | Porous | Wet | R600a | MinimizeLCOE_Brownfield | IgnoreSilica | 2019 | 147.9445 | 34.4373 | 5.5163 | 4 | 3623.8735 | 6239.6648 | 73.8776 | 127.204 | 150.1262 | 18.4977 | 91.6658 | 8935907.7356 | 0 | 4956914.3614 | 0 | 0 | 0 | 2917234.1478 | 6555921.9355 | 17057164.0716 | 11641864.9685 | 52065007.2204 | 961560.8286 | 26934732.84 | 26934732.84 | 20193244.4958 | 10589842.3133 | 0 | 79961300.889 | 137679120.5381 | 42169.6503 | 22.0651 | 3623.8735 | 6239.6648 | 73.8776 | 127.204
1 | 5900 | 707 | 0.035 | 15 | 15 | 7 | 5.6234e-11 | 5spot_SharedNeighbor | CO2 | Porous | Wet | R600a | MinimizeLCOE_Brownfield | IgnoreSilica | 2019 | 151.9781 | 35.4618 | 5.7132 | 4 | 3521.8575 | 6047.5027 | 71.7978 | 123.2865 | 149.719 | 18.3255 | 112.3066 | 9076180.9662 | 0 | 5064739.3619 | 0 | 0 | 0 | 2837886.1721 | 6621734.535 | 17228394.9557 | 11758733.5654 | 52587669.5562 | 961560.8286 | 26934732.84 | 26934732.84 | 20193244.4958 | 10589842.3133 | 0 | 80483963.2248 | 138201782.8739 | 56234.1325 | 22.8527 | 3521.8575 | 6047.5027 | 71.7978 | 123.2865
1 | 5900 | 707 | 0.035 | 15 | 15 | 7 | 7.4989e-11 | 5spot_SharedNeighbor | CO2 | Porous | Wet | R600a | MinimizeLCOE_Brownfield | IgnoreSilica | 2019 | 155.0675 | 36.25 | 5.8662 | 4 | 3445.5093 | 5905.2545 | 70.2414 | 120.3866 | 149.3935 | 18.19 | 101.5013 | 9180881.773 | 0 | 5146938.5473 | 0 | 0 | 0 | 2768759.4653 | 6667666.1164 | 17347899.5084 | 11840297.8782 | 52952443.2885 | 961560.8286 | 26934732.84 | 26934732.84 | 20193244.4958 | 10589842.3133 | 0 | 80848736.9571 | 138566556.6062 | 74989.4209 | 23.465 | 3445.5093 | 5905.2545 | 70.2414 | 120.3866
1 | 5900 | 707 | 0.035 | 15 | 15 | 7 | 1e-10 | 5spot_SharedNeighbor | CO2 | Porous | Wet | R600a | MinimizeLCOE_Brownfield | IgnoreSilica | 2019 | 157.4233 | 36.8531 | 5.9842 | 4 | 3388.3416 | 5799.6067 | 69.0759 | 118.2328 | 149.1372 | 18.0846 | 106.8967 | 9259108.3632 | 0 | 5209397.7703 | 0 | 0 | 0 | 2711084.5251 | 6700040.3568 | 17432130.6412 | 11897787.3571 | 53209549.0138 | 961560.8286 | 26934732.84 | 26934732.84 | 20193244.4958 | 10589842.3133 | 0 | 81105842.6824 | 138823662.3315 | 100000 | 23.9367 | 3388.3416 | 5799.6067 | 69.0759 | 118.2328
1 | 5900 | 707 | 0.035 | 15 | 15 | 7 | 1.3335e-10 | 5spot_SharedNeighbor | CO2 | Porous | Wet | R600a | MinimizeLCOE_Brownfield | IgnoreSilica | 2019 | 159.213 | 37.3123 | 6.0745 | 4 | 3345.5183 | 5720.9499 | 68.2029 | 116.6293 | 148.9379 | 18.0033 | 113.6737 | 9317597.9891 | 0 | 5256722.8327 | 0 | 0 | 0 | 2664346.0262 | 6723080.0707 | 17492075.2507 | 11938700.7848 | 53392522.9542 | 961560.8286 | 26934732.84 | 26934732.84 | 20193244.4958 | 10589842.3133 | 0 | 81288816.6229 | 139006636.272 | 133352.1432 | 24.2978 | 3345.5183 | 5720.9499 | 68.2029 | 116.6293
1 | 5900 | 707 | 0.035 | 15 | 15 | 7 | 1.7783e-10 | 5spot_SharedNeighbor | CO2 | Porous | Wet | R600a | MinimizeLCOE_Brownfield | IgnoreSilica | 2019 | 160.5749 | 37.6622 | 6.1433 | 4 | 3313.4303 | 5662.2346 | 67.5488 | 115.4323 | 148.7834 | 17.9408 | 123.7297 | 9361561.7486 | 0 | 5292664.6675 | 0 | 0 | 0 | 2627389.9036 | 6739830.3647 | 17535656.0795 | 11968445.596 | 53525548.3598 | 961560.8286 | 26934732.84 | 26934732.84 | 20193244.4958 | 10589842.3133 | 0 | 81421842.0284 | 139139661.6775 | 177827.941 | 24.5733 | 3313.4303 | 5662.2346 | 67.5488 | 115.4323
1 | 5900 | 707 | 0.035 | 15 | 15 | 7 | 2.3714e-10 | 5spot_SharedNeighbor | CO2 | Porous | Wet | R600a | MinimizeLCOE_Brownfield | IgnoreSilica | 2019 | 161.5908 | 37.9241 | 6.1953 | 4 | 3289.3811 | 5618.477 | 67.0585 | 114.5403 | 148.6667 | 17.8937 | 104.9671 | 9394045.8496 | 0 | 5319436.4963 | 0 | 0 | 0 | 2598163.4029 | 6751541.842 | 17566126.9413 | 11989242.5853 | 53618557.1174 | 961560.8286 | 26934732.84 | 26934732.84 | 20193244.4958 | 10589842.3133 | 0 | 81514850.7861 | 139232670.4352 | 237137.3706 | 24.7812 | 3289.3811 | 5618.477 | 67.0585 | 114.5403
1 | 5900 | 707 | 0.035 | 15 | 15 | 7 | 3.1623e-10 | 5spot_SharedNeighbor | CO2 | Porous | Wet | R600a | MinimizeLCOE_Brownfield | IgnoreSilica | 2019 | 162.3607 | 38.1225 | 6.2347 | 4 | 3271.3539 | 5585.7344 | 66.691 | 113.8728 | 148.5773 | 17.8578 | 110.3458 | 9418488.5172 | 0 | 5339703.5376 | 0 | 0 | 0 | 2575638.6875 | 6760193.9895 | 17588638.0542 | 12004606.8824 | 53687269.6684 | 961560.8286 | 26934732.84 | 26934732.84 | 20193244.4958 | 10589842.3133 | 0 | 81583563.3371 | 139301382.9862 | 316227.766 | 24.9388 | 3271.3539 | 5585.7344 | 66.691 | 113.8728
1 | 5900 | 707 | 0.035 | 15 | 15 | 7 | 4.217e-10 | 5spot_SharedNeighbor | CO2 | Porous | Wet | R600a | MinimizeLCOE_Brownfield | IgnoreSilica | 2019 | 162.9332 | 38.2705 | 6.2643 | 4 | 3257.8392 | 5561.2882 | 66.4155 | 113.3744 | 148.5103 | 17.831 | 114.7238 | 9436562.8939 | 0 | 5354761.0541 | 0 | 0 | 0 | 2558177.2116 | 6766305.4523 | 17604538.8267 | 12015459.4863 | 53735804.925 | 961560.8286 | 26934732.84 | 26934732.84 | 20193244.4958 | 10589842.3133 | 0 | 81632098.5937 | 139349918.2428 | 421696.5034 | 25.0571 | 3257.8392 | 5561.2882 | 66.4155 | 113.3744
1 | 5900 | 707 | 0.035 | 15 | 15 | 7 | 5.6234e-10 | 5spot_SharedNeighbor | CO2 | Porous | Wet | R600a | MinimizeLCOE_Brownfield | IgnoreSilica | 2019 | 163.3741 | 38.3841 | 6.2868 | 4 | 3247.7067 | 5542.9154 | 66.2089 | 112.9998 | 148.4585 | 17.8102 | 105.7679 | 9450424.359 | 0 | 5366348.0241 | 0 | 0 | 0 | 2545086.8684 | 6771125.1081 | 17617078.5825 | 12024018.1273 | 53774081.0693 | 961560.8286 | 26934732.84 | 26934732.84 | 20193244.4958 | 10589842.3133 | 0 | 81670374.738 | 139388194.3871 | 562341.3252 | 25.1471 | 3247.7067 | 5542.9154 | 66.2089 | 112.9998
1 | 5900 | 707 | 0.035 | 15 | 15 | 7 | 7.4989e-10 | 5spot_SharedNeighbor | CO2 | Porous | Wet | R600a | MinimizeLCOE_Brownfield | IgnoreSilica | 2019 | 163.7102 | 38.4707 | 6.3038 | 4 | 3240.1096 | 5529.1218 | 66.054 | 112.7186 | 148.4188 | 17.7944 | 105.9138 | 9460962.2994 | 0 | 5375180.0613 | 0 | 0 | 0 | 2535248.7321 | 6774842.5262 | 17626750.5419 | 12030619.4384 | 53803603.5993 | 961560.8286 | 26934732.84 | 26934732.84 | 20193244.4958 | 10589842.3133 | 0 | 81699897.268 | 139417716.9171 | 749894.2093 | 25.2152 | 3240.1096 | 5529.1218 | 66.054 | 112.7186
1 | 5900 | 707 | 0.035 | 15 | 15 | 7 | 1e-09 | 5spot_SharedNeighbor | CO2 | Porous | Wet | R600a | MinimizeLCOE_Brownfield | IgnoreSilica | 2019 | 163.9466 | 38.5321 | 6.3163 | 4 | 3234.4131 | 5518.9011 | 65.9379 | 112.5103 | 148.3908 | 17.7832 | 109.2692 | 9468349.822 | 0 | 5381386.848 | 0 | 0 | 0 | 2527426.9428 | 6777093.809 | 17632607.9179 | 12034617.2178 | 53821482.5574 | 961560.8286 | 26934732.84 | 26934732.84 | 20193244.4958 | 10589842.3133 | 0 | 81717776.2261 | 139435595.8752 | 1000000 | 25.2651 | 3234.4131 | 5518.9011 | 65.9379 | 112.5103
1 | 5900 | 707 | 0.035 | 15 | 15 | 7 | 1.3335e-09 | 5spot_SharedNeighbor | CO2 | Porous | Wet | R600a | MinimizeLCOE_Brownfield | IgnoreSilica | 2019 | 164.1318 | 38.5799 | 6.3258 | 4 | 3230.1418 | 5511.188 | 65.8508 | 112.353 | 148.3688 | 17.7745 | 106.8139 | 9474131.1238 | 0 | 5386250.0317 | 0 | 0 | 0 | 2521696.0975 | 6779010.1286 | 17637593.7885 | 12038020.177 | 53836701.3471 | 961560.8286 | 26934732.84 | 26934732.84 | 20193244.4958 | 10589842.3133 | 0 | 81732995.0157 | 139450814.6648 | 1333521.4322 | 25.3032 | 3230.1418 | 5511.188 | 65.8508 | 112.353
1 | 5900 | 707 | 0.035 | 15 | 15 | 7 | 1.7783e-09 | 5spot_SharedNeighbor | CO2 | Porous | Wet | R600a | MinimizeLCOE_Brownfield | IgnoreSilica | 2019 | 164.2755 | 38.6169 | 6.3331 | 4 | 3226.9389 | 5505.3746 | 65.7855 | 112.2345 | 148.3517 | 17.7677 | 111.9092 | 9478611.9495 | 0 | 5390022.8743 | 0 | 0 | 0 | 2517480.8804 | 6780585.1246 | 17641691.6051 | 12040817.021 | 53849209.4549 | 961560.8286 | 26934732.84 | 26934732.84 | 20193244.4958 | 10589842.3133 | 0 | 81745503.1235 | 139463322.7726 | 1778279.41 | 25.3322 | 3226.9389 | 5505.3746 | 65.7855 | 112.2345
1 | 5900 | 707 | 0.035 | 15 | 15 | 7 | 2.3714e-09 | 5spot_SharedNeighbor | CO2 | Porous | Wet | R600a | MinimizeLCOE_Brownfield | IgnoreSilica | 2019 | 164.383 | 38.6446 | 6.3385 | 4 | 3224.5371 | 5501.02 | 65.7366 | 112.1457 | 148.3389 | 17.7626 | 109.3771 | 9481957.6417 | 0 | 5392842.5244 | 0 | 0 | 0 | 2514296.5037 | 6781747.7012 | 17644716.3909 | 12042881.4995 | 53858442.2615 | 961560.8286 | 26934732.84 | 26934732.84 | 20193244.4958 | 10589842.3133 | 0 | 81754735.9301 | 139472555.5793 | 2371373.7057 | 25.3539 | 3224.5371 | 5501.02 | 65.7366 | 112.1457
1 | 5900 | 707 | 0.035 | 15 | 15 | 7 | 3.1623e-09 | 5spot_SharedNeighbor | CO2 | Porous | Wet | R600a | MinimizeLCOE_Brownfield | IgnoreSilica | 2019 | 164.4607 | 38.6647 | 6.3425 | 4 | 3222.7361 | 5497.7749 | 65.6998 | 112.0796 | 148.3296 | 17.7589 | 108.3184 | 9484377.9608 | 0 | 5394884.11 | 0 | 0 | 0 | 2511837.2841 | 6782528.7484 | 17646748.5154 | 12044268.4662 | 53864645.0847 | 961560.8286 | 26934732.84 | 26934732.84 | 20193244.4958 | 10589842.3133 | 0 | 81760938.7534 | 139478758.4025 | 3162277.6602 | 25.37 | 3222.7361 | 5497.7749 | 65.6998 | 112.0796
1 | 5900 | 707 | 0.035 | 15 | 15 | 7 | 4.217e-09 | 5spot_SharedNeighbor | CO2 | Porous | Wet | R600a | MinimizeLCOE_Brownfield | IgnoreSilica | 2019 | 164.5191 | 38.6798 | 6.3455 | 4 | 3221.3856 | 5495.3421 | 65.6723 | 112.03 | 148.3227 | 17.7561 | 113.748 | 9486192.1641 | 0 | 5396415.1723 | 0 | 0 | 0 | 2509988.4783 | 6783112.3677 | 17648266.9732 | 12045304.8448 | 53869280.0005 | 961560.8286 | 26934732.84 | 26934732.84 | 20193244.4958 | 10589842.3133 | 0 | 81765573.6692 | 139483393.3183 | 4216965.0343 | 25.3821 | 3221.3856 | 5495.3421 | 65.6723 | 112.03
1 | 5900 | 707 | 0.035 | 15 | 15 | 7 | 5.6234e-09 | 5spot_SharedNeighbor | CO2 | Porous | Wet | R600a | MinimizeLCOE_Brownfield | IgnoreSilica | 2019 | 164.5534 | 38.689 | 6.3476 | 4 | 3220.3729 | 5493.5836 | 65.6517 | 111.9941 | 148.3186 | 17.7545 | 107.4937 | 9487255.2941 | 0 | 5397314.3171 | 0 | 0 | 0 | 2508385.2353 | 6783252.3901 | 17648631.2827 | 12045553.4936 | 53870392.0129 | 961560.8286 | 26934732.84 | 26934732.84 | 20193244.4958 | 10589842.3133 | 0 | 81766685.6815 | 139484505.3306 | 5623413.2519 | 25.3904 | 3220.3729 | 5493.5836 | 65.6517 | 111.9941
1 | 5900 | 707 | 0.035 | 15 | 15 | 7 | 7.4989e-09 | 5spot_SharedNeighbor | CO2 | Porous | Wet | R600a | MinimizeLCOE_Brownfield | IgnoreSilica | 2019 | 164.5922 | 38.6988 | 6.3494 | 4 | 3219.6135 | 5492.174 | 65.6362 | 111.9654 | 148.3139 | 17.7526 | 111.8143 | 9488465.1644 | 0 | 5398334.9225 | 0 | 0 | 0 | 2507479.4137 | 6783769.0053 | 17649975.4093 | 12046470.8876 | 53874494.8028 | 961560.8286 | 26934732.84 | 26934732.84 | 20193244.4958 | 10589842.3133 | 0 | 81770788.4715 | 139488608.1206 | 7498942.0933 | 25.3977 | 3219.6135 | 5492.174 | 65.6362 | 111.9654
1 | 5900 | 707 | 0.035 | 15 | 15 | 7 | 1e-08 | 5spot_SharedNeighbor | CO2 | Porous | Wet | R600a | MinimizeLCOE_Brownfield | IgnoreSilica | 2019 | 164.6071 | 38.703 | 6.3505 | 4 | 3219.044 | 5491.2161 | 65.6246 | 111.9459 | 148.3121 | 17.7519 | 101.1684 | 9488923.4852 | 0 | 5398723.7119 | 0 | 0 | 0 | 2506475.5625 | 6783707.8763 | 17649816.3642 | 12046362.336 | 53874009.3362 | 961560.8286 | 26934732.84 | 26934732.84 | 20193244.4958 | 10589842.3133 | 0 | 81770303.0049 | 139488122.654 | 10000000 | 25.402 | 3219.044 | 5491.2161 | 65.6246 | 111.9459
1 | 6000 | 707 | 0.035 | 15 | 15 | 7 | 1e-13 | 5spot_SharedNeighbor | CO2 | Porous | Wet | R600a | MinimizeLCOE_Brownfield | IgnoreSilica | 2019 | 1.6 | 0.021473 | 0.005239 | 4 | 1437311.7089 | 4252302.2847 | 29301.5433 | 86688.9337 | 81.9725 | 17.7274 | 23.2376 | 220000.0248 | 0 | 83903.5619 | 0 | 0 | 0 | 214180.9624 | 202052.9741 | 525700.3919 | 358801.3195 | 1604639.2346 | 961560.8286 | 27554035.6139 | 27554035.6139 | 20626182.4834 | 10810590.2618 | 0 | 30120235.6772 | 89111044.0363 | 100 | 0.020956 | 1437311.7089 | 4252302.2847 | 29301.5433 | 86688.9337
1 | 6000 | 707 | 0.035 | 15 | 15 | 7 | 1.3335e-13 | 5spot_SharedNeighbor | CO2 | Porous | Wet | R600a | MinimizeLCOE_Brownfield | IgnoreSilica | 2019 | 3.1102 | 0.20358 | 0.02079 | 4 | 381515.5455 | 1090865.7791 | 7777.7104 | 22238.7744 | 106.7606 | 19.4844 | 51.1242 | 438432.723 | 0 | 199738.9653 | 0 | 0 | 0 | 398845.3701 | 404436.6528 | 1052261.2091 | 718189.897 | 3211904.8172 | 961560.8286 | 27554035.6139 | 27554035.6139 | 20626182.4834 | 10810590.2618 | 0 | 31727501.2598 | 90718309.6189 | 133.3521 | 0.083162 | 381515.5455 | 1090865.7791 | 7777.7104 | 22238.7744
1 | 6000 | 707 | 0.035 | 15 | 15 | 7 | 1.7783e-13 | 5spot_SharedNeighbor | CO2 | Porous | Wet | R600a | MinimizeLCOE_Brownfield | IgnoreSilica | 2019 | 4.3017 | 0.41026 | 0.043356 | 4 | 189348.6077 | 529499.8194 | 3860.1275 | 10794.57 | 117.6322 | 20.1147 | 54.9919 | 599644.3066 | 0 | 286812.257 | 0 | 0 | 0 | 509048.4328 | 544246.9486 | 1416018.9199 | 966462.0091 | 4322232.874 | 961560.8286 | 27554035.6139 | 27554035.6139 | 20626182.4834 | 10810590.2618 | 0 | 32837829.3166 | 91828637.6757 | 177.8279 | 0.17343 | 189348.6077 | 529499.8194 | 3860.1275 | 10794.57
1 | 6000 | 707 | 0.035 | 15 | 15 | 7 | 2.3714e-13 | 5spot_SharedNeighbor | CO2 | Porous | Wet | R600a | MinimizeLCOE_Brownfield | IgnoreSilica | 2019 | 5.8823 | 0.71273 | 0.077346 | 4 | 110358.3834 | 301029.5465 | 2249.8049 | 6136.8945 | 126.8067 | 20.5898 | 63.0438 | 798775.8916 | 0 | 375638.1751 | 0 | 0 | 0 | 642562.7896 | 708620.9739 | 1843686.416 | 1258353.8629 | 5627638.1092 | 961560.8286 | 27554035.6139 | 27554035.6139 | 20626182.4834 | 10810590.2618 | 0 | 34143234.5517 | 93134042.9109 | 237.1374 | 0.30939 | 110358.3834 | 301029.5465 | 2249.8049 | 6136.8945
1 | 6000 | 707 | 0.035 | 15 | 15 | 7 | 3.1623e-13 | 5spot_SharedNeighbor | CO2 | Porous | Wet | R600a | MinimizeLCOE_Brownfield | IgnoreSilica | 2019 | 7.7971 | 1.1095 | 0.12532 | 4 | 70930.9463 | 188614.5136 | 1446.0233 | 3845.162 | 133.8315 | 20.9213 | 66.9529 | 1021955.9477 | 0 | 470627.8905 | 0 | 0 | 0 | 780300.0463 | 886424.715 | 2306295.2776 | 1574093.9166 | 7039697.7938 | 961560.8286 | 27554035.6139 | 27554035.6139 | 20626182.4834 | 10810590.2618 | 0 | 35555294.2363 | 94546102.5955 | 316.2278 | 0.50127 | 70930.9463 | 188614.5136 | 1446.0233 | 3845.162
1 | 6000 | 707 | 0.035 | 15 | 15 | 7 | 4.217e-13 | 5spot_SharedNeighbor | CO2 | Porous | Wet | R600a | MinimizeLCOE_Brownfield | IgnoreSilica | 2019 | 10.2092 | 1.6312 | 0.19082 | 4 | 48715.1499 | 126002.0345 | 993.1242 | 2568.7219 | 139.456 | 21.1667 | 63.1403 | 1281601.5551 | 0 | 583881.441 | 0 | 0 | 0 | 932882.0751 | 1091362.3778 | 2839501.0377 | 1938017.8042 | 8667246.2908 | 961560.8286 | 27554035.6139 | 27554035.6139 | 20626182.4834 | 10810590.2618 | 0 | 37182842.7333 | 96173651.0925 | 421.6965 | 0.76327 | 48715.1499 | 126002.0345 | 993.1242 | 2568.7219
1 | 6000 | 707 | 0.035 | 15 | 15 | 7 | 5.6234e-13 | 5spot_SharedNeighbor | CO2 | Porous | Wet | R600a | MinimizeLCOE_Brownfield | IgnoreSilica | 2019 | 13.2734 | 2.3112 | 0.27878 | 4 | 35047.1425 | 87947.1111 | 714.4834 | 1792.9208 | 143.9728 | 21.3489 | 62.3474 | 1586255.5753 | 0 | 720308.526 | 0 | 0 | 0 | 1105114.0816 | 1330554.4913 | 3461829.8521 | 2362770.0076 | 10566832.5339 | 961560.8286 | 27554035.6139 | 27554035.6139 | 20626182.4834 | 10810590.2618 | 0 | 39082428.9764 | 98073237.3356 | 562.3413 | 1.1151 | 35047.1425 | 87947.1111 | 714.4834 | 1792.9208
1 | 6000 | 707 | 0.035 | 15 | 15 | 7 | 7.4989e-13 | 5spot_SharedNeighbor | CO2 | Porous | Wet | R600a | MinimizeLCOE_Brownfield | IgnoreSilica | 2019 | 17.1586 | 3.1884 | 0.39549 | 4 | 26106.1662 | 63396.1234 | 532.2095 | 1292.4157 | 147.5695 | 21.4804 | 66.803 | 1943317.0383 | 0 | 884542.2554 | 0 | 0 | 0 | 1299353.7809 | 1609613.0991 | 4187883.1068 | 2858316.2728 | 12783025.5531 | 961560.8286 | 27554035.6139 | 27554035.6139 | 20626182.4834 | 10810590.2618 | 0 | 41298621.9957 | 100289430.3548 | 749.8942 | 1.5819 | 26106.1662 | 63396.1234 | 532.2095 | 1292.4157
1 | 6000 | 707 | 0.035 | 15 | 15 | 7 | 1e-12 | 5spot_SharedNeighbor | CO2 | Porous | Wet | R600a | MinimizeLCOE_Brownfield | IgnoreSilica | 2019 | 22.0749 | 4.3115 | 0.54881 | 4 | 19990.4612 | 46862.7752 | 407.5326 | 955.3611 | 150.4088 | 21.5682 | 73.3956 | 2361423.6549 | 0 | 1082058.6335 | 0 | 0 | 0 | 1518329.1291 | 1935106.4528 | 5034750.0453 | 3436320.3597 | 15367988.2752 | 961560.8286 | 27554035.6139 | 27554035.6139 | 20626182.4834 | 10810590.2618 | 0 | 43883584.7178 | 102874393.0769 | 1000 | 2.1952 | 19990.4612 | 46862.7752 | 407.5326 | 955.3611
1 | 6000 | 707 | 0.035 | 15 | 15 | 7 | 1.3335e-12 | 5spot_SharedNeighbor | CO2 | Porous | Wet | R600a | MinimizeLCOE_Brownfield | IgnoreSilica | 2019 | 28.2038 | 5.7257 | 0.74769 | 4 | 15665.0675 | 35389.5266 | 319.3536 | 721.4634 | 152.6028 | 21.6142 | 81.0837 | 2844469.7313 | 0 | 1316371.6778 | 0 | 0 | 0 | 1758793.5724 | 2308657.6428 | 6006653.6157 | 4099664.5171 | 18334610.7571 | 961560.8286 | 27554035.6139 | 27554035.6139 | 20626182.4834 | 10810590.2618 | 0 | 46850207.1997 | 105841015.5588 | 1333.5214 | 2.9907 | 15665.0675 | 35389.5266 | 319.3536 | 721.4634
1 | 6000 | 707 | 0.035 | 15 | 15 | 7 | 1.7783e-12 | 5spot_SharedNeighbor | CO2 | Porous | Wet | R600a | MinimizeLCOE_Brownfield | IgnoreSilica | 2019 | 35.8091 | 7.494 | 1.0027 | 4 | 12527.2998 | 27234.6135 | 255.386 | 555.2144 | 154.2716 | 21.6165 | 74.0475 | 3400687.9176 | 0 | 1593409.352 | 0 | 0 | 0 | 2022186.5007 | 2736350.6705 | 7119423.1418 | 4859152.5838 | 21731210.1665 | 961560.8286 | 27554035.6139 | 27554035.6139 | 20626182.4834 | 10810590.2618 | 0 | 50246806.609 | 109237614.9682 | 1778.2794 | 4.011 | 12527.2998 | 27234.6135 | 255.386 | 555.2144
1 | 6000 | 707 | 0.035 | 15 | 15 | 7 | 2.3714e-12 | 5spot_SharedNeighbor | CO2 | Porous | Wet | R600a | MinimizeLCOE_Brownfield | IgnoreSilica | 2019 | 45.0392 | 9.657 | 1.3236 | 4 | 10207.4151 | 21349.4989 | 208.092 | 435.2384 | 155.4823 | 21.5685 | 71.8364 | 4027775.3648 | 0 | 1914277.0105 | 0 | 0 | 0 | 2299665.0078 | 3214269.7794 | 8362870.6286 | 5707831.0439 | 25526688.835 | 961560.8286 | 27554035.6139 | 27554035.6139 | 20626182.4834 | 10810590.2618 | 0 | 54042285.2775 | 113033093.6367 | 2371.3737 | 5.2944 | 10207.4151 | 21349.4989 | 208.092 | 435.2384
1 | 6000 | 707 | 0.035 | 15 | 15 | 7 | 3.1623e-12 | 5spot_SharedNeighbor | CO2 | Porous | Wet | R600a | MinimizeLCOE_Brownfield | IgnoreSilica | 2019 | 55.9601 | 12.2374 | 1.7171 | 4 | 8469.3467 | 17058.1065 | 172.6591 | 347.7526 | 156.2862 | 21.46 | 82.4842 | 4717627.9795 | 0 | 2277377.5003 | 0 | 0 | 0 | 2579618.1773 | 3734103.2263 | 9715370.6249 | 6630940.0824 | 29655037.5906 | 961560.8286 | 27554035.6139 | 27554035.6139 | 20626182.4834 | 10810590.2618 | 0 | 58170634.0332 | 117161442.3923 | 3162.2777 | 6.8684 | 8469.3467 | 17058.1065 | 172.6591 | 347.7526
1 | 6000 | 707 | 0.035 | 15 | 15 | 7 | 4.217e-12 | 5spot_SharedNeighbor | CO2 | Porous | Wet | R600a | MinimizeLCOE_Brownfield | IgnoreSilica | 2019 | 68.3519 | 15.1924 | 2.1815 | 4 | 7157.427 | 13917.7198 | 145.9138 | 283.7315 | 156.7059 | 21.2812 | 74.2166 | 5445720.9394 | 0 | 2672592.9448 | 0 | 0 | 0 | 2839985.8466 | 4273736.8951 | 11119386.7369 | 7589209.9285 | 33940633.2914 | 961560.8286 | 27554035.6139 | 27554035.6139 | 20626182.4834 | 10810590.2618 | 0 | 62456229.734 | 121447038.0931 | 4216.965 | 8.7261 | 7157.427 | 13917.7198 | 145.9138 | 283.7315
1 | 6000 | 707 | 0.035 | 15 | 15 | 7 | 5.6234e-12 | 5spot_SharedNeighbor | CO2 | Porous | Wet | R600a | MinimizeLCOE_Brownfield | IgnoreSilica | 2019 | 81.6692 | 18.4009 | 2.7024 | 4 | 6165.1044 | 11622.4387 | 125.684 | 236.9391 | 156.7613 | 21.0291 | 90.3703 | 6173702.5898 | 0 | 3081620.6141 | 0 | 0 | 0 | 3054234.4069 | 4800727.4682 | 12490508.1077 | 8525028.4378 | 38125821.6245 | 961560.8286 | 27554035.6139 | 27554035.6139 | 20626182.4834 | 10810590.2618 | 0 | 66641418.067 | 125632226.4262 | 5623.4133 | 10.8095 | 6165.1044 | 11622.4387 | 125.684 | 236.9391
1 | 6000 | 707 | 0.035 | 15 | 15 | 7 | 7.4989e-12 | 5spot_SharedNeighbor | CO2 | Porous | Wet | R600a | MinimizeLCOE_Brownfield | IgnoreSilica | 2019 | 95.1628 | 21.686 | 3.253 | 4 | 5415.7869 | 9949.4153 | 110.4081 | 202.8323 | 156.4968 | 20.7131 | 109.1371 | 6860367.5436 | 0 | 3482620.2717 | 0 | 0 | 0 | 3202467.1892 | 5282727.4518 | 13744573.1932 | 9380953.6271 | 41953709.2766 | 961560.8286 | 27554035.6139 | 27554035.6139 | 20626182.4834 | 10810590.2618 | 0 | 70469305.7192 | 129460114.0783 | 7498.9421 | 13.0118 | 5415.7869 | 9949.4153 | 110.4081 | 202.8323
1 | 6000 | 707 | 0.035 | 15 | 15 | 7 | 1e-11 | 5spot_SharedNeighbor | CO2 | Porous | Wet | R600a | MinimizeLCOE_Brownfield | IgnoreSilica | 2019 | 108.0151 | 24.8481 | 3.7995 | 4 | 4851.8539 | 8733.3773 | 98.9116 | 178.0417 | 155.9925 | 20.3568 | 106.8752 | 7470329.0677 | 0 | 3854071.9468 | 0 | 0 | 0 | 3276324.4284 | 5694282.9228 | 14815356.107 | 10111784.9681 | 45222149.4408 | 961560.8286 | 27554035.6139 | 27554035.6139 | 20626182.4834 | 10810590.2618 | 0 | 73737745.8833 | 132728554.2425 | 10000 | 15.1978 | 4851.8539 | 8733.3773 | 98.9116 | 178.0417
1 | 6000 | 707 | 0.035 | 15 | 15 | 7 | 1.3335e-11 | 5spot_SharedNeighbor | CO2 | Porous | Wet | R600a | MinimizeLCOE_Brownfield | IgnoreSilica | 2019 | 119.5498 | 27.7162 | 4.3099 | 4 | 4428.7503 | 7850.5928 | 90.2861 | 160.045 | 155.3509 | 19.991 | 91.7343 | 7982692.2143 | 0 | 4179953.0843 | 0 | 0 | 0 | 3281290.4632 | 6023134.9471 | 15670961.6175 | 10695753.31 | 47833785.6363 | 961560.8286 | 27554035.6139 | 27554035.6139 | 20626182.4834 | 10810590.2618 | 0 | 76349382.0788 | 135340190.438 | 13335.2143 | 17.2395 | 4428.7503 | 7850.5928 | 90.2861 | 160.045
1 | 6000 | 707 | 0.035 | 15 | 15 | 7 | 1.7783e-11 | 5spot_SharedNeighbor | CO2 | Porous | Wet | R600a | MinimizeLCOE_Brownfield | IgnoreSilica | 2019 | 129.4501 | 30.201 | 4.7629 | 4 | 4112.2244 | 7208.616 | 83.8333 | 146.9574 | 154.6674 | 19.6435 | 105.3466 | 8396649.4947 | 0 | 4454657.534 | 0 | 0 | 0 | 3236596.9279 | 6274282.5431 | 16324396.1448 | 11141735.8016 | 49828318.4462 | 961560.8286 | 27554035.6139 | 27554035.6139 | 20626182.4834 | 10810590.2618 | 0 | 78343914.8887 | 137334723.2479 | 17782.7941 | 19.0515 | 4112.2244 | 7208.616 | 83.8333 | 146.9574
1 | 6000 | 707 | 0.035 | 15 | 15 | 7 | 2.3714e-11 | 5spot_SharedNeighbor | CO2 | Porous | Wet | R600a | MinimizeLCOE_Brownfield | IgnoreSilica | 2019 | 137.613 | 32.2677 | 5.1478 | 4 | 3875.6451 | 6740.4916 | 79.0103 | 137.414 | 154.0135 | 19.3332 | 101.1659 | 8720055.1937 | 0 | 4677995.7013 | 0 | 0 | 0 | 3161403.7445 | 6458187.3094 | 16802878.6227 | 11468309.9246 | 51288830.4961 | 961560.8286 | 27554035.6139 | 27554035.6139 | 20626182.4834 | 10810590.2618 | 0 | 79804426.9387 | 138795235.2978 | 23713.7371 | 20.5913 | 3875.6451 | 6740.4916 | 79.0103 | 137.414
1 | 6000 | 707 | 0.035 | 15 | 15 | 7 | 3.1623e-11 | 5spot_SharedNeighbor | CO2 | Porous | Wet | R600a | MinimizeLCOE_Brownfield | IgnoreSilica | 2019 | 144.1512 | 33.936 | 5.4642 | 4 | 3698.865 | 6397.8204 | 75.4064 | 130.4282 | 153.4312 | 19.0691 | 103.2153 | 8967361.6857 | 0 | 4854975.5768 | 0 | 0 | 0 | 3073321.8623 | 6589307.0586 | 17144025.3138 | 11701149.5512 | 52330141.0483 | 961560.8286 | 27554035.6139 | 27554035.6139 | 20626182.4834 | 10810590.2618 | 0 | 80845737.4909 | 139836545.85 | 31622.7766 | 21.8569 | 3698.865 | 6397.8204 | 75.4064 | 130.4282
1 | 6000 | 707 | 0.035 | 15 | 15 | 7 | 4.217e-11 | 5spot_SharedNeighbor | CO2 | Porous | Wet | R600a | MinimizeLCOE_Brownfield | IgnoreSilica | 2019 | 149.2861 | 35.2546 | 5.718 | 4 | 3566.7266 | 6145.8966 | 72.7125 | 125.2924 | 152.9373 | 18.8518 | 107.4481 | 9154193.9935 | 0 | 4992842.8422 | 0 | 0 | 0 | 2985114.9928 | 6681539.2131 | 17383994.4603 | 11864933.4245 | 53062618.9264 | 961560.8286 | 27554035.6139 | 27554035.6139 | 20626182.4834 | 10810590.2618 | 0 | 81578215.3689 | 140569023.7281 | 42169.6503 | 22.872 | 3566.7266 | 6145.8966 | 72.7125 | 125.2924
1 | 6000 | 707 | 0.035 | 15 | 15 | 7 | 5.6234e-11 | 5spot_SharedNeighbor | CO2 | Porous | Wet | R600a | MinimizeLCOE_Brownfield | IgnoreSilica | 2019 | 153.2692 | 36.2826 | 5.918 | 4 | 3467.9006 | 5959.8999 | 70.6978 | 121.5006 | 152.5317 | 18.6774 | 102.6478 | 9294590.6162 | 0 | 5099133.0656 | 0 | 0 | 0 | 2904448.3059 | 6746287.0752 | 17552455.116 | 11979911.2835 | 53576825.4624 | 961560.8286 | 27554035.6139 | 27554035.6139 | 20626182.4834 | 10810590.2618 | 0 | 82092421.905 | 141083230.2641 | 56234.1325 | 23.6721 | 3467.9006 | 5959.8999 | 70.6978 | 121.5006
1 | 6000 | 707 | 0.035 | 15 | 15 | 7 | 7.4989e-11 | 5spot_SharedNeighbor | CO2 | Porous | Wet | R600a | MinimizeLCOE_Brownfield | IgnoreSilica | 2019 | 156.3218 | 37.0739 | 6.0735 | 4 | 3393.9446 | 5822.1682 | 69.1902 | 118.6928 | 152.2075 | 18.5401 | 114.2755 | 9399478.6729 | 0 | 5180217.3196 | 0 | 0 | 0 | 2834524.6013 | 6791546.0316 | 17670209.6365 | 12060281.1634 | 53936257.4252 | 961560.8286 | 27554035.6139 | 27554035.6139 | 20626182.4834 | 10810590.2618 | 0 | 82451853.8677 | 141442662.2268 | 74989.4209 | 24.2938 | 3393.9446 | 5822.1682 | 69.1902 | 118.6928
1 | 6000 | 707 | 0.035 | 15 | 15 | 7 | 1e-10 | 5spot_SharedNeighbor | CO2 | Porous | Wet | R600a | MinimizeLCOE_Brownfield | IgnoreSilica | 2019 | 158.6601 | 37.6817 | 6.1934 | 4 | 3338.5709 | 5719.7771 | 68.0613 | 116.6054 | 151.9512 | 18.4329 | 121.639 | 9478220.9519 | 0 | 5242114.1357 | 0 | 0 | 0 | 2776612.8806 | 6823809.7076 | 17754153.1033 | 12117574.3043 | 54192485.0833 | 961560.8286 | 27554035.6139 | 27554035.6139 | 20626182.4834 | 10810590.2618 | 0 | 82708081.5259 | 141698889.885 | 100000 | 24.7735 | 3338.5709 | 5719.7771 | 68.0613 | 116.6054
1 | 6000 | 707 | 0.035 | 15 | 15 | 7 | 1.3335e-10 | 5spot_SharedNeighbor | CO2 | Porous | Wet | R600a | MinimizeLCOE_Brownfield | IgnoreSilica | 2019 | 160.4239 | 38.1417 | 6.2849 | 4 | 3297.0932 | 5643.6311 | 67.2157 | 115.0531 | 151.7533 | 18.3508 | 118.2711 | 9536688.0804 | 0 | 5288683.8421 | 0 | 0 | 0 | 2729440.978 | 6846377.0312 | 17812868.6501 | 12157648.8716 | 54371707.4534 | 961560.8286 | 27554035.6139 | 27554035.6139 | 20626182.4834 | 10810590.2618 | 0 | 82887303.8959 | 141878112.2551 | 133352.1432 | 25.1395 | 3297.0932 | 5643.6311 | 67.2157 | 115.0531
1 | 6000 | 707 | 0.035 | 15 | 15 | 7 | 1.7783e-10 | 5spot_SharedNeighbor | CO2 | Porous | Wet | R600a | MinimizeLCOE_Brownfield | IgnoreSilica | 2019 | 161.7734 | 38.4938 | 6.3548 | 4 | 3266.0146 | 5586.7318 | 66.5821 | 113.8931 | 151.5992 | 18.2873 | 116.4553 | 9580881.669 | 0 | 5324245.2634 | 0 | 0 | 0 | 2692375.7078 | 6863026.0297 | 17856185.929 | 12187213.8045 | 54503928.4034 | 961560.8286 | 27554035.6139 | 27554035.6139 | 20626182.4834 | 10810590.2618 | 0 | 83019524.8459 | 142010333.2051 | 177827.941 | 25.4192 | 3266.0146 | 5586.7318 | 66.5821 | 113.8931
1 | 6000 | 707 | 0.035 | 15 | 15 | 7 | 2.3714e-10 | 5spot_SharedNeighbor | CO2 | Porous | Wet | R600a | MinimizeLCOE_Brownfield | IgnoreSilica | 2019 | 162.7628 | 38.7533 | 6.4072 | 4 | 3242.7224 | 5544.4478 | 66.1073 | 113.0311 | 151.4846 | 18.2403 | 109.4334 | 9612977.4221 | 0 | 5350280.3991 | 0 | 0 | 0 | 2662673.9712 | 6874113.399 | 17885032.9897 | 12206902.5161 | 54591980.6972 | 961560.8286 | 27554035.6139 | 27554035.6139 | 20626182.4834 | 10810590.2618 | 0 | 83107577.1398 | 142098385.4989 | 237137.3706 | 25.629 | 3242.7224 | 5544.4478 | 66.1073 | 113.0311
1 | 6000 | 707 | 0.035 | 15 | 15 | 7 | 3.1623e-10 | 5spot_SharedNeighbor | CO2 | Porous | Wet | R600a | MinimizeLCOE_Brownfield | IgnoreSilica | 2019 | 163.525 | 38.9529 | 6.4472 | 4 | 3225.2631 | 5512.7189 | 65.7514 | 112.3842 | 151.3956 | 18.2039 | 110.8113 | 9637530.9222 | 0 | 5370314.3743 | 0 | 0 | 0 | 2640101.1729 | 6882699.1231 | 17907371.2825 | 12222148.86 | 54660165.7349 | 961560.8286 | 27554035.6139 | 27554035.6139 | 20626182.4834 | 10810590.2618 | 0 | 83175762.1774 | 142166570.5366 | 316227.766 | 25.7888 | 3225.2631 | 5512.7189 | 65.7514 | 112.3842
1 | 6000 | 707 | 0.035 | 15 | 15 | 7 | 4.217e-10 | 5spot_SharedNeighbor | CO2 | Porous | Wet | R600a | MinimizeLCOE_Brownfield | IgnoreSilica | 2019 | 164.1124 | 39.1063 | 6.4776 | 4 | 3212.1744 | 5488.886 | 65.4845 | 111.8984 | 151.3265 | 18.1757 | 104.1432 | 9656350.5604 | 0 | 5385739.449 | 0 | 0 | 0 | 2623092.9701 | 6889421.362 | 17924861.1693 | 12234086.0671 | 54713551.5779 | 961560.8286 | 27554035.6139 | 27554035.6139 | 20626182.4834 | 10810590.2618 | 0 | 83229148.0204 | 142219956.3795 | 421696.5034 | 25.9105 | 3212.1744 | 5488.886 | 65.4845 | 111.8984
1 | 6000 | 707 | 0.035 | 15 | 15 | 7 | 5.6234e-10 | 5spot_SharedNeighbor | CO2 | Porous | Wet | R600a | MinimizeLCOE_Brownfield | IgnoreSilica | 2019 | 164.5339 | 39.2172 | 6.5002 | 4 | 3202.3614 | 5471.1842 | 65.2845 | 111.5375 | 151.2765 | 18.1554 | 104.826 | 9669798.6912 | 0 | 5396803.9963 | 0 | 0 | 0 | 2609637.6704 | 6893733.7396 | 17936081.0912 | 12241743.8943 | 54747799.083 | 961560.8286 | 27554035.6139 | 27554035.6139 | 20626182.4834 | 10810590.2618 | 0 | 83263395.5255 | 142254203.8847 | 562341.3252 | 26.0006 | 3202.3614 | 5471.1842 | 65.2845 | 111.5375
1 | 6000 | 707 | 0.035 | 15 | 15 | 7 | 7.4989e-10 | 5spot_SharedNeighbor | CO2 | Porous | Wet | R600a | MinimizeLCOE_Brownfield | IgnoreSilica | 2019 | 164.848 | 39.2999 | 6.5171 | 4 | 3195.0039 | 5457.9447 | 65.1345 | 111.2676 | 151.2392 | 18.1403 | 115.8463 | 9679788.8142 | 0 | 5405045.1859 | 0 | 0 | 0 | 2599356.6027 | 6896834.3351 | 17944148.2046 | 12247249.865 | 54772423.0074 | 961560.8286 | 27554035.6139 | 27554035.6139 | 20626182.4834 | 10810590.2618 | 0 | 83288019.45 | 142278827.8091 | 749894.2093 | 26.0682 | 3195.0039 | 5457.9447 | 65.1345 | 111.2676
1 | 6000 | 707 | 0.035 | 15 | 15 | 7 | 1e-09 | 5spot_SharedNeighbor | CO2 | Porous | Wet | R600a | MinimizeLCOE_Brownfield | IgnoreSilica | 2019 | 165.1038 | 39.3666 | 6.5301 | 4 | 3189.4871 | 5447.8904 | 65.022 | 111.0626 | 151.2087 | 18.1279 | 121.3642 | 9687908.4515 | 0 | 5411753.3672 | 0 | 0 | 0 | 2592033.3785 | 6899761.1269 | 17951763.1166 | 12252447.1989 | 54795666.6395 | 961560.8286 | 27554035.6139 | 27554035.6139 | 20626182.4834 | 10810590.2618 | 0 | 83311263.0821 | 142302071.4412 | 1000000 | 26.1206 | 3189.4871 | 5447.8904 | 65.022 | 111.0626
1 | 6000 | 707 | 0.035 | 15 | 15 | 7 | 1.3335e-09 | 5spot_SharedNeighbor | CO2 | Porous | Wet | R600a | MinimizeLCOE_Brownfield | IgnoreSilica | 2019 | 165.287 | 39.4147 | 6.5398 | 4 | 3185.3505 | 5440.4167 | 64.9377 | 110.9103 | 151.1868 | 18.119 | 117.559 | 9693711.4893 | 0 | 5416556.5355 | 0 | 0 | 0 | 2586294.5037 | 6901659.3861 | 17956701.9976 | 12255818.0867 | 54810741.9988 | 961560.8286 | 27554035.6139 | 27554035.6139 | 20626182.4834 | 10810590.2618 | 0 | 83326338.4413 | 142317146.8005 | 1333521.4322 | 26.1592 | 3185.3505 | 5440.4167 | 64.9377 | 110.9103
1 | 6000 | 707 | 0.035 | 15 | 15 | 7 | 1.7783e-09 | 5spot_SharedNeighbor | CO2 | Porous | Wet | R600a | MinimizeLCOE_Brownfield | IgnoreSilica | 2019 | 165.4157 | 39.4488 | 6.5469 | 4 | 3182.2487 | 5434.8747 | 64.8744 | 110.7973 | 151.1714 | 18.1128 | 109.287 | 9697782.2293 | 0 | 5419931.1217 | 0 | 0 | 0 | 2581765.0501 | 6902796.5764 | 17959660.7335 | 12257837.4848 | 54819773.1958 | 961560.8286 | 27554035.6139 | 27554035.6139 | 20626182.4834 | 10810590.2618 | 0 | 83335369.6383 | 142326177.9975 | 1778279.41 | 26.1876 | 3182.2487 | 5434.8747 | 64.8744 | 110.7973
1 | 6000 | 707 | 0.035 | 15 | 15 | 7 | 2.3714e-09 | 5spot_SharedNeighbor | CO2 | Porous | Wet | R600a | MinimizeLCOE_Brownfield | IgnoreSilica | 2019 | 165.513 | 39.4745 | 6.5522 | 4 | 3179.9228 | 5430.7161 | 64.827 | 110.7125 | 151.1597 | 18.108 | 107.6857 | 9700854.4403 | 0 | 5422479.8797 | 0 | 0 | 0 | 2578370.1934 | 6903664.7602 | 17961919.5697 | 12259379.1869 | 54826668.0302 | 961560.8286 | 27554035.6139 | 27554035.6139 | 20626182.4834 | 10810590.2618 | 0 | 83342264.4727 | 142333072.8319 | 2371373.7057 | 26.2089 | 3179.9228 | 5430.7161 | 64.827 | 110.7125
1 | 6000 | 707 | 0.035 | 15 | 15 | 7 | 3.1623e-09 | 5spot_SharedNeighbor | CO2 | Porous | Wet | R600a | MinimizeLCOE_Brownfield | IgnoreSilica | 2019 | 165.601 | 39.4972 | 6.5565 | 4 | 3178.1786 | 5427.4968 | 64.7915 | 110.6469 | 151.1492 | 18.1038 | 103.6221 | 9703635.2179 | 0 | 5424785.6408 | 0 | 0 | 0 | 2576162.6029 | 6904787.55 | 17964840.8384 | 12261373.0128 | 54835584.8628 | 961560.8286 | 27554035.6139 | 27554035.6139 | 20626182.4834 | 10810590.2618 | 0 | 83351181.3053 | 142341989.6645 | 3162277.6602 | 26.2261 | 3178.1786 | 5427.4968 | 64.7915 | 110.6469
1 | 6000 | 707 | 0.035 | 15 | 15 | 7 | 4.217e-09 | 5spot_SharedNeighbor | CO2 | Porous | Wet | R600a | MinimizeLCOE_Brownfield | IgnoreSilica | 2019 | 165.6593 | 39.5125 | 6.5596 | 4 | 3176.8708 | 5425.1351 | 64.7648 | 110.5987 | 151.1422 | 18.1009 | 100.595 | 9705476.7913 | 0 | 5426314.5894 | 0 | 0 | 0 | 2574326.6487 | 6905386.0314 | 17966397.9643 | 12262435.7832 | 54840337.8083 | 961560.8286 | 27554035.6139 | 27554035.6139 | 20626182.4834 | 10810590.2618 | 0 | 83355934.2508 | 142346742.61 | 4216965.0343 | 26.2384 | 3176.8708 | 5425.1351 | 64.7648 | 110.5987
1 | 6000 | 707 | 0.035 | 15 | 15 | 7 | 5.6234e-09 | 5spot_SharedNeighbor | CO2 | Porous | Wet | R600a | MinimizeLCOE_Brownfield | IgnoreSilica | 2019 | 165.6982 | 39.5229 | 6.5618 | 4 | 3175.89 | 5423.3972 | 64.7448 | 110.5633 | 151.1375 | 18.099 | 104.3425 | 9706703.0002 | 0 | 5427333.8286 | 0 | 0 | 0 | 2572835.6349 | 6905680.2609 | 17967163.4889 | 12262958.2695 | 54842674.483 | 961560.8286 | 27554035.6139 | 27554035.6139 | 20626182.4834 | 10810590.2618 | 0 | 83358270.9256 | 142349079.2847 | 5623413.2519 | 26.2472 | 3175.89 | 5423.3972 | 64.7448 | 110.5633
1 | 6000 | 707 | 0.035 | 15 | 15 | 7 | 7.4989e-09 | 5spot_SharedNeighbor | CO2 | Porous | Wet | R600a | MinimizeLCOE_Brownfield | IgnoreSilica | 2019 | 165.7371 | 39.5329 | 6.5637 | 4 | 3175.1545 | 5422.0285 | 64.7298 | 110.5354 | 151.1328 | 18.0972 | 108.0034 | 9707931.0754 | 0 | 5428353.02 | 0 | 0 | 0 | 2571939.485 | 6906207.1964 | 17968534.4671 | 12263893.9902 | 54846859.2341 | 961560.8286 | 27554035.6139 | 27554035.6139 | 20626182.4834 | 10810590.2618 | 0 | 83362455.6767 | 142353264.0358 | 7498942.0933 | 26.2546 | 3175.1545 | 5422.0285 | 64.7298 | 110.5354
1 | 6000 | 707 | 0.035 | 15 | 15 | 7 | 1e-08 | 5spot_SharedNeighbor | CO2 | Porous | Wet | R600a | MinimizeLCOE_Brownfield | IgnoreSilica | 2019 | 165.7519 | 39.5371 | 6.5648 | 4 | 3174.603 | 5421.0992 | 64.7186 | 110.5164 | 151.131 | 18.0964 | 98.7098 | 9708396.2979 | 0 | 5428741.2708 | 0 | 0 | 0 | 2570937.1216 | 6906149.1292 | 17968383.3881 | 12263790.8758 | 54846398.0833 | 961560.8286 | 27554035.6139 | 27554035.6139 | 20626182.4834 | 10810590.2618 | 0 | 83361994.5258 | 142352802.885 | 10000000 | 26.259 | 3174.603 | 5421.0992 | 64.7186 | 110.5164
1 | 6100 | 707 | 0.035 | 15 | 15 | 7 | 1e-13 | 5spot_SharedNeighbor | CO2 | Porous | Wet | R600a | MinimizeLCOE_Brownfield | IgnoreSilica | 2019 | 1.6 | 0.020328 | 0.0053681 | 4 | 1432350.589 | 4239541.1898 | 29200.4042 | 86428.7816 | 82.3543 | 18.0505 | 23.0606 | 221933.2446 | 0 | 83614.048 | 0 | 0 | 0 | 216035.5994 | 203417.3279 | 529250.1605 | 361224.1095 | 1615474.4898 | 961560.8286 | 28179198.4787 | 28179198.4787 | 21064687.5574 | 11033682.2466 | 0 | 30756233.7971 | 91033802.0798 | 100 | 0.021473 | 1432350.589 | 4239541.1898 | 29200.4042 | 86428.7816
1 | 6100 | 707 | 0.035 | 15 | 15 | 7 | 1.3335e-13 | 5spot_SharedNeighbor | CO2 | Porous | Wet | R600a | MinimizeLCOE_Brownfield | IgnoreSilica | 2019 | 3.2003 | 0.214 | 0.022059 | 4 | 368109.4892 | 1051264.2503 | 7504.4098 | 21431.4437 | 108.7698 | 19.9206 | 63.2745 | 456076.1131 | 0 | 206958.9468 | 0 | 0 | 0 | 415036.9614 | 420448.0883 | 1093919.6799 | 746622.6594 | 3339062.4488 | 961560.8286 | 28179198.4787 | 28179198.4787 | 21064687.5574 | 11033682.2466 | 0 | 32479821.7561 | 92757390.0388 | 133.3521 | 0.088234 | 368109.4892 | 1051264.2503 | 7504.4098 | 21431.4437
1 | 6100 | 707 | 0.035 | 15 | 15 | 7 | 1.7783e-13 | 5spot_SharedNeighbor | CO2 | Porous | Wet | R600a | MinimizeLCOE_Brownfield | IgnoreSilica | 2019 | 4.4138 | 0.428 | 0.045878 | 4 | 183199.2901 | 511662.9289 | 3734.7653 | 10430.9409 | 119.7707 | 20.5532 | 53.2781 | 622060.9795 | 0 | 296022.2019 | 0 | 0 | 0 | 527976.975 | 563963.461 | 1467317.2406 | 1001474.1671 | 4478815.025 | 961560.8286 | 28179198.4787 | 28179198.4787 | 21064687.5574 | 11033682.2466 | 0 | 33619574.3323 | 93897142.615 | 177.8279 | 0.18351 | 183199.2901 | 511662.9289 | 3734.7653 | 10430.9409
1 | 6100 | 707 | 0.035 | 15 | 15 | 7 | 2.3714e-13 | 5spot_SharedNeighbor | CO2 | Porous | Wet | R600a | MinimizeLCOE_Brownfield | IgnoreSilica | 2019 | 6.0332 | 0.74227 | 0.08184 | 4 | 106784.7422 | 290916.4417 | 2176.9514 | 5930.7252 | 129.1251 | 21.0338 | 65.4827 | 828363.5651 | 0 | 383330.4327 | 0 | 0 | 0 | 666233.8042 | 732391.8428 | 1905533.3407 | 1300565.6598 | 5816418.6453 | 961560.8286 | 28179198.4787 | 28179198.4787 | 21064687.5574 | 11033682.2466 | 0 | 34957177.9526 | 95234746.2353 | 237.1374 | 0.32736 | 106784.7422 | 290916.4417 | 2176.9514 | 5930.7252
1 | 6100 | 707 | 0.035 | 15 | 15 | 7 | 3.1623e-13 | 5spot_SharedNeighbor | CO2 | Porous | Wet | R600a | MinimizeLCOE_Brownfield | IgnoreSilica | 2019 | 7.9823 | 1.1524 | 0.13236 | 4 | 68758.7797 | 182612.1723 | 1401.7407 | 3722.7961 | 136.2503 | 21.3674 | 60.9729 | 1058037.6408 | 0 | 479550.6802 | 0 | 0 | 0 | 807167.0707 | 914454.6028 | 2379223.296 | 1623868.7877 | 7262302.0783 | 961560.8286 | 28179198.4787 | 28179198.4787 | 21064687.5574 | 11033682.2466 | 0 | 36403061.3856 | 96680629.6683 | 316.2278 | 0.52943 | 68758.7797 | 182612.1723 | 1401.7407 | 3722.7961
1 | 6100 | 707 | 0.035 | 15 | 15 | 7 | 4.217e-13 | 5spot_SharedNeighbor | CO2 | Porous | Wet | R600a | MinimizeLCOE_Brownfield | IgnoreSilica | 2019 | 10.4501 | 1.6935 | 0.20131 | 4 | 47291.5599 | 122148.9362 | 964.1024 | 2490.1713 | 141.992 | 21.6158 | 65.651 | 1326640.9161 | 0 | 594880.5327 | 0 | 0 | 0 | 964882.9924 | 1125697.7321 | 2928834.5865 | 1998989.7868 | 8939926.5467 | 961560.8286 | 28179198.4787 | 28179198.4787 | 21064687.5574 | 11033682.2466 | 0 | 38080685.854 | 98358254.1367 | 421.6965 | 0.80523 | 47291.5599 | 122148.9362 | 964.1024 | 2490.1713
1 | 6100 | 707 | 0.035 | 15 | 15 | 7 | 5.6234e-13 | 5spot_SharedNeighbor | CO2 | Porous | Wet | R600a | MinimizeLCOE_Brownfield | IgnoreSilica | 2019 | 13.5977 | 2.4014 | 0.29393 | 4 | 34062.3606 | 85330.3256 | 694.4073 | 1739.5741 | 146.6173 | 21.8006 | 62.097 | 1643021.086 | 0 | 734353.9809 | 0 | 0 | 0 | 1144315.3774 | 1373459.2733 | 3573459.2938 | 2438959.3953 | 10907568.4067 | 961560.8286 | 28179198.4787 | 28179198.4787 | 21064687.5574 | 11033682.2466 | 0 | 40048327.714 | 100325895.9967 | 562.3413 | 1.1757 | 34062.3606 | 85330.3256 | 694.4073 | 1739.5741
1 | 6100 | 707 | 0.035 | 15 | 15 | 7 | 7.4989e-13 | 5spot_SharedNeighbor | CO2 | Porous | Wet | R600a | MinimizeLCOE_Brownfield | IgnoreSilica | 2019 | 17.5756 | 3.312 | 0.41671 | 4 | 25397.4027 | 61559.927 | 517.7604 | 1254.9824 | 150.285 | 21.9329 | 63.2923 | 2012571.8492 | 0 | 901694.9969 | 0 | 0 | 0 | 1345296.123 | 1661229.558 | 4322178.5448 | 2949975.6687 | 13192946.7406 | 961560.8286 | 28179198.4787 | 28179198.4787 | 21064687.5574 | 11033682.2466 | 0 | 42333706.0479 | 102611274.3306 | 749.8942 | 1.6669 | 25397.4027 | 61559.927 | 517.7604 | 1254.9824
1 | 6100 | 707 | 0.035 | 15 | 15 | 7 | 1e-12 | 5spot_SharedNeighbor | CO2 | Porous | Wet | R600a | MinimizeLCOE_Brownfield | IgnoreSilica | 2019 | 22.587 | 4.4737 | 0.57778 | 4 | 19464.5267 | 45546.1514 | 396.8107 | 928.5199 | 153.17 | 22.0203 | 69.4685 | 2443490.4571 | 0 | 1102095.3353 | 0 | 0 | 0 | 1569898.2074 | 1995038.7599 | 5190681.6147 | 3542746.8598 | 15843951.2343 | 961560.8286 | 28179198.4787 | 28179198.4787 | 21064687.5574 | 11033682.2466 | 0 | 44984710.5416 | 105262278.8243 | 1000 | 2.3111 | 19464.5267 | 45546.1514 | 396.8107 | 928.5199
1 | 6100 | 707 | 0.035 | 15 | 15 | 7 | 1.3335e-12 | 5spot_SharedNeighbor | CO2 | Porous | Wet | R600a | MinimizeLCOE_Brownfield | IgnoreSilica | 2019 | 28.8519 | 5.9397 | 0.78674 | 4 | 15265.0943 | 34419.3626 | 311.1996 | 701.6853 | 155.4073 | 22.0649 | 53.5733 | 2942790.9808 | 0 | 1340515.7134 | 0 | 0 | 0 | 1818151.7943 | 2379568.8105 | 6191149.9282 | 4225587.0414 | 18897764.2686 | 961560.8286 | 28179198.4787 | 28179198.4787 | 21064687.5574 | 11033682.2466 | 0 | 48038523.5759 | 108316091.8586 | 1333.5214 | 3.147 | 15265.0943 | 34419.3626 | 311.1996 | 701.6853
1 | 6100 | 707 | 0.035 | 15 | 15 | 7 | 1.7783e-12 | 5spot_SharedNeighbor | CO2 | Porous | Wet | R600a | MinimizeLCOE_Brownfield | IgnoreSilica | 2019 | 36.6009 | 7.7678 | 1.0543 | 4 | 12216.8454 | 26510.1217 | 249.0569 | 540.4447 | 157.1041 | 22.0641 | 68.078 | 3515935.1979 | 0 | 1621534.5591 | 0 | 0 | 0 | 2088315.6386 | 2818056.3043 | 7332004.4409 | 5004243.6886 | 22380089.8294 | 961560.8286 | 28179198.4787 | 28179198.4787 | 21064687.5574 | 11033682.2466 | 0 | 51520849.1367 | 111798417.4195 | 1778.2794 | 4.2172 | 12216.8454 | 26510.1217 | 249.0569 | 540.4447
1 | 6100 | 707 | 0.035 | 15 | 15 | 7 | 2.3714e-12 | 5spot_SharedNeighbor | CO2 | Porous | Wet | R600a | MinimizeLCOE_Brownfield | IgnoreSilica | 2019 | 46.0092 | 10.0046 | 1.3906 | 4 | 9962.2085 | 20798.5959 | 203.0931 | 424.0075 | 158.3359 | 22.011 | 74.2578 | 4162416.8933 | 0 | 1947187.8083 | 0 | 0 | 0 | 2373451.3749 | 3308391.8698 | 8607757.0008 | 5874971.0248 | 26274175.9718 | 961560.8286 | 28179198.4787 | 28179198.4787 | 21064687.5574 | 11033682.2466 | 0 | 55414935.2791 | 115692503.5618 | 2371.3737 | 5.5625 | 9962.2085 | 20798.5959 | 203.0931 | 424.0075
1 | 6100 | 707 | 0.035 | 15 | 15 | 7 | 3.1623e-12 | 5spot_SharedNeighbor | CO2 | Porous | Wet | R600a | MinimizeLCOE_Brownfield | IgnoreSilica | 2019 | 57.0996 | 12.664 | 1.802 | 4 | 8272.7329 | 16635.1401 | 168.6508 | 339.1298 | 159.1496 | 21.895 | 90.0014 | 4871000.6642 | 0 | 2314403.1424 | 0 | 0 | 0 | 2658937.5208 | 3839293.1177 | 9989053.1449 | 6817734.0259 | 30490421.6157 | 961560.8286 | 28179198.4787 | 28179198.4787 | 21064687.5574 | 11033682.2466 | 0 | 59631180.923 | 119908749.2058 | 3162.2777 | 7.2082 | 8272.7329 | 16635.1401 | 168.6508 | 339.1298
1 | 6100 | 707 | 0.035 | 15 | 15 | 7 | 4.217e-12 | 5spot_SharedNeighbor | CO2 | Porous | Wet | R600a | MinimizeLCOE_Brownfield | IgnoreSilica | 2019 | 69.6749 | 15.7072 | 2.2867 | 4 | 6997.6346 | 13587.7117 | 142.6562 | 277.0039 | 159.5706 | 21.7056 | 82.2184 | 5618302.5568 | 0 | 2713897.4154 | 0 | 0 | 0 | 2924424.7413 | 4390083.6383 | 11422097.0968 | 7795815.9692 | 34864621.4177 | 961560.8286 | 28179198.4787 | 28179198.4787 | 21064687.5574 | 11033682.2466 | 0 | 64005380.725 | 124282949.0077 | 4216.965 | 9.1467 | 6997.6346 | 13587.7117 | 142.6562 | 277.0039
1 | 6100 | 707 | 0.035 | 15 | 15 | 7 | 5.6234e-12 | 5spot_SharedNeighbor | CO2 | Porous | Wet | R600a | MinimizeLCOE_Brownfield | IgnoreSilica | 2019 | 83.1313 | 18.998 | 2.8281 | 4 | 6033.5008 | 11361.8898 | 123.0011 | 231.6275 | 159.6185 | 21.4409 | 105.8144 | 6362194.9502 | 0 | 3125677.3631 | 0 | 0 | 0 | 3140543.8044 | 4925082.2859 | 12814053.8347 | 8745855.0447 | 39113407.2831 | 961560.8286 | 28179198.4787 | 28179198.4787 | 21064687.5574 | 11033682.2466 | 0 | 68254166.5904 | 128531734.8732 | 5623.4133 | 11.3125 | 6033.5008 | 11361.8898 | 123.0011 | 231.6275
1 | 6100 | 707 | 0.035 | 15 | 15 | 7 | 7.4989e-12 | 5spot_SharedNeighbor | CO2 | Porous | Wet | R600a | MinimizeLCOE_Brownfield | IgnoreSilica | 2019 | 96.6929 | 22.3503 | 3.3979 | 4 | 5305.8092 | 9740.7514 | 108.1661 | 198.5784 | 159.3425 | 21.1119 | 87.1564 | 7060108.4086 | 0 | 3527345.551 | 0 | 0 | 0 | 3287162.9188 | 5411100.5826 | 14078573.7466 | 9608915.8678 | 42973207.0755 | 961560.8286 | 28179198.4787 | 28179198.4787 | 21064687.5574 | 11033682.2466 | 0 | 72113966.3828 | 132391534.6655 | 7498.9421 | 13.5915 | 5305.8092 | 9740.7514 | 108.1661 | 198.5784
1 | 6100 | 707 | 0.035 | 15 | 15 | 7 | 1e-11 | 5spot_SharedNeighbor | CO2 | Porous | Wet | R600a | MinimizeLCOE_Brownfield | IgnoreSilica | 2019 | 109.5692 | 25.5672 | 3.9613 | 4 | 4758.4106 | 8562.6013 | 97.0066 | 174.5602 | 158.8265 | 20.7431 | 99.713 | 7678169.9507 | 0 | 3898371.9133 | 0 | 0 | 0 | 3358129.4463 | 5824521.811 | 15154210.9785 | 10343060.3807 | 46256464.4805 | 961560.8286 | 28179198.4787 | 28179198.4787 | 21064687.5574 | 11033682.2466 | 0 | 75397223.7878 | 135674792.0705 | 10000 | 15.845 | 4758.4106 | 8562.6013 | 97.0066 | 174.5602
1 | 6100 | 707 | 0.035 | 15 | 15 | 7 | 1.3335e-11 | 5spot_SharedNeighbor | CO2 | Porous | Wet | R600a | MinimizeLCOE_Brownfield | IgnoreSilica | 2019 | 121.1091 | 28.4805 | 4.4859 | 4 | 4347.8775 | 7707.1408 | 88.6374 | 157.1205 | 158.1742 | 20.3658 | 102.1733 | 8196652.508 | 0 | 4223513.0174 | 0 | 0 | 0 | 3360328.3995 | 6154392.6308 | 16012467.1857 | 10928837.8775 | 48876191.619 | 961560.8286 | 28179198.4787 | 28179198.4787 | 21064687.5574 | 11033682.2466 | 0 | 78016950.9263 | 138294519.209 | 13335.2143 | 17.9437 | 4347.8775 | 7707.1408 | 88.6374 | 157.1205
1 | 6100 | 707 | 0.035 | 15 | 15 | 7 | 1.7783e-11 | 5spot_SharedNeighbor | CO2 | Porous | Wet | R600a | MinimizeLCOE_Brownfield | IgnoreSilica | 2019 | 130.9434 | 30.988 | 4.9492 | 4 | 4040.8568 | 7085.6445 | 82.3783 | 144.4504 | 157.4862 | 20.0104 | 107.4518 | 8612676.9675 | 0 | 4495718.4855 | 0 | 0 | 0 | 3311299.3115 | 6403680.9582 | 16661064.2775 | 11371518.7201 | 50855958.7203 | 961560.8286 | 28179198.4787 | 28179198.4787 | 21064687.5574 | 11033682.2466 | 0 | 79996718.0276 | 140274286.3103 | 17782.7941 | 19.797 | 4040.8568 | 7085.6445 | 82.3783 | 144.4504
1 | 6100 | 707 | 0.035 | 15 | 15 | 7 | 2.3714e-11 | 5spot_SharedNeighbor | CO2 | Porous | Wet | R600a | MinimizeLCOE_Brownfield | IgnoreSilica | 2019 | 139.048 | 33.0723 | 5.3422 | 4 | 3811.4353 | 6632.2413 | 77.7013 | 135.2072 | 156.8297 | 19.6937 | 108.2989 | 8937679.921 | 0 | 4716981.7007 | 0 | 0 | 0 | 3233037.5225 | 6586202.6663 | 17135948.3217 | 11695636.8381 | 52305486.9702 | 961560.8286 | 28179198.4787 | 28179198.4787 | 21064687.5574 | 11033682.2466 | 0 | 81446246.2775 | 141723814.5603 | 23713.7371 | 21.3689 | 3811.4353 | 6632.2413 | 77.7013 | 135.2072
1 | 6100 | 707 | 0.035 | 15 | 15 | 7 | 3.1623e-11 | 5spot_SharedNeighbor | CO2 | Porous | Wet | R600a | MinimizeLCOE_Brownfield | IgnoreSilica | 2019 | 145.5324 | 34.7527 | 5.6647 | 4 | 3640.0318 | 6300.2764 | 74.207 | 128.4397 | 156.2465 | 19.4247 | 106.1633 | 9186016.509 | 0 | 4892154.0061 | 0 | 0 | 0 | 3142721.6735 | 6716147.9535 | 17474039.3038 | 11926390.8804 | 53337470.3263 | 961560.8286 | 28179198.4787 | 28179198.4787 | 21064687.5574 | 11033682.2466 | 0 | 82478229.6336 | 142755797.9163 | 31622.7766 | 22.6587 | 3640.0318 | 6300.2764 | 74.207 | 128.4397
1 | 6100 | 707 | 0.035 | 15 | 15 | 7 | 4.217e-11 | 5spot_SharedNeighbor | CO2 | Porous | Wet | R600a | MinimizeLCOE_Brownfield | IgnoreSilica | 2019 | 150.624 | 36.0806 | 5.923 | 4 | 3511.9268 | 6056.1522 | 71.5954 | 123.4629 | 155.7523 | 19.2037 | 114.8544 | 9373648.7674 | 0 | 5028605.299 | 0 | 0 | 0 | 3053051.8629 | 6807569.3124 | 17711898.9264 | 12088734.9604 | 54063509.1286 | 961560.8286 | 28179198.4787 | 28179198.4787 | 21064687.5574 | 11033682.2466 | 0 | 83204268.4359 | 143481836.7186 | 42169.6503 | 23.6919 | 3511.9268 | 6056.1522 | 71.5954 | 123.4629
1 | 6100 | 707 | 0.035 | 15 | 15 | 7 | 5.6234e-11 | 5spot_SharedNeighbor | CO2 | Porous | Wet | R600a | MinimizeLCOE_Brownfield | IgnoreSilica | 2019 | 154.5534 | 37.1112 | 6.126 | 4 | 3416.1254 | 5876.033 | 69.6423 | 119.7909 | 155.3489 | 19.0272 | 104.4575 | 9513973.146 | 0 | 5133281.3305 | 0 | 0 | 0 | 2970923.0977 | 6871089.254 | 17877164.7846 | 12201532.3045 | 54567963.9172 | 961560.8286 | 28179198.4787 | 28179198.4787 | 21064687.5574 | 11033682.2466 | 0 | 83708723.2245 | 143986291.5073 | 56234.1325 | 24.504 | 3416.1254 | 5876.033 | 69.6423 | 119.7909
1 | 6100 | 707 | 0.035 | 15 | 15 | 7 | 7.4989e-11 | 5spot_SharedNeighbor | CO2 | Porous | Wet | R600a | MinimizeLCOE_Brownfield | IgnoreSilica | 2019 | 157.5741 | 37.9065 | 6.2839 | 4 | 3344.4373 | 5742.5484 | 68.1809 | 117.0696 | 155.0256 | 18.888 | 101.3917 | 9619165.7663 | 0 | 5213389.0362 | 0 | 0 | 0 | 2900293.6371 | 6915810.8914 | 17993521.3116 | 12280948.0251 | 54923128.6676 | 961560.8286 | 28179198.4787 | 28179198.4787 | 21064687.5574 | 11033682.2466 | 0 | 84063887.9749 | 144341456.2576 | 74989.4209 | 25.1354 | 3344.4373 | 5742.5484 | 68.1809 | 117.0696
1 | 6100 | 707 | 0.035 | 15 | 15 | 7 | 1e-10 | 5spot_SharedNeighbor | CO2 | Porous | Wet | R600a | MinimizeLCOE_Brownfield | IgnoreSilica | 2019 | 159.8781 | 38.515 | 6.4054 | 4 | 3290.7643 | 5643.3736 | 67.0867 | 115.0478 | 154.7712 | 18.7797 | 117.5256 | 9697817.4444 | 0 | 5274283.5796 | 0 | 0 | 0 | 2841689.321 | 6947378.2346 | 18075653.0631 | 12337004.6331 | 55173826.2758 | 961560.8286 | 28179198.4787 | 28179198.4787 | 21064687.5574 | 11033682.2466 | 0 | 84314585.5831 | 144592153.8658 | 100000 | 25.6216 | 3290.7643 | 5643.3736 | 67.0867 | 115.0478
1 | 6100 | 707 | 0.035 | 15 | 15 | 7 | 1.3335e-10 | 5spot_SharedNeighbor | CO2 | Porous | Wet | R600a | MinimizeLCOE_Brownfield | IgnoreSilica | 2019 | 161.6297 | 38.9787 | 6.4984 | 4 | 3250.5622 | 5569.5101 | 66.2671 | 113.542 | 154.5732 | 18.6962 | 110.3336 | 9756688.5742 | 0 | 5320460.8165 | 0 | 0 | 0 | 2794400.6236 | 6969904.5056 | 18134261.7995 | 12377006.3 | 55352722.6193 | 961560.8286 | 28179198.4787 | 28179198.4787 | 21064687.5574 | 11033682.2466 | 0 | 84493481.9266 | 144771050.2093 | 133352.1432 | 25.9935 | 3250.5622 | 5569.5101 | 66.2671 | 113.542
1 | 6100 | 707 | 0.035 | 15 | 15 | 7 | 1.7783e-10 | 5spot_SharedNeighbor | CO2 | Porous | Wet | R600a | MinimizeLCOE_Brownfield | IgnoreSilica | 2019 | 162.9332 | 39.3252 | 6.5687 | 4 | 3220.4402 | 5514.5716 | 65.653 | 112.422 | 154.4233 | 18.6334 | 116.0355 | 9799975.0632 | 0 | 5354761.0541 | 0 | 0 | 0 | 2756382.5652 | 6985336.2862 | 18174412.1271 | 12404409.7236 | 55475276.8194 | 961560.8286 | 28179198.4787 | 28179198.4787 | 21064687.5574 | 11033682.2466 | 0 | 84616036.1267 | 144893604.4094 | 177827.941 | 26.2747 | 3220.4402 | 5514.5716 | 65.653 | 112.422
1 | 6100 | 707 | 0.035 | 15 | 15 | 7 | 2.3714e-10 | 5spot_SharedNeighbor | CO2 | Porous | Wet | R600a | MinimizeLCOE_Brownfield | IgnoreSilica | 2019 | 163.9271 | 39.5894 | 6.6222 | 4 | 3197.8656 | 5473.4688 | 65.1928 | 111.5841 | 154.3075 | 18.5851 | 109.2519 | 9832680.0144 | 0 | 5380876.15 | 0 | 0 | 0 | 2726938.5673 | 6996792.9453 | 18204220.0042 | 12424754.2122 | 55566261.8934 | 961560.8286 | 28179198.4787 | 28179198.4787 | 21064687.5574 | 11033682.2466 | 0 | 84707021.2007 | 144984589.4834 | 237137.3706 | 26.4886 | 3197.8656 | 5473.4688 | 65.1928 | 111.5841
1 | 6100 | 707 | 0.035 | 15 | 15 | 7 | 3.1623e-10 | 5spot_SharedNeighbor | CO2 | Porous | Wet | R600a | MinimizeLCOE_Brownfield | IgnoreSilica | 2019 | 164.6823 | 39.7901 | 6.6627 | 4 | 3180.9445 | 5442.6971 | 64.8479 | 110.9567 | 154.2187 | 18.5482 | 122.8773 | 9857355.0861 | 0 | 5400696.4787 | 0 | 0 | 0 | 2704322.8664 | 7005326.0282 | 18226421.3353 | 12439907.0769 | 55634028.8716 | 961560.8286 | 28179198.4787 | 28179198.4787 | 21064687.5574 | 11033682.2466 | 0 | 84774788.1789 | 145052356.4616 | 316227.766 | 26.6508 | 3180.9445 | 5442.6971 | 64.8479 | 110.9567
1 | 6100 | 707 | 0.035 | 15 | 15 | 7 | 4.217e-10 | 5spot_SharedNeighbor | CO2 | Porous | Wet | R600a | MinimizeLCOE_Brownfield | IgnoreSilica | 2019 | 165.2501 | 39.9412 | 6.6933 | 4 | 3168.2595 | 5419.6778 | 64.5893 | 110.4875 | 154.1514 | 18.5203 | 115.8925 | 9875811.8392 | 0 | 5415589.9748 | 0 | 0 | 0 | 2686957.7033 | 7011560.2118 | 18242641.4022 | 12450977.6058 | 55683538.7372 | 961560.8286 | 28179198.4787 | 28179198.4787 | 21064687.5574 | 11033682.2466 | 0 | 84824298.0444 | 145101866.3272 | 421696.5034 | 26.7732 | 3168.2595 | 5419.6778 | 64.5893 | 110.4875
1 | 6100 | 707 | 0.035 | 15 | 15 | 7 | 5.6234e-10 | 5spot_SharedNeighbor | CO2 | Porous | Wet | R600a | MinimizeLCOE_Brownfield | IgnoreSilica | 2019 | 165.6787 | 40.0553 | 6.7164 | 4 | 3158.7493 | 5402.4346 | 64.3954 | 110.1359 | 154.1003 | 18.4992 | 103.2089 | 9889685.8779 | 0 | 5426824.215 | 0 | 0 | 0 | 2673747.8529 | 7016200.5988 | 18254714.7375 | 12459217.9052 | 55720391.1874 | 961560.8286 | 28179198.4787 | 28179198.4787 | 21064687.5574 | 11033682.2466 | 0 | 84861150.4946 | 145138718.7774 | 562341.3252 | 26.8654 | 3158.7493 | 5402.4346 | 64.3954 | 110.1359
1 | 6100 | 707 | 0.035 | 15 | 15 | 7 | 7.4989e-10 | 5spot_SharedNeighbor | CO2 | Porous | Wet | R600a | MinimizeLCOE_Brownfield | IgnoreSilica | 2019 | 165.9929 | 40.1392 | 6.7336 | 4 | 3151.6188 | 5389.5742 | 64.25 | 109.8738 | 154.0627 | 18.4836 | 117.2388 | 9899821.3365 | 0 | 5435053.9945 | 0 | 0 | 0 | 2663525.3078 | 7019376.2491 | 18262977.1281 | 12464857.1566 | 55745611.1725 | 961560.8286 | 28179198.4787 | 28179198.4787 | 21064687.5574 | 11033682.2466 | 0 | 84886370.4798 | 145163938.7625 | 749894.2093 | 26.9342 | 3151.6188 | 5389.5742 | 64.25 | 109.8738
1 | 6100 | 707 | 0.035 | 15 | 15 | 7 | 1e-09 | 5spot_SharedNeighbor | CO2 | Porous | Wet | R600a | MinimizeLCOE_Brownfield | IgnoreSilica | 2019 | 166.2272 | 40.2018 | 6.7464 | 4 | 3146.2724 | 5379.9503 | 64.141 | 109.6776 | 154.0346 | 18.472 | 105.2412 | 9907363.8322 | 0 | 5441190.506 | 0 | 0 | 0 | 2655749.056 | 7021678.3238 | 18268966.6542 | 12468945.1312 | 55763893.5035 | 961560.8286 | 28179198.4787 | 28179198.4787 | 21064687.5574 | 11033682.2466 | 0 | 84904652.8108 | 145182221.0935 | 1000000 | 26.9858 | 3146.2724 | 5379.9503 | 64.141 | 109.6776
1 | 6100 | 707 | 0.035 | 15 | 15 | 7 | 1.3335e-09 | 5spot_SharedNeighbor | CO2 | Porous | Wet | R600a | MinimizeLCOE_Brownfield | IgnoreSilica | 2019 | 166.4 | 40.2482 | 6.7561 | 4 | 3142.2635 | 5372.7589 | 64.0593 | 109.531 | 154.0138 | 18.4635 | 116.33 | 9912917.3705 | 0 | 5445715.8949 | 0 | 0 | 0 | 2649804.607 | 7023290.7702 | 18273161.9091 | 12471808.4789 | 55776699.0305 | 961560.8286 | 28179198.4787 | 28179198.4787 | 21064687.5574 | 11033682.2466 | 0 | 84917458.3378 | 145195026.6205 | 1333521.4322 | 27.0243 | 3142.2635 | 5372.7589 | 64.0593 | 109.531
1 | 6100 | 707 | 0.035 | 15 | 15 | 7 | 1.7783e-09 | 5spot_SharedNeighbor | CO2 | Porous | Wet | R600a | MinimizeLCOE_Brownfield | IgnoreSilica | 2019 | 166.5413 | 40.2857 | 6.7635 | 4 | 3139.2574 | 5367.2918 | 63.998 | 109.4195 | 153.9968 | 18.4564 | 105.6574 | 9917454.2122 | 0 | 5449414.853 | 0 | 0 | 0 | 2645595.5715 | 7024861.2083 | 18277247.8669 | 12474597.2291 | 55789170.9411 | 961560.8286 | 28179198.4787 | 28179198.4787 | 21064687.5574 | 11033682.2466 | 0 | 84929930.2484 | 145207498.5311 | 1778279.41 | 27.0541 | 3139.2574 | 5367.2918 | 63.998 | 109.4195
1 | 6100 | 707 | 0.035 | 15 | 15 | 7 | 2.3714e-09 | 5spot_SharedNeighbor | CO2 | Porous | Wet | R600a | MinimizeLCOE_Brownfield | IgnoreSilica | 2019 | 166.6339 | 40.3107 | 6.7689 | 4 | 3137.0033 | 5363.283 | 63.9521 | 109.3378 | 153.9856 | 18.4518 | 103.8193 | 9920422.2136 | 0 | 5451838.9593 | 0 | 0 | 0 | 2642111.5745 | 7025605.3715 | 18279184.0268 | 12475918.698 | 55795080.8437 | 961560.8286 | 28179198.4787 | 28179198.4787 | 21064687.5574 | 11033682.2466 | 0 | 84935840.151 | 145213408.4337 | 2371373.7057 | 27.0755 | 3137.0033 | 5363.283 | 63.9521 | 109.3378
1 | 6100 | 707 | 0.035 | 15 | 15 | 7 | 3.1623e-09 | 5spot_SharedNeighbor | CO2 | Porous | Wet | R600a | MinimizeLCOE_Brownfield | IgnoreSilica | 2019 | 166.7265 | 40.3348 | 6.7733 | 4 | 3135.3131 | 5360.1241 | 63.9176 | 109.2734 | 153.9745 | 18.4472 | 101.6022 | 9923393.3337 | 0 | 5454262.7962 | 0 | 0 | 0 | 2640033.0479 | 7026898.7793 | 18282549.2087 | 12478215.5037 | 55805352.6695 | 961560.8286 | 28179198.4787 | 28179198.4787 | 21064687.5574 | 11033682.2466 | 0 | 84946111.9768 | 145223680.2595 | 3162277.6602 | 27.0933 | 3135.3131 | 5360.1241 | 63.9176 | 109.2734
1 | 6100 | 707 | 0.035 | 15 | 15 | 7 | 4.217e-09 | 5spot_SharedNeighbor | CO2 | Porous | Wet | R600a | MinimizeLCOE_Brownfield | IgnoreSilica | 2019 | 166.7823 | 40.3497 | 6.7764 | 4 | 3134.0456 | 5357.847 | 63.8918 | 109.227 | 153.9677 | 18.4445 | 120.8768 | 9925178.1504 | 0 | 5455721.5854 | 0 | 0 | 0 | 2638148.7029 | 7027428.8911 | 18283928.4508 | 12479156.8648 | 55809562.6454 | 961560.8286 | 28179198.4787 | 28179198.4787 | 21064687.5574 | 11033682.2466 | 0 | 84950321.9527 | 145227890.2354 | 4216965.0343 | 27.1056 | 3134.0456 | 5357.847 | 63.8918 | 109.227
1 | 6100 | 707 | 0.035 | 15 | 15 | 7 | 5.6234e-09 | 5spot_SharedNeighbor | CO2 | Porous | Wet | R600a | MinimizeLCOE_Brownfield | IgnoreSilica | 2019 | 166.8165 | 40.3592 | 6.7786 | 4 | 3133.0951 | 5356.1897 | 63.8724 | 109.1932 | 153.9636 | 18.4428 | 114.5199 | 9926273.2358 | 0 | 5456618.2768 | 0 | 0 | 0 | 2636556.9363 | 7027584.8951 | 18284334.3411 | 12479433.8933 | 55810801.5784 | 961560.8286 | 28179198.4787 | 28179198.4787 | 21064687.5574 | 11033682.2466 | 0 | 84951560.8857 | 145229129.1684 | 5623413.2519 | 27.1143 | 3133.0951 | 5356.1897 | 63.8724 | 109.1932
1 | 6100 | 707 | 0.035 | 15 | 15 | 7 | 7.4989e-09 | 5spot_SharedNeighbor | CO2 | Porous | Wet | R600a | MinimizeLCOE_Brownfield | IgnoreSilica | 2019 | 166.8554 | 40.3693 | 6.7804 | 4 | 3132.3824 | 5354.8596 | 63.8579 | 109.1661 | 153.9589 | 18.4408 | 117.7142 | 9927519.4581 | 0 | 5457636.0981 | 0 | 0 | 0 | 2635670.3275 | 7028122.0946 | 18285732.0242 | 12480387.8407 | 55815067.8433 | 961560.8286 | 28179198.4787 | 28179198.4787 | 21064687.5574 | 11033682.2466 | 0 | 84955827.1506 | 145233395.4333 | 7498942.0933 | 27.1218 | 3132.3824 | 5354.8596 | 63.8579 | 109.1661
1 | 6100 | 707 | 0.035 | 15 | 15 | 7 | 1e-08 | 5spot_SharedNeighbor | CO2 | Porous | Wet | R600a | MinimizeLCOE_Brownfield | IgnoreSilica | 2019 | 166.8749 | 40.3747 | 6.7817 | 4 | 3131.8479 | 5353.9267 | 63.847 | 109.147 | 153.9565 | 18.4399 | 120.085 | 9928140.6958 | 0 | 5458144.991 | 0 | 0 | 0 | 2634777.5449 | 7028214.6604 | 18285972.8612 | 12480552.217 | 55815802.9703 | 961560.8286 | 28179198.4787 | 28179198.4787 | 21064687.5574 | 11033682.2466 | 0 | 84956562.2775 | 145234130.5603 | 10000000 | 27.1267 | 3131.8479 | 5353.9267 | 63.847 | 109.147
1 | 6200 | 707 | 0.035 | 15 | 15 | 7 | 1e-13 | 5spot_SharedNeighbor | CO2 | Porous | Wet | R600a | MinimizeLCOE_Brownfield | IgnoreSilica | 2019 | 1.6 | 0.019183 | 0.0054881 | 4 | 1430282.5838 | 4235368.6592 | 29158.2451 | 86343.7189 | 82.7213 | 18.3724 | 25.7071 | 223833.5841 | 0 | 83321.0786 | 0 | 0 | 0 | 217895.7777 | 204769.6718 | 532768.6819 | 363625.5727 | 1626214.3668 | 961560.8286 | 28810221.4343 | 28810221.4343 | 21508759.7178 | 11259118.2678 | 0 | 31397996.6297 | 92976096.0495 | 100 | 0.021952 | 1430282.5838 | 4235368.6592 | 29158.2451 | 86343.7189
1 | 6200 | 707 | 0.035 | 15 | 15 | 7 | 1.3335e-13 | 5spot_SharedNeighbor | CO2 | Porous | Wet | R600a | MinimizeLCOE_Brownfield | IgnoreSilica | 2019 | 3.2734 | 0.22276 | 0.023372 | 4 | 355339.9602 | 1014020.4005 | 7244.0857 | 20672.1774 | 110.5903 | 20.3451 | 59.0306 | 471566.2617 | 0 | 212967.5522 | 0 | 0 | 0 | 428680.4122 | 434153.5482 | 1129578.4752 | 770960.5198 | 3447906.7693 | 961560.8286 | 28810221.4343 | 28810221.4343 | 21508759.7178 | 11259118.2678 | 0 | 33219689.0322 | 94797788.452 | 133.3521 | 0.093487 | 355339.9602 | 1014020.4005 | 7244.0857 | 20672.1774
1 | 6200 | 707 | 0.035 | 15 | 15 | 7 | 1.7783e-13 | 5spot_SharedNeighbor | CO2 | Porous | Wet | R600a | MinimizeLCOE_Brownfield | IgnoreSilica | 2019 | 4.577 | 0.45306 | 0.048614 | 4 | 177215.9153 | 493884.2469 | 3612.7861 | 10068.4984 | 122.2792 | 21.0113 | 64.9776 | 651628.892 | 0 | 307322.8226 | 0 | 0 | 0 | 554950.6185 | 590421.9099 | 1536156.6974 | 1048458.5108 | 4688939.4513 | 961560.8286 | 28810221.4343 | 28810221.4343 | 21508759.7178 | 11259118.2678 | 0 | 34460721.7142 | 96038821.134 | 177.8279 | 0.19446 | 177215.9153 | 493884.2469 | 3612.7861 | 10068.4984
1 | 6200 | 707 | 0.035 | 15 | 15 | 7 | 2.3714e-13 | 5spot_SharedNeighbor | CO2 | Porous | Wet | R600a | MinimizeLCOE_Brownfield | IgnoreSilica | 2019 | 6.177 | 0.77128 | 0.086496 | 4 | 103391.8006 | 281372.3442 | 2107.7817 | 5736.1558 | 131.4133 | 21.4761 | 73.8638 | 857471.7678 | 0 | 390618.4429 | 0 | 0 | 0 | 689090.5211 | 755500.4854 | 1965657.2885 | 1341601.4897 | 5999939.9954 | 961560.8286 | 28810221.4343 | 28810221.4343 | 21508759.7178 | 11259118.2678 | 0 | 35771722.2583 | 97349821.6781 | 237.1374 | 0.34598 | 103391.8006 | 281372.3442 | 2107.7817 | 5736.1558
1 | 6200 | 707 | 0.035 | 15 | 15 | 7 | 3.1623e-13 | 5spot_SharedNeighbor | CO2 | Porous | Wet | R600a | MinimizeLCOE_Brownfield | IgnoreSilica | 2019 | 8.1797 | 1.1981 | 0.13969 | 4 | 66699.6024 | 176901.8672 | 1359.7616 | 3606.3838 | 138.7083 | 21.815 | 77.3154 | 1095996.5431 | 0 | 489016.4826 | 0 | 0 | 0 | 835900.9504 | 944156.4507 | 2456501.4115 | 1676612.6894 | 7498184.5277 | 961560.8286 | 28810221.4343 | 28810221.4343 | 21508759.7178 | 11259118.2678 | 0 | 37269966.7906 | 98848066.2104 | 316.2278 | 0.55877 | 66699.6024 | 176901.8672 | 1359.7616 | 3606.3838
1 | 6200 | 707 | 0.035 | 15 | 15 | 7 | 4.217e-13 | 5spot_SharedNeighbor | CO2 | Porous | Wet | R600a | MinimizeLCOE_Brownfield | IgnoreSilica | 2019 | 10.7083 | 1.7602 | 0.21224 | 4 | 45940.9021 | 118475.2838 | 936.5674 | 2415.2789 | 144.5637 | 22.0662 | 59.9999 | 1374097.5964 | 0 | 606610.6689 | 0 | 0 | 0 | 999276.7867 | 1162194.1703 | 3023790.8323 | 2063799.3757 | 9229769.4304 | 961560.8286 | 28810221.4343 | 28810221.4343 | 21508759.7178 | 11259118.2678 | 0 | 39001551.6933 | 100579651.1131 | 421.6965 | 0.84895 | 45940.9021 | 118475.2838 | 936.5674 | 2415.2789
1 | 6200 | 707 | 0.035 | 15 | 15 | 7 | 5.6234e-13 | 5spot_SharedNeighbor | CO2 | Porous | Wet | R600a | MinimizeLCOE_Brownfield | IgnoreSilica | 2019 | 13.9191 | 2.4926 | 0.30957 | 4 | 33127.3576 | 82855.9949 | 675.346 | 1689.1315 | 149.2623 | 22.2521 | 62.5558 | 1700250.3786 | 0 | 748205.5317 | 0 | 0 | 0 | 1183550.1004 | 1416482.3442 | 3685396.499 | 2515358.8379 | 11249243.6918 | 961560.8286 | 28810221.4343 | 28810221.4343 | 21508759.7178 | 11259118.2678 | 0 | 41021025.9547 | 102599125.3745 | 562.3413 | 1.2383 | 33127.3576 | 82855.9949 | 675.346 | 1689.1315
1 | 6200 | 707 | 0.035 | 15 | 15 | 7 | 7.4989e-13 | 5spot_SharedNeighbor | CO2 | Porous | Wet | R600a | MinimizeLCOE_Brownfield | IgnoreSilica | 2019 | 17.9823 | 3.436 | 0.43855 | 4 | 24723.9754 | 59826.8953 | 504.0317 | 1219.6522 | 152.9972 | 22.3851 | 64.9911 | 2081819.1004 | 0 | 918350.3664 | 0 | 0 | 0 | 1390626.3004 | 1712410.3492 | 4455340.465 | 3040861.4155 | 13599407.9969 | 961560.8286 | 28810221.4343 | 28810221.4343 | 21508759.7178 | 11259118.2678 | 0 | 43371190.2598 | 104949289.6796 | 749.8942 | 1.7542 | 24723.9754 | 59826.8953 | 504.0317 | 1219.6522
1 | 6200 | 707 | 0.035 | 15 | 15 | 7 | 1e-12 | 5spot_SharedNeighbor | CO2 | Porous | Wet | R600a | MinimizeLCOE_Brownfield | IgnoreSilica | 2019 | 23.0908 | 4.6371 | 0.60759 | 4 | 18964.4585 | 44301.4353 | 386.6161 | 903.1447 | 155.9317 | 22.4721 | 53.0109 | 2525921.2763 | 0 | 1121717.548 | 0 | 0 | 0 | 1621149.1083 | 2054827.2937 | 5346239.1153 | 3648918.0504 | 16318772.3921 | 961560.8286 | 28810221.4343 | 28810221.4343 | 21508759.7178 | 11259118.2678 | 0 | 46090554.655 | 107668654.0748 | 1000 | 2.4304 | 18964.4585 | 44301.4353 | 386.6161 | 903.1447
1 | 6200 | 707 | 0.035 | 15 | 15 | 7 | 1.3335e-12 | 5spot_SharedNeighbor | CO2 | Porous | Wet | R600a | MinimizeLCOE_Brownfield | IgnoreSilica | 2019 | 29.4903 | 6.1557 | 0.8269 | 4 | 14884.5398 | 33501.7561 | 303.4415 | 682.9786 | 158.2133 | 22.5153 | 71.9901 | 3041625.1778 | 0 | 1364194.0357 | 0 | 0 | 0 | 1877217.2783 | 2450384.2318 | 6375397.1281 | 4351339.5413 | 19460157.3928 | 961560.8286 | 28810221.4343 | 28810221.4343 | 21508759.7178 | 11259118.2678 | 0 | 49231939.6557 | 110810039.0756 | 1333.5214 | 3.3076 | 14884.5398 | 33501.7561 | 303.4415 | 682.9786
1 | 6200 | 707 | 0.035 | 15 | 15 | 7 | 1.7783e-12 | 5spot_SharedNeighbor | CO2 | Porous | Wet | R600a | MinimizeLCOE_Brownfield | IgnoreSilica | 2019 | 37.395 | 8.047 | 1.1074 | 4 | 11921.2736 | 25822.4184 | 243.0313 | 526.4249 | 159.9413 | 22.5114 | 76.4969 | 3632793.994 | 0 | 1649616.0699 | 0 | 0 | 0 | 2155164.0038 | 2900653.8864 | 7546906.4065 | 5150918.6958 | 23036053.0563 | 961560.8286 | 28810221.4343 | 28810221.4343 | 21508759.7178 | 11259118.2678 | 0 | 52807835.3192 | 114385934.7391 | 1778.2794 | 4.4297 | 11921.2736 | 25822.4184 | 243.0313 | 526.4249
1 | 6200 | 707 | 0.035 | 15 | 15 | 7 | 2.3714e-12 | 5spot_SharedNeighbor | CO2 | Porous | Wet | R600a | MinimizeLCOE_Brownfield | IgnoreSilica | 2019 | 46.9734 | 10.3572 | 1.4595 | 4 | 9728.6178 | 20276.1691 | 198.331 | 413.3571 | 161.1932 | 22.4529 | 78.6398 | 4298340.6111 | 0 | 1979766.8921 | 0 | 0 | 0 | 2447450.8609 | 3402967.762 | 8853824.0721 | 6042916.8571 | 27025267.0554 | 961560.8286 | 28810221.4343 | 28810221.4343 | 21508759.7178 | 11259118.2678 | 0 | 56797049.3183 | 118375148.7381 | 2371.3737 | 5.8381 | 9728.6178 | 20276.1691 | 198.331 | 413.3571
1 | 6200 | 707 | 0.035 | 15 | 15 | 7 | 3.1623e-12 | 5spot_SharedNeighbor | CO2 | Porous | Wet | R600a | MinimizeLCOE_Brownfield | IgnoreSilica | 2019 | 58.2593 | 13.1024 | 1.8897 | 4 | 8085.333 | 16232.0036 | 164.8304 | 330.9113 | 162.0181 | 22.3288 | 77.9481 | 5027458.5501 | 0 | 2351930.5777 | 0 | 0 | 0 | 2740119.838 | 3946608.4967 | 10268265.7476 | 7008302.3645 | 31342685.5746 | 961560.8286 | 28810221.4343 | 28810221.4343 | 21508759.7178 | 11259118.2678 | 0 | 61114467.8375 | 122692567.2573 | 3162.2777 | 7.5587 | 8085.333 | 16232.0036 | 164.8304 | 330.9113
1 | 6200 | 707 | 0.035 | 15 | 15 | 7 | 4.217e-12 | 5spot_SharedNeighbor | CO2 | Porous | Wet | R600a | MinimizeLCOE_Brownfield | IgnoreSilica | 2019 | 70.9855 | 16.228 | 2.3945 | 4 | 6845.2544 | 13274.5071 | 139.5498 | 270.6188 | 162.439 | 22.129 | 76.1012 | 5792143.3422 | 0 | 2754660.6758 | 0 | 0 | 0 | 3008819.7498 | 4506693.2694 | 11725491.4372 | 8002888.8406 | 35790697.3151 | 961560.8286 | 28810221.4343 | 28810221.4343 | 21508759.7178 | 11259118.2678 | 0 | 65562479.578 | 127140578.9978 | 4216.965 | 9.5778 | 6845.2544 | 13274.5071 | 139.5498 | 270.6188
1 | 6200 | 707 | 0.035 | 15 | 15 | 7 | 5.6234e-12 | 5spot_SharedNeighbor | CO2 | Porous | Wet | R600a | MinimizeLCOE_Brownfield | IgnoreSilica | 2019 | 84.5781 | 19.6015 | 2.9568 | 4 | 5907.9327 | 11114.4241 | 120.4412 | 226.5826 | 162.4794 | 21.8514 | 100.9423 | 6551891.5126 | 0 | 3169119.4428 | 0 | 0 | 0 | 3226714.3663 | 5049612.8754 | 13138056.8839 | 8966993.7833 | 40102388.8643 | 961560.8286 | 28810221.4343 | 28810221.4343 | 21508759.7178 | 11259118.2678 | 0 | 69874171.1272 | 131452270.547 | 5623.4133 | 11.8272 | 5907.9327 | 11114.4241 | 120.4412 | 226.5826
1 | 6200 | 707 | 0.035 | 15 | 15 | 7 | 7.4989e-12 | 5spot_SharedNeighbor | CO2 | Porous | Wet | R600a | MinimizeLCOE_Brownfield | IgnoreSilica | 2019 | 98.2197 | 23.0244 | 3.5461 | 4 | 5200.8059 | 9542.0371 | 106.0255 | 194.5273 | 162.1915 | 21.5088 | 105.5427 | 7261669.6046 | 0 | 3571834.7268 | 0 | 0 | 0 | 3372285.599 | 5540258.0728 | 14414615.0424 | 9838270.9571 | 43998934.0027 | 961560.8286 | 28810221.4343 | 28810221.4343 | 21508759.7178 | 11259118.2678 | 0 | 73770716.2656 | 135348815.6854 | 7498.9421 | 14.1845 | 5200.8059 | 9542.0371 | 106.0255 | 194.5273
1 | 6200 | 707 | 0.035 | 15 | 15 | 7 | 1e-11 | 5spot_SharedNeighbor | CO2 | Porous | Wet | R600a | MinimizeLCOE_Brownfield | IgnoreSilica | 2019 | 111.1091 | 26.2938 | 4.1263 | 4 | 4669.124 | 8399.9726 | 95.1864 | 171.2448 | 161.6643 | 21.1277 | 113.3546 | 7887226.4048 | 0 | 3942140.7644 | 0 | 0 | 0 | 3439858.0314 | 5954997.8282 | 15493682.8111 | 10574756.8819 | 47292662.7218 | 961560.8286 | 28810221.4343 | 28810221.4343 | 21508759.7178 | 11259118.2678 | 0 | 77064444.9847 | 138642544.4045 | 10000 | 16.5051 | 4669.124 | 8399.9726 | 95.1864 | 171.2448
1 | 6200 | 707 | 0.035 | 15 | 15 | 7 | 1.3335e-11 | 5spot_SharedNeighbor | CO2 | Porous | Wet | R600a | MinimizeLCOE_Brownfield | IgnoreSilica | 2019 | 122.6218 | 29.2451 | 4.6646 | 4 | 4270.5348 | 7570.8314 | 87.0606 | 154.3416 | 161.0036 | 20.7398 | 109.3444 | 8410334.4999 | 0 | 4265662.5555 | 0 | 0 | 0 | 3438073.7254 | 6284487.6045 | 16350947.6213 | 11159857.7299 | 49909363.7365 | 961560.8286 | 28810221.4343 | 28810221.4343 | 21508759.7178 | 11259118.2678 | 0 | 79681145.9994 | 141259245.4193 | 13335.2143 | 18.6584 | 4270.5348 | 7570.8314 | 87.0606 | 154.3416
1 | 6200 | 707 | 0.035 | 15 | 15 | 7 | 1.7783e-11 | 5spot_SharedNeighbor | CO2 | Porous | Wet | R600a | MinimizeLCOE_Brownfield | IgnoreSilica | 2019 | 132.4339 | 31.7848 | 5.1391 | 4 | 3972.5423 | 6968.1397 | 80.9856 | 142.055 | 160.3085 | 20.375 | 109.7627 | 8830209.3913 | 0 | 4536612.3309 | 0 | 0 | 0 | 3386276.322 | 6533708.2372 | 16999368.5855 | 11602418.3617 | 51888593.2286 | 961560.8286 | 28810221.4343 | 28810221.4343 | 21508759.7178 | 11259118.2678 | 0 | 81660375.4915 | 143238474.9113 | 17782.7941 | 20.5562 | 3972.5423 | 6968.1397 | 80.9856 | 142.055
1 | 6200 | 707 | 0.035 | 15 | 15 | 7 | 2.3714e-11 | 5spot_SharedNeighbor | CO2 | Porous | Wet | R600a | MinimizeLCOE_Brownfield | IgnoreSilica | 2019 | 140.4628 | 33.8823 | 5.5397 | 4 | 3749.9175 | 6528.8867 | 76.4471 | 133.1002 | 159.651 | 20.0527 | 129.5294 | 9155982.3729 | 0 | 4755338.1093 | 0 | 0 | 0 | 3304313.1445 | 6714097.1144 | 17468703.4409 | 11922749.0444 | 53321183.2264 | 961560.8286 | 28810221.4343 | 28810221.4343 | 21508759.7178 | 11259118.2678 | 0 | 83092965.4893 | 144671064.9091 | 23713.7371 | 22.1586 | 3749.9175 | 6528.8867 | 76.4471 | 133.1002
1 | 6200 | 707 | 0.035 | 15 | 15 | 7 | 3.1623e-11 | 5spot_SharedNeighbor | CO2 | Porous | Wet | R600a | MinimizeLCOE_Brownfield | IgnoreSilica | 2019 | 146.8897 | 35.5739 | 5.868 | 4 | 3583.6181 | 6207.1015 | 73.0569 | 126.5402 | 159.0675 | 19.779 | 106.0297 | 9405130.7981 | 0 | 4928620.2908 | 0 | 0 | 0 | 3211627.7724 | 6842697.7559 | 17803295.9306 | 12151115.2938 | 54342487.8416 | 961560.8286 | 28810221.4343 | 28810221.4343 | 21508759.7178 | 11259118.2678 | 0 | 84114270.1045 | 145692369.5243 | 31622.7766 | 23.4719 | 3583.6181 | 6207.1015 | 73.0569 | 126.5402
1 | 6200 | 707 | 0.035 | 15 | 15 | 7 | 4.217e-11 | 5spot_SharedNeighbor | CO2 | Porous | Wet | R600a | MinimizeLCOE_Brownfield | IgnoreSilica | 2019 | 151.9346 | 36.91 | 6.1307 | 4 | 3459.3416 | 5970.3971 | 70.5234 | 121.7146 | 158.5736 | 19.5544 | 109.0503 | 9593383.6424 | 0 | 5063578.8909 | 0 | 0 | 0 | 3120382.229 | 6933164.4573 | 18038671.7303 | 12311764.1136 | 55060945.0634 | 961560.8286 | 28810221.4343 | 28810221.4343 | 21508759.7178 | 11259118.2678 | 0 | 84832727.3263 | 146410826.7461 | 42169.6503 | 24.5228 | 3459.3416 | 5970.3971 | 70.5234 | 121.7146
1 | 6200 | 707 | 0.035 | 15 | 15 | 7 | 5.6234e-11 | 5spot_SharedNeighbor | CO2 | Porous | Wet | R600a | MinimizeLCOE_Brownfield | IgnoreSilica | 2019 | 155.8297 | 37.9472 | 6.3371 | 4 | 3366.4107 | 5795.6952 | 68.6288 | 118.1531 | 158.1705 | 19.3751 | 106.6933 | 9734273.7509 | 0 | 5167167.0605 | 0 | 0 | 0 | 3037297.9501 | 6996108.117 | 18202438.2213 | 12423538.1088 | 55560823.2086 | 961560.8286 | 28810221.4343 | 28810221.4343 | 21508759.7178 | 11259118.2678 | 0 | 85332605.4715 | 146910704.8913 | 56234.1325 | 25.3482 | 3366.4107 | 5795.6952 | 68.6288 | 118.1531
1 | 6200 | 707 | 0.035 | 15 | 15 | 7 | 7.4989e-11 | 5spot_SharedNeighbor | CO2 | Porous | Wet | R600a | MinimizeLCOE_Brownfield | IgnoreSilica | 2019 | 158.8038 | 38.7429 | 6.497 | 4 | 3296.8749 | 5666.3559 | 67.2113 | 115.5163 | 157.8497 | 19.2346 | 132.1792 | 9839202.1624 | 0 | 5245912.638 | 0 | 0 | 0 | 2965535.2078 | 7039753.5032 | 18315994.5634 | 12501042.6455 | 55907440.7203 | 961560.8286 | 28810221.4343 | 28810221.4343 | 21508759.7178 | 11259118.2678 | 0 | 85679222.9833 | 147257322.4031 | 74989.4209 | 25.988 | 3296.8749 | 5666.3559 | 67.2113 | 115.5163
1 | 6200 | 707 | 0.035 | 15 | 15 | 7 | 1e-10 | 5spot_SharedNeighbor | CO2 | Porous | Wet | R600a | MinimizeLCOE_Brownfield | IgnoreSilica | 2019 | 161.0696 | 39.3511 | 6.62 | 4 | 3244.8158 | 5570.2615 | 66.15 | 113.5573 | 157.5977 | 19.1256 | 120.1818 | 9917587.3156 | 0 | 5305705.5555 | 0 | 0 | 0 | 2906109.4495 | 7070466.905 | 18395904.5346 | 12555582.8429 | 56151356.603 | 961560.8286 | 28810221.4343 | 28810221.4343 | 21508759.7178 | 11259118.2678 | 0 | 85923138.8659 | 147501238.2858 | 100000 | 26.4801 | 3244.8158 | 5570.2615 | 66.15 | 113.5573
1 | 6200 | 707 | 0.035 | 15 | 15 | 7 | 1.3335e-10 | 5spot_SharedNeighbor | CO2 | Porous | Wet | R600a | MinimizeLCOE_Brownfield | IgnoreSilica | 2019 | 162.8017 | 39.8167 | 6.7143 | 4 | 3205.8239 | 5498.6133 | 65.3551 | 112.0967 | 157.4007 | 19.0411 | 110.7773 | 9976601.6985 | 0 | 5351303.2399 | 0 | 0 | 0 | 2858512.3602 | 7092702.7464 | 18453757.6328 | 12595068.7712 | 56327946.449 | 961560.8286 | 28810221.4343 | 28810221.4343 | 21508759.7178 | 11259118.2678 | 0 | 86099728.7119 | 147677828.1318 | 133352.1432 | 26.8573 | 3205.8239 | 5498.6133 | 65.3551 | 112.0967
1 | 6200 | 707 | 0.035 | 15 | 15 | 7 | 1.7783e-10 | 5spot_SharedNeighbor | CO2 | Porous | Wet | R600a | MinimizeLCOE_Brownfield | IgnoreSilica | 2019 | 164.0929 | 40.1651 | 6.7856 | 4 | 3176.6096 | 5445.3037 | 64.7595 | 111.0099 | 157.2512 | 18.9773 | 100.821 | 10020069.5996 | 0 | 5385228.8542 | 0 | 0 | 0 | 2820346.3455 | 7108001.4717 | 18493561.7778 | 12622235.9181 | 56449443.9669 | 961560.8286 | 28810221.4343 | 28810221.4343 | 21508759.7178 | 11259118.2678 | 0 | 86221226.2298 | 147799325.6496 | 177827.941 | 27.1425 | 3176.6096 | 5445.3037 | 64.7595 | 111.0099
1 | 6200 | 707 | 0.035 | 15 | 15 | 7 | 2.3714e-10 | 5spot_SharedNeighbor | CO2 | Porous | Wet | R600a | MinimizeLCOE_Brownfield | IgnoreSilica | 2019 | 165.0797 | 40.4313 | 6.8399 | 4 | 3154.7158 | 5405.4013 | 64.3131 | 110.1964 | 157.1355 | 18.9283 | 119.5851 | 10052994.4936 | 0 | 5411121.9615 | 0 | 0 | 0 | 2790871.2209 | 7119445.1936 | 18523335.9948 | 12642557.4329 | 56540326.2973 | 961560.8286 | 28810221.4343 | 28810221.4343 | 21508759.7178 | 11259118.2678 | 0 | 86312108.5602 | 147890207.98 | 237137.3706 | 27.3597 | 3154.7158 | 5405.4013 | 64.3131 | 110.1964
1 | 6200 | 707 | 0.035 | 15 | 15 | 7 | 3.1623e-10 | 5spot_SharedNeighbor | CO2 | Porous | Wet | R600a | MinimizeLCOE_Brownfield | IgnoreSilica | 2019 | 165.8102 | 40.6291 | 6.8807 | 4 | 3138.3053 | 5375.6568 | 63.9786 | 109.59 | 157.049 | 18.8917 | 104.794 | 10077197.1396 | 0 | 5430269.9408 | 0 | 0 | 0 | 2767774.3215 | 7127344.1468 | 18543887.4506 | 12656584.2238 | 56603057.2231 | 961560.8286 | 28810221.4343 | 28810221.4343 | 21508759.7178 | 11259118.2678 | 0 | 86374839.486 | 147952938.9058 | 316227.766 | 27.5228 | 3138.3053 | 5375.6568 | 63.9786 | 109.59
1 | 6200 | 707 | 0.035 | 15 | 15 | 7 | 4.217e-10 | 5spot_SharedNeighbor | CO2 | Porous | Wet | R600a | MinimizeLCOE_Brownfield | IgnoreSilica | 2019 | 166.3755 | 40.7817 | 6.9118 | 4 | 3126.0033 | 5353.2979 | 63.7278 | 109.1342 | 156.9817 | 18.8633 | 109.2013 | 10095830.0213 | 0 | 5445075.0294 | 0 | 0 | 0 | 2750445.0975 | 7133626.5578 | 18560232.9953 | 12667740.394 | 56652950.0953 | 961560.8286 | 28810221.4343 | 28810221.4343 | 21508759.7178 | 11259118.2678 | 0 | 86424732.3582 | 148002831.778 | 421696.5034 | 27.647 | 3126.0033 | 5353.2979 | 63.7278 | 109.1342
1 | 6200 | 707 | 0.035 | 15 | 15 | 7 | 5.6234e-10 | 5spot_SharedNeighbor | CO2 | Porous | Wet | R600a | MinimizeLCOE_Brownfield | IgnoreSilica | 2019 | 166.7971 | 40.8957 | 6.9351 | 4 | 3116.7803 | 5336.5829 | 63.5398 | 108.7935 | 156.9311 | 18.842 | 109.2522 | 10109668.7395 | 0 | 5456109.3483 | 0 | 0 | 0 | 2737143.2275 | 7138139.313 | 18571974.2587 | 12675754.0475 | 56688788.9346 | 961560.8286 | 28810221.4343 | 28810221.4343 | 21508759.7178 | 11259118.2678 | 0 | 86460571.1975 | 148038670.6173 | 562341.3252 | 27.7403 | 3116.7803 | 5336.5829 | 63.5398 | 108.7935
1 | 6200 | 707 | 0.035 | 15 | 15 | 7 | 7.4989e-10 | 5spot_SharedNeighbor | CO2 | Porous | Wet | R600a | MinimizeLCOE_Brownfield | IgnoreSilica | 2019 | 167.1083 | 40.9801 | 6.9525 | 4 | 3109.8652 | 5324.1006 | 63.3988 | 108.539 | 156.8937 | 18.8263 | 115.7549 | 10119855.0393 | 0 | 5464253.2946 | 0 | 0 | 0 | 2726909.966 | 7141297.137 | 18580190.2689 | 12681361.6433 | 56713867.3491 | 961560.8286 | 28810221.4343 | 28810221.4343 | 21508759.7178 | 11259118.2678 | 0 | 86485649.612 | 148063749.0318 | 749894.2093 | 27.8101 | 3109.8652 | 5324.1006 | 63.3988 | 108.539
1 | 6200 | 707 | 0.035 | 15 | 15 | 7 | 1e-09 | 5spot_SharedNeighbor | CO2 | Porous | Wet | R600a | MinimizeLCOE_Brownfield | IgnoreSilica | 2019 | 167.3371 | 41.0423 | 6.9655 | 4 | 3104.6803 | 5314.782 | 63.2931 | 108.349 | 156.866 | 18.8147 | 119.0748 | 10127323.0769 | 0 | 5470236.2822 | 0 | 0 | 0 | 2719044.6582 | 7143475.5667 | 18585858.0963 | 12685230.0519 | 56731167.7322 | 961560.8286 | 28810221.4343 | 28810221.4343 | 21508759.7178 | 11259118.2678 | 0 | 86502949.9951 | 148081049.4149 | 1000000 | 27.8621 | 3104.6803 | 5314.782 | 63.2931 | 108.349
1 | 6200 | 707 | 0.035 | 15 | 15 | 7 | 1.3335e-09 | 5spot_SharedNeighbor | CO2 | Porous | Wet | R600a | MinimizeLCOE_Brownfield | IgnoreSilica | 2019 | 167.5151 | 41.0905 | 6.9754 | 4 | 3100.7926 | 5307.7578 | 63.2139 | 108.2058 | 156.8445 | 18.8057 | 116.601 | 10133125.564 | 0 | 5474890.5079 | 0 | 0 | 0 | 2713256.112 | 7145296.1517 | 18590594.8849 | 12688463.0075 | 56745626.2279 | 961560.8286 | 28810221.4343 | 28810221.4343 | 21508759.7178 | 11259118.2678 | 0 | 86517408.4908 | 148095507.9106 | 1333521.4322 | 27.9017 | 3100.7926 | 5307.7578 | 63.2139 | 108.2058
1 | 6200 | 707 | 0.035 | 15 | 15 | 7 | 1.7783e-09 | 5spot_SharedNeighbor | CO2 | Porous | Wet | R600a | MinimizeLCOE_Brownfield | IgnoreSilica | 2019 | 167.6466 | 41.1262 | 6.9828 | 4 | 3097.8774 | 5302.5069 | 63.1544 | 108.0988 | 156.8285 | 18.799 | 120.0338 | 10137406.7738 | 0 | 5478328.6488 | 0 | 0 | 0 | 2708842.798 | 7146585.5061 | 18593949.5205 | 12690752.6152 | 56755865.8624 | 961560.8286 | 28810221.4343 | 28810221.4343 | 21508759.7178 | 11259118.2678 | 0 | 86527648.1253 | 148105747.5451 | 1778279.41 | 27.9313 | 3097.8774 | 5302.5069 | 63.1544 | 108.0988
1 | 6200 | 707 | 0.035 | 15 | 15 | 7 | 2.3714e-09 | 5spot_SharedNeighbor | CO2 | Porous | Wet | R600a | MinimizeLCOE_Brownfield | IgnoreSilica | 2019 | 167.7392 | 41.1515 | 6.9882 | 4 | 3095.6915 | 5298.6103 | 63.1099 | 108.0193 | 156.8173 | 18.7943 | 116.0562 | 10140417.5517 | 0 | 5480749.5511 | 0 | 0 | 0 | 2705375.8694 | 7147351.7592 | 18595943.154 | 12692113.311 | 56761951.1965 | 961560.8286 | 28810221.4343 | 28810221.4343 | 21508759.7178 | 11259118.2678 | 0 | 86533733.4594 | 148111832.8792 | 2371373.7057 | 27.953 | 3095.6915 | 5298.6103 | 63.1099 | 108.0193
1 | 6200 | 707 | 0.035 | 15 | 15 | 7 | 3.1623e-09 | 5spot_SharedNeighbor | CO2 | Porous | Wet | R600a | MinimizeLCOE_Brownfield | IgnoreSilica | 2019 | 167.8272 | 41.1749 | 6.9927 | 4 | 3094.0523 | 5295.5687 | 63.0764 | 107.9573 | 156.8066 | 18.7898 | 114.6244 | 10143280.0191 | 0 | 5483049.1607 | 0 | 0 | 0 | 2703209.2081 | 7148519.9713 | 18598982.6022 | 12694187.7969 | 56771228.7583 | 961560.8286 | 28810221.4343 | 28810221.4343 | 21508759.7178 | 11259118.2678 | 0 | 86543011.0213 | 148121110.4411 | 3162277.6602 | 27.9708 | 3094.0523 | 5295.5687 | 63.0764 | 107.9573
1 | 6200 | 707 | 0.035 | 15 | 15 | 7 | 4.217e-09 | 5spot_SharedNeighbor | CO2 | Porous | Wet | R600a | MinimizeLCOE_Brownfield | IgnoreSilica | 2019 | 167.8855 | 41.1906 | 6.9959 | 4 | 3092.8231 | 5293.3382 | 63.0514 | 107.9119 | 156.7996 | 18.7868 | 110.3927 | 10145175.7009 | 0 | 5484574.032 | 0 | 0 | 0 | 2701397.9891 | 7149147.6116 | 18600615.5936 | 12695302.347 | 56776213.2743 | 961560.8286 | 28810221.4343 | 28810221.4343 | 21508759.7178 | 11259118.2678 | 0 | 86547995.5372 | 148126094.957 | 4216965.0343 | 27.9835 | 3092.8231 | 5293.3382 | 63.0514 | 107.9119
1 | 6200 | 707 | 0.035 | 15 | 15 | 7 | 5.6234e-09 | 5spot_SharedNeighbor | CO2 | Porous | Wet | R600a | MinimizeLCOE_Brownfield | IgnoreSilica | 2019 | 167.9218 | 41.2007 | 6.9981 | 4 | 3091.9014 | 5291.7144 | 63.0326 | 107.8788 | 156.7951 | 18.785 | 127.6181 | 10146352.8998 | 0 | 5485522.5569 | 0 | 0 | 0 | 2699859.8809 | 7149376.7817 | 18601211.8471 | 12695709.3023 | 56778033.2687 | 961560.8286 | 28810221.4343 | 28810221.4343 | 21508759.7178 | 11259118.2678 | 0 | 86549815.5316 | 148127914.9514 | 5623413.2519 | 27.9924 | 3091.9014 | 5291.7144 | 63.0326 | 107.8788
1 | 6200 | 707 | 0.035 | 15 | 15 | 7 | 7.4989e-09 | 5spot_SharedNeighbor | CO2 | Porous | Wet | R600a | MinimizeLCOE_Brownfield | IgnoreSilica | 2019 | 167.9561 | 41.2099 | 6.9999 | 4 | 3091.2102 | 5290.4511 | 63.0185 | 107.853 | 156.791 | 18.7832 | 120.1649 | 10147465.7753 | 0 | 5486418.0281 | 0 | 0 | 0 | 2698872.5728 | 7149774.9867 | 18602247.895 | 12696416.4263 | 56781195.6843 | 961560.8286 | 28810221.4343 | 28810221.4343 | 21508759.7178 | 11259118.2678 | 0 | 86552977.9472 | 148131077.367 | 7498942.0933 | 27.9997 | 3091.2102 | 5290.4511 | 63.0185 | 107.853
1 | 6200 | 707 | 0.035 | 15 | 15 | 7 | 1e-08 | 5spot_SharedNeighbor | CO2 | Porous | Wet | R600a | MinimizeLCOE_Brownfield | IgnoreSilica | 2019 | 167.9755 | 41.2153 | 7.0012 | 4 | 3090.6919 | 5289.5444 | 63.0079 | 107.8345 | 156.7886 | 18.7823 | 121.6096 | 10148095.9941 | 0 | 5486926.2523 | 0 | 0 | 0 | 2697982.9641 | 7149872.0321 | 18602500.3871 | 12696588.7573 | 56781966.387 | 961560.8286 | 28810221.4343 | 28810221.4343 | 21508759.7178 | 11259118.2678 | 0 | 86553748.6499 | 148131848.0697 | 10000000 | 28.0047 | 3090.6919 | 5289.5444 | 63.0079 | 107.8345
1 | 6300 | 707 | 0.035 | 15 | 15 | 7 | 1e-13 | 5spot_SharedNeighbor | CO2 | Porous | Wet | R600a | MinimizeLCOE_Brownfield | IgnoreSilica | 2019 | 1.6 | 0.018037 | 0.0055991 | 4 | 1430837.1765 | 4238991.4513 | 29169.5512 | 86417.5744 | 83.0743 | 18.6929 | 26.0515 | 225702.3358 | 0 | 83024.9684 | 0 | 0 | 0 | 219761.1407 | 206110.4935 | 536257.2249 | 366006.575 | 1636862.7382 | 961560.8286 | 29447104.4808 | 29447104.4808 | 21958398.9644 | 11486898.3253 | 0 | 32045528.0476 | 94937929.8181 | 100 | 0.022396 | 1430837.1765 | 4238991.4513 | 29169.5512 | 86417.5744
1 | 6300 | 707 | 0.035 | 15 | 15 | 7 | 1.3335e-13 | 5spot_SharedNeighbor | CO2 | Porous | Wet | R600a | MinimizeLCOE_Brownfield | IgnoreSilica | 2019 | 3.364 | 0.23369 | 0.024758 | 4 | 343191.6584 | 978258.0964 | 6996.4262 | 19943.1145 | 112.6077 | 20.7814 | 57.2988 | 489770.2441 | 0 | 220346.4897 | 0 | 0 | 0 | 445281.8547 | 450605.4495 | 1172382.9477 | 800175.4519 | 3578562.4376 | 961560.8286 | 29447104.4808 | 29447104.4808 | 21958398.9644 | 11486898.3253 | 0 | 33987227.747 | 96879629.5175 | 133.3521 | 0.099033 | 343191.6584 | 978258.0964 | 6996.4262 | 19943.1145
1 | 6300 | 707 | 0.035 | 15 | 15 | 7 | 1.7783e-13 | 5spot_SharedNeighbor | CO2 | Porous | Wet | R600a | MinimizeLCOE_Brownfield | IgnoreSilica | 2019 | 4.7085 | 0.47429 | 0.051462 | 4 | 171332.798 | 476860.5406 | 3492.8508 | 9721.4471 | 124.5583 | 21.4568 | 66.8064 | 677372.7919 | 0 | 314366.792 | 0 | 0 | 0 | 577366.5782 | 611951.4032 | 1592172.0226 | 1086690.1213 | 4859919.709 | 961560.8286 | 29447104.4808 | 29447104.4808 | 21958398.9644 | 11486898.3253 | 0 | 35268585.0184 | 98160986.7889 | 177.8279 | 0.20585 | 171332.798 | 476860.5406 | 3492.8508 | 9721.4471
1 | 6300 | 707 | 0.035 | 15 | 15 | 7 | 2.3714e-13 | 5spot_SharedNeighbor | CO2 | Porous | Wet | R600a | MinimizeLCOE_Brownfield | IgnoreSilica | 2019 | 6.3427 | 0.80429 | 0.09138 | 4 | 100174.3073 | 272236.7149 | 2042.1888 | 5549.9137 | 133.8047 | 21.9233 | 66.3222 | 889727.5221 | 0 | 398982.6234 | 0 | 0 | 0 | 715367.0016 | 781590.0874 | 2033537.0812 | 1387930.8429 | 6207135.1586 | 961560.8286 | 29447104.4808 | 29447104.4808 | 21958398.9644 | 11486898.3253 | 0 | 36615800.468 | 99508202.2385 | 237.1374 | 0.36552 | 100174.3073 | 272236.7149 | 2042.1888 | 5549.9137
1 | 6300 | 707 | 0.035 | 15 | 15 | 7 | 3.1623e-13 | 5spot_SharedNeighbor | CO2 | Porous | Wet | R600a | MinimizeLCOE_Brownfield | IgnoreSilica | 2019 | 8.3696 | 1.2434 | 0.14726 | 4 | 64745.8925 | 171516.7518 | 1319.9326 | 3496.601 | 141.1475 | 22.2617 | 69.8392 | 1133579.7472 | 0 | 498075.6099 | 0 | 0 | 0 | 863882.2064 | 973259.6498 | 2532221.9657 | 1728293.5235 | 7729312.7025 | 961560.8286 | 29447104.4808 | 29447104.4808 | 21958398.9644 | 11486898.3253 | 0 | 38137978.0119 | 101030379.7823 | 316.2278 | 0.58904 | 64745.8925 | 171516.7518 | 1319.9326 | 3496.601
1 | 6300 | 707 | 0.035 | 15 | 15 | 7 | 4.217e-13 | 5spot_SharedNeighbor | CO2 | Porous | Wet | R600a | MinimizeLCOE_Brownfield | IgnoreSilica | 2019 | 10.9519 | 1.8254 | 0.22347 | 4 | 44658.3518 | 115018.4174 | 910.4209 | 2344.806 | 147.112 | 22.5155 | 46.3247 | 1420613.6526 | 0 | 617623.8167 | 0 | 0 | 0 | 1032183.8431 | 1197464.3119 | 3115556.5057 | 2126431.3334 | 9509873.4635 | 961560.8286 | 29447104.4808 | 29447104.4808 | 21958398.9644 | 11486898.3253 | 0 | 39918538.7729 | 102810940.5433 | 421.6965 | 0.89387 | 44658.3518 | 115018.4174 | 910.4209 | 2344.806
1 | 6300 | 707 | 0.035 | 15 | 15 | 7 | 5.6234e-13 | 5spot_SharedNeighbor | CO2 | Porous | Wet | R600a | MinimizeLCOE_Brownfield | IgnoreSilica | 2019 | 14.2286 | 2.5833 | 0.32564 | 4 | 32238.7849 | 80521.9415 | 657.2312 | 1641.5487 | 151.8975 | 22.7031 | 60.8423 | 1757047.4008 | 0 | 761485.4034 | 0 | 0 | 0 | 1221796.8199 | 1458728.5534 | 3795312.4696 | 2590378.7464 | 11584749.3936 | 961560.8286 | 29447104.4808 | 29447104.4808 | 21958398.9644 | 11486898.3253 | 0 | 41993414.7029 | 104885816.4734 | 562.3413 | 1.3026 | 32238.7849 | 80521.9415 | 657.2312 | 1641.5487
1 | 6300 | 707 | 0.035 | 15 | 15 | 7 | 7.4989e-13 | 5spot_SharedNeighbor | CO2 | Porous | Wet | R600a | MinimizeLCOE_Brownfield | IgnoreSilica | 2019 | 18.3696 | 3.5583 | 0.46094 | 4 | 24083.5296 | 58194.5709 | 490.9753 | 1186.375 | 155.6994 | 22.8368 | 71.5327 | 2150174.3104 | 0 | 934139.4506 | 0 | 0 | 0 | 1434354.6547 | 1762280.6821 | 4585092.8414 | 3129420.0785 | 13995462.0177 | 961560.8286 | 29447104.4808 | 29447104.4808 | 21958398.9644 | 11486898.3253 | 0 | 44404127.3271 | 107296529.0976 | 749.8942 | 1.8438 | 24083.5296 | 58194.5709 | 490.9753 | 1186.375
1 | 6300 | 707 | 0.035 | 15 | 15 | 7 | 1e-12 | 5spot_SharedNeighbor | CO2 | Porous | Wet | R600a | MinimizeLCOE_Brownfield | IgnoreSilica | 2019 | 23.6024 | 4.8051 | 0.63839 | 4 | 18488.5572 | 43117.8034 | 376.9142 | 879.0147 | 158.701 | 22.9239 | 64.6837 | 2610046.5288 | 0 | 1141554.5628 | 0 | 0 | 0 | 1673554.4579 | 2115810.6643 | 5504905.3361 | 3757211.0064 | 16803082.5562 | 961560.8286 | 29447104.4808 | 29447104.4808 | 21958398.9644 | 11486898.3253 | 0 | 47211747.8656 | 110104149.636 | 1000 | 2.5536 | 18488.5572 | 43117.8034 | 376.9142 | 879.0147
1 | 6300 | 707 | 0.035 | 15 | 15 | 7 | 1.3335e-12 | 5spot_SharedNeighbor | CO2 | Porous | Wet | R600a | MinimizeLCOE_Brownfield | IgnoreSilica | 2019 | 30.1406 | 6.378 | 0.86839 | 4 | 14522.1358 | 32628.1393 | 296.0534 | 665.1688 | 161.0268 | 22.9655 | 69.5434 | 3142626.4823 | 0 | 1388207.1676 | 0 | 0 | 0 | 1937779.2989 | 2522759.05 | 6563701.5591 | 4479861.1847 | 20034934.7426 | 961560.8286 | 29447104.4808 | 29447104.4808 | 21958398.9644 | 11486898.3253 | 0 | 50443600.052 | 113336001.8224 | 1333.5214 | 3.4736 | 14522.1358 | 32628.1393 | 296.0534 | 665.1688
1 | 6300 | 707 | 0.035 | 15 | 15 | 7 | 1.7783e-12 | 5spot_SharedNeighbor | CO2 | Porous | Wet | R600a | MinimizeLCOE_Brownfield | IgnoreSilica | 2019 | 38.1844 | 8.3301 | 1.1621 | 4 | 11639.6214 | 25169.9704 | 237.2894 | 513.1239 | 162.782 | 22.9583 | 81.9788 | 3750757.0839 | 0 | 1677415.8407 | 0 | 0 | 0 | 2222207.4263 | 2983648.3368 | 7762840.942 | 5298298.4534 | 23695168.0831 | 961560.8286 | 29447104.4808 | 29447104.4808 | 21958398.9644 | 11486898.3253 | 0 | 54103833.3925 | 116996235.1629 | 1778.2794 | 4.6482 | 11639.6214 | 25169.9704 | 237.2894 | 513.1239
1 | 6300 | 707 | 0.035 | 15 | 15 | 7 | 2.3714e-12 | 5spot_SharedNeighbor | CO2 | Porous | Wet | R600a | MinimizeLCOE_Brownfield | IgnoreSilica | 2019 | 47.946 | 10.7177 | 1.5305 | 4 | 9505.8983 | 19778.9336 | 193.7906 | 403.2203 | 164.0555 | 22.8942 | 79.2075 | 4436470.1817 | 0 | 2012492.3008 | 0 | 0 | 0 | 2522617.4265 | 3498916.1645 | 9103462.1336 | 6213299.9636 | 27787258.1707 | 961560.8286 | 29447104.4808 | 29447104.4808 | 21958398.9644 | 11486898.3253 | 0 | 58195923.48 | 121088325.2505 | 2371.3737 | 6.1221 | 9505.8983 | 19778.9336 | 193.7906 | 403.2203
1 | 6300 | 707 | 0.035 | 15 | 15 | 7 | 3.1623e-12 | 5spot_SharedNeighbor | CO2 | Porous | Wet | R600a | MinimizeLCOE_Brownfield | IgnoreSilica | 2019 | 59.3971 | 13.5436 | 1.9794 | 4 | 7906.5629 | 15850.0369 | 161.186 | 323.1244 | 164.8896 | 22.762 | 87.9638 | 5184377.1806 | 0 | 2388605.157 | 0 | 0 | 0 | 2820578.5541 | 4053488.7478 | 10546346.2368 | 7198098.0124 | 32191493.8887 | 961560.8286 | 29447104.4808 | 29447104.4808 | 21958398.9644 | 11486898.3253 | 0 | 62600159.1981 | 125492560.9685 | 3162.2777 | 7.9175 | 7906.5629 | 15850.0369 | 161.186 | 323.1244
1 | 6300 | 707 | 0.035 | 15 | 15 | 7 | 4.217e-12 | 5spot_SharedNeighbor | CO2 | Porous | Wet | R600a | MinimizeLCOE_Brownfield | IgnoreSilica | 2019 | 72.2935 | 16.757 | 2.505 | 4 | 6699.8203 | 12976.5492 | 136.5849 | 264.5445 | 165.311 | 22.5511 | 81.2031 | 5967770.0358 | 0 | 2795193.2008 | 0 | 0 | 0 | 3093697.2401 | 4624097.5859 | 12030953.3857 | 8211372.8971 | 36723084.3455 | 961560.8286 | 29447104.4808 | 29447104.4808 | 21958398.9644 | 11486898.3253 | 0 | 67131749.6549 | 130024151.4254 | 4216.965 | 10.0199 | 6699.8203 | 12976.5492 | 136.5849 | 264.5445
1 | 6300 | 707 | 0.035 | 15 | 15 | 7 | 5.6234e-12 | 5spot_SharedNeighbor | CO2 | Porous | Wet | R600a | MinimizeLCOE_Brownfield | IgnoreSilica | 2019 | 86.0083 | 20.2111 | 3.0883 | 4 | 5788.0241 | 10879.1988 | 117.9967 | 221.7872 | 165.3437 | 22.2606 | 93.7357 | 6742676.8302 | 0 | 3211920.411 | 0 | 0 | 0 | 3312663.6414 | 5174231.7442 | 13462289.6176 | 9188289.2864 | 41092071.5309 | 961560.8286 | 29447104.4808 | 29447104.4808 | 21958398.9644 | 11486898.3253 | 0 | 71500736.8403 | 134393138.6108 | 5623.4133 | 12.3532 | 5788.0241 | 10879.1988 | 117.9967 | 221.7872
1 | 6300 | 707 | 0.035 | 15 | 15 | 7 | 7.4989e-12 | 5spot_SharedNeighbor | CO2 | Porous | Wet | R600a | MinimizeLCOE_Brownfield | IgnoreSilica | 2019 | 99.7324 | 23.7057 | 3.6975 | 4 | 5100.4703 | 9352.8718 | 103.98 | 190.6709 | 165.0442 | 21.9042 | 106.2462 | 7464465.0207 | 0 | 3615775.0501 | 0 | 0 | 0 | 3457332.6396 | 5669653.357 | 14751275.0292 | 10068048.3158 | 45026549.4124 | 961560.8286 | 29447104.4808 | 29447104.4808 | 21958398.9644 | 11486898.3253 | 0 | 75435214.7218 | 138327616.4922 | 7498.9421 | 14.7899 | 5100.4703 | 9352.8718 | 103.98 | 190.6709
1 | 6300 | 707 | 0.035 | 15 | 15 | 7 | 1e-11 | 5spot_SharedNeighbor | CO2 | Porous | Wet | R600a | MinimizeLCOE_Brownfield | IgnoreSilica | 2019 | 112.6413 | 27.0293 | 4.2946 | 4 | 4583.7412 | 8244.8617 | 93.4458 | 168.0827 | 164.5055 | 21.5103 | 114.4621 | 8097759.2104 | 0 | 3985568.8179 | 0 | 0 | 0 | 3521767.3413 | 6085987.1942 | 15834490.2716 | 10807364.9766 | 48332937.812 | 961560.8286 | 29447104.4808 | 29447104.4808 | 21958398.9644 | 11486898.3253 | 0 | 78741603.1214 | 141634004.8918 | 10000 | 17.1785 | 4583.7412 | 8244.8617 | 93.4458 | 168.0827
1 | 6300 | 707 | 0.035 | 15 | 15 | 7 | 1.3335e-11 | 5spot_SharedNeighbor | CO2 | Porous | Wet | R600a | MinimizeLCOE_Brownfield | IgnoreSilica | 2019 | 124.1272 | 30.0183 | 4.8465 | 4 | 4196.607 | 7440.8051 | 85.5535 | 151.6909 | 163.8373 | 21.1124 | 110.8084 | 8625476.8771 | 0 | 4307505.1551 | 0 | 0 | 0 | 3516186.2141 | 6415175.6161 | 16690971.0195 | 11391930.686 | 50947245.5679 | 961560.8286 | 29447104.4808 | 29447104.4808 | 21958398.9644 | 11486898.3253 | 0 | 81355910.8773 | 144248312.6477 | 13335.2143 | 19.3861 | 4196.607 | 7440.8051 | 85.5535 | 151.6909
1 | 6300 | 707 | 0.035 | 15 | 15 | 7 | 1.7783e-11 | 5spot_SharedNeighbor | CO2 | Porous | Wet | R600a | MinimizeLCOE_Brownfield | IgnoreSilica | 2019 | 133.8734 | 32.5804 | 5.3313 | 4 | 3907.1013 | 6856.3261 | 79.6515 | 139.7755 | 163.1377 | 20.7392 | 113.0162 | 9047180.0872 | 0 | 4576018.8595 | 0 | 0 | 0 | 3459843.1207 | 6662386.4063 | 17334162.7858 | 11830922.2827 | 52910513.5422 | 961560.8286 | 29447104.4808 | 29447104.4808 | 21958398.9644 | 11486898.3253 | 0 | 83319178.8516 | 146211580.622 | 17782.7941 | 21.3251 | 3907.1013 | 6856.3261 | 79.6515 | 139.7755
1 | 6300 | 707 | 0.035 | 15 | 15 | 7 | 2.3714e-11 | 5spot_SharedNeighbor | CO2 | Porous | Wet | R600a | MinimizeLCOE_Brownfield | IgnoreSilica | 2019 | 141.866 | 34.6998 | 5.7402 | 4 | 3690.9362 | 6430.0491 | 75.2447 | 131.0852 | 162.4765 | 20.4097 | 110.5354 | 9375260.8321 | 0 | 4793304.8622 | 0 | 0 | 0 | 3375500.4106 | 6842185.7809 | 17801963.8767 | 12150206.1396 | 54338421.9021 | 961560.8286 | 29447104.4808 | 29447104.4808 | 21958398.9644 | 11486898.3253 | 0 | 84747087.2115 | 147639488.982 | 23713.7371 | 22.9609 | 3690.9362 | 6430.0491 | 75.2447 | 131.0852
1 | 6300 | 707 | 0.035 | 15 | 15 | 7 | 3.1623e-11 | 5spot_SharedNeighbor | CO2 | Porous | Wet | R600a | MinimizeLCOE_Brownfield | IgnoreSilica | 2019 | 148.2346 | 36.4018 | 6.0743 | 4 | 3529.4869 | 6117.9371 | 71.9534 | 124.7224 | 161.8929 | 20.1315 | 100.3948 | 9625093.415 | 0 | 4964687.2757 | 0 | 0 | 0 | 3280376.1198 | 6969361.1561 | 18132848.1156 | 12376041.4317 | 55348407.5138 | 961560.8286 | 29447104.4808 | 29447104.4808 | 21958398.9644 | 11486898.3253 | 0 | 85757072.8232 | 148649474.5936 | 31622.7766 | 24.2973 | 3529.4869 | 6117.9371 | 71.9534 | 124.7224
1 | 6300 | 707 | 0.035 | 15 | 15 | 7 | 4.217e-11 | 5spot_SharedNeighbor | CO2 | Porous | Wet | R600a | MinimizeLCOE_Brownfield | IgnoreSilica | 2019 | 153.2233 | 37.7437 | 6.3412 | 4 | 3408.848 | 5888.3585 | 69.494 | 120.0422 | 161.4005 | 19.9038 | 107.7621 | 9813539.1761 | 0 | 5097909.9416 | 0 | 0 | 0 | 3187242.4132 | 7058489.6971 | 18364742.2964 | 12534313.975 | 56056237.4994 | 961560.8286 | 29447104.4808 | 29447104.4808 | 21958398.9644 | 11486898.3253 | 0 | 86464902.8088 | 149357304.5792 | 42169.6503 | 25.3648 | 3408.848 | 5888.3585 | 69.494 | 120.0422
1 | 6300 | 707 | 0.035 | 15 | 15 | 7 | 5.6234e-11 | 5spot_SharedNeighbor | CO2 | Porous | Wet | R600a | MinimizeLCOE_Brownfield | IgnoreSilica | 2019 | 157.0555 | 38.7806 | 6.5503 | 4 | 3318.6441 | 5719.021 | 67.655 | 116.59 | 161.0008 | 19.723 | 97.5698 | 9953907.7827 | 0 | 5199657.5948 | 0 | 0 | 0 | 3102383.5501 | 7119820.0817 | 18524311.3767 | 12643223.1512 | 56543303.5371 | 961560.8286 | 29447104.4808 | 29447104.4808 | 21958398.9644 | 11486898.3253 | 0 | 86951968.8465 | 149844370.6169 | 56234.1325 | 26.2011 | 3318.6441 | 5719.021 | 67.655 | 116.59
1 | 6300 | 707 | 0.035 | 15 | 15 | 7 | 7.4989e-11 | 5spot_SharedNeighbor | CO2 | Porous | Wet | R600a | MinimizeLCOE_Brownfield | IgnoreSilica | 2019 | 160.0024 | 39.581 | 6.7126 | 4 | 3251.1527 | 5593.4643 | 66.2791 | 114.0303 | 160.6808 | 19.5805 | 117.6976 | 10059230.8486 | 0 | 5277563.1001 | 0 | 0 | 0 | 3030005.1125 | 7163051.6339 | 18636791.0074 | 12719992.8103 | 56886634.5129 | 961560.8286 | 29447104.4808 | 29447104.4808 | 21958398.9644 | 11486898.3253 | 0 | 87295299.8223 | 150187701.5927 | 74989.4209 | 26.8506 | 3251.1527 | 5593.4643 | 66.2791 | 114.0303
1 | 6300 | 707 | 0.035 | 15 | 15 | 7 | 1e-10 | 5spot_SharedNeighbor | CO2 | Porous | Wet | R600a | MinimizeLCOE_Brownfield | IgnoreSilica | 2019 | 162.2487 | 40.193 | 6.8375 | 4 | 3200.6264 | 5500.1596 | 65.2491 | 112.1282 | 160.4294 | 19.4699 | 108.7926 | 10137969.5918 | 0 | 5336755.0497 | 0 | 0 | 0 | 2970229.9477 | 7193532.2898 | 18716095.4217 | 12774119.7026 | 57128702.0035 | 961560.8286 | 29447104.4808 | 29447104.4808 | 21958398.9644 | 11486898.3253 | 0 | 87537367.3129 | 150429769.0833 | 100000 | 27.3501 | 3200.6264 | 5500.1596 | 65.2491 | 112.1282
1 | 6300 | 707 | 0.035 | 15 | 15 | 7 | 1.3335e-10 | 5spot_SharedNeighbor | CO2 | Porous | Wet | R600a | MinimizeLCOE_Brownfield | IgnoreSilica | 2019 | 163.9466 | 40.6569 | 6.9328 | 4 | 3162.784 | 5430.7199 | 64.4776 | 110.7126 | 160.2349 | 19.385 | 110.721 | 10196588.8808 | 0 | 5381386.848 | 0 | 0 | 0 | 2921922.3809 | 7214960.2628 | 18771846.6119 | 12812171.0355 | 57298876.02 | 961560.8286 | 29447104.4808 | 29447104.4808 | 21958398.9644 | 11486898.3253 | 0 | 87707541.3294 | 150599943.0998 | 133352.1432 | 27.7311 | 3162.784 | 5430.7199 | 64.4776 | 110.7126
1 | 6300 | 707 | 0.035 | 15 | 15 | 7 | 1.7783e-10 | 5spot_SharedNeighbor | CO2 | Porous | Wet | R600a | MinimizeLCOE_Brownfield | IgnoreSilica | 2019 | 165.2307 | 41.0084 | 7.0052 | 4 | 3134.4318 | 5378.9203 | 63.8996 | 109.6566 | 160.0854 | 19.3202 | 111.9914 | 10240407.1939 | 0 | 5415080.0851 | 0 | 0 | 0 | 2883735.0447 | 7230296.7062 | 18811748.8918 | 12839405.1614 | 57420673.0831 | 961560.8286 | 29447104.4808 | 29447104.4808 | 21958398.9644 | 11486898.3253 | 0 | 87829338.3925 | 150721740.1629 | 177827.941 | 28.0208 | 3134.4318 | 5378.9203 | 63.8996 | 109.6566
1 | 6300 | 707 | 0.035 | 15 | 15 | 7 | 2.3714e-10 | 5spot_SharedNeighbor | CO2 | Porous | Wet | R600a | MinimizeLCOE_Brownfield | IgnoreSilica | 2019 | 166.1929 | 41.2725 | 7.0599 | 4 | 3113.1845 | 5340.2749 | 63.4665 | 108.8687 | 159.9719 | 19.2712 | 101.9893 | 10272948.0381 | 0 | 5440293.1796 | 0 | 0 | 0 | 2853782.4353 | 7241139.2247 | 18839958.9007 | 12858659.0722 | 57506780.8506 | 961560.8286 | 29447104.4808 | 29447104.4808 | 21958398.9644 | 11486898.3253 | 0 | 87915446.16 | 150807847.9304 | 237137.3706 | 28.2397 | 3113.1845 | 5340.2749 | 63.4665 | 108.8687
1 | 6300 | 707 | 0.035 | 15 | 15 | 7 | 3.1623e-10 | 5spot_SharedNeighbor | CO2 | Porous | Wet | R600a | MinimizeLCOE_Brownfield | IgnoreSilica | 2019 | 166.9233 | 41.4729 | 7.1014 | 4 | 3097.2589 | 5311.3446 | 63.1418 | 108.2789 | 159.8849 | 19.2338 | 120.3154 | 10297482.1072 | 0 | 5459412.1306 | 0 | 0 | 0 | 2830795.2104 | 7249198.8848 | 18860928.4831 | 12872971.2431 | 57570788.0593 | 961560.8286 | 29447104.4808 | 29447104.4808 | 21958398.9644 | 11486898.3253 | 0 | 87979453.3687 | 150871855.1391 | 316227.766 | 28.4056 | 3097.2589 | 5311.3446 | 63.1418 | 108.2789
1 | 6300 | 707 | 0.035 | 15 | 15 | 7 | 4.217e-10 | 5spot_SharedNeighbor | CO2 | Porous | Wet | R600a | MinimizeLCOE_Brownfield | IgnoreSilica | 2019 | 167.4808 | 41.6257 | 7.1328 | 4 | 3085.3205 | 5289.6467 | 62.8984 | 107.8366 | 159.8181 | 19.2052 | 123.8143 | 10316113.1965 | 0 | 5473994.5656 | 0 | 0 | 0 | 2813370.3485 | 7255356.4631 | 18876949.2387 | 12883905.738 | 57619689.5503 | 961560.8286 | 29447104.4808 | 29447104.4808 | 21958398.9644 | 11486898.3253 | 0 | 88028354.8597 | 150920756.6302 | 421696.5034 | 28.5313 | 3085.3205 | 5289.6467 | 62.8984 | 107.8366
1 | 6300 | 707 | 0.035 | 15 | 15 | 7 | 5.6234e-10 | 5spot_SharedNeighbor | CO2 | Porous | Wet | R600a | MinimizeLCOE_Brownfield | IgnoreSilica | 2019 | 167.8829 | 41.7366 | 7.1562 | 4 | 3076.3702 | 5273.5143 | 62.716 | 107.5077 | 159.7696 | 19.1844 | 121.3859 | 10329494.4141 | 0 | 5484506.0317 | 0 | 0 | 0 | 2799665.9118 | 7259329.8795 | 18887287.2531 | 12890961.6452 | 57651245.1355 | 961560.8286 | 29447104.4808 | 29447104.4808 | 21958398.9644 | 11486898.3253 | 0 | 88059910.4448 | 150952312.2153 | 562341.3252 | 28.6246 | 3076.3702 | 5273.5143 | 62.716 | 107.5077
1 | 6300 | 707 | 0.035 | 15 | 15 | 7 | 7.4989e-10 | 5spot_SharedNeighbor | CO2 | Porous | Wet | R600a | MinimizeLCOE_Brownfield | IgnoreSilica | 2019 | 168.1996 | 41.8235 | 7.174 | 4 | 3069.6597 | 5261.337 | 62.5792 | 107.2595 | 159.7313 | 19.1681 | 120.3557 | 10340006.6162 | 0 | 5492782.082 | 0 | 0 | 0 | 2789623.0062 | 7262740.5647 | 18896161.1565 | 12897018.2666 | 57678331.6922 | 961560.8286 | 29447104.4808 | 29447104.4808 | 21958398.9644 | 11486898.3253 | 0 | 88086997.0016 | 150979398.772 | 749894.2093 | 28.696 | 3069.6597 | 5261.337 | 62.5792 | 107.2595
1 | 6300 | 707 | 0.035 | 15 | 15 | 7 | 1e-09 | 5spot_SharedNeighbor | CO2 | Porous | Wet | R600a | MinimizeLCOE_Brownfield | IgnoreSilica | 2019 | 168.4313 | 41.8873 | 7.1873 | 4 | 3064.6282 | 5252.2538 | 62.4766 | 107.0743 | 159.7031 | 19.156 | 126.0777 | 10347678.099 | 0 | 5498834.4616 | 0 | 0 | 0 | 2781870.9656 | 7265069.5752 | 18902220.764 | 12901154.0733 | 57696827.9387 | 961560.8286 | 29447104.4808 | 29447104.4808 | 21958398.9644 | 11486898.3253 | 0 | 88105493.2481 | 150997895.0186 | 1000000 | 28.7492 | 3064.6282 | 5252.2538 | 62.4766 | 107.0743
1 | 6300 | 707 | 0.035 | 15 | 15 | 7 | 1.3335e-09 | 5spot_SharedNeighbor | CO2 | Porous | Wet | R600a | MinimizeLCOE_Brownfield | IgnoreSilica | 2019 | 168.6017 | 41.9343 | 7.1972 | 4 | 3060.8555 | 5245.4698 | 62.3997 | 106.936 | 159.6824 | 19.1472 | 119.5996 | 10353309.823 | 0 | 5503284.559 | 0 | 0 | 0 | 2775932.0324 | 7266685.3016 | 18906424.5527 | 12904023.2454 | 57709659.5142 | 961560.8286 | 29447104.4808 | 29447104.4808 | 21958398.9644 | 11486898.3253 | 0 | 88118324.8236 | 151010726.5941 | 1333521.4322 | 28.7888 | 3060.8555 | 5245.4698 | 62.3997 | 106.936
1 | 6300 | 707 | 0.035 | 15 | 15 | 7 | 1.7783e-09 | 5spot_SharedNeighbor | CO2 | Porous | Wet | R600a | MinimizeLCOE_Brownfield | IgnoreSilica | 2019 | 168.7332 | 41.9705 | 7.2047 | 4 | 3058.0266 | 5240.362 | 62.342 | 106.8319 | 159.6664 | 19.1404 | 121.0157 | 10357651.4297 | 0 | 5506718.2583 | 0 | 0 | 0 | 2771543.8972 | 7268006.2982 | 18909861.515 | 12906369.0428 | 57720150.4412 | 961560.8286 | 29447104.4808 | 29447104.4808 | 21958398.9644 | 11486898.3253 | 0 | 88128815.7506 | 151021217.521 | 1778279.41 | 28.8189 | 3058.0266 | 5240.362 | 62.342 | 106.8319
1 | 6300 | 707 | 0.035 | 15 | 15 | 7 | 2.3714e-09 | 5spot_SharedNeighbor | CO2 | Porous | Wet | R600a | MinimizeLCOE_Brownfield | IgnoreSilica | 2019 | 168.8381 | 41.9991 | 7.2105 | 4 | 3055.9053 | 5236.4939 | 62.2988 | 106.753 | 159.6536 | 19.1349 | 123.1442 | 10361110.1769 | 0 | 5509454.9317 | 0 | 0 | 0 | 2768389.4319 | 7269192.2708 | 18912947.1723 | 12908475.0673 | 57729569.051 | 961560.8286 | 29447104.4808 | 29447104.4808 | 21958398.9644 | 11486898.3253 | 0 | 88138234.3603 | 151030636.1308 | 2371373.7057 | 28.8419 | 3055.9053 | 5236.4939 | 62.2988 | 106.753
1 | 6300 | 707 | 0.035 | 15 | 15 | 7 | 3.1623e-09 | 5spot_SharedNeighbor | CO2 | Porous | Wet | R600a | MinimizeLCOE_Brownfield | IgnoreSilica | 2019 | 168.9159 | 42.0204 | 7.2148 | 4 | 3054.3147 | 5233.5996 | 62.2663 | 106.694 | 159.6441 | 19.1309 | 132.5557 | 10363674.8275 | 0 | 5511485.63 | 0 | 0 | 0 | 2765995.9273 | 7270050.9901 | 18915181.3836 | 12909999.9624 | 57736388.7209 | 961560.8286 | 29447104.4808 | 29447104.4808 | 21958398.9644 | 11486898.3253 | 0 | 88145054.0303 | 151037455.8007 | 3162277.6602 | 28.8592 | 3054.3147 | 5233.5996 | 62.2663 | 106.694
1 | 6300 | 707 | 0.035 | 15 | 15 | 7 | 4.217e-09 | 5spot_SharedNeighbor | CO2 | Porous | Wet | R600a | MinimizeLCOE_Brownfield | IgnoreSilica | 2019 | 168.965 | 42.0341 | 7.2178 | 4 | 3053.1219 | 5231.4889 | 62.242 | 106.651 | 159.6381 | 19.1283 | 126.1647 | 10365290.1576 | 0 | 5512766.8076 | 0 | 0 | 0 | 2763972.7462 | 7270391.5874 | 18916067.5482 | 12910604.7879 | 57739093.635 | 961560.8286 | 29447104.4808 | 29447104.4808 | 21958398.9644 | 11486898.3253 | 0 | 88147758.9444 | 151040160.7148 | 4216965.0343 | 28.8714 | 3053.1219 | 5231.4889 | 62.242 | 106.651
1 | 6300 | 707 | 0.035 | 15 | 15 | 7 | 5.6234e-09 | 5spot_SharedNeighbor | CO2 | Porous | Wet | R600a | MinimizeLCOE_Brownfield | IgnoreSilica | 2019 | 169.0085 | 42.046 | 7.2203 | 4 | 3052.2275 | 5229.8635 | 62.2238 | 106.6178 | 159.6328 | 19.1261 | 130.788 | 10366723.7763 | 0 | 5513902.884 | 0 | 0 | 0 | 2762615.5307 | 7270864.4545 | 18917297.8512 | 12911444.495 | 57742848.9916 | 961560.8286 | 29447104.4808 | 29447104.4808 | 21958398.9644 | 11486898.3253 | 0 | 88151514.301 | 151043916.0714 | 5623413.2519 | 28.881 | 3052.2275 | 5229.8635 | 62.2238 | 106.6178
1 | 6300 | 707 | 0.035 | 15 | 15 | 7 | 7.4989e-09 | 5spot_SharedNeighbor | CO2 | Porous | Wet | R600a | MinimizeLCOE_Brownfield | IgnoreSilica | 2019 | 169.0427 | 42.0553 | 7.2221 | 4 | 3051.5567 | 5228.6345 | 62.2101 | 106.5928 | 159.6286 | 19.1243 | 122.6951 | 10367852.3537 | 0 | 5514797.2009 | 0 | 0 | 0 | 2761635.5534 | 7271271.1921 | 18918356.0991 | 12912166.771 | 57746079.1702 | 961560.8286 | 29447104.4808 | 29447104.4808 | 21958398.9644 | 11486898.3253 | 0 | 88154744.4796 | 151047146.25 | 7498942.0933 | 28.8885 | 3051.5567 | 5228.6345 | 62.2101 | 106.5928
1 | 6300 | 707 | 0.035 | 15 | 15 | 7 | 1e-08 | 5spot_SharedNeighbor | CO2 | Porous | Wet | R600a | MinimizeLCOE_Brownfield | IgnoreSilica | 2019 | 169.0498 | 42.0579 | 7.2231 | 4 | 3051.0538 | 5227.8318 | 62.1999 | 106.5764 | 159.6277 | 19.1239 | 110.6765 | 10368080.9431 | 0 | 5514981.4091 | 0 | 0 | 0 | 2760449.8603 | 7270969.7629 | 18917571.8421 | 12911631.4995 | 57743685.317 | 961560.8286 | 29447104.4808 | 29447104.4808 | 21958398.9644 | 11486898.3253 | 0 | 88152350.6264 | 151044752.3968 | 10000000 | 28.8924 | 3051.0538 | 5227.8318 | 62.1999 | 106.5764
1 | 6400 | 707 | 0.035 | 15 | 15 | 7 | 1e-13 | 5spot_SharedNeighbor | CO2 | Porous | Wet | R600a | MinimizeLCOE_Brownfield | IgnoreSilica | 2019 | 1.6 | 0.01689 | 0.0057015 | 4 | 1433792.1138 | 4249758.5052 | 29229.7916 | 86637.0754 | 83.4137 | 19.0121 | 26.5263 | 227540.7337 | 0 | 82726.0153 | 0 | 0 | 0 | 221631.3315 | 207440.2514 | 539716.9824 | 368367.9305 | 1647423.245 | 961560.8286 | 30089847.6181 | 30089847.6181 | 22413605.2974 | 11717022.4191 | 0 | 32698831.6917 | 96919307.0263 | 100 | 0.022806 | 1433792.1138 | 4249758.5052 | 29229.7916 | 86637.0754
1 | 6400 | 707 | 0.035 | 15 | 15 | 7 | 1.3335e-13 | 5spot_SharedNeighbor | CO2 | Porous | Wet | R600a | MinimizeLCOE_Brownfield | IgnoreSilica | 2019 | 3.4392 | 0.24309 | 0.026192 | 4 | 331621.3659 | 944593.0509 | 6760.5501 | 19256.807 | 114.4543 | 21.2072 | 52.3863 | 505980.9115 | 0 | 226613.2894 | 0 | 0 | 0 | 459511.8356 | 464921.3542 | 1209629.9952 | 825597.3272 | 3692254.7131 | 961560.8286 | 30089847.6181 | 30089847.6181 | 22413605.2974 | 11717022.4191 | 0 | 34743663.1598 | 98964138.4944 | 133.3521 | 0.10477 | 331621.3659 | 944593.0509 | 6760.5501 | 19256.807
1 | 6400 | 707 | 0.035 | 15 | 15 | 7 | 1.7783e-13 | 5spot_SharedNeighbor | CO2 | Porous | Wet | R600a | MinimizeLCOE_Brownfield | IgnoreSilica | 2019 | 4.8204 | 0.49323 | 0.054397 | 4 | 165740.5381 | 460889.1665 | 3378.845 | 9395.8491 | 126.7001 | 21.8947 | 54.0342 | 700808.0294 | 0 | 320328.7639 | 0 | 0 | 0 | 596929.4761 | 631045.8451 | 1641851.8437 | 1120597.62 | 5011561.5783 | 961560.8286 | 30089847.6181 | 30089847.6181 | 22413605.2974 | 11717022.4191 | 0 | 36062970.025 | 100283445.3596 | 177.8279 | 0.21759 | 165740.5381 | 460889.1665 | 3378.845 | 9395.8491
1 | 6400 | 707 | 0.035 | 15 | 15 | 7 | 2.3714e-13 | 5spot_SharedNeighbor | CO2 | Porous | Wet | R600a | MinimizeLCOE_Brownfield | IgnoreSilica | 2019 | 6.4935 | 0.83557 | 0.096406 | 4 | 97121.9501 | 263657.6558 | 1979.9623 | 5375.0179 | 136.1307 | 22.3671 | 59.8222 | 920521.5574 | 0 | 406552.4636 | 0 | 0 | 0 | 739701.3476 | 806042.3938 | 2097156.9665 | 1431352.7219 | 6401327.4508 | 961560.8286 | 30089847.6181 | 30089847.6181 | 22413605.2974 | 11717022.4191 | 0 | 37452735.8975 | 101673211.2321 | 237.1374 | 0.38563 | 97121.9501 | 263657.6558 | 1979.9623 | 5375.0179
1 | 6400 | 707 | 0.035 | 15 | 15 | 7 | 3.1623e-13 | 5spot_SharedNeighbor | CO2 | Porous | Wet | R600a | MinimizeLCOE_Brownfield | IgnoreSilica | 2019 | 8.5546 | 1.2887 | 0.15507 | 4 | 62890.8298 | 166426.6223 | 1282.1146 | 3392.8318 | 143.5763 | 22.7077 | 54.8621 | 1171081.1724 | 0 | 506865.9913 | 0 | 0 | 0 | 891453.8729 | 1002066.4043 | 2607171.2319 | 1779447.9378 | 7958086.6105 | 961560.8286 | 30089847.6181 | 30089847.6181 | 22413605.2974 | 11717022.4191 | 0 | 39009495.0573 | 103229970.3918 | 316.2278 | 0.62027 | 62890.8298 | 166426.6223 | 1282.1146 | 3392.8318
1 | 6400 | 707 | 0.035 | 15 | 15 | 7 | 4.217e-13 | 5spot_SharedNeighbor | CO2 | Porous | Wet | R600a | MinimizeLCOE_Brownfield | IgnoreSilica | 2019 | 11.2077 | 1.894 | 0.23512 | 4 | 43439.4475 | 111723.3805 | 885.5719 | 2277.6322 | 149.6864 | 22.9657 | 54.6176 | 1469037.5912 | 0 | 629136.7203 | 0 | 0 | 0 | 1066898.5698 | 1234378.4237 | 3211599.4527 | 2191982.6182 | 9803033.3759 | 961560.8286 | 30089847.6181 | 30089847.6181 | 22413605.2974 | 11717022.4191 | 0 | 40854441.8227 | 105074917.1572 | 421.6965 | 0.94049 | 43439.4475 | 111723.3805 | 885.5719 | 2277.6322
1 | 6400 | 707 | 0.035 | 15 | 15 | 7 | 5.6234e-13 | 5spot_SharedNeighbor | CO2 | Porous | Wet | R600a | MinimizeLCOE_Brownfield | IgnoreSilica | 2019 | 14.5381 | 2.6756 | 0.34222 | 4 | 31393.6393 | 78307.6549 | 640.0018 | 1596.4075 | 154.5366 | 23.154 | 60.9107 | 1814553.4324 | 0 | 774707.6241 | 0 | 0 | 0 | 1260363.5238 | 1501353.5863 | 3906214.0615 | 2666071.3617 | 11923263.5897 | 961560.8286 | 30089847.6181 | 30089847.6181 | 22413605.2974 | 11717022.4191 | 0 | 42974672.0365 | 107195147.371 | 562.3413 | 1.3689 | 31393.6393 | 78307.6549 | 640.0018 | 1596.4075
1 | 6400 | 707 | 0.035 | 15 | 15 | 7 | 7.4989e-13 | 5spot_SharedNeighbor | CO2 | Porous | Wet | R600a | MinimizeLCOE_Brownfield | IgnoreSilica | 2019 | 18.7787 | 3.6872 | 0.48418 | 4 | 23473.9201 | 56633.2916 | 478.5476 | 1154.5463 | 158.4214 | 23.2889 | 55.8205 | 2221391.342 | 0 | 950748.2316 | 0 | 0 | 0 | 1480705.9807 | 1814609.7662 | 4721242.384 | 3222344.9389 | 14411042.6435 | 961560.8286 | 30089847.6181 | 30089847.6181 | 22413605.2974 | 11717022.4191 | 0 | 45462451.0903 | 109682926.4248 | 749.8942 | 1.9367 | 23473.9201 | 56633.2916 | 478.5476 | 1154.5463
1 | 6400 | 707 | 0.035 | 15 | 15 | 7 | 1e-12 | 5spot_SharedNeighbor | CO2 | Porous | Wet | R600a | MinimizeLCOE_Brownfield | IgnoreSilica | 2019 | 24.1159 | 4.9764 | 0.67014 | 4 | 18035.2559 | 41993.1862 | 367.6731 | 856.0879 | 161.4753 | 23.3755 | 85.7471 | 2695380.2952 | 0 | 1161380.7477 | 0 | 0 | 0 | 1726582.5331 | 2177503.9947 | 5665418.7266 | 3866764.6936 | 17293030.991 | 961560.8286 | 30089847.6181 | 30089847.6181 | 22413605.2974 | 11717022.4191 | 0 | 48344439.4377 | 112564914.7723 | 1000 | 2.6806 | 18035.2559 | 41993.1862 | 367.6731 | 856.0879
1 | 6400 | 707 | 0.035 | 15 | 15 | 7 | 1.3335e-12 | 5spot_SharedNeighbor | CO2 | Porous | Wet | R600a | MinimizeLCOE_Brownfield | IgnoreSilica | 2019 | 30.7667 | 6.5991 | 0.91084 | 4 | 14176.7149 | 31803.3592 | 289.0115 | 648.3545 | 163.8377 | 23.4153 | 56.2245 | 3242946.2977 | 0 | 1411227.0064 | 0 | 0 | 0 | 1996777.2913 | 2593870.7322 | 6748719.5691 | 4606139.7783 | 20599680.675 | 961560.8286 | 30089847.6181 | 30089847.6181 | 22413605.2974 | 11717022.4191 | 0 | 51651089.1217 | 115871564.4563 | 1333.5214 | 3.6434 | 14176.7149 | 31803.3592 | 289.0115 | 648.3545
1 | 6400 | 707 | 0.035 | 15 | 15 | 7 | 1.7783e-12 | 5spot_SharedNeighbor | CO2 | Porous | Wet | R600a | MinimizeLCOE_Brownfield | IgnoreSilica | 2019 | 38.9808 | 8.6197 | 1.2184 | 4 | 11371.0018 | 24548.7522 | 231.8133 | 500.4595 | 165.628 | 23.4047 | 75.0896 | 3870661.4271 | 0 | 1705347.9272 | 0 | 0 | 0 | 2290332.2317 | 3067873.2186 | 7981976.8074 | 5447863.1842 | 24364054.7962 | 961560.8286 | 30089847.6181 | 30089847.6181 | 22413605.2974 | 11717022.4191 | 0 | 55415463.2429 | 119635938.5775 | 1778.2794 | 4.8734 | 11371.0018 | 24548.7522 | 231.8133 | 500.4595
1 | 6400 | 707 | 0.035 | 15 | 15 | 7 | 2.3714e-12 | 5spot_SharedNeighbor | CO2 | Porous | Wet | R600a | MinimizeLCOE_Brownfield | IgnoreSilica | 2019 | 48.9102 | 11.0826 | 1.6034 | 4 | 9293.3647 | 19306.7363 | 189.4578 | 393.5939 | 166.9211 | 23.3349 | 66.5776 | 4575665.51 | 0 | 2044806.509 | 0 | 0 | 0 | 2597799.0301 | 3595125.7091 | 9353779.6335 | 6384146.8008 | 28551323.1926 | 961560.8286 | 30089847.6181 | 30089847.6181 | 22413605.2974 | 11717022.4191 | 0 | 59602731.6393 | 123823206.9739 | 2371.3737 | 6.4135 | 9293.3647 | 19306.7363 | 189.4578 | 393.5939
1 | 6400 | 707 | 0.035 | 15 | 15 | 7 | 3.1623e-12 | 5spot_SharedNeighbor | CO2 | Porous | Wet | R600a | MinimizeLCOE_Brownfield | IgnoreSilica | 2019 | 60.5567 | 13.9972 | 2.0718 | 4 | 7735.8833 | 15485.1626 | 157.7064 | 315.686 | 167.766 | 23.194 | 86.0269 | 5344479.0135 | 0 | 2425840.5717 | 0 | 0 | 0 | 2903023.6396 | 4162603.8576 | 10830241.3701 | 7391862.2743 | 33058050.7268 | 961560.8286 | 30089847.6181 | 30089847.6181 | 22413605.2974 | 11717022.4191 | 0 | 64109459.1735 | 128329934.5081 | 3162.2777 | 8.2873 | 7735.8833 | 15485.1626 | 157.7064 | 315.686
1 | 6400 | 707 | 0.035 | 15 | 15 | 7 | 4.217e-12 | 5spot_SharedNeighbor | CO2 | Porous | Wet | R600a | MinimizeLCOE_Brownfield | IgnoreSilica | 2019 | 73.5964 | 17.2936 | 2.6182 | 4 | 6560.9025 | 12692.94 | 133.7529 | 258.7628 | 168.1865 | 22.9721 | 108.5656 | 6145006.3076 | 0 | 2835421.7566 | 0 | 0 | 0 | 3178907.1134 | 4742140.7193 | 12338077.4047 | 8420991.3509 | 37660544.6525 | 961560.8286 | 30089847.6181 | 30089847.6181 | 22413605.2974 | 11717022.4191 | 0 | 68711953.0993 | 132932428.4338 | 4216.965 | 10.4729 | 6560.9025 | 12692.94 | 133.7529 | 258.7628
1 | 6400 | 707 | 0.035 | 15 | 15 | 7 | 5.6234e-12 | 5spot_SharedNeighbor | CO2 | Porous | Wet | R600a | MinimizeLCOE_Brownfield | IgnoreSilica | 2019 | 87.4286 | 20.828 | 3.2228 | 4 | 5673.4279 | 10655.2203 | 115.6605 | 217.2211 | 168.2115 | 22.6684 | 99.5908 | 6934854.0286 | 0 | 3254281.104 | 0 | 0 | 0 | 3398698.0973 | 5299254.9597 | 13787574.3785 | 9410302.8196 | 42084965.3877 | 961560.8286 | 30089847.6181 | 30089847.6181 | 22413605.2974 | 11717022.4191 | 0 | 73136373.8345 | 137356849.1691 | 5623.4133 | 12.891 | 5673.4279 | 10655.2203 | 115.6605 | 217.2211
1 | 6400 | 707 | 0.035 | 15 | 15 | 7 | 7.4989e-12 | 5spot_SharedNeighbor | CO2 | Porous | Wet | R600a | MinimizeLCOE_Brownfield | IgnoreSilica | 2019 | 101.2166 | 24.3908 | 3.8516 | 4 | 5004.5191 | 9172.9464 | 102.0239 | 187.0029 | 167.9008 | 22.2983 | 108.201 | 7667707.6173 | 0 | 3658757.1249 | 0 | 0 | 0 | 3541621.5625 | 5798553.6588 | 15086647.1734 | 10296946.6954 | 46050233.8324 | 961560.8286 | 30089847.6181 | 30089847.6181 | 22413605.2974 | 11717022.4191 | 0 | 77101642.2791 | 141322117.6137 | 7498.9421 | 15.4064 | 5004.5191 | 9172.9464 | 102.0239 | 187.0029
1 | 6400 | 707 | 0.035 | 15 | 15 | 7 | 1e-11 | 5spot_SharedNeighbor | CO2 | Porous | Wet | R600a | MinimizeLCOE_Brownfield | IgnoreSilica | 2019 | 114.1512 | 27.7703 | 4.4659 | 4 | 4502.0285 | 8097.036 | 91.7799 | 165.069 | 167.3508 | 21.8913 | 113.764 | 8309040.6622 | 0 | 4028254.0805 | 0 | 0 | 0 | 3603248.2879 | 6216811.7819 | 16174869.0131 | 11039680.4618 | 49371904.2874 | 961560.8286 | 30089847.6181 | 30089847.6181 | 22413605.2974 | 11717022.4191 | 0 | 80423312.7341 | 144643788.0687 | 10000 | 17.8638 | 4502.0285 | 8097.036 | 91.7799 | 165.069
1 | 6400 | 707 | 0.035 | 15 | 15 | 7 | 1.3335e-11 | 5spot_SharedNeighbor | CO2 | Porous | Wet | R600a | MinimizeLCOE_Brownfield | IgnoreSilica | 2019 | 125.6056 | 30.7959 | 5.0314 | 4 | 4125.7064 | 7316.6808 | 84.1081 | 149.1604 | 166.675 | 21.4829 | 114.1516 | 8841002.0395 | 0 | 4348499.963 | 0 | 0 | 0 | 3593485.9055 | 6545365.2841 | 17029697.8302 | 11623118.6944 | 51981169.7168 | 961560.8286 | 30089847.6181 | 30089847.6181 | 22413605.2974 | 11717022.4191 | 0 | 83032578.1635 | 147253053.4981 | 13335.2143 | 20.1257 | 4125.7064 | 7316.6808 | 84.1081 | 149.1604
1 | 6400 | 707 | 0.035 | 15 | 15 | 7 | 1.7783e-11 | 5spot_SharedNeighbor | CO2 | Porous | Wet | R600a | MinimizeLCOE_Brownfield | IgnoreSilica | 2019 | 135.3233 | 33.3885 | 5.5271 | 4 | 3844.3676 | 6749.1709 | 78.3726 | 137.591 | 165.9692 | 21.1005 | 111.3793 | 9266109.0636 | 0 | 4615623.4597 | 0 | 0 | 0 | 3534117.3893 | 6792181.4659 | 17671862.9063 | 12061409.554 | 53941303.8387 | 961560.8286 | 30089847.6181 | 30089847.6181 | 22413605.2974 | 11717022.4191 | 0 | 84992712.2855 | 149213187.6201 | 17782.7941 | 22.1084 | 3844.3676 | 6749.1709 | 78.3726 | 137.591
1 | 6400 | 707 | 0.035 | 15 | 15 | 7 | 2.3714e-11 | 5spot_SharedNeighbor | CO2 | Porous | Wet | R600a | MinimizeLCOE_Brownfield | IgnoreSilica | 2019 | 143.2427 | 35.521 | 5.9436 | 4 | 3634.3474 | 6335.6109 | 74.0911 | 129.16 | 165.3074 | 20.7653 | 115.0952 | 9594869.3403 | 0 | 4830481.5132 | 0 | 0 | 0 | 3446103.55 | 6969867.2174 | 18134164.7832 | 12376940.0844 | 55352426.4885 | 961560.8286 | 30089847.6181 | 30089847.6181 | 22413605.2974 | 11717022.4191 | 0 | 86403834.9352 | 150624310.2698 | 23713.7371 | 23.7742 | 3634.3474 | 6335.6109 | 74.0911 | 129.16
1 | 6400 | 707 | 0.035 | 15 | 15 | 7 | 3.1623e-11 | 5spot_SharedNeighbor | CO2 | Porous | Wet | R600a | MinimizeLCOE_Brownfield | IgnoreSilica | 2019 | 149.5567 | 37.2341 | 6.2835 | 4 | 3477.5112 | 6032.6446 | 70.8938 | 122.9836 | 164.7238 | 20.4825 | 117.5019 | 9845463.6624 | 0 | 5000081.594 | 0 | 0 | 0 | 3348643.887 | 7095733.7659 | 18461643.7238 | 12600451.1903 | 56352017.8235 | 961560.8286 | 30089847.6181 | 30089847.6181 | 22413605.2974 | 11717022.4191 | 0 | 87403426.2702 | 151623901.6048 | 31622.7766 | 25.1339 | 3477.5112 | 6032.6446 | 70.8938 | 122.9836
1 | 6400 | 707 | 0.035 | 15 | 15 | 7 | 4.217e-11 | 5spot_SharedNeighbor | CO2 | Porous | Wet | R600a | MinimizeLCOE_Brownfield | IgnoreSilica | 2019 | 154.4802 | 38.5791 | 6.5542 | 4 | 3360.3313 | 5809.9075 | 68.5049 | 118.4428 | 164.2339 | 20.2523 | 109.9081 | 10033689.4189 | 0 | 5131337.2593 | 0 | 0 | 0 | 3253326.1036 | 7183157.5849 | 18689102.5677 | 12755696.5251 | 57046309.4596 | 961560.8286 | 30089847.6181 | 30089847.6181 | 22413605.2974 | 11717022.4191 | 0 | 88097717.9063 | 152318193.2409 | 42169.6503 | 26.217 | 3360.3313 | 5809.9075 | 68.5049 | 118.4428
1 | 6400 | 707 | 0.035 | 15 | 15 | 7 | 5.6234e-11 | 5spot_SharedNeighbor | CO2 | Porous | Wet | R600a | MinimizeLCOE_Brownfield | IgnoreSilica | 2019 | 158.2922 | 39.6256 | 6.7668 | 4 | 3272.7204 | 5645.3378 | 66.7188 | 115.0878 | 163.8336 | 20.0681 | 116.9955 | 10175052.0655 | 0 | 5232389.2109 | 0 | 0 | 0 | 3167877.4076 | 7244374.2868 | 18848375.8687 | 12864403.8258 | 57532472.6652 | 961560.8286 | 30089847.6181 | 30089847.6181 | 22413605.2974 | 11717022.4191 | 0 | 88583881.1119 | 152804356.4465 | 56234.1325 | 27.0674 | 3272.7204 | 5645.3378 | 66.7188 | 115.0878
1 | 6400 | 707 | 0.035 | 15 | 15 | 7 | 7.4989e-11 | 5spot_SharedNeighbor | CO2 | Porous | Wet | R600a | MinimizeLCOE_Brownfield | IgnoreSilica | 2019 | 161.2035 | 40.4285 | 6.9314 | 4 | 3207.1727 | 5523.4484 | 65.3826 | 112.603 | 163.5152 | 19.924 | 98.7627 | 10280407.3101 | 0 | 5309234.7345 | 0 | 0 | 0 | 3094606.5711 | 7286856.9602 | 18958907.0704 | 12939843.6422 | 57869856.2885 | 961560.8286 | 30089847.6181 | 30089847.6181 | 22413605.2974 | 11717022.4191 | 0 | 88921264.7353 | 153141740.0698 | 74989.4209 | 27.7257 | 3207.1727 | 5523.4484 | 65.3826 | 112.603
1 | 6400 | 707 | 0.035 | 15 | 15 | 7 | 1e-10 | 5spot_SharedNeighbor | CO2 | Porous | Wet | R600a | MinimizeLCOE_Brownfield | IgnoreSilica | 2019 | 163.4083 | 41.0389 | 7.0577 | 4 | 3158.1038 | 5432.9552 | 64.3822 | 110.7581 | 163.2668 | 19.8128 | 111.3542 | 10358680.4075 | 0 | 5367248.4255 | 0 | 0 | 0 | 3033863.9856 | 7316319.1993 | 19035561.7731 | 12992162.0518 | 58103835.8428 | 961560.8286 | 30089847.6181 | 30089847.6181 | 22413605.2974 | 11717022.4191 | 0 | 89155244.2895 | 153375719.6241 | 100000 | 28.2306 | 3158.1038 | 5432.9552 | 64.3822 | 110.7581
1 | 6400 | 707 | 0.035 | 15 | 15 | 7 | 1.3335e-10 | 5spot_SharedNeighbor | CO2 | Porous | Wet | R600a | MinimizeLCOE_Brownfield | IgnoreSilica | 2019 | 165.0844 | 41.5039 | 7.1541 | 4 | 3121.3541 | 5365.5322 | 63.633 | 109.3836 | 163.0737 | 19.7272 | 121.0686 | 10417300.6781 | 0 | 5411243.3871 | 0 | 0 | 0 | 2985142.4385 | 7337337.7364 | 19090247.6953 | 13029486.3174 | 58270758.2528 | 961560.8286 | 30089847.6181 | 30089847.6181 | 22413605.2974 | 11717022.4191 | 0 | 89322166.6995 | 153542642.0341 | 133352.1432 | 28.6165 | 3121.3541 | 5365.5322 | 63.633 | 109.3836
1 | 6400 | 707 | 0.035 | 15 | 15 | 7 | 1.7783e-10 | 5spot_SharedNeighbor | CO2 | Porous | Wet | R600a | MinimizeLCOE_Brownfield | IgnoreSilica | 2019 | 166.3561 | 41.8572 | 7.2275 | 4 | 3093.8214 | 5315.2051 | 63.0717 | 108.3576 | 162.9247 | 19.6615 | 109.5054 | 10461270.0621 | 0 | 5444565.8314 | 0 | 0 | 0 | 2946784.6607 | 7352522.0161 | 19129754.0763 | 13056450.2342 | 58391346.8809 | 961560.8286 | 30089847.6181 | 30089847.6181 | 22413605.2974 | 11717022.4191 | 0 | 89442755.3276 | 153663230.6622 | 177827.941 | 28.9101 | 3093.8214 | 5315.2051 | 63.0717 | 108.3576
1 | 6400 | 707 | 0.035 | 15 | 15 | 7 | 2.3714e-10 | 5spot_SharedNeighbor | CO2 | Porous | Wet | R600a | MinimizeLCOE_Brownfield | IgnoreSilica | 2019 | 167.3176 | 42.1246 | 7.2832 | 4 | 3073.1887 | 5277.5999 | 62.6511 | 107.591 | 162.8106 | 19.6114 | 117.8223 | 10494222.3615 | 0 | 5469727.6708 | 0 | 0 | 0 | 2916940.8886 | 7363547.4591 | 19158440.0174 | 13076028.9785 | 58478907.3759 | 961560.8286 | 30089847.6181 | 30089847.6181 | 22413605.2974 | 11717022.4191 | 0 | 89530315.8226 | 153750791.1572 | 237137.3706 | 29.1327 | 3073.1887 | 5277.5999 | 62.6511 | 107.591
1 | 6400 | 707 | 0.035 | 15 | 15 | 7 | 3.1623e-10 | 5spot_SharedNeighbor | CO2 | Porous | Wet | R600a | MinimizeLCOE_Brownfield | IgnoreSilica | 2019 | 168.0339 | 42.3244 | 7.325 | 4 | 3057.7239 | 5249.5363 | 62.3358 | 107.0189 | 162.7248 | 19.574 | 125.7084 | 10518600.067 | 0 | 5488450.8542 | 0 | 0 | 0 | 2893700.9006 | 7371293.2105 | 19178592.8735 | 13089783.7168 | 58540421.6226 | 961560.8286 | 30089847.6181 | 30089847.6181 | 22413605.2974 | 11717022.4191 | 0 | 89591830.0693 | 153812305.4039 | 316227.766 | 29.3002 | 3057.7239 | 5249.5363 | 62.3358 | 107.0189
1 | 6400 | 707 | 0.035 | 15 | 15 | 7 | 4.217e-10 | 5spot_SharedNeighbor | CO2 | Porous | Wet | R600a | MinimizeLCOE_Brownfield | IgnoreSilica | 2019 | 168.5675 | 42.4735 | 7.3565 | 4 | 3046.1312 | 5228.572 | 62.0995 | 106.5915 | 162.6605 | 19.5459 | 126.7072 | 10536668.9075 | 0 | 5502389.7748 | 0 | 0 | 0 | 2875765.9098 | 7376781.5909 | 19192872.5135 | 13099529.8645 | 58584008.5609 | 961560.8286 | 30089847.6181 | 30089847.6181 | 22413605.2974 | 11717022.4191 | 0 | 89635417.0076 | 153855892.3422 | 421696.5034 | 29.426 | 3046.1312 | 5228.572 | 62.0995 | 106.5915
1 | 6400 | 707 | 0.035 | 15 | 15 | 7 | 5.6234e-10 | 5spot_SharedNeighbor | CO2 | Porous | Wet | R600a | MinimizeLCOE_Brownfield | IgnoreSilica | 2019 | 168.9696 | 42.5859 | 7.3802 | 4 | 3037.4401 | 5212.8707 | 61.9223 | 106.2714 | 162.6117 | 19.5247 | 124.5452 | 10550232.9034 | 0 | 5512887.6696 | 0 | 0 | 0 | 2862126.8459 | 7380846.4934 | 19203448.5559 | 13106748.2308 | 58616290.699 | 961560.8286 | 30089847.6181 | 30089847.6181 | 22413605.2974 | 11717022.4191 | 0 | 89667699.1457 | 153888174.4803 | 562341.3252 | 29.5208 | 3037.4401 | 5212.8707 | 61.9223 | 106.2714
1 | 6400 | 707 | 0.035 | 15 | 15 | 7 | 7.4989e-10 | 5spot_SharedNeighbor | CO2 | Porous | Wet | R600a | MinimizeLCOE_Brownfield | IgnoreSilica | 2019 | 169.2861 | 42.6739 | 7.3983 | 4 | 3030.924 | 5201.0191 | 61.7895 | 106.0298 | 162.5732 | 19.5079 | 111.9571 | 10560882.8191 | 0 | 5521148.5098 | 0 | 0 | 0 | 2852135.9029 | 7384325.2204 | 19212499.4901 | 13112925.6794 | 58643917.6217 | 961560.8286 | 30089847.6181 | 30089847.6181 | 22413605.2974 | 11717022.4191 | 0 | 89695326.0684 | 153915801.403 | 749894.2093 | 29.5934 | 3030.924 | 5201.0191 | 61.7895 | 106.0298
1 | 6400 | 707 | 0.035 | 15 | 15 | 7 | 1e-09 | 5spot_SharedNeighbor | CO2 | Porous | Wet | R600a | MinimizeLCOE_Brownfield | IgnoreSilica | 2019 | 169.5102 | 42.7367 | 7.4117 | 4 | 3026.0384 | 5192.2263 | 61.6899 | 105.8506 | 162.5458 | 19.4961 | 112.0359 | 10568403.0692 | 0 | 5526995.2502 | 0 | 0 | 0 | 2844236.9738 | 7386457.7644 | 19218047.9321 | 13116712.605 | 58660853.5947 | 961560.8286 | 30089847.6181 | 30089847.6181 | 22413605.2974 | 11717022.4191 | 0 | 89712262.0414 | 153932737.376 | 1000000 | 29.6468 | 3026.0384 | 5192.2263 | 61.6899 | 105.8506
1 | 6400 | 707 | 0.035 | 15 | 15 | 7 | 1.3335e-09 | 5spot_SharedNeighbor | CO2 | Porous | Wet | R600a | MinimizeLCOE_Brownfield | IgnoreSilica | 2019 | 169.6734 | 42.7826 | 7.4216 | 4 | 3022.375 | 5185.6692 | 61.6152 | 105.7169 | 162.5258 | 19.4874 | 119.9964 | 10573868.2822 | 0 | 5531251.0545 | 0 | 0 | 0 | 2838149.646 | 7387874.9032 | 19221735.0367 | 13119229.1297 | 58672108.0523 | 961560.8286 | 30089847.6181 | 30089847.6181 | 22413605.2974 | 11717022.4191 | 0 | 89723516.499 | 153943991.8336 | 1333521.4322 | 29.6864 | 3022.375 | 5185.6692 | 61.6152 | 105.7169
1 | 6400 | 707 | 0.035 | 15 | 15 | 7 | 1.7783e-09 | 5spot_SharedNeighbor | CO2 | Porous | Wet | R600a | MinimizeLCOE_Brownfield | IgnoreSilica | 2019 | 169.8003 | 42.8182 | 7.4291 | 4 | 3019.6281 | 5180.7266 | 61.5592 | 105.6161 | 162.5103 | 19.4807 | 110.1119 | 10578113.8066 | 0 | 5534559.6641 | 0 | 0 | 0 | 2833671.9985 | 7389074.733 | 19224856.7476 | 13121359.7615 | 58681636.7113 | 961560.8286 | 30089847.6181 | 30089847.6181 | 22413605.2974 | 11717022.4191 | 0 | 89733045.1581 | 153953520.4926 | 1778279.41 | 29.7166 | 3019.6281 | 5180.7266 | 61.5592 | 105.6161
1 | 6400 | 707 | 0.035 | 15 | 15 | 7 | 2.3714e-09 | 5spot_SharedNeighbor | CO2 | Porous | Wet | R600a | MinimizeLCOE_Brownfield | IgnoreSilica | 2019 | 169.9124 | 42.8489 | 7.4352 | 4 | 3017.5683 | 5176.9157 | 61.5172 | 105.5384 | 162.4966 | 19.4747 | 109.4669 | 10581863.7502 | 0 | 5537481.4556 | 0 | 0 | 0 | 2830716.6241 | 7390524.1137 | 19228627.7388 | 13123933.5405 | 58693147.223 | 961560.8286 | 30089847.6181 | 30089847.6181 | 22413605.2974 | 11717022.4191 | 0 | 89744555.6697 | 153965031.0043 | 2371373.7057 | 29.7407 | 3017.5683 | 5176.9157 | 61.5172 | 105.5384
1 | 6400 | 707 | 0.035 | 15 | 15 | 7 | 3.1623e-09 | 5spot_SharedNeighbor | CO2 | Porous | Wet | R600a | MinimizeLCOE_Brownfield | IgnoreSilica | 2019 | 169.9855 | 42.8694 | 7.4395 | 4 | 3016.0238 | 5174.1274 | 61.4857 | 105.4816 | 162.4876 | 19.4708 | 107.0753 | 10584307.9965 | 0 | 5539388.8636 | 0 | 0 | 0 | 2828224.7329 | 7391249.4213 | 19230514.8405 | 13125221.5262 | 58698907.381 | 961560.8286 | 30089847.6181 | 30089847.6181 | 22413605.2974 | 11717022.4191 | 0 | 89750315.8277 | 153970791.1623 | 3162277.6602 | 29.7578 | 3016.0238 | 5174.1274 | 61.4857 | 105.4816
1 | 6400 | 707 | 0.035 | 15 | 15 | 7 | 4.217e-09 | 5spot_SharedNeighbor | CO2 | Porous | Wet | R600a | MinimizeLCOE_Brownfield | IgnoreSilica | 2019 | 170.0413 | 42.8849 | 7.4427 | 4 | 3014.8656 | 5172.0315 | 61.4621 | 105.4389 | 162.4808 | 19.4679 | 126.4687 | 10586169.478 | 0 | 5540842.0166 | 0 | 0 | 0 | 2826373.2261 | 7391820.041 | 19231999.476 | 13126234.8205 | 58703439.0582 | 961560.8286 | 30089847.6181 | 30089847.6181 | 22413605.2974 | 11717022.4191 | 0 | 89754847.5049 | 153975322.8395 | 4216965.0343 | 29.7708 | 3014.8656 | 5172.0315 | 61.4621 | 105.4389
1 | 6400 | 707 | 0.035 | 15 | 15 | 7 | 5.6234e-09 | 5spot_SharedNeighbor | CO2 | Porous | Wet | R600a | MinimizeLCOE_Brownfield | IgnoreSilica | 2019 | 170.0755 | 42.8947 | 7.445 | 4 | 3013.9971 | 5170.5074 | 61.4444 | 105.4078 | 162.4765 | 19.466 | 120.0937 | 10587311.615 | 0 | 5541735.2446 | 0 | 0 | 0 | 2824797.265 | 7391999.2086 | 19232465.6333 | 13126552.9824 | 58704861.9489 | 961560.8286 | 30089847.6181 | 30089847.6181 | 22413605.2974 | 11717022.4191 | 0 | 89756270.3956 | 153976745.7302 | 5623413.2519 | 29.7798 | 3013.9971 | 5170.5074 | 61.4444 | 105.4078
1 | 6400 | 707 | 0.035 | 15 | 15 | 7 | 7.4989e-09 | 5spot_SharedNeighbor | CO2 | Porous | Wet | R600a | MinimizeLCOE_Brownfield | IgnoreSilica | 2019 | 170.1 | 42.9018 | 7.4466 | 4 | 3013.3458 | 5169.3722 | 61.4311 | 105.3846 | 162.4735 | 19.4647 | 120.5029 | 10588126.9564 | 0 | 5542373.2973 | 0 | 0 | 0 | 2823584.2839 | 7392092.9697 | 19232709.5803 | 13126719.4812 | 58705606.5688 | 961560.8286 | 30089847.6181 | 30089847.6181 | 22413605.2974 | 11717022.4191 | 0 | 89757015.0155 | 153977490.3501 | 7498942.0933 | 29.7865 | 3013.3458 | 5169.3722 | 61.4311 | 105.3846
1 | 6400 | 707 | 0.035 | 15 | 15 | 7 | 1e-08 | 5spot_SharedNeighbor | CO2 | Porous | Wet | R600a | MinimizeLCOE_Brownfield | IgnoreSilica | 2019 | 170.1339 | 42.9109 | 7.4482 | 4 | 3012.8574 | 5168.4239 | 61.4212 | 105.3653 | 162.4694 | 19.4629 | 124.4582 | 10589259.2889 | 0 | 5543256.0634 | 0 | 0 | 0 | 2823054.5244 | 7392672.2519 | 19234216.7539 | 13127748.1582 | 58710207.0407 | 961560.8286 | 30089847.6181 | 30089847.6181 | 22413605.2974 | 11717022.4191 | 0 | 89761615.4874 | 153982090.822 | 10000000 | 29.7929 | 3012.8574 | 5168.4239 | 61.4212 | 105.3653
1 | 6500 | 707 | 0.035 | 15 | 15 | 7 | 1e-13 | 5spot_SharedNeighbor | CO2 | Porous | Wet | R600a | MinimizeLCOE_Brownfield | IgnoreSilica | 2019 | 1.6 | 0.015739 | 0.0057955 | 4 | 1438964.2215 | 4267133.9158 | 29335.232 | 86991.2966 | 83.7402 | 19.3301 | 25.8668 | 229349.9565 | 0 | 82424.5018 | 0 | 0 | 0 | 223505.9951 | 208759.3768 | 543149.0761 | 370710.405 | 1657899.3113 | 961560.8286 | 30738450.8463 | 30738450.8463 | 22874378.7166 | 11949490.5493 | 0 | 33357910.9863 | 98920231.0985 | 100 | 0.023182 | 1438964.2215 | 4267133.9158 | 29335.232 | 86991.2966
1 | 6500 | 707 | 0.035 | 15 | 15 | 7 | 1.3335e-13 | 5spot_SharedNeighbor | CO2 | Porous | Wet | R600a | MinimizeLCOE_Brownfield | IgnoreSilica | 2019 | 3.5318 | 0.25472 | 0.027705 | 4 | 320596.8419 | 912213.5827 | 6535.8003 | 18596.7077 | 116.4962 | 21.6445 | 48.6912 | 524963.5478 | 0 | 234262.8344 | 0 | 0 | 0 | 476765.2947 | 482036.754 | 1254160.7546 | 855990.4854 | 3828179.6709 | 961560.8286 | 30738450.8463 | 30738450.8463 | 22874378.7166 | 11949490.5493 | 0 | 35528191.3458 | 101090511.458 | 133.3521 | 0.11082 | 320596.8419 | 912213.5827 | 6535.8003 | 18596.7077
1 | 6500 | 707 | 0.035 | 15 | 15 | 7 | 1.7783e-13 | 5spot_SharedNeighbor | CO2 | Porous | Wet | R600a | MinimizeLCOE_Brownfield | IgnoreSilica | 2019 | 4.9324 | 0.51257 | 0.05745 | 4 | 160422.5884 | 445726.5168 | 3270.4315 | 9086.7379 | 128.8455 | 22.3327 | 53.4625 | 724577.4766 | 0 | 326272.3449 | 0 | 0 | 0 | 616693.7324 | 650341.986 | 1692056.4441 | 1154863.2914 | 5164805.2753 | 961560.8286 | 30738450.8463 | 30738450.8463 | 22874378.7166 | 11949490.5493 | 0 | 36864816.9503 | 102427137.0625 | 177.8279 | 0.2298 | 160422.5884 | 445726.5168 | 3270.4315 | 9086.7379
1 | 6500 | 707 | 0.035 | 15 | 15 | 7 | 2.3714e-13 | 5spot_SharedNeighbor | CO2 | Porous | Wet | R600a | MinimizeLCOE_Brownfield | IgnoreSilica | 2019 | 6.625 | 0.86437 | 0.10156 | 4 | 94224.1112 | 255611.3579 | 1920.886 | 5210.9833 | 138.3728 | 22.8067 | 61.4941 | 949245.5156 | 0 | 413126.0006 | 0 | 0 | 0 | 761382.3617 | 828264.0124 | 2154973.0599 | 1470813.3936 | 6577804.3438 | 961560.8286 | 30738450.8463 | 30738450.8463 | 22874378.7166 | 11949490.5493 | 0 | 38277816.0187 | 103840136.131 | 237.1374 | 0.40624 | 94224.1112 | 255611.3579 | 1920.886 | 5210.9833
1 | 6500 | 707 | 0.035 | 15 | 15 | 7 | 3.1623e-13 | 5spot_SharedNeighbor | CO2 | Porous | Wet | R600a | MinimizeLCOE_Brownfield | IgnoreSilica | 2019 | 8.7593 | 1.3383 | 0.16321 | 4 | 61127.6807 | 161552.2033 | 1246.1705 | 3293.4602 | 146.0652 | 23.1562 | 51.7227 | 1211367.5799 | 0 | 516544.3521 | 0 | 0 | 0 | 921951.3079 | 1033446.6636 | 2688816.2296 | 1835172.3263 | 8207298.4594 | 961560.8286 | 30738450.8463 | 30738450.8463 | 22874378.7166 | 11949490.5493 | 0 | 39907310.1344 | 105469630.2466 | 316.2278 | 0.65285 | 61127.6807 | 161552.2033 | 1246.1705 | 3293.4602
1 | 6500 | 707 | 0.035 | 15 | 15 | 7 | 4.217e-13 | 5spot_SharedNeighbor | CO2 | Porous | Wet | R600a | MinimizeLCOE_Brownfield | IgnoreSilica | 2019 | 11.4512 | 1.9616 | 0.24709 | 4 | 42279.9915 | 108613.7458 | 861.9348 | 2214.2381 | 152.242 | 23.4149 | 56.0399 | 1516737.9879 | 0 | 640051.0246 | 0 | 0 | 0 | 1100380.8332 | 1270296.2398 | 3305050.2424 | 2255764.7025 | 10088281.0304 | 961560.8286 | 30738450.8463 | 30738450.8463 | 22874378.7166 | 11949490.5493 | 0 | 41788292.7054 | 107350612.8176 | 421.6965 | 0.98837 | 42279.9915 | 108613.7458 | 861.9348 | 2214.2381
1 | 6500 | 707 | 0.035 | 15 | 15 | 7 | 5.6234e-13 | 5spot_SharedNeighbor | CO2 | Porous | Wet | R600a | MinimizeLCOE_Brownfield | IgnoreSilica | 2019 | 14.8734 | 2.7746 | 0.35949 | 4 | 30589.0785 | 76183.4747 | 623.5997 | 1553.1032 | 157.2093 | 23.606 | 72.4571 | 1875370.9055 | 0 | 788970.8605 | 0 | 0 | 0 | 1302223.5222 | 1546960.4624 | 4024873.7979 | 2747059.07 | 12285458.6185 | 961560.8286 | 30738450.8463 | 30738450.8463 | 22874378.7166 | 11949490.5493 | 0 | 43985470.2935 | 109547790.4057 | 562.3413 | 1.4379 | 30589.0785 | 76183.4747 | 623.5997 | 1553.1032
1 | 6500 | 707 | 0.035 | 15 | 15 | 7 | 7.4989e-13 | 5spot_SharedNeighbor | CO2 | Porous | Wet | R600a | MinimizeLCOE_Brownfield | IgnoreSilica | 2019 | 19.1855 | 3.8178 | 0.50811 | 4 | 22893.1673 | 55151.412 | 466.7082 | 1124.3361 | 161.1455 | 23.7408 | 67.4714 | 2293257.0123 | 0 | 967186.8838 | 0 | 0 | 0 | 1527195.1544 | 1867179.2297 | 4858017.3446 | 3315696.66 | 14828532.2849 | 961560.8286 | 30738450.8463 | 30738450.8463 | 22874378.7166 | 11949490.5493 | 0 | 46528543.9598 | 112090864.0721 | 749.8942 | 2.0324 | 22893.1673 | 55151.412 | 466.7082 | 1124.3361
1 | 6500 | 707 | 0.035 | 15 | 15 | 7 | 1e-12 | 5spot_SharedNeighbor | CO2 | Porous | Wet | R600a | MinimizeLCOE_Brownfield | IgnoreSilica | 2019 | 24.6371 | 5.1523 | 0.70289 | 4 | 17603.1151 | 40921.7973 | 358.8633 | 834.2462 | 164.257 | 23.8271 | 70.6596 | 2782417.2127 | 0 | 1181418.6005 | 0 | 0 | 0 | 1780782.3558 | 2240401.0859 | 5829064.056 | 3978455.9935 | 17792539.3043 | 961560.8286 | 30738450.8463 | 30738450.8463 | 22874378.7166 | 11949490.5493 | 0 | 49492550.9792 | 115054871.0915 | 1000 | 2.8116 | 17603.1151 | 40921.7973 | 358.8633 | 834.2462
1 | 6500 | 707 | 0.035 | 15 | 15 | 7 | 1.3335e-12 | 5spot_SharedNeighbor | CO2 | Porous | Wet | R600a | MinimizeLCOE_Brownfield | IgnoreSilica | 2019 | 31.4124 | 6.8282 | 0.95473 | 4 | 13847.2024 | 31014.8867 | 282.2939 | 632.2804 | 166.6581 | 23.865 | 29.9692 | 3346032.1754 | 0 | 1434870.4491 | 0 | 0 | 0 | 2057928.3837 | 2667144.0932 | 6939361.824 | 4736257.0345 | 21181593.96 | 961560.8286 | 30738450.8463 | 30738450.8463 | 22874378.7166 | 11949490.5493 | 0 | 52881605.6349 | 118443925.7471 | 1333.5214 | 3.8189 | 13847.2024 | 31014.8867 | 282.2939 | 632.2804
1 | 6500 | 707 | 0.035 | 15 | 15 | 7 | 1.7783e-12 | 5spot_SharedNeighbor | CO2 | Porous | Wet | R600a | MinimizeLCOE_Brownfield | IgnoreSilica | 2019 | 39.7922 | 8.9176 | 1.2764 | 4 | 11114.5984 | 23955.7026 | 226.5861 | 488.3694 | 168.4805 | 23.8507 | 36.201 | 3993100.9367 | 0 | 1733688.6567 | 0 | 0 | 0 | 2360167.1088 | 3153913.1138 | 8205834.9657 | 5600650.9771 | 25047355.7588 | 961560.8286 | 30738450.8463 | 30738450.8463 | 22874378.7166 | 11949490.5493 | 0 | 56747367.4338 | 122309687.546 | 1778.2794 | 5.1057 | 11114.5984 | 23955.7026 | 226.5861 | 488.3694
1 | 6500 | 707 | 0.035 | 15 | 15 | 7 | 2.3714e-12 | 5spot_SharedNeighbor | CO2 | Porous | Wet | R600a | MinimizeLCOE_Brownfield | IgnoreSilica | 2019 | 49.877 | 11.4543 | 1.6782 | 4 | 9090.3847 | 18856.959 | 185.3198 | 384.4246 | 169.7908 | 23.775 | 52.111 | 4716640.2261 | 0 | 2077075.9452 | 0 | 0 | 0 | 2673734.5255 | 3692305.7717 | 9606622.2219 | 6556717.0628 | 29323095.7532 | 961560.8286 | 30738450.8463 | 30738450.8463 | 22874378.7166 | 11949490.5493 | 0 | 61023107.4281 | 126585427.5404 | 2371.3737 | 6.7129 | 9090.3847 | 18856.959 | 185.3198 | 384.4246
1 | 6500 | 707 | 0.035 | 15 | 15 | 7 | 3.1623e-12 | 5spot_SharedNeighbor | CO2 | Porous | Wet | R600a | MinimizeLCOE_Brownfield | IgnoreSilica | 2019 | 61.6823 | 14.4506 | 2.1661 | 4 | 7572.7971 | 15139.5343 | 154.3817 | 308.6399 | 170.6445 | 23.6255 | 47.7749 | 5504186.3948 | 0 | 2461845.1821 | 0 | 0 | 0 | 2983932.3631 | 4270485.9366 | 11110928.41 | 7583436.9465 | 33914815.2332 | 961560.8286 | 30738450.8463 | 30738450.8463 | 22874378.7166 | 11949490.5493 | 0 | 65614826.9081 | 131177147.0203 | 3162.2777 | 8.6645 | 7572.7971 | 15139.5343 | 154.3817 | 308.6399
1 | 6500 | 707 | 0.035 | 15 | 15 | 7 | 4.217e-12 | 5spot_SharedNeighbor | CO2 | Porous | Wet | R600a | MinimizeLCOE_Brownfield | IgnoreSilica | 2019 | 74.8876 | 17.8361 | 2.7341 | 4 | 6428.1039 | 12423.0083 | 131.0456 | 253.2598 | 171.0653 | 23.3919 | 56.955 | 6323423.9702 | 0 | 2875147.716 | 0 | 0 | 0 | 3264058.573 | 4860425.8011 | 12645830.9239 | 8631039.4514 | 38599926.4355 | 961560.8286 | 30738450.8463 | 30738450.8463 | 22874378.7166 | 11949490.5493 | 0 | 70299938.1104 | 135862258.2227 | 4216.965 | 10.9363 | 6428.1039 | 12423.0083 | 131.0456 | 253.2598
1 | 6500 | 707 | 0.035 | 15 | 15 | 7 | 5.6234e-12 | 5spot_SharedNeighbor | CO2 | Porous | Wet | R600a | MinimizeLCOE_Brownfield | IgnoreSilica | 2019 | 88.8318 | 21.4507 | 3.36 | 4 | 5563.8231 | 10441.9611 | 113.4261 | 212.8735 | 171.0827 | 23.0749 | 54.645 | 7127991.2758 | 0 | 3295999.1765 | 0 | 0 | 0 | 3484440.2589 | 5424287.9774 | 14112884.6428 | 9632333.7595 | 43077937.0909 | 961560.8286 | 30738450.8463 | 30738450.8463 | 22874378.7166 | 11949490.5493 | 0 | 74777948.7659 | 140340268.8781 | 5623.4133 | 13.44 | 5563.8231 | 10441.9611 | 113.4261 | 212.8735
1 | 6500 | 707 | 0.035 | 15 | 15 | 7 | 7.4989e-12 | 5spot_SharedNeighbor | CO2 | Porous | Wet | R600a | MinimizeLCOE_Brownfield | IgnoreSilica | 2019 | 102.6903 | 25.0836 | 4.0088 | 4 | 4912.6904 | 9001.2941 | 100.1518 | 183.5036 | 170.7607 | 22.6908 | 71.7857 | 7872268.177 | 0 | 3701314.5644 | 0 | 0 | 0 | 3625964.549 | 5927823.4433 | 15422980.6356 | 10526501.1944 | 47076852.5637 | 961560.8286 | 30738450.8463 | 30738450.8463 | 22874378.7166 | 11949490.5493 | 0 | 78776864.2387 | 144339184.3509 | 7498.9421 | 16.0354 | 4912.6904 | 9001.2941 | 100.1518 | 183.5036
1 | 6500 | 707 | 0.035 | 15 | 15 | 7 | 1e-11 | 5spot_SharedNeighbor | CO2 | Porous | Wet | R600a | MinimizeLCOE_Brownfield | IgnoreSilica | 2019 | 115.625 | 28.5132 | 4.6399 | 4 | 4423.7695 | 7956.2658 | 90.1845 | 162.1992 | 170.2009 | 22.2714 | 79.2398 | 8520328.9278 | 0 | 4069806.914 | 0 | 0 | 0 | 3683680.3575 | 6346788.3178 | 16513041.2975 | 11270489.9946 | 50404135.8092 | 961560.8286 | 30738450.8463 | 30738450.8463 | 22874378.7166 | 11949490.5493 | 0 | 82104147.4842 | 147666467.5964 | 10000 | 18.5598 | 4423.7695 | 7956.2658 | 90.1845 | 162.1992
1 | 6500 | 707 | 0.035 | 15 | 15 | 7 | 1.3335e-11 | 5spot_SharedNeighbor | CO2 | Porous | Wet | R600a | MinimizeLCOE_Brownfield | IgnoreSilica | 2019 | 127.0555 | 31.5772 | 5.2191 | 4 | 4057.7479 | 7198.2455 | 82.7227 | 146.746 | 169.5175 | 21.8522 | 85.1841 | 9056849.8023 | 0 | 4388609.9016 | 0 | 0 | 0 | 3670092.1578 | 6675065.2261 | 17367150.4741 | 11853437.0578 | 53011204.6196 | 961560.8286 | 30738450.8463 | 30738450.8463 | 22874378.7166 | 11949490.5493 | 0 | 84711216.2946 | 150273536.4068 | 13335.2143 | 20.8764 | 4057.7479 | 7198.2455 | 82.7227 | 146.746
1 | 6500 | 707 | 0.035 | 15 | 15 | 7 | 1.7783e-11 | 5spot_SharedNeighbor | CO2 | Porous | Wet | R600a | MinimizeLCOE_Brownfield | IgnoreSilica | 2019 | 136.7265 | 34.1958 | 5.7253 | 4 | 3784.1867 | 6647.0247 | 77.1458 | 135.5086 | 168.8074 | 21.4613 | 81.4654 | 9484530.2904 | 0 | 4653872.8795 | 0 | 0 | 0 | 3607081.7779 | 6920739.1296 | 18006343.5765 | 12289699.4843 | 54962267.1383 | 961560.8286 | 30738450.8463 | 30738450.8463 | 22874378.7166 | 11949490.5493 | 0 | 86662278.8132 | 152224598.9255 | 17782.7941 | 22.9012 | 3784.1867 | 6647.0247 | 77.1458 | 135.5086
1 | 6500 | 707 | 0.035 | 15 | 15 | 7 | 2.3714e-11 | 5spot_SharedNeighbor | CO2 | Porous | Wet | R600a | MinimizeLCOE_Brownfield | IgnoreSilica | 2019 | 144.5922 | 36.3455 | 6.1496 | 4 | 3580.0174 | 6245.324 | 72.9835 | 127.3194 | 168.1439 | 21.1198 | 93.3044 | 9814720.3993 | 0 | 4866854.1559 | 0 | 0 | 0 | 3516077.9089 | 7097084.461 | 18465157.9553 | 12602849.7256 | 56362744.6061 | 961560.8286 | 30738450.8463 | 30738450.8463 | 22874378.7166 | 11949490.5493 | 0 | 88062756.281 | 153625076.3932 | 23713.7371 | 24.5984 | 3580.0174 | 6245.324 | 72.9835 | 127.3194
1 | 6500 | 707 | 0.035 | 15 | 15 | 7 | 3.1623e-11 | 5spot_SharedNeighbor | CO2 | Porous | Wet | R600a | MinimizeLCOE_Brownfield | IgnoreSilica | 2019 | 150.8527 | 38.0696 | 6.4953 | 4 | 3427.5724 | 5951.0351 | 69.8757 | 121.3199 | 167.5604 | 20.8324 | 119.7002 | 10066051.8829 | 0 | 5034713.7687 | 0 | 0 | 0 | 3416305.939 | 7221657.9203 | 18789272.5429 | 12824064.5915 | 57352066.6453 | 961560.8286 | 30738450.8463 | 30738450.8463 | 22874378.7166 | 11949490.5493 | 0 | 89052078.3203 | 154614398.4325 | 31622.7766 | 25.9811 | 3427.5724 | 5951.0351 | 69.8757 | 121.3199
1 | 6500 | 707 | 0.035 | 15 | 15 | 7 | 4.217e-11 | 5spot_SharedNeighbor | CO2 | Porous | Wet | R600a | MinimizeLCOE_Brownfield | IgnoreSilica | 2019 | 155.7176 | 39.419 | 6.77 | 4 | 3313.6849 | 5734.7466 | 67.5539 | 116.9106 | 167.0727 | 20.5994 | 104.679 | 10254245.189 | 0 | 5164194.2532 | 0 | 0 | 0 | 3318978.4219 | 7307592.967 | 19012857.9067 | 12976666.1965 | 58034534.9344 | 961560.8286 | 30738450.8463 | 30738450.8463 | 22874378.7166 | 11949490.5493 | 0 | 89734546.6094 | 155296866.7216 | 42169.6503 | 27.08 | 3313.6849 | 5734.7466 | 67.5539 | 116.9106
1 | 6500 | 707 | 0.035 | 15 | 15 | 7 | 5.6234e-11 | 5spot_SharedNeighbor | CO2 | Porous | Wet | R600a | MinimizeLCOE_Brownfield | IgnoreSilica | 2019 | 159.4862 | 40.4693 | 6.9856 | 4 | 3228.5418 | 5574.8852 | 65.8182 | 113.6516 | 166.6742 | 20.413 | 108.3835 | 10395697.886 | 0 | 5263937.7614 | 0 | 0 | 0 | 3232260.5417 | 7367839.5138 | 19169607.0631 | 13083650.7166 | 58512993.4827 | 961560.8286 | 30738450.8463 | 30738450.8463 | 22874378.7166 | 11949490.5493 | 0 | 90213005.1576 | 155775325.2699 | 56234.1325 | 27.9423 | 3228.5418 | 5574.8852 | 65.8182 | 113.6516
1 | 6500 | 707 | 0.035 | 15 | 15 | 7 | 7.4989e-11 | 5spot_SharedNeighbor | CO2 | Porous | Wet | R600a | MinimizeLCOE_Brownfield | IgnoreSilica | 2019 | 162.3607 | 41.2741 | 7.1523 | 4 | 3164.8439 | 5456.4846 | 64.5196 | 111.2378 | 166.3579 | 20.2674 | 110.4 | 10501022.29 | 0 | 5339703.5376 | 0 | 0 | 0 | 3158065.611 | 7409528.6611 | 19278073.6728 | 13157681.4065 | 58844075.179 | 961560.8286 | 30738450.8463 | 30738450.8463 | 22874378.7166 | 11949490.5493 | 0 | 90544086.854 | 156106406.9662 | 74989.4209 | 28.6093 | 3164.8439 | 5456.4846 | 64.5196 | 111.2378
1 | 6500 | 707 | 0.035 | 15 | 15 | 7 | 1e-10 | 5spot_SharedNeighbor | CO2 | Porous | Wet | R600a | MinimizeLCOE_Brownfield | IgnoreSilica | 2019 | 164.5534 | 41.8898 | 7.2805 | 4 | 3117.1617 | 5368.4613 | 63.5476 | 109.4433 | 166.1093 | 20.1544 | 105.726 | 10579849.1545 | 0 | 5397314.3171 | 0 | 0 | 0 | 3097134.1444 | 7438976.0702 | 19354689.791 | 13209973.4814 | 59077936.9586 | 961560.8286 | 30738450.8463 | 30738450.8463 | 22874378.7166 | 11949490.5493 | 0 | 90777948.6335 | 156340268.7458 | 100000 | 29.122 | 3117.1617 | 5368.4613 | 63.5476 | 109.4433
1 | 6500 | 707 | 0.035 | 15 | 15 | 7 | 1.3335e-10 | 5spot_SharedNeighbor | CO2 | Porous | Wet | R600a | MinimizeLCOE_Brownfield | IgnoreSilica | 2019 | 166.2124 | 42.3569 | 7.3782 | 4 | 3081.4518 | 5302.9263 | 62.8196 | 108.1073 | 165.9171 | 20.0676 | 101.3926 | 10638615.0122 | 0 | 5440802.4775 | 0 | 0 | 0 | 3048107.8387 | 7459734.8781 | 19408699.9508 | 13246836.5253 | 59242796.6826 | 961560.8286 | 30738450.8463 | 30738450.8463 | 22874378.7166 | 11949490.5493 | 0 | 90942808.3575 | 156505128.4698 | 133352.1432 | 29.513 | 3081.4518 | 5302.9263 | 62.8196 | 108.1073
1 | 6500 | 707 | 0.035 | 15 | 15 | 7 | 1.7783e-10 | 5spot_SharedNeighbor | CO2 | Porous | Wet | R600a | MinimizeLCOE_Brownfield | IgnoreSilica | 2019 | 167.4567 | 42.7083 | 7.4523 | 4 | 3054.6987 | 5254.0994 | 62.2742 | 107.1119 | 165.7704 | 20.0019 | 122.0329 | 10682192.917 | 0 | 5473364.9626 | 0 | 0 | 0 | 3009174.8464 | 7474245.7632 | 19446454.2971 | 13272604.6425 | 59358037.4288 | 961560.8286 | 30738450.8463 | 30738450.8463 | 22874378.7166 | 11949490.5493 | 0 | 91058049.1037 | 156620369.2159 | 177827.941 | 29.8092 | 3054.6987 | 5254.0994 | 62.2742 | 107.1119
1 | 6500 | 707 | 0.035 | 15 | 15 | 7 | 2.3714e-10 | 5spot_SharedNeighbor | CO2 | Porous | Wet | R600a | MinimizeLCOE_Brownfield | IgnoreSilica | 2019 | 168.3971 | 42.9741 | 7.5084 | 4 | 3034.6507 | 5217.6152 | 61.8655 | 106.3681 | 165.6583 | 19.9519 | 120.407 | 10714838.7688 | 0 | 5497939.4964 | 0 | 0 | 0 | 2978908.874 | 7484757.9843 | 19473804.9401 | 13291272.0183 | 59441522.0819 | 961560.8286 | 30738450.8463 | 30738450.8463 | 22874378.7166 | 11949490.5493 | 0 | 91141533.7568 | 156703853.8691 | 237137.3706 | 30.0336 | 3034.6507 | 5217.6152 | 61.8655 | 106.3681
1 | 6500 | 707 | 0.035 | 15 | 15 | 7 | 3.1623e-10 | 5spot_SharedNeighbor | CO2 | Porous | Wet | R600a | MinimizeLCOE_Brownfield | IgnoreSilica | 2019 | 169.1009 | 43.1735 | 7.5507 | 4 | 3019.6244 | 5190.364 | 61.5591 | 105.8126 | 165.5735 | 19.9142 | 115.5652 | 10739111.5331 | 0 | 5516315.3245 | 0 | 0 | 0 | 2955455.2992 | 7492244.0411 | 19493282.1245 | 13304565.5968 | 59500973.9192 | 961560.8286 | 30738450.8463 | 30738450.8463 | 22874378.7166 | 11949490.5493 | 0 | 91200985.5942 | 156763305.7064 | 316227.766 | 30.2028 | 3019.6244 | 5190.364 | 61.5591 | 105.8126
1 | 6500 | 707 | 0.035 | 15 | 15 | 7 | 4.217e-10 | 5spot_SharedNeighbor | CO2 | Porous | Wet | R600a | MinimizeLCOE_Brownfield | IgnoreSilica | 2019 | 169.6345 | 43.3246 | 7.5827 | 4 | 3008.3605 | 5169.9471 | 61.3295 | 105.3964 | 165.5088 | 19.8855 | 114.5443 | 10757422.3625 | 0 | 5530236.6371 | 0 | 0 | 0 | 2937602.4363 | 7497851.96 | 19507872.7789 | 13314524.0183 | 59545510.1931 | 961560.8286 | 30738450.8463 | 30738450.8463 | 22874378.7166 | 11949490.5493 | 0 | 91245521.868 | 156807841.9803 | 421696.5034 | 30.3306 | 3008.3605 | 5169.9471 | 61.3295 | 105.3964
1 | 6500 | 707 | 0.035 | 15 | 15 | 7 | 5.6234e-10 | 5spot_SharedNeighbor | CO2 | Porous | Wet | R600a | MinimizeLCOE_Brownfield | IgnoreSilica | 2019 | 170.0413 | 43.4397 | 7.6069 | 4 | 2999.9161 | 5154.6268 | 61.1573 | 105.084 | 165.4593 | 19.8636 | 125.3561 | 10771327.1527 | 0 | 5540842.0166 | 0 | 0 | 0 | 2924145.0113 | 7502162.5304 | 19519087.999 | 13322178.6365 | 59579743.3465 | 961560.8286 | 30738450.8463 | 30738450.8463 | 22874378.7166 | 11949490.5493 | 0 | 91279755.0215 | 156842075.1337 | 562341.3252 | 30.4274 | 2999.9161 | 5154.6268 | 61.1573 | 105.084
1 | 6500 | 707 | 0.035 | 15 | 15 | 7 | 7.4989e-10 | 5spot_SharedNeighbor | CO2 | Porous | Wet | R600a | MinimizeLCOE_Brownfield | IgnoreSilica | 2019 | 170.3339 | 43.523 | 7.6248 | 4 | 2993.585 | 5143.2331 | 61.0283 | 104.8518 | 165.4234 | 19.8478 | 113.3523 | 10781300.0199 | 0 | 5548469.5079 | 0 | 0 | 0 | 2913606.8519 | 7504916.7881 | 19526254.0124 | 13327069.5879 | 59601616.7679 | 961560.8286 | 30738450.8463 | 30738450.8463 | 22874378.7166 | 11949490.5493 | 0 | 91301628.4429 | 156863948.5551 | 749894.2093 | 30.4991 | 2993.585 | 5143.2331 | 61.0283 | 104.8518
1 | 6500 | 707 | 0.035 | 15 | 15 | 7 | 1e-09 | 5spot_SharedNeighbor | CO2 | Porous | Wet | R600a | MinimizeLCOE_Brownfield | IgnoreSilica | 2019 | 170.5749 | 43.5907 | 7.6387 | 4 | 2988.838 | 5134.565 | 60.9315 | 104.6751 | 165.3939 | 19.8347 | 129.0163 | 10789498.5976 | 0 | 5554747.922 | 0 | 0 | 0 | 2906169.7279 | 7507662.3365 | 19533397.3664 | 13331945.0737 | 59623421.0241 | 961560.8286 | 30738450.8463 | 30738450.8463 | 22874378.7166 | 11949490.5493 | 0 | 91323432.6991 | 156885752.8113 | 1000000 | 30.5548 | 2988.838 | 5134.565 | 60.9315 | 104.6751
1 | 6500 | 707 | 0.035 | 15 | 15 | 7 | 1.3335e-09 | 5spot_SharedNeighbor | CO2 | Porous | Wet | R600a | MinimizeLCOE_Brownfield | IgnoreSilica | 2019 | 170.7406 | 43.6379 | 7.6488 | 4 | 2985.2787 | 5128.1632 | 60.8589 | 104.5445 | 165.3735 | 19.8258 | 123.2115 | 10795126.0509 | 0 | 5559066.1745 | 0 | 0 | 0 | 2900174.1612 | 7509202.8908 | 19537405.5725 | 13334680.7568 | 59635655.6067 | 961560.8286 | 30738450.8463 | 30738450.8463 | 22874378.7166 | 11949490.5493 | 0 | 91335667.2816 | 156897987.3939 | 1333521.4322 | 30.5954 | 2985.2787 | 5128.1632 | 60.8589 | 104.5445
1 | 6500 | 707 | 0.035 | 15 | 15 | 7 | 1.7783e-09 | 5spot_SharedNeighbor | CO2 | Porous | Wet | R600a | MinimizeLCOE_Brownfield | IgnoreSilica | 2019 | 170.8675 | 43.6739 | 7.6565 | 4 | 2982.6097 | 5123.3498 | 60.8045 | 104.4464 | 165.3579 | 19.8189 | 112.6607 | 10799428.4604 | 0 | 5562370.6392 | 0 | 0 | 0 | 2895718.3013 | 7510431.7863 | 19540602.9067 | 13336863.003 | 59645415.097 | 961560.8286 | 30738450.8463 | 30738450.8463 | 22874378.7166 | 11949490.5493 | 0 | 91345426.7719 | 156907746.8842 | 1778279.41 | 30.626 | 2982.6097 | 5123.3498 | 60.8045 | 104.4464
1 | 6500 | 707 | 0.035 | 15 | 15 | 7 | 2.3714e-09 | 5spot_SharedNeighbor | CO2 | Porous | Wet | R600a | MinimizeLCOE_Brownfield | IgnoreSilica | 2019 | 170.9575 | 43.6997 | 7.6621 | 4 | 2980.6085 | 5119.7737 | 60.7637 | 104.3735 | 165.3468 | 19.814 | 126.068 | 10802476.6852 | 0 | 5564714.5934 | 0 | 0 | 0 | 2892234.8568 | 7511176.1928 | 19542539.6995 | 13338184.904 | 59651326.9316 | 961560.8286 | 30738450.8463 | 30738450.8463 | 22874378.7166 | 11949490.5493 | 0 | 91351338.6066 | 156913658.7188 | 2371373.7057 | 30.6486 | 2980.6085 | 5119.7737 | 60.7637 | 104.3735
1 | 6500 | 707 | 0.035 | 15 | 15 | 7 | 3.1623e-09 | 5spot_SharedNeighbor | CO2 | Porous | Wet | R600a | MinimizeLCOE_Brownfield | IgnoreSilica | 2019 | 171.0307 | 43.7204 | 7.6665 | 4 | 2979.1078 | 5117.0579 | 60.7331 | 104.3181 | 165.3377 | 19.81 | 120.7173 | 10804954.1304 | 0 | 5566619.6639 | 0 | 0 | 0 | 2889756.6148 | 7511918.8596 | 19544471.9662 | 13339503.7156 | 59657224.9505 | 961560.8286 | 30738450.8463 | 30738450.8463 | 22874378.7166 | 11949490.5493 | 0 | 91357236.6254 | 156919556.7377 | 3162277.6602 | 30.666 | 2979.1078 | 5117.0579 | 60.7331 | 104.3181
1 | 6500 | 707 | 0.035 | 15 | 15 | 7 | 4.217e-09 | 5spot_SharedNeighbor | CO2 | Porous | Wet | R600a | MinimizeLCOE_Brownfield | IgnoreSilica | 2019 | 171.087 | 43.7363 | 7.6698 | 4 | 2977.9825 | 5115.013 | 60.7102 | 104.2765 | 165.3308 | 19.8069 | 126.8542 | 10806860.4278 | 0 | 5568085.9635 | 0 | 0 | 0 | 2887930.0338 | 7512521.8058 | 19546040.7086 | 13340574.4146 | 59662013.354 | 961560.8286 | 30738450.8463 | 30738450.8463 | 22874378.7166 | 11949490.5493 | 0 | 91362025.029 | 156924345.1412 | 4216965.0343 | 30.6792 | 2977.9825 | 5115.013 | 60.7102 | 104.2765
1 | 6500 | 707 | 0.035 | 15 | 15 | 7 | 5.6234e-09 | 5spot_SharedNeighbor | CO2 | Porous | Wet | R600a | MinimizeLCOE_Brownfield | IgnoreSilica | 2019 | 171.1233 | 43.7467 | 7.6721 | 4 | 2977.1386 | 5113.5165 | 60.693 | 104.2459 | 165.3263 | 19.805 | 119.912 | 10808087.1712 | 0 | 5569030.9119 | 0 | 0 | 0 | 2886409.7251 | 7512775.8452 | 19546701.6669 | 13341025.5322 | 59664030.8524 | 961560.8286 | 30738450.8463 | 30738450.8463 | 22874378.7166 | 11949490.5493 | 0 | 91364042.5274 | 156926362.6396 | 5623413.2519 | 30.6885 | 2977.1386 | 5113.5165 | 60.693 | 104.2459
1 | 6500 | 707 | 0.035 | 15 | 15 | 7 | 7.4989e-09 | 5spot_SharedNeighbor | CO2 | Porous | Wet | R600a | MinimizeLCOE_Brownfield | IgnoreSilica | 2019 | 171.1498 | 43.7544 | 7.6739 | 4 | 2976.5059 | 5112.3987 | 60.6801 | 104.2232 | 165.323 | 19.8035 | 109.0569 | 10808982.6525 | 0 | 5569720.9947 | 0 | 0 | 0 | 2885250.629 | 7512942.1677 | 19547134.4041 | 13341320.8842 | 59665351.7323 | 961560.8286 | 30738450.8463 | 30738450.8463 | 22874378.7166 | 11949490.5493 | 0 | 91365363.4072 | 156927683.5195 | 7498942.0933 | 30.6955 | 2976.5059 | 5112.3987 | 60.6801 | 104.2232
1 | 6500 | 707 | 0.035 | 15 | 15 | 7 | 1e-08 | 5spot_SharedNeighbor | CO2 | Porous | Wet | R600a | MinimizeLCOE_Brownfield | IgnoreSilica | 2019 | 171.1692 | 43.7601 | 7.6752 | 4 | 2976.0313 | 5111.5633 | 60.6704 | 104.2061 | 165.3206 | 19.8025 | 110.6583 | 10809639.44 | 0 | 5570227.308 | 0 | 0 | 0 | 2884370.0177 | 7513052.3386 | 19547421.0462 | 13341516.5234 | 59666226.6739 | 961560.8286 | 30738450.8463 | 30738450.8463 | 22874378.7166 | 11949490.5493 | 0 | 91366238.3489 | 156928558.4611 | 10000000 | 30.7007 | 2976.0313 | 5111.5633 | 60.6704 | 104.2061
1 | 6600 | 707 | 0.035 | 15 | 15 | 7 | 1e-13 | 5spot_SharedNeighbor | CO2 | Porous | Wet | R600a | MinimizeLCOE_Brownfield | IgnoreSilica | 2019 | 1.6 | 0.014586 | 0.0058814 | 4 | 1446202.3091 | 4290676.0578 | 29482.7902 | 87471.235 | 84.0542 | 19.6469 | 26.6051 | 231131.1295 | 0 | 82120.6951 | 0 | 0 | 0 | 225384.7791 | 210068.2754 | 546554.5617 | 373034.7189 | 1668294.1596 | 961560.8286 | 31392914.1654 | 31392914.1654 | 23340719.2222 | 12184302.7159 | 0 | 34022769.1536 | 100940705.2571 | 100 | 0.023526 | 1446202.3091 | 4290676.0578 | 29482.7902 | 87471.235
1 | 6600 | 707 | 0.035 | 15 | 15 | 7 | 1.3335e-13 | 5spot_SharedNeighbor | CO2 | Porous | Wet | R600a | MinimizeLCOE_Brownfield | IgnoreSilica | 2019 | 3.6218 | 0.26629 | 0.029279 | 4 | 310092.4279 | 881471.9267 | 6321.6536 | 17969.9975 | 118.5097 | 22.0798 | 62.7641 | 543814.6658 | 0 | 241773.4136 | 0 | 0 | 0 | 493754.3766 | 498943.5578 | 1298148.7901 | 886013.2235 | 3962448.0275 | 961560.8286 | 31392914.1654 | 31392914.1654 | 23340719.2222 | 12184302.7159 | 0 | 36316923.0215 | 103234859.1249 | 133.3521 | 0.11712 | 310092.4279 | 881471.9267 | 6321.6536 | 17969.9975
1 | 6600 | 707 | 0.035 | 15 | 15 | 7 | 1.7783e-13 | 5spot_SharedNeighbor | CO2 | Porous | Wet | R600a | MinimizeLCOE_Brownfield | IgnoreSilica | 2019 | 5.0593 | 0.53439 | 0.060649 | 4 | 155360.9614 | 431200.6213 | 3167.2433 | 8790.6079 | 131.0968 | 22.776 | 41.4337 | 750719.3743 | 0 | 332969.3645 | 0 | 0 | 0 | 639019.134 | 671856.0704 | 1748031.6784 | 1193067.539 | 5335663.1605 | 961560.8286 | 31392914.1654 | 31392914.1654 | 23340719.2222 | 12184302.7159 | 0 | 37690138.1545 | 104608074.2579 | 177.8279 | 0.2426 | 155360.9614 | 431200.6213 | 3167.2433 | 8790.6079
1 | 6600 | 707 | 0.035 | 15 | 15 | 7 | 2.3714e-13 | 5spot_SharedNeighbor | CO2 | Porous | Wet | R600a | MinimizeLCOE_Brownfield | IgnoreSilica | 2019 | 6.7862 | 0.89848 | 0.10698 | 4 | 91470.68 | 247856.9548 | 1864.7535 | 5052.8993 | 140.7514 | 23.2527 | 54.0381 | 982139.5896 | 0 | 421145.4477 | 0 | 0 | 0 | 787680.1103 | 854476.4076 | 2223172.3353 | 1517360.8005 | 6785974.6909 | 961560.8286 | 31392914.1654 | 31392914.1654 | 23340719.2222 | 12184302.7159 | 0 | 39140449.6849 | 106058385.7884 | 237.1374 | 0.4279 | 91470.68 | 247856.9548 | 1864.7535 | 5052.8993
1 | 6600 | 707 | 0.035 | 15 | 15 | 7 | 3.1623e-13 | 5spot_SharedNeighbor | CO2 | Porous | Wet | R600a | MinimizeLCOE_Brownfield | IgnoreSilica | 2019 | 8.9567 | 1.3875 | 0.1716 | 4 | 59450.8742 | 156943.5583 | 1211.9865 | 3199.5067 | 148.5363 | 23.6037 | 65.3802 | 1251298.4532 | 0 | 525837.929 | 0 | 0 | 0 | 951722.9841 | 1064255.1528 | 2768973.599 | 1889881.378 | 8451969.4961 | 961560.8286 | 31392914.1654 | 31392914.1654 | 23340719.2222 | 12184302.7159 | 0 | 40806444.4901 | 107724380.5935 | 316.2278 | 0.68639 | 59450.8742 | 156943.5583 | 1211.9865 | 3199.5067
1 | 6600 | 707 | 0.035 | 15 | 15 | 7 | 4.217e-13 | 5spot_SharedNeighbor | CO2 | Porous | Wet | R600a | MinimizeLCOE_Brownfield | IgnoreSilica | 2019 | 11.705 | 2.0324 | 0.25949 | 4 | 41176.2387 | 105646.695 | 839.4333 | 2153.7508 | 154.8199 | 23.8648 | 62.7226 | 1566139.7408 | 0 | 651372.5567 | 0 | 0 | 0 | 1135435.4726 | 1307649.6303 | 3402236.1023 | 2322096.0488 | 10384929.5516 | 961560.8286 | 31392914.1654 | 31392914.1654 | 23340719.2222 | 12184302.7159 | 0 | 42739404.5456 | 109657340.6491 | 421.6965 | 1.038 | 41176.2387 | 105646.695 | 839.4333 | 2153.7508
1 | 6600 | 707 | 0.035 | 15 | 15 | 7 | 5.6234e-13 | 5spot_SharedNeighbor | CO2 | Porous | Wet | R600a | MinimizeLCOE_Brownfield | IgnoreSilica | 2019 | 15.1829 | 2.8703 | 0.3771 | 4 | 29822.5184 | 74185.7883 | 607.9724 | 1512.3776 | 159.8559 | 24.0568 | 72.8338 | 1934303.8616 | 0 | 802077.6074 | 0 | 0 | 0 | 1341446.428 | 1590352.8798 | 4137771.967 | 2824114.3902 | 12630067.1339 | 961560.8286 | 31392914.1654 | 31392914.1654 | 23340719.2222 | 12184302.7159 | 0 | 44984542.1279 | 111902478.2314 | 562.3413 | 1.5084 | 29822.5184 | 74185.7883 | 607.9724 | 1512.3776
1 | 6600 | 707 | 0.035 | 15 | 15 | 7 | 7.4989e-13 | 5spot_SharedNeighbor | CO2 | Porous | Wet | R600a | MinimizeLCOE_Brownfield | IgnoreSilica | 2019 | 19.5876 | 3.9498 | 0.5327 | 4 | 22339.4436 | 53744.6473 | 455.4198 | 1095.6573 | 163.8702 | 24.1926 | 65.7979 | 2365549.0851 | 0 | 983370.0072 | 0 | 0 | 0 | 1573576.8275 | 1919773.4087 | 4994856.6098 | 3409092.2702 | 15246218.2085 | 961560.8286 | 31392914.1654 | 31392914.1654 | 23340719.2222 | 12184302.7159 | 0 | 47600693.2025 | 114518629.306 | 749.8942 | 2.1308 | 22339.4436 | 53744.6473 | 455.4198 | 1095.6573
1 | 6600 | 707 | 0.035 | 15 | 15 | 7 | 1e-12 | 5spot_SharedNeighbor | CO2 | Porous | Wet | R600a | MinimizeLCOE_Brownfield | IgnoreSilica | 2019 | 25.1318 | 5.3257 | 0.73633 | 4 | 17190.8012 | 39910.7755 | 350.4577 | 813.6351 | 167.0307 | 24.2782 | 64.6876 | 2868179.0116 | 0 | 1200359.1452 | 0 | 0 | 0 | 1832881.7286 | 2301553.7553 | 5988170.7577 | 4087049.5867 | 18278193.9852 | 961560.8286 | 31392914.1654 | 31392914.1654 | 23340719.2222 | 12184302.7159 | 0 | 50632668.9792 | 117550605.0826 | 1000 | 2.9453 | 17190.8012 | 39910.7755 | 350.4577 | 813.6351
1 | 6600 | 707 | 0.035 | 15 | 15 | 7 | 1.3335e-12 | 5spot_SharedNeighbor | CO2 | Porous | Wet | R600a | MinimizeLCOE_Brownfield | IgnoreSilica | 2019 | 32.0554 | 7.0607 | 0.99983 | 4 | 13532.6085 | 30264.9143 | 275.8805 | 616.9912 | 169.4817 | 24.3144 | 71.84 | 3450120.7896 | 0 | 1458322.1921 | 0 | 0 | 0 | 2119341.2215 | 2740835.8393 | 7131092.631 | 4867117.25 | 21766829.9235 | 961560.8286 | 31392914.1654 | 31392914.1654 | 23340719.2222 | 12184302.7159 | 0 | 54121304.9175 | 121039241.021 | 1333.5214 | 3.9993 | 13532.6085 | 30264.9143 | 275.8805 | 616.9912
1 | 6600 | 707 | 0.035 | 15 | 15 | 7 | 1.7783e-12 | 5spot_SharedNeighbor | CO2 | Porous | Wet | R600a | MinimizeLCOE_Brownfield | IgnoreSilica | 2019 | 40.5692 | 9.2129 | 1.3356 | 4 | 10869.657 | 23395.3166 | 221.5927 | 476.9452 | 171.3312 | 24.2963 | 58.0965 | 4114376.5711 | 0 | 1760718.3643 | 0 | 0 | 0 | 2427848.0184 | 3238147.7519 | 8424996.2151 | 5750233.0332 | 25716319.9539 | 961560.8286 | 31392914.1654 | 31392914.1654 | 23340719.2222 | 12184302.7159 | 0 | 58070794.9479 | 124988731.0514 | 1778.2794 | 5.3425 | 10869.657 | 23395.3166 | 221.5927 | 476.9452
1 | 6600 | 707 | 0.035 | 15 | 15 | 7 | 2.3714e-12 | 5spot_SharedNeighbor | CO2 | Porous | Wet | R600a | MinimizeLCOE_Brownfield | IgnoreSilica | 2019 | 50.8392 | 11.8312 | 1.755 | 4 | 8896.3747 | 18428.7362 | 181.3646 | 375.6947 | 172.6641 | 24.2144 | 78.0768 | 4858895.7379 | 0 | 2109071.1166 | 0 | 0 | 0 | 2749927.5441 | 3789978.8155 | 9860747.4463 | 6730162.7502 | 30098783.4106 | 961560.8286 | 31392914.1654 | 31392914.1654 | 23340719.2222 | 12184302.7159 | 0 | 62453258.4046 | 129371194.5081 | 2371.3737 | 7.0201 | 8896.3747 | 18428.7362 | 181.3646 | 375.6947
1 | 6600 | 707 | 0.035 | 15 | 15 | 7 | 3.1623e-12 | 5spot_SharedNeighbor | CO2 | Porous | Wet | R600a | MinimizeLCOE_Brownfield | IgnoreSilica | 2019 | 62.8271 | 14.9159 | 2.2632 | 4 | 7416.8448 | 14808.8892 | 151.2024 | 301.8992 | 173.5277 | 24.0557 | 77.232 | 5666882.306 | 0 | 2498331.7829 | 0 | 0 | 0 | 3066662.8801 | 4380432.0179 | 11396985.5605 | 7778676.8297 | 34787971.3772 | 961560.8286 | 31392914.1654 | 31392914.1654 | 23340719.2222 | 12184302.7159 | 0 | 67142446.3712 | 134060382.4746 | 3162.2777 | 9.0527 | 7416.8448 | 14808.8892 | 151.2024 | 301.8992
1 | 6600 | 707 | 0.035 | 15 | 15 | 7 | 4.217e-12 | 5spot_SharedNeighbor | CO2 | Porous | Wet | R600a | MinimizeLCOE_Brownfield | IgnoreSilica | 2019 | 76.1787 | 18.3874 | 2.8527 | 4 | 6301.0576 | 12165.4287 | 128.4556 | 248.0087 | 173.9475 | 23.8104 | 84.0018 | 6503688.9193 | 0 | 2914736.918 | 0 | 0 | 0 | 3349808.7358 | 4979611.4835 | 12955927.6213 | 8842686.8192 | 39546460.497 | 961560.8286 | 31392914.1654 | 31392914.1654 | 23340719.2222 | 12184302.7159 | 0 | 71900935.491 | 138818871.5945 | 4216.965 | 11.4109 | 6301.0576 | 12165.4287 | 128.4556 | 248.0087
1 | 6600 | 707 | 0.035 | 15 | 15 | 7 | 5.6234e-12 | 5spot_SharedNeighbor | CO2 | Porous | Wet | R600a | MinimizeLCOE_Brownfield | IgnoreSilica | 2019 | 90.242 | 22.0845 | 3.5005 | 4 | 5458.9132 | 10238.0972 | 111.2873 | 208.7175 | 173.9569 | 23.4795 | 102.8385 | 7323382.3258 | 0 | 3337790.6957 | 0 | 0 | 0 | 3571114.0801 | 5550591.9696 | 14441501.722 | 9856621.6684 | 44081002.4616 | 961560.8286 | 31392914.1654 | 31392914.1654 | 23340719.2222 | 12184302.7159 | 0 | 76435477.4556 | 143353413.5591 | 5623.4133 | 14.002 | 5458.9132 | 10238.0972 | 111.2873 | 208.7175
1 | 6600 | 707 | 0.035 | 15 | 15 | 7 | 7.4989e-12 | 5spot_SharedNeighbor | CO2 | Porous | Wet | R600a | MinimizeLCOE_Brownfield | IgnoreSilica | 2019 | 104.1519 | 25.7837 | 4.1691 | 4 | 4824.7418 | 8837.4411 | 98.3589 | 180.1632 | 173.624 | 23.0816 | 89.0517 | 8078008.1877 | 0 | 3743398.7817 | 0 | 0 | 0 | 3710262.3041 | 6057351.0167 | 15759984.8118 | 10756513.4694 | 48105518.5713 | 961560.8286 | 31392914.1654 | 31392914.1654 | 23340719.2222 | 12184302.7159 | 0 | 80459993.5653 | 147377929.6687 | 7498.9421 | 16.6765 | 4824.7418 | 8837.4411 | 98.3589 | 180.1632
1 | 6600 | 707 | 0.035 | 15 | 15 | 7 | 1e-11 | 5spot_SharedNeighbor | CO2 | Porous | Wet | R600a | MinimizeLCOE_Brownfield | IgnoreSilica | 2019 | 117.0944 | 29.2653 | 4.8172 | 4 | 4348.764 | 7821.625 | 88.6554 | 159.4544 | 173.0541 | 22.6494 | 111.268 | 8733099.865 | 0 | 4111128.7875 | 0 | 0 | 0 | 3764381.7327 | 6477358.0503 | 16852756.9579 | 11502352.9133 | 51441078.3068 | 961560.8286 | 31392914.1654 | 31392914.1654 | 23340719.2222 | 12184302.7159 | 0 | 83795553.3008 | 150713489.4042 | 10000 | 19.2688 | 4348.764 | 7821.625 | 88.6554 | 159.4544
1 | 6600 | 707 | 0.035 | 15 | 15 | 7 | 1.3335e-11 | 5spot_SharedNeighbor | CO2 | Porous | Wet | R600a | MinimizeLCOE_Brownfield | IgnoreSilica | 2019 | 128.5 | 32.3675 | 5.41 | 4 | 3992.5634 | 7084.8685 | 81.3938 | 144.4346 | 172.3632 | 22.2194 | 118.2788 | 9274023.3214 | 0 | 4428481.3991 | 0 | 0 | 0 | 3746885.0847 | 6805262.024 | 17705895.8353 | 12084637.7274 | 54045185.3918 | 961560.8286 | 31392914.1654 | 31392914.1654 | 23340719.2222 | 12184302.7159 | 0 | 86399660.3858 | 153317596.4892 | 13335.2143 | 21.6401 | 3992.5634 | 7084.8685 | 81.3938 | 144.4346
1 | 6600 | 707 | 0.035 | 15 | 15 | 7 | 1.7783e-11 | 5spot_SharedNeighbor | CO2 | Porous | Wet | R600a | MinimizeLCOE_Brownfield | IgnoreSilica | 2019 | 138.0612 | 34.9965 | 5.9253 | 4 | 3726.4161 | 6549.8238 | 75.968 | 133.527 | 171.6538 | 21.8227 | 106.8057 | 9701401.9525 | 0 | 4690181.4547 | 0 | 0 | 0 | 3677900.0746 | 7047098.5579 | 18335104.889 | 12514085.8355 | 55965772.7642 | 961560.8286 | 31392914.1654 | 31392914.1654 | 23340719.2222 | 12184302.7159 | 0 | 88320247.7582 | 155238183.8616 | 17782.7941 | 23.7011 | 3726.4161 | 6549.8238 | 75.968 | 133.527
1 | 6600 | 707 | 0.035 | 15 | 15 | 7 | 2.3714e-11 | 5spot_SharedNeighbor | CO2 | Porous | Wet | R600a | MinimizeLCOE_Brownfield | IgnoreSilica | 2019 | 145.9151 | 37.1732 | 6.3583 | 4 | 3527.8217 | 6158.9474 | 71.9194 | 125.5585 | 170.9857 | 21.4731 | 106.2358 | 10034777.337 | 0 | 4902441.8522 | 0 | 0 | 0 | 3585419.0929 | 7223828.93 | 18794921.0649 | 12827919.8238 | 57369308.1009 | 961560.8286 | 31392914.1654 | 31392914.1654 | 23340719.2222 | 12184302.7159 | 0 | 89723783.0949 | 156641719.1984 | 23713.7371 | 25.4332 | 3527.8217 | 6158.9474 | 71.9194 | 125.5585
1 | 6600 | 707 | 0.035 | 15 | 15 | 7 | 3.1623e-11 | 5spot_SharedNeighbor | CO2 | Porous | Wet | R600a | MinimizeLCOE_Brownfield | IgnoreSilica | 2019 | 152.1218 | 38.9079 | 6.7096 | 4 | 3379.5605 | 5872.9089 | 68.8969 | 119.7272 | 170.4027 | 21.1812 | 120.1274 | 10286776.6761 | 0 | 5068570.6782 | 0 | 0 | 0 | 3483321.9941 | 7347081.0459 | 19115597.7878 | 13046788.2764 | 58348136.4585 | 961560.8286 | 31392914.1654 | 31392914.1654 | 23340719.2222 | 12184302.7159 | 0 | 90702611.4525 | 157620547.556 | 31622.7766 | 26.8386 | 3379.5605 | 5872.9089 | 68.8969 | 119.7272
1 | 6600 | 707 | 0.035 | 15 | 15 | 7 | 4.217e-11 | 5spot_SharedNeighbor | CO2 | Porous | Wet | R600a | MinimizeLCOE_Brownfield | IgnoreSilica | 2019 | 156.948 | 40.2662 | 6.9887 | 4 | 3268.8095 | 5662.6007 | 66.6391 | 115.4398 | 169.9154 | 20.9445 | 112.3509 | 10475640.9215 | 0 | 5196812.1033 | 0 | 0 | 0 | 3384563.0087 | 7432236.253 | 19337154.1691 | 13198005.0592 | 59024411.5148 | 961560.8286 | 31392914.1654 | 31392914.1654 | 23340719.2222 | 12184302.7159 | 0 | 91378886.5088 | 158296822.6123 | 42169.6503 | 27.9548 | 3268.8095 | 5662.6007 | 66.6391 | 115.4398
1 | 6600 | 707 | 0.035 | 15 | 15 | 7 | 5.6234e-11 | 5spot_SharedNeighbor | CO2 | Porous | Wet | R600a | MinimizeLCOE_Brownfield | IgnoreSilica | 2019 | 160.6675 | 41.3186 | 7.2071 | 4 | 3186.017 | 5507.2684 | 64.9513 | 112.2731 | 169.5195 | 20.7563 | 122.4016 | 10616909.4169 | 0 | 5295106.5212 | 0 | 0 | 0 | 3296375.0366 | 7491272.4801 | 19490754.3219 | 13302840.3197 | 59493258.0963 | 961560.8286 | 31392914.1654 | 31392914.1654 | 23340719.2222 | 12184302.7159 | 0 | 91847733.0903 | 158765669.1937 | 56234.1325 | 28.8284 | 3186.017 | 5507.2684 | 64.9513 | 112.2731
1 | 6600 | 707 | 0.035 | 15 | 15 | 7 | 7.4989e-11 | 5spot_SharedNeighbor | CO2 | Porous | Wet | R600a | MinimizeLCOE_Brownfield | IgnoreSilica | 2019 | 163.5056 | 42.1253 | 7.376 | 4 | 3124.0809 | 5392.1911 | 63.6886 | 109.9271 | 169.2053 | 20.6093 | 108.7349 | 10722163.3984 | 0 | 5369803.4132 | 0 | 0 | 0 | 3221232.5196 | 7532147.7392 | 19597103.3614 | 13375425.7243 | 59817876.1561 | 961560.8286 | 31392914.1654 | 31392914.1654 | 23340719.2222 | 12184302.7159 | 0 | 92172351.1501 | 159090287.2535 | 74989.4209 | 29.5038 | 3124.0809 | 5392.1911 | 63.6886 | 109.9271
1 | 6600 | 707 | 0.035 | 15 | 15 | 7 | 1e-10 | 5spot_SharedNeighbor | CO2 | Porous | Wet | R600a | MinimizeLCOE_Brownfield | IgnoreSilica | 2019 | 165.6787 | 42.7443 | 7.5059 | 4 | 3077.7194 | 5306.5696 | 62.7435 | 108.1816 | 168.9575 | 20.4947 | 101.8498 | 10801259.4338 | 0 | 5426824.215 | 0 | 0 | 0 | 3159901.3675 | 7561314.1564 | 19672988.3961 | 13427218.8198 | 60049506.3886 | 961560.8286 | 31392914.1654 | 31392914.1654 | 23340719.2222 | 12184302.7159 | 0 | 92403981.3826 | 159321917.4861 | 100000 | 30.0235 | 3077.7194 | 5306.5696 | 62.7435 | 108.1816
1 | 6600 | 707 | 0.035 | 15 | 15 | 7 | 1.3335e-10 | 5spot_SharedNeighbor | CO2 | Porous | Wet | R600a | MinimizeLCOE_Brownfield | IgnoreSilica | 2019 | 167.2982 | 43.2079 | 7.6044 | 4 | 3042.9997 | 5242.9803 | 62.0357 | 106.8852 | 168.7688 | 20.4081 | 115.1464 | 10859342.6871 | 0 | 5469219.0475 | 0 | 0 | 0 | 3109951.5123 | 7581020.1663 | 19724259.3916 | 13462212.3278 | 60206005.1325 | 961560.8286 | 31392914.1654 | 31392914.1654 | 23340719.2222 | 12184302.7159 | 0 | 92560480.1265 | 159478416.23 | 133352.1432 | 30.4175 | 3042.9997 | 5242.9803 | 62.0357 | 106.8852
1 | 6600 | 707 | 0.035 | 15 | 15 | 7 | 1.7783e-10 | 5spot_SharedNeighbor | CO2 | Porous | Wet | R600a | MinimizeLCOE_Brownfield | IgnoreSilica | 2019 | 168.546 | 43.5648 | 7.6797 | 4 | 3016.9891 | 5195.383 | 61.5054 | 105.9149 | 168.621 | 20.3408 | 124.1724 | 10903601.463 | 0 | 5501828.9326 | 0 | 0 | 0 | 3071246.6268 | 7595904.0387 | 19762984.1746 | 13488642.7879 | 60324208.0237 | 961560.8286 | 31392914.1654 | 31392914.1654 | 23340719.2222 | 12184302.7159 | 0 | 92678683.0177 | 159596619.1212 | 177827.941 | 30.7189 | 3016.9891 | 5195.383 | 61.5054 | 105.9149
1 | 6600 | 707 | 0.035 | 15 | 15 | 7 | 2.3714e-10 | 5spot_SharedNeighbor | CO2 | Porous | Wet | R600a | MinimizeLCOE_Brownfield | IgnoreSilica | 2019 | 169.4714 | 43.8304 | 7.7364 | 4 | 2997.4978 | 5159.929 | 61.108 | 105.1921 | 168.51 | 20.2905 | 108.6153 | 10936136.6211 | 0 | 5525980.6376 | 0 | 0 | 0 | 3040702.1905 | 7606099.5852 | 19789510.8952 | 13506747.8197 | 60405177.7494 | 961560.8286 | 31392914.1654 | 31392914.1654 | 23340719.2222 | 12184302.7159 | 0 | 92759652.7434 | 159677588.8468 | 237137.3706 | 30.9457 | 2997.4978 | 5159.929 | 61.108 | 105.1921
1 | 6600 | 707 | 0.035 | 15 | 15 | 7 | 3.1623e-10 | 5spot_SharedNeighbor | CO2 | Porous | Wet | R600a | MinimizeLCOE_Brownfield | IgnoreSilica | 2019 | 170.1681 | 44.0307 | 7.7792 | 4 | 2982.8891 | 5133.4196 | 60.8102 | 104.6517 | 168.4257 | 20.2524 | 116.3147 | 10960475.5572 | 0 | 5544149.1941 | 0 | 0 | 0 | 3017159.919 | 7613496.0214 | 19808754.905 | 13519882.2519 | 60463917.8486 | 961560.8286 | 31392914.1654 | 31392914.1654 | 23340719.2222 | 12184302.7159 | 0 | 92818392.8426 | 159736328.9461 | 316227.766 | 31.1169 | 2982.8891 | 5133.4196 | 60.8102 | 104.6517
1 | 6600 | 707 | 0.035 | 15 | 15 | 7 | 4.217e-10 | 5spot_SharedNeighbor | CO2 | Porous | Wet | R600a | MinimizeLCOE_Brownfield | IgnoreSilica | 2019 | 170.7017 | 44.1838 | 7.8117 | 4 | 2971.9384 | 5113.525 | 60.587 | 104.2461 | 168.3607 | 20.2231 | 116.1993 | 10979024.086 | 0 | 5558053.0285 | 0 | 0 | 0 | 2999385.0363 | 7619220.2388 | 19823648.1445 | 13530047.1938 | 60509377.728 | 961560.8286 | 31392914.1654 | 31392914.1654 | 23340719.2222 | 12184302.7159 | 0 | 92863852.722 | 159781788.8255 | 421696.5034 | 31.2469 | 2971.9384 | 5113.525 | 60.587 | 104.2461
1 | 6600 | 707 | 0.035 | 15 | 15 | 7 | 5.6234e-10 | 5spot_SharedNeighbor | CO2 | Porous | Wet | R600a | MinimizeLCOE_Brownfield | IgnoreSilica | 2019 | 171.089 | 44.2955 | 7.8359 | 4 | 2963.7288 | 5098.7159 | 60.4196 | 103.9442 | 168.3132 | 20.2017 | 124.5147 | 10992432.4553 | 0 | 5568138.7806 | 0 | 0 | 0 | 2985491.3439 | 7622964.4061 | 19833389.6997 | 13536696.0055 | 60539112.6912 | 961560.8286 | 31392914.1654 | 31392914.1654 | 23340719.2222 | 12184302.7159 | 0 | 92893587.6852 | 159811523.7886 | 562341.3252 | 31.3435 | 2963.7288 | 5098.7159 | 60.4196 | 103.9442
1 | 6600 | 707 | 0.035 | 15 | 15 | 7 | 7.4989e-10 | 5spot_SharedNeighbor | CO2 | Porous | Wet | R600a | MinimizeLCOE_Brownfield | IgnoreSilica | 2019 | 171.3861 | 44.381 | 7.8542 | 4 | 2957.5737 | 5087.5862 | 60.2941 | 103.7173 | 168.2767 | 20.1853 | 110.3284 | 11002691.1523 | 0 | 5575872.8971 | 0 | 0 | 0 | 2975112.8227 | 7625933.9802 | 19841115.9222 | 13541969.3111 | 60562696.0856 | 961560.8286 | 31392914.1654 | 31392914.1654 | 23340719.2222 | 12184302.7159 | 0 | 92917171.0796 | 159835107.1831 | 749894.2093 | 31.4167 | 2957.5737 | 5087.5862 | 60.2941 | 103.7173
1 | 6600 | 707 | 0.035 | 15 | 15 | 7 | 1e-09 | 5spot_SharedNeighbor | CO2 | Porous | Wet | R600a | MinimizeLCOE_Brownfield | IgnoreSilica | 2019 | 171.6102 | 44.4455 | 7.8679 | 4 | 2952.9588 | 5079.2415 | 60.2001 | 103.5472 | 168.2491 | 20.1729 | 111.3678 | 11010413.2662 | 0 | 5581705.2482 | 0 | 0 | 0 | 2967288.9086 | 7628168.895 | 19846930.7121 | 13545938.0246 | 60580445.0546 | 961560.8286 | 31392914.1654 | 31392914.1654 | 23340719.2222 | 12184302.7159 | 0 | 92934920.0486 | 159852856.1521 | 1000000 | 31.4718 | 2952.9588 | 5079.2415 | 60.2001 | 103.5472
1 | 6600 | 707 | 0.035 | 15 | 15 | 7 | 1.3335e-09 | 5spot_SharedNeighbor | CO2 | Porous | Wet | R600a | MinimizeLCOE_Brownfield | IgnoreSilica | 2019 | 171.7734 | 44.4926 | 7.8782 | 4 | 2949.4985 | 5073.019 | 60.1295 | 103.4204 | 168.2289 | 20.1639 | 118.3567 | 11016025.1972 | 0 | 5585950.5904 | 0 | 0 | 0 | 2961254.8621 | 7629659.9534 | 19850810.1402 | 13548585.8141 | 60592286.5573 | 961560.8286 | 31392914.1654 | 31392914.1654 | 23340719.2222 | 12184302.7159 | 0 | 92946761.5513 | 159864697.6547 | 1333521.4322 | 31.5127 | 2949.4985 | 5073.019 | 60.1295 | 103.4204
1 | 6600 | 707 | 0.035 | 15 | 15 | 7 | 1.7783e-09 | 5spot_SharedNeighbor | CO2 | Porous | Wet | R600a | MinimizeLCOE_Brownfield | IgnoreSilica | 2019 | 171.9003 | 44.5291 | 7.886 | 4 | 2946.9039 | 5068.3282 | 60.0766 | 103.3247 | 168.2132 | 20.1568 | 106.1617 | 11020384.698 | 0 | 5589251.0734 | 0 | 0 | 0 | 2956821.129 | 7630918.1912 | 19854083.8168 | 13550820.1656 | 60602279.074 | 961560.8286 | 31392914.1654 | 31392914.1654 | 23340719.2222 | 12184302.7159 | 0 | 92956754.068 | 159874690.1715 | 1778279.41 | 31.5439 | 2946.9039 | 5068.3282 | 60.0766 | 103.3247
1 | 6600 | 707 | 0.035 | 15 | 15 | 7 | 2.3714e-09 | 5spot_SharedNeighbor | CO2 | Porous | Wet | R600a | MinimizeLCOE_Brownfield | IgnoreSilica | 2019 | 171.9929 | 44.5559 | 7.8918 | 4 | 2944.9583 | 5064.8278 | 60.037 | 103.2534 | 168.2017 | 20.1517 | 105.9536 | 11023563.2908 | 0 | 5591659.8775 | 0 | 0 | 0 | 2953418.4629 | 7631770.2361 | 19856300.6631 | 13552333.2087 | 60609045.7391 | 961560.8286 | 31392914.1654 | 31392914.1654 | 23340719.2222 | 12184302.7159 | 0 | 92963520.7331 | 159881456.8365 | 2371373.7057 | 31.567 | 2944.9583 | 5064.8278 | 60.037 | 103.2534
1 | 6600 | 707 | 0.035 | 15 | 15 | 7 | 3.1623e-09 | 5spot_SharedNeighbor | CO2 | Porous | Wet | R600a | MinimizeLCOE_Brownfield | IgnoreSilica | 2019 | 172.0707 | 44.578 | 7.8963 | 4 | 2943.4994 | 5062.1531 | 60.0072 | 103.1988 | 168.1921 | 20.1474 | 112.9476 | 11026233.4754 | 0 | 5593683.0724 | 0 | 0 | 0 | 2951070.8898 | 7632685.1007 | 19858680.9529 | 13553957.8054 | 60616311.2966 | 961560.8286 | 31392914.1654 | 31392914.1654 | 23340719.2222 | 12184302.7159 | 0 | 92970786.2906 | 159888722.394 | 3162277.6602 | 31.5851 | 2943.4994 | 5062.1531 | 60.0072 | 103.1988
1 | 6600 | 707 | 0.035 | 15 | 15 | 7 | 4.217e-09 | 5spot_SharedNeighbor | CO2 | Porous | Wet | R600a | MinimizeLCOE_Brownfield | IgnoreSilica | 2019 | 172.1218 | 44.5928 | 7.8995 | 4 | 2942.4054 | 5060.1917 | 59.9849 | 103.1589 | 168.1858 | 20.1445 | 121.1831 | 11027985.3214 | 0 | 5595012.2716 | 0 | 0 | 0 | 2949122.9076 | 7633126.9952 | 19859830.672 | 13554742.5123 | 60619820.6801 | 961560.8286 | 31392914.1654 | 31392914.1654 | 23340719.2222 | 12184302.7159 | 0 | 92974295.6741 | 159892231.7776 | 4216965.0343 | 31.5981 | 2942.4054 | 5060.1917 | 59.9849 | 103.1589
1 | 6600 | 707 | 0.035 | 15 | 15 | 7 | 5.6234e-09 | 5spot_SharedNeighbor | CO2 | Porous | Wet | R600a | MinimizeLCOE_Brownfield | IgnoreSilica | 2019 | 172.1561 | 44.6029 | 7.9018 | 4 | 2941.585 | 5058.7458 | 59.9682 | 103.1294 | 168.1815 | 20.1426 | 113.5607 | 11029158.3189 | 0 | 5595903.3298 | 0 | 0 | 0 | 2947556.8665 | 7633321.2209 | 19860336.0074 | 13555087.4141 | 60621363.1576 | 961560.8286 | 31392914.1654 | 31392914.1654 | 23340719.2222 | 12184302.7159 | 0 | 92975838.1516 | 159893774.255 | 5623413.2519 | 31.6074 | 2941.585 | 5058.7458 | 59.9682 | 103.1294
1 | 6600 | 707 | 0.035 | 15 | 15 | 7 | 7.4989e-09 | 5spot_SharedNeighbor | CO2 | Porous | Wet | R600a | MinimizeLCOE_Brownfield | IgnoreSilica | 2019 | 172.1903 | 44.6126 | 7.9038 | 4 | 2940.9699 | 5057.6098 | 59.9556 | 103.1062 | 168.1772 | 20.1407 | 117.7187 | 11030333.4071 | 0 | 5596794.3526 | 0 | 0 | 0 | 2946598.2029 | 7633753.1254 | 19861459.7342 | 13555854.3808 | 60624793.2029 | 961560.8286 | 31392914.1654 | 31392914.1654 | 23340719.2222 | 12184302.7159 | 0 | 92979268.1969 | 159897204.3003 | 7498942.0933 | 31.6152 | 2940.9699 | 5057.6098 | 59.9556 | 103.1062
1 | 6600 | 707 | 0.035 | 15 | 15 | 7 | 1e-08 | 5spot_SharedNeighbor | CO2 | Porous | Wet | R600a | MinimizeLCOE_Brownfield | IgnoreSilica | 2019 | 172.2144 | 44.6195 | 7.9052 | 4 | 2940.5086 | 5056.7678 | 59.9462 | 103.0891 | 168.1743 | 20.1394 | 121.3471 | 11031158.6 | 0 | 5597420.4555 | 0 | 0 | 0 | 2945837.5612 | 7634022.4805 | 19862160.541 | 13556332.6958 | 60626932.334 | 961560.8286 | 31392914.1654 | 31392914.1654 | 23340719.2222 | 12184302.7159 | 0 | 92981407.328 | 159899343.4315 | 10000000 | 31.6209 | 2940.5086 | 5056.7678 | 59.9462 | 103.0891
1 | 6700 | 707 | 0.035 | 15 | 15 | 7 | 1e-13 | 5spot_SharedNeighbor | CO2 | Porous | Wet | R600a | MinimizeLCOE_Brownfield | IgnoreSilica | 2019 | 1.6 | 0.013429 | 0.0059595 | 4 | 1455381.6302 | 4320021.2876 | 29669.9231 | 88069.4772 | 84.3562 | 19.9625 | 25.848 | 232885.3274 | 0 | 81814.8478 | 0 | 0 | 0 | 227267.3354 | 211367.3291 | 549934.433 | 375341.5505 | 1678610.8233 | 961560.8286 | 32053237.5753 | 32053237.5753 | 23812626.8141 | 12421458.9187 | 0 | 34693409.2272 | 102980732.5354 | 100 | 0.023838 | 1455381.6302 | 4320021.2876 | 29669.9231 | 88069.4772
1 | 6700 | 707 | 0.035 | 15 | 15 | 7 | 1.3335e-13 | 5spot_SharedNeighbor | CO2 | Porous | Wet | R600a | MinimizeLCOE_Brownfield | IgnoreSilica | 2019 | 3.7 | 0.27669 | 0.030908 | 4 | 300073.3966 | 852421.0861 | 6117.4021 | 17377.7568 | 120.3947 | 22.5074 | 56.9762 | 561135.7638 | 0 | 248431.2455 | 0 | 0 | 0 | 508888.1122 | 514197.4974 | 1337836.4118 | 913100.8408 | 4083589.8716 | 961560.8286 | 32053237.5753 | 32053237.5753 | 23812626.8141 | 12421458.9187 | 0 | 37098388.2755 | 105385711.5837 | 133.3521 | 0.12363 | 300073.3966 | 852421.0861 | 6117.4021 | 17377.7568
1 | 6700 | 707 | 0.035 | 15 | 15 | 7 | 1.7783e-13 | 5spot_SharedNeighbor | CO2 | Porous | Wet | R600a | MinimizeLCOE_Brownfield | IgnoreSilica | 2019 | 5.1714 | 0.5545 | 0.063947 | 4 | 150541.5174 | 417510.4747 | 3068.9925 | 8511.5158 | 133.2468 | 23.2138 | 41.7306 | 775128.1613 | 0 | 338856.3509 | 0 | 0 | 0 | 659147.8619 | 691521.6259 | 1799197.42 | 1227989.209 | 5491840.6291 | 961560.8286 | 32053237.5753 | 32053237.5753 | 23812626.8141 | 12421458.9187 | 0 | 38506639.033 | 106793962.3412 | 177.8279 | 0.25579 | 150541.5174 | 417510.4747 | 3068.9925 | 8511.5158
1 | 6700 | 707 | 0.035 | 15 | 15 | 7 | 2.3714e-13 | 5spot_SharedNeighbor | CO2 | Porous | Wet | R600a | MinimizeLCOE_Brownfield | IgnoreSilica | 2019 | 6.9345 | 0.93114 | 0.11254 | 4 | 88853.1464 | 240550.3729 | 1811.3916 | 4903.9447 | 143.0754 | 23.6959 | 60.0328 | 1013780.6398 | 0 | 428494.8109 | 0 | 0 | 0 | 812278.0343 | 879275.8591 | 2287695.4212 | 1561399.1324 | 6982923.8978 | 961560.8286 | 32053237.5753 | 32053237.5753 | 23812626.8141 | 12421458.9187 | 0 | 39997722.3017 | 108285045.6099 | 237.1374 | 0.45016 | 88853.1464 | 240550.3729 | 1811.3916 | 4903.9447
1 | 6700 | 707 | 0.035 | 15 | 15 | 7 | 3.1623e-13 | 5spot_SharedNeighbor | CO2 | Porous | Wet | R600a | MinimizeLCOE_Brownfield | IgnoreSilica | 2019 | 9.1466 | 1.4362 | 0.18022 | 4 | 57854.7977 | 152582.4831 | 1179.4483 | 3110.6003 | 150.989 | 24.0502 | 60.247 | 1290802.1533 | 0 | 534735.8873 | 0 | 0 | 0 | 980685.5798 | 1094427.212 | 2847475.1076 | 1943460.2707 | 8691586.2108 | 961560.8286 | 32053237.5753 | 32053237.5753 | 23812626.8141 | 12421458.9187 | 0 | 41706384.6147 | 109993707.9229 | 316.2278 | 0.72088 | 57854.7977 | 152582.4831 | 1179.4483 | 3110.6003
1 | 6700 | 707 | 0.035 | 15 | 15 | 7 | 4.217e-13 | 5spot_SharedNeighbor | CO2 | Porous | Wet | R600a | MinimizeLCOE_Brownfield | IgnoreSilica | 2019 | 11.9434 | 2.1014 | 0.27219 | 4 | 40124.6424 | 102845.8799 | 817.9951 | 2096.6524 | 157.3732 | 24.3136 | 67.616 | 1614423.3426 | 0 | 661962.7565 | 0 | 0 | 0 | 1168806.324 | 1343625.045 | 3495836.7517 | 2385980.4153 | 10670634.6351 | 961560.8286 | 32053237.5753 | 32053237.5753 | 23812626.8141 | 12421458.9187 | 0 | 43685433.039 | 111972756.3472 | 421.6965 | 1.0887 | 40124.6424 | 102845.8799 | 817.9951 | 2096.6524
1 | 6700 | 707 | 0.035 | 15 | 15 | 7 | 5.6234e-13 | 5spot_SharedNeighbor | CO2 | Porous | Wet | R600a | MinimizeLCOE_Brownfield | IgnoreSilica | 2019 | 15.4996 | 2.969 | 0.39529 | 4 | 29091.5918 | 72279.8772 | 593.0714 | 1473.5231 | 162.5146 | 24.5078 | 69.6481 | 1994672.4459 | 0 | 815435.4357 | 0 | 0 | 0 | 1381826.473 | 1634854.3983 | 4253555.7895 | 2903139.2282 | 12983483.7705 | 961560.8286 | 32053237.5753 | 32053237.5753 | 23812626.8141 | 12421458.9187 | 0 | 45998282.1744 | 114285605.4826 | 562.3413 | 1.5812 | 29091.5918 | 72279.8772 | 593.0714 | 1473.5231
1 | 6700 | 707 | 0.035 | 15 | 15 | 7 | 7.4989e-13 | 5spot_SharedNeighbor | CO2 | Porous | Wet | R600a | MinimizeLCOE_Brownfield | IgnoreSilica | 2019 | 20 | 4.0862 | 0.55809 | 4 | 21811.0578 | 52400.888 | 444.6479 | 1068.263 | 166.6061 | 24.6444 | 65.6837 | 2439670.6638 | 0 | 999899.4264 | 0 | 0 | 0 | 1621429.4995 | 1973789.84 | 5135396.2837 | 3505013.4855 | 15675199.199 | 961560.8286 | 32053237.5753 | 32053237.5753 | 23812626.8141 | 12421458.9187 | 0 | 48689997.6029 | 116977320.9111 | 749.8942 | 2.2324 | 21811.0578 | 52400.888 | 444.6479 | 1068.263
1 | 6700 | 707 | 0.035 | 15 | 15 | 7 | 1e-12 | 5spot_SharedNeighbor | CO2 | Porous | Wet | R600a | MinimizeLCOE_Brownfield | IgnoreSilica | 2019 | 25.6628 | 5.5098 | 0.77108 | 4 | 16797.0887 | 38937.1629 | 342.4314 | 793.7867 | 169.8246 | 24.7295 | 81.7614 | 2958128.4799 | 0 | 1220606.4783 | 0 | 0 | 0 | 1888894.5993 | 2366375.5274 | 6156823.712 | 4202158.6935 | 18792987.4904 | 961560.8286 | 32053237.5753 | 32053237.5753 | 23812626.8141 | 12421458.9187 | 0 | 51807785.8943 | 120095109.2025 | 1000 | 3.0843 | 16797.0887 | 38937.1629 | 342.4314 | 793.7867
1 | 6700 | 707 | 0.035 | 15 | 15 | 7 | 1.3335e-12 | 5spot_SharedNeighbor | CO2 | Porous | Wet | R600a | MinimizeLCOE_Brownfield | IgnoreSilica | 2019 | 32.7009 | 7.2976 | 1.0462 | 4 | 13232.0176 | 29549.9685 | 269.7526 | 602.4161 | 172.3098 | 24.7635 | 60.4479 | 3555606.5588 | 0 | 1481768.0249 | 0 | 0 | 0 | 2181445.9843 | 2815340.0215 | 7324937.2303 | 4999420.1721 | 22358517.992 | 961560.8286 | 32053237.5753 | 32053237.5753 | 23812626.8141 | 12421458.9187 | 0 | 55373316.3959 | 123660639.7041 | 1333.5214 | 4.1848 | 13232.0176 | 29549.9685 | 269.7526 | 602.4161
1 | 6700 | 707 | 0.035 | 15 | 15 | 7 | 1.7783e-12 | 5spot_SharedNeighbor | CO2 | Porous | Wet | R600a | MinimizeLCOE_Brownfield | IgnoreSilica | 2019 | 41.3728 | 9.5191 | 1.3968 | 4 | 10635.4809 | 22857.8688 | 216.8187 | 465.9886 | 174.1902 | 24.7414 | 76.9813 | 4239032.9489 | 0 | 1788563.0646 | 0 | 0 | 0 | 2498139.8405 | 3325036.983 | 8651064.171 | 5904529.0583 | 26406366.0663 | 961560.8286 | 32053237.5753 | 32053237.5753 | 23812626.8141 | 12421458.9187 | 0 | 59421164.4703 | 127708487.7785 | 1778.2794 | 5.5871 | 10635.4809 | 22857.8688 | 216.8187 | 465.9886
1 | 6700 | 707 | 0.035 | 15 | 15 | 7 | 2.3714e-12 | 5spot_SharedNeighbor | CO2 | Porous | Wet | R600a | MinimizeLCOE_Brownfield | IgnoreSilica | 2019 | 51.8092 | 12.216 | 1.8339 | 4 | 8710.7951 | 18019.7042 | 177.5813 | 367.356 | 175.5418 | 24.653 | 80.5921 | 5003273.0311 | 0 | 2141201.9516 | 0 | 0 | 0 | 2827243.9228 | 3888970.3732 | 10118303.1735 | 6905949.8262 | 30884942.2784 | 961560.8286 | 32053237.5753 | 32053237.5753 | 23812626.8141 | 12421458.9187 | 0 | 63899740.6824 | 132187063.9906 | 2371.3737 | 7.3357 | 8710.7951 | 18019.7042 | 177.5813 | 367.356
1 | 6700 | 707 | 0.035 | 15 | 15 | 7 | 3.1623e-12 | 5spot_SharedNeighbor | CO2 | Porous | Wet | R600a | MinimizeLCOE_Brownfield | IgnoreSilica | 2019 | 63.9675 | 15.3876 | 2.3626 | 4 | 7267.6016 | 14493.5937 | 148.1599 | 295.4715 | 176.4142 | 24.4849 | 74.0831 | 5831027.5626 | 0 | 2534544.3945 | 0 | 0 | 0 | 3149708.9716 | 4490959.5622 | 11684555.5584 | 7974949.2622 | 35665745.3116 | 961560.8286 | 32053237.5753 | 32053237.5753 | 23812626.8141 | 12421458.9187 | 0 | 68680543.7155 | 136967867.0237 | 3162.2777 | 9.4502 | 7267.6016 | 14493.5937 | 148.1599 | 295.4715
1 | 6700 | 707 | 0.035 | 15 | 15 | 7 | 4.217e-12 | 5spot_SharedNeighbor | CO2 | Porous | Wet | R600a | MinimizeLCOE_Brownfield | IgnoreSilica | 2019 | 77.4675 | 18.9467 | 2.9741 | 4 | 6179.4239 | 11919.5242 | 125.9759 | 242.9956 | 176.833 | 24.2275 | 102.3903 | 6685631.5081 | 0 | 2954118.0815 | 0 | 0 | 0 | 3436013.4151 | 5099547.5718 | 13267976.7209 | 9055666.7417 | 40498954.0392 | 961560.8286 | 32053237.5753 | 32053237.5753 | 23812626.8141 | 12421458.9187 | 0 | 73513752.4431 | 141801075.7513 | 4216.965 | 11.8965 | 6179.4239 | 11919.5242 | 125.9759 | 242.9956
1 | 6700 | 707 | 0.035 | 15 | 15 | 7 | 5.6234e-12 | 5spot_SharedNeighbor | CO2 | Porous | Wet | R600a | MinimizeLCOE_Brownfield | IgnoreSilica | 2019 | 91.6233 | 22.7212 | 3.6435 | 4 | 5358.4234 | 10043.9864 | 109.2387 | 204.7602 | 176.8345 | 23.8831 | 104.1348 | 7518986.1177 | 0 | 3378602.0784 | 0 | 0 | 0 | 3656848.5468 | 5676230.3297 | 14768386.963 | 10079727.5622 | 45078781.5977 | 961560.8286 | 32053237.5753 | 32053237.5753 | 23812626.8141 | 12421458.9187 | 0 | 78093580.0016 | 146380903.3098 | 5623.4133 | 14.574 | 5358.4234 | 10043.9864 | 109.2387 | 204.7602
1 | 6700 | 707 | 0.035 | 15 | 15 | 7 | 7.4989e-12 | 5spot_SharedNeighbor | CO2 | Porous | Wet | R600a | MinimizeLCOE_Brownfield | IgnoreSilica | 2019 | 105.5844 | 26.4869 | 4.3321 | 4 | 4740.4487 | 8681.237 | 96.6405 | 176.9788 | 176.4912 | 23.4712 | 113.4501 | 8283990.2939 | 0 | 3784530.3969 | 0 | 0 | 0 | 3793697.192 | 6186264.9743 | 16095392.4857 | 10985436.0987 | 49129311.4416 | 961560.8286 | 32053237.5753 | 32053237.5753 | 23812626.8141 | 12421458.9187 | 0 | 82144109.8455 | 150431433.1537 | 7498.9421 | 17.3283 | 4740.4487 | 8681.237 | 96.6405 | 176.9788
1 | 6700 | 707 | 0.035 | 15 | 15 | 7 | 1e-11 | 5spot_SharedNeighbor | CO2 | Porous | Wet | R600a | MinimizeLCOE_Brownfield | IgnoreSilica | 2019 | 118.5487 | 30.0241 | 4.9975 | 4 | 4276.826 | 7692.9102 | 87.1889 | 156.8304 | 175.9108 | 23.0257 | 111.9025 | 8946801.6286 | 0 | 4151927.0417 | 0 | 0 | 0 | 3844895.8181 | 6608013.5505 | 17192695.7684 | 11734368.1365 | 52478701.9437 | 961560.8286 | 32053237.5753 | 32053237.5753 | 23812626.8141 | 12421458.9187 | 0 | 85493500.3477 | 153780823.6559 | 10000 | 19.9899 | 4276.826 | 7692.9102 | 87.1889 | 156.8304
1 | 6700 | 707 | 0.035 | 15 | 15 | 7 | 1.3335e-11 | 5spot_SharedNeighbor | CO2 | Porous | Wet | R600a | MinimizeLCOE_Brownfield | IgnoreSilica | 2019 | 129.9176 | 33.1613 | 5.6037 | 4 | 3929.9971 | 6976.5207 | 80.1183 | 142.2258 | 175.2136 | 22.5852 | 110.7559 | 9491488.3732 | 0 | 4467523.2079 | 0 | 0 | 0 | 3823011.556 | 6934989.0235 | 18043418.8772 | 12315004.1389 | 55075435.1767 | 961560.8286 | 32053237.5753 | 32053237.5753 | 23812626.8141 | 12421458.9187 | 0 | 88090233.5806 | 156377556.8888 | 13335.2143 | 22.4148 | 3929.9971 | 6976.5207 | 80.1183 | 142.2258
1 | 6700 | 707 | 0.035 | 15 | 15 | 7 | 1.7783e-11 | 5spot_SharedNeighbor | CO2 | Porous | Wet | R600a | MinimizeLCOE_Brownfield | IgnoreSilica | 2019 | 139.4696 | 35.8246 | 6.1301 | 4 | 3670.9969 | 6455.9095 | 74.8382 | 131.6124 | 174.4984 | 22.1792 | 123.6061 | 9922962.1439 | 0 | 4728418.6151 | 0 | 0 | 0 | 3751929.1098 | 7177290.8488 | 18673838.5238 | 12745278.5015 | 56999717.7429 | 961560.8286 | 32053237.5753 | 32053237.5753 | 23812626.8141 | 12421458.9187 | 0 | 90014516.1468 | 158301839.455 | 17782.7941 | 24.5205 | 3670.9969 | 6455.9095 | 74.8382 | 131.6124
1 | 6700 | 707 | 0.035 | 15 | 15 | 7 | 2.3714e-11 | 5spot_SharedNeighbor | CO2 | Porous | Wet | R600a | MinimizeLCOE_Brownfield | IgnoreSilica | 2019 | 147.2381 | 38.0105 | 6.5702 | 4 | 3477.6446 | 6076.0187 | 70.8965 | 123.8679 | 173.8306 | 21.824 | 116.3267 | 10256111.6439 | 0 | 4937969.7569 | 0 | 0 | 0 | 3655019.8516 | 7351149.4884 | 19126183.0408 | 13054012.9291 | 58380446.7107 | 961560.8286 | 32053237.5753 | 32053237.5753 | 23812626.8141 | 12421458.9187 | 0 | 91395245.1146 | 159682568.4228 | 23713.7371 | 26.2808 | 3477.6446 | 6076.0187 | 70.8965 | 123.8679
1 | 6700 | 707 | 0.035 | 15 | 15 | 7 | 3.1623e-11 | 5spot_SharedNeighbor | CO2 | Porous | Wet | R600a | MinimizeLCOE_Brownfield | IgnoreSilica | 2019 | 153.3741 | 39.7513 | 6.9268 | 4 | 3333.3728 | 5797.9931 | 67.9553 | 118.1999 | 173.2497 | 21.5284 | 110.4938 | 10507987.0212 | 0 | 5101922.8419 | 0 | 0 | 0 | 3549992.932 | 7472362.0901 | 19441553.3661 | 13269259.6564 | 59343077.9076 | 961560.8286 | 32053237.5753 | 32053237.5753 | 23812626.8141 | 12421458.9187 | 0 | 92357876.3115 | 160645199.6197 | 31622.7766 | 27.707 | 3333.3728 | 5797.9931 | 67.9553 | 118.1999
1 | 6700 | 707 | 0.035 | 15 | 15 | 7 | 4.217e-11 | 5spot_SharedNeighbor | CO2 | Porous | Wet | R600a | MinimizeLCOE_Brownfield | IgnoreSilica | 2019 | 158.1607 | 41.118 | 7.2101 | 4 | 3225.6121 | 5593.3894 | 65.7585 | 114.0288 | 172.7632 | 21.2882 | 120.1213 | 10697434.2434 | 0 | 5228911.346 | 0 | 0 | 0 | 3449758.0651 | 7556680.4253 | 19660932.3782 | 13418990.3399 | 60012706.7979 | 961560.8286 | 32053237.5753 | 32053237.5753 | 23812626.8141 | 12421458.9187 | 0 | 93027505.2018 | 161314828.51 | 42169.6503 | 28.8403 | 3225.6121 | 5593.3894 | 65.7585 | 114.0288
1 | 6700 | 707 | 0.035 | 15 | 15 | 7 | 5.6234e-11 | 5spot_SharedNeighbor | CO2 | Porous | Wet | R600a | MinimizeLCOE_Brownfield | IgnoreSilica | 2019 | 161.8271 | 42.1713 | 7.4311 | 4 | 3145.0605 | 5442.4024 | 64.1163 | 110.9507 | 172.3704 | 21.0985 | 113.8923 | 10838308.745 | 0 | 5325659.4683 | 0 | 0 | 0 | 3359952.8528 | 7614329.2158 | 19810922.7058 | 13521361.8205 | 60470534.8082 | 961560.8286 | 32053237.5753 | 32053237.5753 | 23812626.8141 | 12421458.9187 | 0 | 93485333.2121 | 161772656.5203 | 56234.1325 | 29.7245 | 3145.0605 | 5442.4024 | 64.1163 | 110.9507
1 | 6700 | 707 | 0.035 | 15 | 15 | 7 | 7.4989e-11 | 5spot_SharedNeighbor | CO2 | Porous | Wet | R600a | MinimizeLCOE_Brownfield | IgnoreSilica | 2019 | 164.6434 | 42.9831 | 7.6024 | 4 | 3084.8039 | 5330.3925 | 62.8879 | 108.6673 | 172.0568 | 20.9493 | 120.6666 | 10943997.4053 | 0 | 5399675.9849 | 0 | 0 | 0 | 3284258.1382 | 7654893.2961 | 19916462.1219 | 13593394.6406 | 60792681.587 | 961560.8286 | 32053237.5753 | 32053237.5753 | 23812626.8141 | 12421458.9187 | 0 | 93807479.9909 | 162094803.2991 | 74989.4209 | 30.4095 | 3084.8039 | 5330.3925 | 62.8879 | 108.6673
1 | 6700 | 707 | 0.035 | 15 | 15 | 7 | 1e-10 | 5spot_SharedNeighbor | CO2 | Porous | Wet | R600a | MinimizeLCOE_Brownfield | IgnoreSilica | 2019 | 166.777 | 43.6004 | 7.7336 | 4 | 3039.7014 | 5247.1957 | 61.9684 | 106.9712 | 171.8122 | 20.8343 | 90.8199 | 11022592.542 | 0 | 5455583.2487 | 0 | 0 | 0 | 3221947.2809 | 7683047.9979 | 19989714.8807 | 13643391.1537 | 61016277.1038 | 961560.8286 | 32053237.5753 | 32053237.5753 | 23812626.8141 | 12421458.9187 | 0 | 94031075.5078 | 162318398.8159 | 100000 | 30.9343 | 3039.7014 | 5247.1957 | 61.9684 | 106.9712
1 | 6700 | 707 | 0.035 | 15 | 15 | 7 | 1.3335e-10 | 5spot_SharedNeighbor | CO2 | Porous | Wet | R600a | MinimizeLCOE_Brownfield | IgnoreSilica | 2019 | 168.3971 | 44.0702 | 7.8337 | 4 | 3005.9254 | 5185.2029 | 61.2799 | 105.7074 | 171.6224 | 20.7458 | 96.1586 | 11081416.4659 | 0 | 5497939.4964 | 0 | 0 | 0 | 3172145.9267 | 7703085.7367 | 20041848.9667 | 13678973.7386 | 61175410.3309 | 961560.8286 | 32053237.5753 | 32053237.5753 | 23812626.8141 | 12421458.9187 | 0 | 94190208.7348 | 162477532.043 | 133352.1432 | 31.3348 | 3005.9254 | 5185.2029 | 61.2799 | 105.7074
1 | 6700 | 707 | 0.035 | 15 | 15 | 7 | 1.7783e-10 | 5spot_SharedNeighbor | CO2 | Porous | Wet | R600a | MinimizeLCOE_Brownfield | IgnoreSilica | 2019 | 169.6151 | 44.4243 | 7.9096 | 4 | 2980.6225 | 5138.9904 | 60.764 | 104.7653 | 171.4774 | 20.6786 | 94.4697 | 11125149.1901 | 0 | 5529729.4109 | 0 | 0 | 0 | 3132765.0478 | 7717181.0231 | 20078522.0105 | 13704003.8445 | 61287350.5269 | 961560.8286 | 32053237.5753 | 32053237.5753 | 23812626.8141 | 12421458.9187 | 0 | 94302148.9308 | 162589472.239 | 177827.941 | 31.6384 | 2980.6225 | 5138.9904 | 60.764 | 104.7653
1 | 6700 | 707 | 0.035 | 15 | 15 | 7 | 2.3714e-10 | 5spot_SharedNeighbor | CO2 | Porous | Wet | R600a | MinimizeLCOE_Brownfield | IgnoreSilica | 2019 | 170.5313 | 44.6911 | 7.967 | 4 | 2961.6619 | 5104.4822 | 60.3775 | 104.0618 | 171.367 | 20.6277 | 112.9098 | 11157768.8583 | 0 | 5553613.9401 | 0 | 0 | 0 | 3102087.5809 | 7727253.4479 | 20104728.3939 | 13721890.2397 | 61367342.4608 | 961560.8286 | 32053237.5753 | 32053237.5753 | 23812626.8141 | 12421458.9187 | 0 | 94382140.8647 | 162669464.1729 | 237137.3706 | 31.868 | 2961.6619 | 5104.4822 | 60.3775 | 104.0618
1 | 6700 | 707 | 0.035 | 15 | 15 | 7 | 3.1623e-10 | 5spot_SharedNeighbor | CO2 | Porous | Wet | R600a | MinimizeLCOE_Brownfield | IgnoreSilica | 2019 | 171.2157 | 44.8909 | 8.0102 | 4 | 2947.4511 | 5078.7131 | 60.0878 | 103.5364 | 171.2837 | 20.5895 | 116.9135 | 11181975.5139 | 0 | 5571437.3615 | 0 | 0 | 0 | 3078308.9865 | 7734371.5261 | 20123248.1733 | 13734530.3697 | 61423871.931 | 961560.8286 | 32053237.5753 | 32053237.5753 | 23812626.8141 | 12421458.9187 | 0 | 94438670.3349 | 162725993.6431 | 316227.766 | 32.0408 | 2947.4511 | 5078.7131 | 60.0878 | 103.5364
1 | 6700 | 707 | 0.035 | 15 | 15 | 7 | 4.217e-10 | 5spot_SharedNeighbor | CO2 | Porous | Wet | R600a | MinimizeLCOE_Brownfield | IgnoreSilica | 2019 | 171.7345 | 45.0423 | 8.0429 | 4 | 2936.7988 | 5059.4061 | 59.8706 | 103.1428 | 171.2202 | 20.5604 | 115.9052 | 11200236.3942 | 0 | 5584938.6659 | 0 | 0 | 0 | 3060223.5126 | 7739705.4433 | 20137125.9317 | 13744002.2249 | 61466232.1726 | 961560.8286 | 32053237.5753 | 32053237.5753 | 23812626.8141 | 12421458.9187 | 0 | 94481030.5765 | 162768353.8847 | 421696.5034 | 32.1714 | 2936.7988 | 5059.4061 | 59.8706 | 103.1428
1 | 6700 | 707 | 0.035 | 15 | 15 | 7 | 5.6234e-10 | 5spot_SharedNeighbor | CO2 | Porous | Wet | R600a | MinimizeLCOE_Brownfield | IgnoreSilica | 2019 | 172.1218 | 45.1554 | 8.0674 | 4 | 2928.813 | 5044.9674 | 59.7078 | 102.8485 | 171.1725 | 20.5386 | 123.3432 | 11213817.2755 | 0 | 5595012.2716 | 0 | 0 | 0 | 3046386.8954 | 7743534.4125 | 20147088.1241 | 13750801.626 | 61496640.6051 | 961560.8286 | 32053237.5753 | 32053237.5753 | 23812626.8141 | 12421458.9187 | 0 | 94511439.009 | 162798762.3172 | 562341.3252 | 32.2695 | 2928.813 | 5044.9674 | 59.7078 | 102.8485
1 | 6700 | 707 | 0.035 | 15 | 15 | 7 | 7.4989e-10 | 5spot_SharedNeighbor | CO2 | Porous | Wet | R600a | MinimizeLCOE_Brownfield | IgnoreSilica | 2019 | 172.4191 | 45.2421 | 8.086 | 4 | 2922.8258 | 5034.1146 | 59.5858 | 102.6272 | 171.1358 | 20.5218 | 119.4516 | 11224214.0986 | 0 | 5602741.6235 | 0 | 0 | 0 | 3036059.4148 | 7746575.9034 | 20155001.4594 | 13756202.6399 | 61520795.1396 | 961560.8286 | 32053237.5753 | 32053237.5753 | 23812626.8141 | 12421458.9187 | 0 | 94535593.5435 | 162822916.8517 | 749894.2093 | 32.3439 | 2922.8258 | 5034.1146 | 59.5858 | 102.6272
1 | 6700 | 707 | 0.035 | 15 | 15 | 7 | 1e-09 | 5spot_SharedNeighbor | CO2 | Porous | Wet | R600a | MinimizeLCOE_Brownfield | IgnoreSilica | 2019 | 172.636 | 45.3056 | 8.0998 | 4 | 2918.3367 | 5026.0218 | 59.4942 | 102.4623 | 171.1089 | 20.5095 | 121.7128 | 11231781.6306 | 0 | 5608379.0092 | 0 | 0 | 0 | 3028084.2974 | 7748615.5255 | 20160308.1378 | 13759824.5569 | 61536993.1574 | 961560.8286 | 32053237.5753 | 32053237.5753 | 23812626.8141 | 12421458.9187 | 0 | 94551791.5613 | 162839114.8695 | 1000000 | 32.3992 | 2918.3367 | 5026.0218 | 59.4942 | 102.4623
1 | 6700 | 707 | 0.035 | 15 | 15 | 7 | 1.3335e-09 | 5spot_SharedNeighbor | CO2 | Porous | Wet | R600a | MinimizeLCOE_Brownfield | IgnoreSilica | 2019 | 172.8017 | 45.354 | 8.1103 | 4 | 2914.9708 | 5019.9393 | 59.4256 | 102.3383 | 171.0884 | 20.5002 | 115.4336 | 11237557.3402 | 0 | 5612686.9059 | 0 | 0 | 0 | 3022143.4016 | 7750231.1826 | 20164511.7461 | 13762693.606 | 61549824.1824 | 961560.8286 | 32053237.5753 | 32053237.5753 | 23812626.8141 | 12421458.9187 | 0 | 94564622.5864 | 162851945.8946 | 1333521.4322 | 32.441 | 2914.9708 | 5019.9393 | 59.4256 | 102.3383
1 | 6700 | 707 | 0.035 | 15 | 15 | 7 | 1.7783e-09 | 5spot_SharedNeighbor | CO2 | Porous | Wet | R600a | MinimizeLCOE_Brownfield | IgnoreSilica | 2019 | 172.9332 | 45.3921 | 8.1183 | 4 | 2912.4469 | 5015.3379 | 59.3742 | 102.2444 | 171.0721 | 20.4927 | 115.9904 | 11242135.2965 | 0 | 5616103.7556 | 0 | 0 | 0 | 3017850.4025 | 7751674.8873 | 20168267.9696 | 13765257.3057 | 61561289.6171 | 961560.8286 | 32053237.5753 | 32053237.5753 | 23812626.8141 | 12421458.9187 | 0 | 94576088.021 | 162863411.3292 | 1778279.41 | 32.4731 | 2912.4469 | 5015.3379 | 59.3742 | 102.2444
1 | 6700 | 707 | 0.035 | 15 | 15 | 7 | 2.3714e-09 | 5spot_SharedNeighbor | CO2 | Porous | Wet | R600a | MinimizeLCOE_Brownfield | IgnoreSilica | 2019 | 173.0233 | 45.4186 | 8.1241 | 4 | 2910.5544 | 5011.9405 | 59.3356 | 102.1752 | 171.0608 | 20.4876 | 129.6443 | 11245263.72 | 0 | 5618442.0845 | 0 | 0 | 0 | 3014395.6724 | 7752459.576 | 20170309.5686 | 13766650.739 | 61567521.3605 | 961560.8286 | 32053237.5753 | 32053237.5753 | 23812626.8141 | 12421458.9187 | 0 | 94582319.7644 | 162869643.0726 | 2371373.7057 | 32.4963 | 2910.5544 | 5011.9405 | 59.3356 | 102.1752
1 | 6700 | 707 | 0.035 | 15 | 15 | 7 | 3.1623e-09 | 5spot_SharedNeighbor | CO2 | Porous | Wet | R600a | MinimizeLCOE_Brownfield | IgnoreSilica | 2019 | 173.0964 | 45.4398 | 8.1286 | 4 | 2909.1353 | 5009.3599 | 59.3067 | 102.1226 | 171.0517 | 20.4835 | 124.608 | 11247806.3414 | 0 | 5620342.5852 | 0 | 0 | 0 | 3011943.4719 | 7753236.0354 | 20172329.7568 | 13768029.5589 | 61573687.7497 | 961560.8286 | 32053237.5753 | 32053237.5753 | 23812626.8141 | 12421458.9187 | 0 | 94588486.1536 | 162875809.4618 | 3162277.6602 | 32.5143 | 2909.1353 | 5009.3599 | 59.3067 | 102.1226
1 | 6700 | 707 | 0.035 | 15 | 15 | 7 | 4.217e-09 | 5spot_SharedNeighbor | CO2 | Porous | Wet | R600a | MinimizeLCOE_Brownfield | IgnoreSilica | 2019 | 173.1501 | 45.4555 | 8.1319 | 4 | 2908.0712 | 5007.4321 | 59.285 | 102.0833 | 171.045 | 20.4804 | 117.761 | 11249671.8131 | 0 | 5621737.7872 | 0 | 0 | 0 | 3010070.6887 | 7753777.3127 | 20173738.0492 | 13768990.7474 | 61577986.3983 | 961560.8286 | 32053237.5753 | 32053237.5753 | 23812626.8141 | 12421458.9187 | 0 | 94592784.8022 | 162880108.1104 | 4216965.0343 | 32.5277 | 2908.0712 | 5007.4321 | 59.285 | 102.0833
1 | 6700 | 707 | 0.035 | 15 | 15 | 7 | 5.6234e-09 | 5spot_SharedNeighbor | CO2 | Porous | Wet | R600a | MinimizeLCOE_Brownfield | IgnoreSilica | 2019 | 173.187 | 45.4663 | 8.1343 | 4 | 2907.2732 | 5006.007 | 59.2687 | 102.0542 | 171.0404 | 20.4783 | 121.5986 | 11250950.9025 | 0 | 5622695.3634 | 0 | 0 | 0 | 3008576.1678 | 7754066.7492 | 20174491.1036 | 13769504.7225 | 61580285.0092 | 961560.8286 | 32053237.5753 | 32053237.5753 | 23812626.8141 | 12421458.9187 | 0 | 94595083.4131 | 162882406.7213 | 5623413.2519 | 32.5374 | 2907.2732 | 5006.007 | 59.2687 | 102.0542
1 | 6700 | 707 | 0.035 | 15 | 15 | 7 | 7.4989e-09 | 5spot_SharedNeighbor | CO2 | Porous | Wet | R600a | MinimizeLCOE_Brownfield | IgnoreSilica | 2019 | 173.2085 | 45.473 | 8.136 | 4 | 2906.6748 | 5004.9753 | 59.2565 | 102.0332 | 171.0377 | 20.4771 | 124.949 | 11251694.1922 | 0 | 5623253.1672 | 0 | 0 | 0 | 3007295.5647 | 7754074.7404 | 20174511.8951 | 13769518.9131 | 61580348.4727 | 961560.8286 | 32053237.5753 | 32053237.5753 | 23812626.8141 | 12421458.9187 | 0 | 94595146.8766 | 162882470.1848 | 7498942.0933 | 32.5441 | 2906.6748 | 5004.9753 | 59.2565 | 102.0332
1 | 6700 | 707 | 0.035 | 15 | 15 | 7 | 1e-08 | 5spot_SharedNeighbor | CO2 | Porous | Wet | R600a | MinimizeLCOE_Brownfield | IgnoreSilica | 2019 | 173.2233 | 45.4776 | 8.1373 | 4 | 2906.2261 | 5004.2093 | 59.2473 | 102.0176 | 171.0358 | 20.4763 | 114.9957 | 11252206.4952 | 0 | 5623638.0093 | 0 | 0 | 0 | 3006301.5217 | 7754036.9502 | 20174413.5728 | 13769451.8062 | 61580048.3553 | 961560.8286 | 32053237.5753 | 32053237.5753 | 23812626.8141 | 12421458.9187 | 0 | 94594846.7592 | 162882170.0674 | 10000000 | 32.549 | 2906.2261 | 5004.2093 | 59.2473 | 102.0176
1 | 6800 | 707 | 0.035 | 15 | 15 | 7 | 1e-13 | 5spot_SharedNeighbor | CO2 | Porous | Wet | R600a | MinimizeLCOE_Brownfield | IgnoreSilica | 2019 | 1.6 | 0.012267 | 0.00603 | 4 | 1466399.5261 | 4354871.1316 | 29894.5378 | 88779.9384 | 84.6468 | 20.2768 | 27.1266 | 234613.577 | 0 | 81507.1992 | 0 | 0 | 0 | 229153.3207 | 212656.8978 | 553289.6261 | 377631.5388 | 1688852.1595 | 961560.8286 | 32719421.0761 | 32719421.0761 | 24290101.4924 | 12660959.158 | 0 | 35369834.0642 | 105040315.7906 | 100 | 0.02412 | 1466399.5261 | 4354871.1316 | 29894.5378 | 88779.9384
1 | 6800 | 707 | 0.035 | 15 | 15 | 7 | 1.3335e-13 | 5spot_SharedNeighbor | CO2 | Porous | Wet | R600a | MinimizeLCOE_Brownfield | IgnoreSilica | 2019 | 3.7876 | 0.28843 | 0.032613 | 4 | 290517.324 | 824587.0192 | 5922.5886 | 16810.3217 | 122.3843 | 22.941 | 42.6978 | 580094.1217 | 0 | 255867.59 | 0 | 0 | 0 | 525759.4992 | 531071.2722 | 1381738.5127 | 943064.9268 | 4217595.9226 | 961560.8286 | 32719421.0761 | 32719421.0761 | 24290101.4924 | 12660959.158 | 0 | 37898577.8273 | 107569059.5537 | 133.3521 | 0.13045 | 290517.324 | 824587.0192 | 5922.5886 | 16810.3217
1 | 6800 | 707 | 0.035 | 15 | 15 | 7 | 1.7783e-13 | 5spot_SharedNeighbor | CO2 | Porous | Wet | R600a | MinimizeLCOE_Brownfield | IgnoreSilica | 2019 | 5.3003 | 0.57744 | 0.067402 | 4 | 145949.212 | 404362.958 | 2975.3721 | 8243.4858 | 135.5157 | 23.6575 | 44.9881 | 802236.5444 | 0 | 345596.9059 | 0 | 0 | 0 | 682217.5119 | 713719.8753 | 1856952.7114 | 1267408.3821 | 5668131.9309 | 961560.8286 | 32719421.0761 | 32719421.0761 | 24290101.4924 | 12660959.158 | 0 | 39349113.8356 | 109019595.5621 | 177.8279 | 0.26961 | 145949.212 | 404362.958 | 2975.3721 | 8243.4858
1 | 6800 | 707 | 0.035 | 15 | 15 | 7 | 2.3714e-13 | 5spot_SharedNeighbor | CO2 | Porous | Wet | R600a | MinimizeLCOE_Brownfield | IgnoreSilica | 2019 | 7.0808 | 0.96405 | 0.11828 | 4 | 86362.839 | 233618.6584 | 1760.6233 | 4762.6323 | 145.3934 | 24.1386 | 40.4674 | 1045534.3283 | 0 | 435712.9338 | 0 | 0 | 0 | 836767.1869 | 904025.6351 | 2352089.2615 | 1605349.2516 | 7179478.5972 | 961560.8286 | 32719421.0761 | 32719421.0761 | 24290101.4924 | 12660959.158 | 0 | 40860460.502 | 110530942.2284 | 237.1374 | 0.47313 | 86362.839 | 233618.6584 | 1760.6233 | 4762.6323
1 | 6800 | 707 | 0.035 | 15 | 15 | 7 | 3.1623e-13 | 5spot_SharedNeighbor | CO2 | Porous | Wet | R600a | MinimizeLCOE_Brownfield | IgnoreSilica | 2019 | 9.3512 | 1.4885 | 0.18918 | 4 | 56334.4786 | 148405.6183 | 1148.4545 | 3025.4493 | 153.4874 | 24.4985 | 47.1129 | 1332574.5983 | 0 | 544287.0543 | 0 | 0 | 0 | 1011978.722 | 1126647.7461 | 2931306.3281 | 2000676.8013 | 8947471.2501 | 961560.8286 | 32719421.0761 | 32719421.0761 | 24290101.4924 | 12660959.158 | 0 | 42628453.1548 | 112298934.8813 | 316.2278 | 0.7567 | 56334.4786 | 148405.6183 | 1148.4545 | 3025.4493
1 | 6800 | 707 | 0.035 | 15 | 15 | 7 | 4.217e-13 | 5spot_SharedNeighbor | CO2 | Porous | Wet | R600a | MinimizeLCOE_Brownfield | IgnoreSilica | 2019 | 12.2017 | 2.1755 | 0.28537 | 4 | 39121.9276 | 100156.3643 | 797.5534 | 2041.823 | 159.9665 | 24.7637 | 52.7355 | 1665515.6787 | 0 | 673394.8712 | 0 | 0 | 0 | 1205031.8402 | 1382137.5322 | 3596038.3433 | 2454370.0605 | 10976488.3261 | 961560.8286 | 32719421.0761 | 32719421.0761 | 24290101.4924 | 12660959.158 | 0 | 44657470.2308 | 114327951.9573 | 421.6965 | 1.1415 | 39121.9276 | 100156.3643 | 797.5534 | 2041.823
1 | 6800 | 707 | 0.035 | 15 | 15 | 7 | 5.6234e-13 | 5spot_SharedNeighbor | CO2 | Porous | Wet | R600a | MinimizeLCOE_Brownfield | IgnoreSilica | 2019 | 15.8239 | 3.0709 | 0.41406 | 4 | 28394.0749 | 70459.8098 | 578.8516 | 1436.4185 | 165.1856 | 24.9591 | 69.7989 | 2056529.5782 | 0 | 829056.7208 | 0 | 0 | 0 | 1423425.6488 | 1680514.6596 | 4372354.4234 | 2984221.7369 | 13346102.7678 | 961560.8286 | 32719421.0761 | 32719421.0761 | 24290101.4924 | 12660959.158 | 0 | 47027084.6725 | 116697566.399 | 562.3413 | 1.6562 | 28394.0749 | 70459.8098 | 578.8516 | 1436.4185
1 | 6800 | 707 | 0.035 | 15 | 15 | 7 | 7.4989e-13 | 5spot_SharedNeighbor | CO2 | Porous | Wet | R600a | MinimizeLCOE_Brownfield | IgnoreSilica | 2019 | 20.4159 | 4.2256 | 0.58423 | 4 | 21306.4611 | 51119.4638 | 434.361 | 1042.1394 | 169.3481 | 25.0962 | 77.1554 | 2514982.8356 | 0 | 1016498.1203 | 0 | 0 | 0 | 1670039.1876 | 2028592.856 | 5277982.4896 | 3602331.5008 | 16110426.9899 | 961560.8286 | 32719421.0761 | 32719421.0761 | 24290101.4924 | 12660959.158 | 0 | 49791408.8946 | 119461890.6211 | 749.8942 | 2.3369 | 21306.4611 | 51119.4638 | 434.361 | 1042.1394
1 | 6800 | 707 | 0.035 | 15 | 15 | 7 | 1e-12 | 5spot_SharedNeighbor | CO2 | Porous | Wet | R600a | MinimizeLCOE_Brownfield | IgnoreSilica | 2019 | 26.1723 | 5.6923 | 0.80657 | 4 | 16420.8445 | 38015.5528 | 334.7611 | 774.9985 | 172.6125 | 25.1804 | 79.3078 | 3047203.6788 | 0 | 1239956.26 | 0 | 0 | 0 | 1943259.4483 | 2429863.561 | 6322006.5521 | 4314899.3761 | 19297188.8763 | 961560.8286 | 32719421.0761 | 32719421.0761 | 24290101.4924 | 12660959.158 | 0 | 52978170.781 | 122648652.5074 | 1000 | 3.2263 | 16420.8445 | 38015.5528 | 334.7611 | 774.9985
1 | 6800 | 707 | 0.035 | 15 | 15 | 7 | 1.3335e-12 | 5spot_SharedNeighbor | CO2 | Porous | Wet | R600a | MinimizeLCOE_Brownfield | IgnoreSilica | 2019 | 33.3413 | 7.5373 | 1.0938 | 4 | 12944.5848 | 28869.2019 | 263.8929 | 588.5377 | 175.1403 | 25.2122 | 69.7834 | 3661861.3218 | 0 | 1504936.8855 | 0 | 0 | 0 | 2243575.1352 | 2890045.6035 | 7519305.8306 | 5132080.7356 | 22951805.5122 | 961560.8286 | 32719421.0761 | 32719421.0761 | 24290101.4924 | 12660959.158 | 0 | 56632787.4169 | 126303269.1433 | 1333.5214 | 4.375 | 12944.5848 | 28869.2019 | 263.8929 | 588.5377
1 | 6800 | 707 | 0.035 | 15 | 15 | 7 | 1.7783e-12 | 5spot_SharedNeighbor | CO2 | Porous | Wet | R600a | MinimizeLCOE_Brownfield | IgnoreSilica | 2019 | 42.1692 | 9.8287 | 1.4594 | 4 | 10411.427 | 22345.9999 | 212.251 | 455.5534 | 177.0518 | 25.1861 | 69.6219 | 4364533.6286 | 0 | 1816055.0651 | 0 | 0 | 0 | 2568397.1464 | 3412104.4776 | 8877595.9319 | 6059141.6399 | 27097827.8895 | 961560.8286 | 32719421.0761 | 32719421.0761 | 24290101.4924 | 12660959.158 | 0 | 60778809.7942 | 130449291.5207 | 1778.2794 | 5.8377 | 10411.427 | 22345.9999 | 212.251 | 455.5534
1 | 6800 | 707 | 0.035 | 15 | 15 | 7 | 2.3714e-12 | 5spot_SharedNeighbor | CO2 | Porous | Wet | R600a | MinimizeLCOE_Brownfield | IgnoreSilica | 2019 | 52.7734 | 12.6058 | 1.9147 | 4 | 8533.1468 | 17629.7205 | 173.9597 | 359.4057 | 178.4228 | 25.091 | 83.4303 | 5148810.3454 | 0 | 2173023.9116 | 0 | 0 | 0 | 2904717.2834 | 3988355.1008 | 10376881.8481 | 7082435.0849 | 31674223.5742 | 961560.8286 | 32719421.0761 | 32719421.0761 | 24290101.4924 | 12660959.158 | 0 | 65355205.4789 | 135025687.2054 | 2371.3737 | 7.659 | 8533.1468 | 17629.7205 | 173.9597 | 359.4057
1 | 6800 | 707 | 0.035 | 15 | 15 | 7 | 3.1623e-12 | 5spot_SharedNeighbor | CO2 | Porous | Wet | R600a | MinimizeLCOE_Brownfield | IgnoreSilica | 2019 | 65.0922 | 15.8633 | 2.4641 | 4 | 7124.6739 | 14193.2549 | 145.2461 | 289.3487 | 179.3035 | 24.9134 | 91.9076 | 5995852.583 | 0 | 2570133.8542 | 0 | 0 | 0 | 3232327.9826 | 4601342.6237 | 11971749.6418 | 8170965.1254 | 36542371.8107 | 961560.8286 | 32719421.0761 | 32719421.0761 | 24290101.4924 | 12660959.158 | 0 | 70223353.7154 | 139893835.4419 | 3162.2777 | 9.8564 | 7124.6739 | 14193.2549 | 145.2461 | 289.3487
1 | 6800 | 707 | 0.035 | 15 | 15 | 7 | 4.217e-12 | 5spot_SharedNeighbor | CO2 | Porous | Wet | R600a | MinimizeLCOE_Brownfield | IgnoreSilica | 2019 | 78.7346 | 19.5095 | 3.0979 | 4 | 6062.888 | 11685.2516 | 123.6002 | 238.2197 | 179.7214 | 24.6438 | 87.2728 | 6868040.9201 | 0 | 2992710.081 | 0 | 0 | 0 | 3521534.8035 | 5219091.4638 | 13579005.406 | 9267950.2102 | 41448332.8846 | 961560.8286 | 32719421.0761 | 32719421.0761 | 24290101.4924 | 12660959.158 | 0 | 75129314.7893 | 144799796.5158 | 4216.965 | 12.3917 | 6062.888 | 11685.2516 | 123.6002 | 238.2197
1 | 6800 | 707 | 0.035 | 15 | 15 | 7 | 5.6234e-12 | 5spot_SharedNeighbor | CO2 | Porous | Wet | R600a | MinimizeLCOE_Brownfield | IgnoreSilica | 2019 | 93.0117 | 23.3689 | 3.7897 | 4 | 5262.0989 | 9858.1197 | 107.275 | 200.9711 | 179.715 | 24.2848 | 102.0159 | 7716788.202 | 0 | 3419498.1737 | 0 | 0 | 0 | 3743506.7914 | 5803119.3352 | 15098526.1268 | 10305054.3252 | 46086492.9544 | 961560.8286 | 32719421.0761 | 32719421.0761 | 24290101.4924 | 12660959.158 | 0 | 79767474.8591 | 149437956.5855 | 5623.4133 | 15.1589 | 5262.0989 | 9858.1197 | 107.275 | 200.9711
1 | 6800 | 707 | 0.035 | 15 | 15 | 7 | 7.4989e-12 | 5spot_SharedNeighbor | CO2 | Porous | Wet | R600a | MinimizeLCOE_Brownfield | IgnoreSilica | 2019 | 107.0212 | 27.2011 | 4.4984 | 4 | 4659.6026 | 8531.5906 | 94.9923 | 173.928 | 179.361 | 23.8587 | 114.5251 | 8491934.3878 | 0 | 3825675.6341 | 0 | 0 | 0 | 3877840.5081 | 6316225.7067 | 16433523.6527 | 11216217.5681 | 50161417.4575 | 961560.8286 | 32719421.0761 | 32719421.0761 | 24290101.4924 | 12660959.158 | 0 | 83842399.3622 | 153512881.0887 | 7498.9421 | 17.9935 | 4659.6026 | 8531.5906 | 94.9923 | 173.928
1 | 6800 | 707 | 0.035 | 15 | 15 | 7 | 1e-11 | 5spot_SharedNeighbor | CO2 | Porous | Wet | R600a | MinimizeLCOE_Brownfield | IgnoreSilica | 2019 | 119.9862 | 30.7889 | 5.1807 | 4 | 4207.783 | 7569.8009 | 85.7813 | 154.3206 | 178.7713 | 23.4003 | 99.3806 | 9161295.9559 | 0 | 4192154.4546 | 0 | 0 | 0 | 3925127.4665 | 6738645.372 | 17532572.9718 | 11966341.3116 | 53516137.5323 | 961560.8286 | 32719421.0761 | 32719421.0761 | 24290101.4924 | 12660959.158 | 0 | 87197119.437 | 156867601.1635 | 10000 | 20.7228 | 4207.783 | 7569.8009 | 85.7813 | 154.3206
1 | 6800 | 707 | 0.035 | 15 | 15 | 7 | 1.3335e-11 | 5spot_SharedNeighbor | CO2 | Porous | Wet | R600a | MinimizeLCOE_Brownfield | IgnoreSilica | 2019 | 131.3324 | 33.9645 | 5.8006 | 4 | 3869.9039 | 6872.6264 | 78.8932 | 140.1078 | 178.0669 | 22.9488 | 124.4332 | 9710314.2215 | 0 | 4506401.4349 | 0 | 0 | 0 | 3899405.6056 | 7065287.2922 | 18382428.2445 | 12546384.998 | 56110221.7967 | 961560.8286 | 32719421.0761 | 32719421.0761 | 24290101.4924 | 12660959.158 | 0 | 89791203.7014 | 159461685.4279 | 13335.2143 | 23.2024 | 3869.9039 | 6872.6264 | 78.8932 | 140.1078
1 | 6800 | 707 | 0.035 | 15 | 15 | 7 | 1.7783e-11 | 5spot_SharedNeighbor | CO2 | Porous | Wet | R600a | MinimizeLCOE_Brownfield | IgnoreSilica | 2019 | 140.8332 | 36.6518 | 6.3372 | 4 | 3617.6555 | 6366.1102 | 73.7508 | 129.7818 | 177.3484 | 22.5346 | 128.1719 | 10143845.0959 | 0 | 4765368.3992 | 0 | 0 | 0 | 3824428.8611 | 7306120.5189 | 19009026.8988 | 12974051.4549 | 58022841.2286 | 961560.8286 | 32719421.0761 | 32719421.0761 | 24290101.4924 | 12660959.158 | 0 | 91703823.1333 | 161374304.8598 | 17782.7941 | 25.349 | 3617.6555 | 6366.1102 | 73.7508 | 129.7818
1 | 6800 | 707 | 0.035 | 15 | 15 | 7 | 2.3714e-11 | 5spot_SharedNeighbor | CO2 | Porous | Wet | R600a | MinimizeLCOE_Brownfield | IgnoreSilica | 2019 | 148.5144 | 38.8456 | 6.7842 | 4 | 3429.3782 | 5996.766 | 69.9125 | 122.2522 | 176.6826 | 22.1748 | 88.0266 | 10476715.4118 | 0 | 4972184.3037 | 0 | 0 | 0 | 3723276.7507 | 7477148.8218 | 19454007.4602 | 13277759.8315 | 59381092.5797 | 961560.8286 | 32719421.0761 | 32719421.0761 | 24290101.4924 | 12660959.158 | 0 | 93062074.4844 | 162732556.2109 | 23713.7371 | 27.1367 | 3429.3782 | 5996.766 | 69.9125 | 122.2522
1 | 6800 | 707 | 0.035 | 15 | 15 | 7 | 3.1623e-11 | 5spot_SharedNeighbor | CO2 | Porous | Wet | R600a | MinimizeLCOE_Brownfield | IgnoreSilica | 2019 | 154.6117 | 40.6001 | 7.1466 | 4 | 3288.9135 | 5726.0979 | 67.049 | 116.7342 | 176.1013 | 21.8741 | 94.0272 | 10729732.1033 | 0 | 5134831.5338 | 0 | 0 | 0 | 3616380.912 | 7597568.3742 | 19767314.434 | 13491598.2789 | 60337425.6363 | 961560.8286 | 32719421.0761 | 32719421.0761 | 24290101.4924 | 12660959.158 | 0 | 94018407.541 | 163688889.2675 | 31622.7766 | 28.5865 | 3288.9135 | 5726.0979 | 67.049 | 116.7342
1 | 6800 | 707 | 0.035 | 15 | 15 | 7 | 4.217e-11 | 5spot_SharedNeighbor | CO2 | Porous | Wet | R600a | MinimizeLCOE_Brownfield | IgnoreSilica | 2019 | 159.3445 | 41.9714 | 7.4338 | 4 | 3184.0062 | 5527.0417 | 64.9103 | 112.6762 | 175.617 | 21.6311 | 113.7014 | 10919137.3527 | 0 | 5260196.0902 | 0 | 0 | 0 | 3514204.27 | 7680479.7081 | 19983032.7174 | 13638830.4399 | 60995880.5784 | 961560.8286 | 32719421.0761 | 32719421.0761 | 24290101.4924 | 12660959.158 | 0 | 94676862.4831 | 164347344.2095 | 42169.6503 | 29.7351 | 3184.0062 | 5527.0417 | 64.9103 | 112.6762
1 | 6800 | 707 | 0.035 | 15 | 15 | 7 | 5.6234e-11 | 5spot_SharedNeighbor | CO2 | Porous | Wet | R600a | MinimizeLCOE_Brownfield | IgnoreSilica | 2019 | 162.9797 | 43.0306 | 7.658 | 4 | 3105.5928 | 5380.0419 | 63.3117 | 109.6794 | 175.2253 | 21.4387 | 124.4847 | 11060413.6705 | 0 | 5355983.099 | 0 | 0 | 0 | 3423415.7612 | 7737526.887 | 20131457.775 | 13740133.5915 | 61448930.7843 | 961560.8286 | 32719421.0761 | 32719421.0761 | 24290101.4924 | 12660959.158 | 0 | 95129912.689 | 164800394.4154 | 56234.1325 | 30.6318 | 3105.5928 | 5380.0419 | 63.3117 | 109.6794
1 | 6800 | 707 | 0.035 | 15 | 15 | 7 | 7.4989e-11 | 5spot_SharedNeighbor | CO2 | Porous | Wet | R600a | MinimizeLCOE_Brownfield | IgnoreSilica | 2019 | 165.7519 | 43.842 | 7.8311 | 4 | 3046.9384 | 5271.1098 | 62.116 | 107.4587 | 174.9148 | 21.2886 | 98.9167 | 11165661.573 | 0 | 5428741.2708 | 0 | 0 | 0 | 3346506.3659 | 7776954.5917 | 20234040.575 | 13810148.4604 | 61762052.8367 | 961560.8286 | 32719421.0761 | 32719421.0761 | 24290101.4924 | 12660959.158 | 0 | 95443034.7414 | 165113516.4678 | 74989.4209 | 31.3242 | 3046.9384 | 5271.1098 | 62.116 | 107.4587
1 | 6800 | 707 | 0.035 | 15 | 15 | 7 | 1e-10 | 5spot_SharedNeighbor | CO2 | Porous | Wet | R600a | MinimizeLCOE_Brownfield | IgnoreSilica | 2019 | 167.8707 | 44.4636 | 7.9641 | 4 | 3003.0368 | 5190.0648 | 61.221 | 105.8065 | 174.6707 | 21.1719 | 119.9007 | 11244640.5316 | 0 | 5484186.7732 | 0 | 0 | 0 | 3283893.0249 | 7804960.9286 | 20306907.3185 | 13859881.5101 | 61984470.0869 | 961560.8286 | 32719421.0761 | 32719421.0761 | 24290101.4924 | 12660959.158 | 0 | 95665451.9916 | 165335933.718 | 100000 | 31.8562 | 3003.0368 | 5190.0648 | 61.221 | 105.8065
1 | 6800 | 707 | 0.035 | 15 | 15 | 7 | 1.3335e-10 | 5spot_SharedNeighbor | CO2 | Porous | Wet | R600a | MinimizeLCOE_Brownfield | IgnoreSilica | 2019 | 169.4519 | 44.9296 | 8.0649 | 4 | 2970.1612 | 5129.8462 | 60.5508 | 104.5789 | 174.4844 | 21.0837 | 106.8069 | 11302741.1984 | 0 | 5525473.3139 | 0 | 0 | 0 | 3233140.0612 | 7823928.2837 | 20356256.4857 | 13893563.3307 | 62135102.6736 | 961560.8286 | 32719421.0761 | 32719421.0761 | 24290101.4924 | 12660959.158 | 0 | 95816084.5783 | 165486566.3048 | 133352.1432 | 32.2596 | 2970.1612 | 5129.8462 | 60.5508 | 104.5789
1 | 6800 | 707 | 0.035 | 15 | 15 | 7 | 1.7783e-10 | 5spot_SharedNeighbor | CO2 | Porous | Wet | R600a | MinimizeLCOE_Brownfield | IgnoreSilica | 2019 | 170.6675 | 45.2876 | 8.1419 | 4 | 2945.5333 | 5084.7834 | 60.0487 | 103.6602 | 174.3391 | 21.0152 | 124.8744 | 11346923.6063 | 0 | 5557160.457 | 0 | 0 | 0 | 3193817.4765 | 7838181.6005 | 20393340.6923 | 13918874.0638 | 62248297.8963 | 961560.8286 | 32719421.0761 | 32719421.0761 | 24290101.4924 | 12660959.158 | 0 | 95929279.801 | 165599761.5275 | 177827.941 | 32.5677 | 2945.5333 | 5084.7834 | 60.0487 | 103.6602
1 | 6800 | 707 | 0.035 | 15 | 15 | 7 | 2.3714e-10 | 5spot_SharedNeighbor | CO2 | Porous | Wet | R600a | MinimizeLCOE_Brownfield | IgnoreSilica | 2019 | 171.5714 | 45.5547 | 8.1999 | 4 | 2927.0789 | 5051.1979 | 59.6725 | 102.9755 | 174.2296 | 20.964 | 106.4645 | 11379497.3295 | 0 | 5580693.1313 | 0 | 0 | 0 | 3162910.1561 | 7848009.2406 | 20418910.196 | 13936325.7754 | 62326345.829 | 961560.8286 | 32719421.0761 | 32719421.0761 | 24290101.4924 | 12660959.158 | 0 | 96007327.7337 | 165677809.4601 | 237137.3706 | 32.7997 | 2927.0789 | 5051.1979 | 59.6725 | 102.9755
1 | 6800 | 707 | 0.035 | 15 | 15 | 7 | 3.1623e-10 | 5spot_SharedNeighbor | CO2 | Porous | Wet | R600a | MinimizeLCOE_Brownfield | IgnoreSilica | 2019 | 172.2487 | 45.7553 | 8.2436 | 4 | 2913.2477 | 5026.1035 | 59.3905 | 102.4639 | 174.1469 | 20.9253 | 84.7332 | 11403750.8742 | 0 | 5598311.4179 | 0 | 0 | 0 | 3139028.2748 | 7855025.3211 | 20437164.5982 | 13948784.78 | 62382065.2663 | 961560.8286 | 32719421.0761 | 32719421.0761 | 24290101.4924 | 12660959.158 | 0 | 96063047.171 | 165733528.8974 | 316227.766 | 32.9746 | 2913.2477 | 5026.1035 | 59.3905 | 102.4639
1 | 6800 | 707 | 0.035 | 15 | 15 | 7 | 4.217e-10 | 5spot_SharedNeighbor | CO2 | Porous | Wet | R600a | MinimizeLCOE_Brownfield | IgnoreSilica | 2019 | 172.7675 | 45.9086 | 8.2768 | 4 | 2902.88 | 5007.2694 | 59.1791 | 102.08 | 174.0831 | 20.8956 | 96.5294 | 11422239.6138 | 0 | 5611796.5146 | 0 | 0 | 0 | 3121013.4601 | 7860469.3395 | 20451328.8175 | 13958452.1507 | 62425299.8962 | 961560.8286 | 32719421.0761 | 32719421.0761 | 24290101.4924 | 12660959.158 | 0 | 96106281.8009 | 165776763.5274 | 421696.5034 | 33.1072 | 2902.88 | 5007.2694 | 59.1791 | 102.08
1 | 6800 | 707 | 0.035 | 15 | 15 | 7 | 5.6234e-10 | 5spot_SharedNeighbor | CO2 | Porous | Wet | R600a | MinimizeLCOE_Brownfield | IgnoreSilica | 2019 | 173.1501 | 46.022 | 8.3016 | 4 | 2895.1076 | 4993.2121 | 59.0207 | 101.7934 | 174.0358 | 20.8736 | 96.7739 | 11435824.6611 | 0 | 5621737.7872 | 0 | 0 | 0 | 3107108.6381 | 7864221.7237 | 20461091.7514 | 13965115.5537 | 62455100.1152 | 961560.8286 | 32719421.0761 | 32719421.0761 | 24290101.4924 | 12660959.158 | 0 | 96136082.0199 | 165806563.7463 | 562341.3252 | 33.2064 | 2895.1076 | 4993.2121 | 59.0207 | 101.7934
1 | 6800 | 707 | 0.035 | 15 | 15 | 7 | 7.4989e-10 | 5spot_SharedNeighbor | CO2 | Porous | Wet | R600a | MinimizeLCOE_Brownfield | IgnoreSilica | 2019 | 173.4324 | 46.106 | 8.3201 | 4 | 2889.2805 | 4982.7137 | 58.9019 | 101.5794 | 174.0007 | 20.8573 | 109.2359 | 11445817.6719 | 0 | 5629068.6759 | 0 | 0 | 0 | 3096431.045 | 7866813.7832 | 20467835.7586 | 13969718.4772 | 62475685.4118 | 961560.8286 | 32719421.0761 | 32719421.0761 | 24290101.4924 | 12660959.158 | 0 | 96156667.3165 | 165827149.043 | 749894.2093 | 33.2805 | 2889.2805 | 4982.7137 | 58.9019 | 101.5794
1 | 6800 | 707 | 0.035 | 15 | 15 | 7 | 1e-09 | 5spot_SharedNeighbor | CO2 | Porous | Wet | R600a | MinimizeLCOE_Brownfield | IgnoreSilica | 2019 | 173.6519 | 46.1709 | 8.3342 | 4 | 2884.9114 | 4974.8034 | 58.8128 | 101.4181 | 173.9734 | 20.8447 | 101.9875 | 11453573.3662 | 0 | 5634767.0053 | 0 | 0 | 0 | 3088557.3266 | 7868990.1023 | 20473498.0943 | 13973583.1377 | 62492969.0324 | 961560.8286 | 32719421.0761 | 32719421.0761 | 24290101.4924 | 12660959.158 | 0 | 96173950.9371 | 165844432.6636 | 1000000 | 33.3369 | 2884.9114 | 4974.8034 | 58.8128 | 101.4181
1 | 6800 | 707 | 0.035 | 15 | 15 | 7 | 1.3335e-09 | 5spot_SharedNeighbor | CO2 | Porous | Wet | R600a | MinimizeLCOE_Brownfield | IgnoreSilica | 2019 | 173.8151 | 46.2193 | 8.3448 | 4 | 2881.6355 | 4968.8849 | 58.746 | 101.2974 | 173.9531 | 20.8353 | 111.8473 | 11459329.5715 | 0 | 5639002.3223 | 0 | 0 | 0 | 3082574.4152 | 7870553.4605 | 20477565.6317 | 13976359.3156 | 62505384.7168 | 961560.8286 | 32719421.0761 | 32719421.0761 | 24290101.4924 | 12660959.158 | 0 | 96186366.6215 | 165856848.3479 | 1333521.4322 | 33.3791 | 2881.6355 | 4968.8849 | 58.746 | 101.2974
1 | 6800 | 707 | 0.035 | 15 | 15 | 7 | 1.7783e-09 | 5spot_SharedNeighbor | CO2 | Porous | Wet | R600a | MinimizeLCOE_Brownfield | IgnoreSilica | 2019 | 173.9271 | 46.253 | 8.3524 | 4 | 2879.1792 | 4964.51 | 58.696 | 101.2083 | 173.939 | 20.8288 | 110.3424 | 11463275.5261 | 0 | 5641910.4942 | 0 | 0 | 0 | 3077795.0485 | 7871362.6168 | 20479670.8905 | 13977796.1979 | 62511810.7741 | 961560.8286 | 32719421.0761 | 32719421.0761 | 24290101.4924 | 12660959.158 | 0 | 96192792.6788 | 165863274.4053 | 1778279.41 | 33.4098 | 2879.1792 | 4964.51 | 58.696 | 101.2083
1 | 6800 | 707 | 0.035 | 15 | 15 | 7 | 2.3714e-09 | 5spot_SharedNeighbor | CO2 | Porous | Wet | R600a | MinimizeLCOE_Brownfield | IgnoreSilica | 2019 | 174.0197 | 46.2804 | 8.3584 | 4 | 2877.3373 | 4961.1803 | 58.6584 | 101.1404 | 173.9275 | 20.8234 | 108.528 | 11466536.234 | 0 | 5644313.6593 | 0 | 0 | 0 | 3074422.8049 | 7872256.3523 | 20481996.2069 | 13979383.2741 | 62518908.5316 | 961560.8286 | 32719421.0761 | 32719421.0761 | 24290101.4924 | 12660959.158 | 0 | 96199890.4363 | 165870372.1627 | 2371373.7057 | 33.4337 | 2877.3373 | 4961.1803 | 58.6584 | 101.1404
1 | 6800 | 707 | 0.035 | 15 | 15 | 7 | 3.1623e-09 | 5spot_SharedNeighbor | CO2 | Porous | Wet | R600a | MinimizeLCOE_Brownfield | IgnoreSilica | 2019 | 174.0929 | 46.302 | 8.363 | 4 | 2875.9561 | 4958.6625 | 58.6303 | 101.089 | 173.9183 | 20.8192 | 104.8048 | 11469111.3489 | 0 | 5646211.9789 | 0 | 0 | 0 | 3071983.6108 | 7873049.7061 | 20484060.3506 | 13980792.0946 | 62525209.0899 | 961560.8286 | 32719421.0761 | 32719421.0761 | 24290101.4924 | 12660959.158 | 0 | 96206190.9946 | 165876672.721 | 3162277.6602 | 33.4519 | 2875.9561 | 4958.6625 | 58.6303 | 101.089
1 | 6800 | 707 | 0.035 | 15 | 15 | 7 | 4.217e-09 | 5spot_SharedNeighbor | CO2 | Porous | Wet | R600a | MinimizeLCOE_Brownfield | IgnoreSilica | 2019 | 174.1512 | 46.319 | 8.3665 | 4 | 2874.9205 | 4956.7546 | 58.6091 | 101.0501 | 173.9111 | 20.8158 | 110.1097 | 11471164.6317 | 0 | 5647725.7143 | 0 | 0 | 0 | 3070241.0632 | 7873761.2496 | 20485911.6409 | 13982055.6383 | 62530859.9379 | 961560.8286 | 32719421.0761 | 32719421.0761 | 24290101.4924 | 12660959.158 | 0 | 96211841.8426 | 165882323.5691 | 4216965.0343 | 33.4659 | 2874.9205 | 4956.7546 | 58.6091 | 101.0501
1 | 6800 | 707 | 0.035 | 15 | 15 | 7 | 5.6234e-09 | 5spot_SharedNeighbor | CO2 | Porous | Wet | R600a | MinimizeLCOE_Brownfield | IgnoreSilica | 2019 | 174.1855 | 46.3293 | 8.3689 | 4 | 2874.1438 | 4955.3797 | 58.5933 | 101.0221 | 173.9067 | 20.8138 | 102.3238 | 11472367.914 | 0 | 5648614.6863 | 0 | 0 | 0 | 3068684.3302 | 7873970.1029 | 20486455.0343 | 13982426.5155 | 62532518.5831 | 961560.8286 | 32719421.0761 | 32719421.0761 | 24290101.4924 | 12660959.158 | 0 | 96213500.4878 | 165883982.2143 | 5623413.2519 | 33.4755 | 2874.1438 | 4955.3797 | 58.5933 | 101.0221
1 | 6800 | 707 | 0.035 | 15 | 15 | 7 | 7.4989e-09 | 5spot_SharedNeighbor | CO2 | Porous | Wet | R600a | MinimizeLCOE_Brownfield | IgnoreSilica | 2019 | 174.2218 | 46.3398 | 8.3709 | 4 | 2873.5615 | 4954.2867 | 58.5814 | 100.9998 | 173.9022 | 20.8117 | 120.2321 | 11473645.1215 | 0 | 5649556.249 | 0 | 0 | 0 | 3067792.1507 | 7874487.4733 | 20487801.1261 | 13983345.2507 | 62536627.3714 | 961560.8286 | 32719421.0761 | 32719421.0761 | 24290101.4924 | 12660959.158 | 0 | 96217609.2761 | 165888091.0025 | 7498942.0933 | 33.4837 | 2873.5615 | 4954.2867 | 58.5814 | 100.9998
1 | 6800 | 707 | 0.035 | 15 | 15 | 7 | 1e-08 | 5spot_SharedNeighbor | CO2 | Porous | Wet | R600a | MinimizeLCOE_Brownfield | IgnoreSilica | 2019 | 174.2413 | 46.3457 | 8.3723 | 4 | 2873.1247 | 4953.5127 | 58.5725 | 100.9841 | 173.8998 | 20.8106 | 120.9149 | 11474327.7548 | 0 | 5650060.7641 | 0 | 0 | 0 | 3066919.7021 | 7874610.2062 | 20488120.4519 | 13983563.1972 | 62537602.0763 | 961560.8286 | 32719421.0761 | 32719421.0761 | 24290101.4924 | 12660959.158 | 0 | 96218583.981 | 165889065.7074 | 10000000 | 33.4892 | 2873.1247 | 4953.5127 | 58.5725 | 100.9841
1 | 6900 | 707 | 0.035 | 15 | 15 | 7 | 1e-13 | 5spot_SharedNeighbor | CO2 | Porous | Wet | R600a | MinimizeLCOE_Brownfield | IgnoreSilica | 2019 | 1.6 | 0.0111 | 0.0060933 | 4 | 1479171.9682 | 4394982.1192 | 30154.9213 | 89597.6552 | 84.9264 | 20.59 | 26.4384 | 236316.8589 | 0 | 81197.9751 | 0 | 0 | 0 | 231042.3977 | 213937.3204 | 556621.023 | 379905.2856 | 1699020.8607 | 961560.8286 | 33391464.6677 | 33391464.6677 | 24773143.2569 | 12902803.4336 | 0 | 36052046.3571 | 107119457.7153 | 100 | 0.024373 | 1479171.9682 | 4394982.1192 | 30154.9213 | 89597.6552
1 | 6900 | 707 | 0.035 | 15 | 15 | 7 | 1.3335e-13 | 5spot_SharedNeighbor | CO2 | Porous | Wet | R600a | MinimizeLCOE_Brownfield | IgnoreSilica | 2019 | 3.8802 | 0.30102 | 0.034393 | 4 | 281397.1529 | 797981.1987 | 5736.6616 | 16267.9261 | 124.4298 | 23.3775 | 54.06 | 600062.379 | 0 | 263752.0661 | 0 | 0 | 0 | 543656.7225 | 548913.7554 | 1428160.9937 | 974749.224 | 4359295.1407 | 961560.8286 | 33391464.6677 | 33391464.6677 | 24773143.2569 | 12902803.4336 | 0 | 38712320.6371 | 109779731.9953 | 133.3521 | 0.13757 | 281397.1529 | 797981.1987 | 5736.6616 | 16267.9261
1 | 6900 | 707 | 0.035 | 15 | 15 | 7 | 1.7783e-13 | 5spot_SharedNeighbor | CO2 | Porous | Wet | R600a | MinimizeLCOE_Brownfield | IgnoreSilica | 2019 | 5.4077 | 0.59766 | 0.070944 | 4 | 141572.4749 | 392006.1802 | 2886.1464 | 7991.5762 | 137.6385 | 24.0936 | 46.3061 | 826618.6379 | 0 | 351189.3898 | 0 | 0 | 0 | 701933.1806 | 733099.0712 | 1907373.4041 | 1301821.5409 | 5822035.2245 | 961560.8286 | 33391464.6677 | 33391464.6677 | 24773143.2569 | 12902803.4336 | 0 | 40175060.7208 | 111242472.0791 | 177.8279 | 0.28378 | 141572.4749 | 392006.1802 | 2886.1464 | 7991.5762
1 | 6900 | 707 | 0.035 | 15 | 15 | 7 | 2.3714e-13 | 5spot_SharedNeighbor | CO2 | Porous | Wet | R600a | MinimizeLCOE_Brownfield | IgnoreSilica | 2019 | 7.2318 | 0.99832 | 0.12423 | 4 | 83991.6243 | 227012.7937 | 1712.2829 | 4627.9629 | 147.7349 | 24.5823 | 58.4068 | 1078275.49 | 0 | 443128.2852 | 0 | 0 | 0 | 862167.7635 | 929592.9001 | 2418610.0403 | 1650751.05 | 7382525.529 | 961560.8286 | 33391464.6677 | 33391464.6677 | 24773143.2569 | 12902803.4336 | 0 | 41735551.0254 | 112802962.3836 | 237.1374 | 0.4969 | 83991.6243 | 227012.7937 | 1712.2829 | 4627.9629
1 | 6900 | 707 | 0.035 | 15 | 15 | 7 | 3.1623e-13 | 5spot_SharedNeighbor | CO2 | Porous | Wet | R600a | MinimizeLCOE_Brownfield | IgnoreSilica | 2019 | 9.5487 | 1.5403 | 0.19838 | 4 | 54885.1461 | 144446.5592 | 1118.9079 | 2944.7385 | 155.9682 | 24.9459 | 58.3414 | 1373954.8869 | 0 | 553461.1621 | 0 | 0 | 0 | 1042505.913 | 1158269.5652 | 3013579.8148 | 2056830.1465 | 9198601.4884 | 961560.8286 | 33391464.6677 | 33391464.6677 | 24773143.2569 | 12902803.4336 | 0 | 43551626.9847 | 114619038.343 | 316.2278 | 0.7935 | 54885.1461 | 144446.5592 | 1118.9079 | 2944.7385
1 | 6900 | 707 | 0.035 | 15 | 15 | 7 | 4.217e-13 | 5spot_SharedNeighbor | CO2 | Porous | Wet | R600a | MinimizeLCOE_Brownfield | IgnoreSilica | 2019 | 12.4575 | 2.2503 | 0.29894 | 4 | 38165.1351 | 97598.8496 | 778.0479 | 1989.6846 | 162.5584 | 25.2136 | 66.0208 | 1716908.7301 | 0 | 684664.2697 | 0 | 0 | 0 | 1241216.8914 | 1420688.0576 | 3696338.9026 | 2522827.2532 | 11282644.1046 | 961560.8286 | 33391464.6677 | 33391464.6677 | 24773143.2569 | 12902803.4336 | 0 | 45635669.6009 | 116703080.9592 | 421.6965 | 1.1957 | 38165.1351 | 97598.8496 | 778.0479 | 1989.6846
1 | 6900 | 707 | 0.035 | 15 | 15 | 7 | 5.6234e-13 | 5spot_SharedNeighbor | CO2 | Porous | Wet | R600a | MinimizeLCOE_Brownfield | IgnoreSilica | 2019 | 16.1381 | 3.1725 | 0.43328 | 4 | 27727.9432 | 68732.9517 | 565.2716 | 1401.2142 | 167.8485 | 25.4098 | 73.2029 | 2118027.292 | 0 | 842197.0022 | 0 | 0 | 0 | 1464139.2571 | 1725501.785 | 4489401.6955 | 3064108.9052 | 13703375.937 | 961560.8286 | 33391464.6677 | 33391464.6677 | 24773143.2569 | 12902803.4336 | 0 | 48056401.4333 | 119123812.7916 | 562.3413 | 1.7331 | 27727.9432 | 68732.9517 | 565.2716 | 1401.2142
1 | 6900 | 707 | 0.035 | 15 | 15 | 7 | 7.4989e-13 | 5spot_SharedNeighbor | CO2 | Porous | Wet | R600a | MinimizeLCOE_Brownfield | IgnoreSilica | 2019 | 20.823 | 4.3655 | 0.61102 | 4 | 20824.2042 | 49901.7626 | 424.5296 | 1017.3149 | 172.0875 | 25.5477 | 60.1737 | 2590305.2591 | 0 | 1032682.8437 | 0 | 0 | 0 | 1718085.8956 | 2083018.8594 | 5419587.7862 | 3698980.0255 | 16542660.6694 | 961560.8286 | 33391464.6677 | 33391464.6677 | 24773143.2569 | 12902803.4336 | 0 | 50895686.1658 | 121963097.524 | 749.8942 | 2.4441 | 20824.2042 | 49901.7626 | 424.5296 | 1017.3149
1 | 6900 | 707 | 0.035 | 15 | 15 | 7 | 1e-12 | 5spot_SharedNeighbor | CO2 | Porous | Wet | R600a | MinimizeLCOE_Brownfield | IgnoreSilica | 2019 | 26.6787 | 5.8772 | 0.84298 | 4 | 16061.022 | 37137.3226 | 327.4257 | 757.0946 | 175.4028 | 25.6311 | 61.4105 | 3136990.7382 | 0 | 1259112.7035 | 0 | 0 | 0 | 1997726.4555 | 2493593.6599 | 6487819.1967 | 4428069.9131 | 19803312.6668 | 961560.8286 | 33391464.6677 | 33391464.6677 | 24773143.2569 | 12902803.4336 | 0 | 54156338.1631 | 125223749.5214 | 1000 | 3.3719 | 16061.022 | 37137.3226 | 327.4257 | 757.0946
1 | 6900 | 707 | 0.035 | 15 | 15 | 7 | 1.3335e-12 | 5spot_SharedNeighbor | CO2 | Porous | Wet | R600a | MinimizeLCOE_Brownfield | IgnoreSilica | 2019 | 33.9844 | 7.7816 | 1.1426 | 4 | 12669.5266 | 28219.0623 | 258.2854 | 575.2838 | 177.9752 | 25.6607 | 87.2394 | 3769513.0624 | 0 | 1528113.4713 | 0 | 0 | 0 | 2306408.9428 | 2965573.8358 | 7715814.798 | 5266202.1438 | 23551626.254 | 961560.8286 | 33391464.6677 | 33391464.6677 | 24773143.2569 | 12902803.4336 | 0 | 57904651.7504 | 128972063.1086 | 1333.5214 | 4.5704 | 12669.5266 | 28219.0623 | 258.2854 | 575.2838
1 | 6900 | 707 | 0.035 | 15 | 15 | 7 | 1.7783e-12 | 5spot_SharedNeighbor | CO2 | Porous | Wet | R600a | MinimizeLCOE_Brownfield | IgnoreSilica | 2019 | 42.9586 | 10.1417 | 1.5236 | 4 | 10196.8989 | 21858.0668 | 207.8776 | 445.6063 | 179.9159 | 25.6303 | 77.8286 | 4490853.3179 | 0 | 1843201.1406 | 0 | 0 | 0 | 2638603.365 | 3499336.5511 | 9104555.8934 | 6214046.4772 | 27790596.7451 | 961560.8286 | 33391464.6677 | 33391464.6677 | 24773143.2569 | 12902803.4336 | 0 | 62143622.2415 | 133211033.5997 | 1778.2794 | 6.0944 | 10196.8989 | 21858.0668 | 207.8776 | 445.6063
1 | 6900 | 707 | 0.035 | 15 | 15 | 7 | 2.3714e-12 | 5spot_SharedNeighbor | CO2 | Porous | Wet | R600a | MinimizeLCOE_Brownfield | IgnoreSilica | 2019 | 53.7286 | 12.9998 | 1.9974 | 4 | 8362.9673 | 17257.8345 | 170.4904 | 351.8243 | 181.3064 | 25.5283 | 84.2008 | 5295238.521 | 0 | 2204431.5401 | 0 | 0 | 0 | 2982086.8641 | 4087885.2008 | 10635838.7521 | 7259178.4929 | 32464659.3711 | 961560.8286 | 33391464.6677 | 33391464.6677 | 24773143.2569 | 12902803.4336 | 0 | 66817684.8674 | 137885096.2257 | 2371.3737 | 7.9897 | 8362.9673 | 17257.8345 | 170.4904 | 351.8243
1 | 6900 | 707 | 0.035 | 15 | 15 | 7 | 3.1623e-12 | 5spot_SharedNeighbor | CO2 | Porous | Wet | R600a | MinimizeLCOE_Brownfield | IgnoreSilica | 2019 | 66.2176 | 16.3465 | 2.568 | 4 | 6987.697 | 13906.1252 | 142.4537 | 283.4952 | 182.1963 | 25.3409 | 88.5753 | 6162400.8848 | 0 | 2605621.17 | 0 | 0 | 0 | 3315563.3156 | 4712598.2945 | 12261214.0754 | 8368530.5492 | 37425928.2895 | 961560.8286 | 33391464.6677 | 33391464.6677 | 24773143.2569 | 12902803.4336 | 0 | 71778953.7858 | 142846365.144 | 3162.2777 | 10.2722 | 6987.697 | 13906.1252 | 142.4537 | 283.4952
1 | 6900 | 707 | 0.035 | 15 | 15 | 7 | 4.217e-12 | 5spot_SharedNeighbor | CO2 | Porous | Wet | R600a | MinimizeLCOE_Brownfield | IgnoreSilica | 2019 | 80 | 20.0805 | 3.2244 | 4 | 5951.1579 | 11461.2045 | 121.3224 | 233.6522 | 182.6129 | 25.0586 | 102.3743 | 7052103.4256 | 0 | 3031128.2509 | 0 | 0 | 0 | 3607525.4759 | 5339395.2894 | 13892011.2825 | 9481583.1526 | 42403746.8768 | 961560.8286 | 33391464.6677 | 33391464.6677 | 24773143.2569 | 12902803.4336 | 0 | 76756772.3732 | 147824183.7314 | 4216.965 | 12.8978 | 5951.1579 | 11461.2045 | 121.3224 | 233.6522
1 | 6900 | 707 | 0.035 | 15 | 15 | 7 | 5.6234e-12 | 5spot_SharedNeighbor | CO2 | Porous | Wet | R600a | MinimizeLCOE_Brownfield | IgnoreSilica | 2019 | 94.3734 | 24.0196 | 3.9384 | 4 | 5169.7033 | 9680.8328 | 105.3914 | 197.3569 | 182.5987 | 24.6854 | 65.2207 | 7914824.6115 | 0 | 3459489.9441 | 0 | 0 | 0 | 3829291.7618 | 5929406.4638 | 15427099.3303 | 10529312.2881 | 47089424.3996 | 961560.8286 | 33391464.6677 | 33391464.6677 | 24773143.2569 | 12902803.4336 | 0 | 81442449.8959 | 152509861.2541 | 5623.4133 | 15.7538 | 5169.7033 | 9680.8328 | 105.3914 | 197.3569
1 | 6900 | 707 | 0.035 | 15 | 15 | 7 | 7.4989e-12 | 5spot_SharedNeighbor | CO2 | Porous | Wet | R600a | MinimizeLCOE_Brownfield | IgnoreSilica | 2019 | 108.4413 | 27.9211 | 4.6675 | 4 | 4582.0101 | 8388.5069 | 93.4105 | 171.0111 | 182.2342 | 24.2447 | 81.5229 | 8700684.0309 | 0 | 3866232.4019 | 0 | 0 | 0 | 3961676.4323 | 6446151.2174 | 16771563.1803 | 11446936.4917 | 51193243.7545 | 961560.8286 | 33391464.6677 | 33391464.6677 | 24773143.2569 | 12902803.4336 | 0 | 85546269.2509 | 156613680.6091 | 7498.9421 | 18.67 | 4582.0101 | 8388.5069 | 93.4105 | 171.0111
1 | 6900 | 707 | 0.035 | 15 | 15 | 7 | 1e-11 | 5spot_SharedNeighbor | CO2 | Porous | Wet | R600a | MinimizeLCOE_Brownfield | IgnoreSilica | 2019 | 121.4038 | 31.5588 | 5.3668 | 4 | 4141.4748 | 7452.0151 | 84.4296 | 151.9194 | 181.6354 | 23.7734 | 88.623 | 9376383.9557 | 0 | 4231732.1581 | 0 | 0 | 0 | 4004928.1997 | 6869087.2822 | 17871956.0649 | 12197977.2462 | 54552064.9068 | 961560.8286 | 33391464.6677 | 33391464.6677 | 24773143.2569 | 12902803.4336 | 0 | 88905090.4031 | 159972501.7614 | 10000 | 21.467 | 4141.4748 | 7452.0151 | 84.4296 | 151.9194
1 | 6900 | 707 | 0.035 | 15 | 15 | 7 | 1.3335e-11 | 5spot_SharedNeighbor | CO2 | Porous | Wet | R600a | MinimizeLCOE_Brownfield | IgnoreSilica | 2019 | 132.7091 | 34.7682 | 5.9999 | 4 | 3812.149 | 6773.3438 | 77.7158 | 138.0838 | 180.9256 | 23.3117 | 98.9106 | 9928804.1794 | 0 | 4544153.2634 | 0 | 0 | 0 | 3974650.6303 | 7194567.1485 | 18718787.9118 | 12775957.3824 | 57136920.5159 | 961560.8286 | 33391464.6677 | 33391464.6677 | 24773143.2569 | 12902803.4336 | 0 | 91489946.0122 | 162557357.3705 | 13335.2143 | 23.9996 | 3812.149 | 6773.3438 | 77.7158 | 138.0838
1 | 6900 | 707 | 0.035 | 15 | 15 | 7 | 1.7783e-11 | 5spot_SharedNeighbor | CO2 | Porous | Wet | R600a | MinimizeLCOE_Brownfield | IgnoreSilica | 2019 | 142.1561 | 37.4785 | 6.5466 | 4 | 3566.3515 | 6280.2517 | 72.7049 | 128.0314 | 180.2046 | 22.8894 | 99.1968 | 10364229.371 | 0 | 4801143.2064 | 0 | 0 | 0 | 3895727.1137 | 7433828.8795 | 19341297.8566 | 13200833.2111 | 59037059.6384 | 961560.8286 | 33391464.6677 | 33391464.6677 | 24773143.2569 | 12902803.4336 | 0 | 93390085.1347 | 164457496.4929 | 17782.7941 | 26.1864 | 3566.3515 | 6280.2517 | 72.7049 | 128.0314
1 | 6900 | 707 | 0.035 | 15 | 15 | 7 | 2.3714e-11 | 5spot_SharedNeighbor | CO2 | Porous | Wet | R600a | MinimizeLCOE_Brownfield | IgnoreSilica | 2019 | 149.8003 | 39.6924 | 7.0015 | 4 | 3382.922 | 5920.501 | 68.9654 | 120.6974 | 179.5366 | 22.5227 | 105.3742 | 10698918.0026 | 0 | 5006594.9387 | 0 | 0 | 0 | 3792100.6516 | 7604069.3012 | 19784228.5128 | 13503142.4852 | 60389053.8921 | 961560.8286 | 33391464.6677 | 33391464.6677 | 24773143.2569 | 12902803.4336 | 0 | 94742079.3885 | 165809490.7467 | 23713.7371 | 28.006 | 3382.922 | 5920.501 | 68.9654 | 120.6974
1 | 6900 | 707 | 0.035 | 15 | 15 | 7 | 3.1623e-11 | 5spot_SharedNeighbor | CO2 | Porous | Wet | R600a | MinimizeLCOE_Brownfield | IgnoreSilica | 2019 | 155.8297 | 41.4529 | 7.3691 | 4 | 3246.0934 | 5657.1026 | 66.176 | 115.3277 | 178.9577 | 22.2185 | 109.1538 | 10951769.3025 | 0 | 5167167.0605 | 0 | 0 | 0 | 3682315.2027 | 7722488.1107 | 20092329.9638 | 13713428.0564 | 61329497.6966 | 961560.8286 | 33391464.6677 | 33391464.6677 | 24773143.2569 | 12902803.4336 | 0 | 95682523.1929 | 166749934.5512 | 31622.7766 | 29.4762 | 3246.0934 | 5657.1026 | 66.176 | 115.3277
1 | 6900 | 707 | 0.035 | 15 | 15 | 7 | 4.217e-11 | 5spot_SharedNeighbor | CO2 | Porous | Wet | R600a | MinimizeLCOE_Brownfield | IgnoreSilica | 2019 | 160.5165 | 42.8305 | 7.6602 | 4 | 3143.9109 | 5463.2824 | 64.0929 | 111.3764 | 178.4752 | 21.9724 | 120.7835 | 11141386.9103 | 0 | 5291126.1551 | 0 | 0 | 0 | 3578421.1773 | 7804264.3546 | 20305094.976 | 13858644.5491 | 61978938.1224 | 961560.8286 | 33391464.6677 | 33391464.6677 | 24773143.2569 | 12902803.4336 | 0 | 96331963.6188 | 167399374.977 | 42169.6503 | 30.6408 | 3143.9109 | 5463.2824 | 64.0929 | 111.3764
1 | 6900 | 707 | 0.035 | 15 | 15 | 7 | 5.6234e-11 | 5spot_SharedNeighbor | CO2 | Porous | Wet | R600a | MinimizeLCOE_Brownfield | IgnoreSilica | 2019 | 164.1124 | 43.8934 | 7.8872 | 4 | 3067.539 | 5320.1478 | 62.5359 | 108.4584 | 178.0854 | 21.7779 | 105.2197 | 11282695.652 | 0 | 5385739.449 | 0 | 0 | 0 | 3486377.3971 | 7860376.8742 | 20451088.2418 | 13958287.9529 | 62424565.567 | 961560.8286 | 33391464.6677 | 33391464.6677 | 24773143.2569 | 12902803.4336 | 0 | 96777591.0633 | 167845002.4216 | 56234.1325 | 31.5489 | 3067.539 | 5320.1478 | 62.5359 | 108.4584
1 | 6900 | 707 | 0.035 | 15 | 15 | 7 | 7.4989e-11 | 5spot_SharedNeighbor | CO2 | Porous | Wet | R600a | MinimizeLCOE_Brownfield | IgnoreSilica | 2019 | 166.8501 | 44.7064 | 8.0624 | 4 | 3010.4145 | 5214.0911 | 61.3714 | 106.2963 | 177.7772 | 21.6264 | 90.9169 | 11387825.8031 | 0 | 5457497.7736 | 0 | 0 | 0 | 3408509.707 | 7898994.9806 | 20551564.6329 | 14026865.1544 | 62731258.0517 | 961560.8286 | 33391464.6677 | 33391464.6677 | 24773143.2569 | 12902803.4336 | 0 | 97084283.548 | 168151694.9062 | 74989.4209 | 32.2495 | 3010.4145 | 5214.0911 | 61.3714 | 106.2963
1 | 6900 | 707 | 0.035 | 15 | 15 | 7 | 1e-10 | 5spot_SharedNeighbor | CO2 | Porous | Wet | R600a | MinimizeLCOE_Brownfield | IgnoreSilica | 2019 | 168.9307 | 45.3262 | 8.1966 | 4 | 2967.6594 | 5135.251 | 60.4998 | 104.689 | 177.5362 | 21.5093 | 94.3427 | 11466282.9475 | 0 | 5511872.4084 | 0 | 0 | 0 | 3344910.9878 | 7925995.8741 | 20621815.419 | 14074812.7594 | 62945690.3962 | 961560.8286 | 33391464.6677 | 33391464.6677 | 24773143.2569 | 12902803.4336 | 0 | 97298715.8926 | 168366127.2508 | 100000 | 32.7863 | 2967.6594 | 5135.251 | 60.4998 | 104.689
1 | 6900 | 707 | 0.035 | 15 | 15 | 7 | 1.3335e-10 | 5spot_SharedNeighbor | CO2 | Porous | Wet | R600a | MinimizeLCOE_Brownfield | IgnoreSilica | 2019 | 170.4971 | 45.7944 | 8.2987 | 4 | 2935.6434 | 5076.5762 | 59.8471 | 103.4929 | 177.3509 | 21.4201 | 95.2015 | 11524523.9694 | 0 | 5552721.1902 | 0 | 0 | 0 | 3293861.7162 | 7944731.6816 | 20670562.1469 | 14108083.4028 | 63094484.107 | 961560.8286 | 33391464.6677 | 33391464.6677 | 24773143.2569 | 12902803.4336 | 0 | 97447509.6034 | 168514920.9616 | 133352.1432 | 33.1946 | 2935.6434 | 5076.5762 | 59.8471 | 103.4929
1 | 6900 | 707 | 0.035 | 15 | 15 | 7 | 1.7783e-10 | 5spot_SharedNeighbor | CO2 | Porous | Wet | R600a | MinimizeLCOE_Brownfield | IgnoreSilica | 2019 | 171.7003 | 46.1538 | 8.3766 | 4 | 2911.6599 | 5032.6724 | 59.3581 | 102.5978 | 177.2064 | 21.3509 | 112.8829 | 11568780.6039 | 0 | 5584047.1705 | 0 | 0 | 0 | 3254317.1369 | 7958786.5154 | 20707129.9415 | 14133041.6741 | 63206103.0424 | 961560.8286 | 33391464.6677 | 33391464.6677 | 24773143.2569 | 12902803.4336 | 0 | 97559128.5387 | 168626539.897 | 177827.941 | 33.5064 | 2911.6599 | 5032.6724 | 59.3581 | 102.5978
1 | 6900 | 707 | 0.035 | 15 | 15 | 7 | 2.3714e-10 | 5spot_SharedNeighbor | CO2 | Porous | Wet | R600a | MinimizeLCOE_Brownfield | IgnoreSilica | 2019 | 172.5971 | 46.4225 | 8.4353 | 4 | 2893.6887 | 4999.9362 | 58.9918 | 101.9305 | 177.0973 | 21.2989 | 117.9017 | 11601490.5141 | 0 | 5607368.098 | 0 | 0 | 0 | 3223316.7529 | 7968548.3923 | 20732528.3428 | 14150376.6048 | 63283628.705 | 961560.8286 | 33391464.6677 | 33391464.6677 | 24773143.2569 | 12902803.4336 | 0 | 97636654.2013 | 168704065.5595 | 237137.3706 | 33.7412 | 2893.6887 | 4999.9362 | 58.9918 | 101.9305
1 | 6900 | 707 | 0.035 | 15 | 15 | 7 | 3.1623e-10 | 5spot_SharedNeighbor | CO2 | Porous | Wet | R600a | MinimizeLCOE_Brownfield | IgnoreSilica | 2019 | 173.2692 | 46.6242 | 8.4796 | 4 | 2880.2198 | 4975.475 | 58.7172 | 101.4318 | 177.0148 | 21.2598 | 106.153 | 11625851.3804 | 0 | 5624831.4908 | 0 | 0 | 0 | 3199376.6324 | 7975523.2064 | 20750675.3783 | 14162762.3294 | 63339020.4177 | 961560.8286 | 33391464.6677 | 33391464.6677 | 24773143.2569 | 12902803.4336 | 0 | 97692045.914 | 168759457.2723 | 316227.766 | 33.9183 | 2880.2198 | 4975.475 | 58.7172 | 101.4318
1 | 6900 | 707 | 0.035 | 15 | 15 | 7 | 4.217e-10 | 5spot_SharedNeighbor | CO2 | Porous | Wet | R600a | MinimizeLCOE_Brownfield | IgnoreSilica | 2019 | 173.7614 | 46.7726 | 8.5126 | 4 | 2870.1238 | 4957.2497 | 58.5114 | 101.0602 | 176.954 | 21.231 | 117.0434 | 11643598.6481 | 0 | 5637608.1895 | 0 | 0 | 0 | 3180712.1789 | 7980148.4165 | 20762709.2261 | 14170975.6778 | 63375752.337 | 961560.8286 | 33391464.6677 | 33391464.6677 | 24773143.2569 | 12902803.4336 | 0 | 97728777.8333 | 168796189.1916 | 421696.5034 | 34.0504 | 2870.1238 | 4957.2497 | 58.5114 | 101.0602
1 | 6900 | 707 | 0.035 | 15 | 15 | 7 | 5.6234e-10 | 5spot_SharedNeighbor | CO2 | Porous | Wet | R600a | MinimizeLCOE_Brownfield | IgnoreSilica | 2019 | 174.1512 | 46.8894 | 8.5379 | 4 | 2862.5552 | 4943.4864 | 58.3571 | 100.7797 | 176.9056 | 21.2081 | 110.7431 | 11657613.8444 | 0 | 5647725.7143 | 0 | 0 | 0 | 3167056.1409 | 7984234.3229 | 20773339.9165 | 14178231.3425 | 63408201.2816 | 961560.8286 | 33391464.6677 | 33391464.6677 | 24773143.2569 | 12902803.4336 | 0 | 97761226.7779 | 168828638.1361 | 562341.3252 | 34.1517 | 2862.5552 | 4943.4864 | 58.3571 | 100.7797
1 | 6900 | 707 | 0.035 | 15 | 15 | 7 | 7.4989e-10 | 5spot_SharedNeighbor | CO2 | Porous | Wet | R600a | MinimizeLCOE_Brownfield | IgnoreSilica | 2019 | 174.4218 | 46.9714 | 8.5565 | 4 | 2856.8808 | 4933.3079 | 58.2414 | 100.5722 | 176.8719 | 21.1922 | 107.8401 | 11667308.9368 | 0 | 5654745.0092 | 0 | 0 | 0 | 3156105.9242 | 7986482.3494 | 20779188.8203 | 14182223.3395 | 63426054.3794 | 961560.8286 | 33391464.6677 | 33391464.6677 | 24773143.2569 | 12902803.4336 | 0 | 97779079.8758 | 168846491.234 | 749894.2093 | 34.2258 | 2856.8808 | 4933.3079 | 58.2414 | 100.5722
1 | 6900 | 707 | 0.035 | 15 | 15 | 7 | 1e-09 | 5spot_SharedNeighbor | CO2 | Porous | Wet | R600a | MinimizeLCOE_Brownfield | IgnoreSilica | 2019 | 174.6434 | 47.0377 | 8.5708 | 4 | 2852.6264 | 4925.5748 | 58.1546 | 100.4145 | 176.8442 | 21.1792 | 90.9043 | 11675234.291 | 0 | 5660489.4634 | 0 | 0 | 0 | 3148320.4545 | 7988777.2415 | 20785159.6587 | 14186298.5594 | 63444279.6685 | 961560.8286 | 33391464.6677 | 33391464.6677 | 24773143.2569 | 12902803.4336 | 0 | 97797305.1648 | 168864716.523 | 1000000 | 34.2833 | 2852.6264 | 4925.5748 | 58.1546 | 100.4145
1 | 6900 | 707 | 0.035 | 15 | 15 | 7 | 1.3335e-09 | 5spot_SharedNeighbor | CO2 | Porous | Wet | R600a | MinimizeLCOE_Brownfield | IgnoreSilica | 2019 | 174.8091 | 47.0873 | 8.5816 | 4 | 2849.4364 | 4919.7828 | 58.0896 | 100.2964 | 176.8235 | 21.1694 | 88.7651 | 11681155.6594 | 0 | 5664787.4158 | 0 | 0 | 0 | 3142432.0878 | 7990466.3136 | 20789554.2779 | 14189297.9773 | 63457693.7316 | 961560.8286 | 33391464.6677 | 33391464.6677 | 24773143.2569 | 12902803.4336 | 0 | 97810719.228 | 168878130.5862 | 1333521.4322 | 34.3263 | 2849.4364 | 4919.7828 | 58.0896 | 100.2964
1 | 6900 | 707 | 0.035 | 15 | 15 | 7 | 1.7783e-09 | 5spot_SharedNeighbor | CO2 | Porous | Wet | R600a | MinimizeLCOE_Brownfield | IgnoreSilica | 2019 | 174.9212 | 47.1214 | 8.5894 | 4 | 2847.0445 | 4915.513 | 58.0409 | 100.2094 | 176.8094 | 21.1628 | 96.1269 | 11685150.6395 | 0 | 5667692.2738 | 0 | 0 | 0 | 3137667.9148 | 7991299.2229 | 20791721.3372 | 14190777.0398 | 63464308.428 | 961560.8286 | 33391464.6677 | 33391464.6677 | 24773143.2569 | 12902803.4336 | 0 | 97817333.9244 | 168884745.2826 | 1778279.41 | 34.3575 | 2847.0445 | 4915.513 | 58.0409 | 100.2094
1 | 6900 | 707 | 0.035 | 15 | 15 | 7 | 2.3714e-09 | 5spot_SharedNeighbor | CO2 | Porous | Wet | R600a | MinimizeLCOE_Brownfield | IgnoreSilica | 2019 | 175.0138 | 47.1492 | 8.5954 | 4 | 2845.2509 | 4912.263 | 58.0043 | 100.1431 | 176.7978 | 21.1573 | 107.7474 | 11688451.854 | 0 | 5670092.702 | 0 | 0 | 0 | 3134310.4308 | 7992213.4448 | 20794099.9551 | 14192400.4954 | 63471568.8821 | 961560.8286 | 33391464.6677 | 33391464.6677 | 24773143.2569 | 12902803.4336 | 0 | 97824594.3784 | 168892005.7367 | 2371373.7057 | 34.3817 | 2845.2509 | 4912.263 | 58.0043 | 100.1431
1 | 6900 | 707 | 0.035 | 15 | 15 | 7 | 3.1623e-09 | 5spot_SharedNeighbor | CO2 | Porous | Wet | R600a | MinimizeLCOE_Brownfield | IgnoreSilica | 2019 | 175.0844 | 47.1703 | 8.6 | 4 | 2843.906 | 4909.8202 | 57.9769 | 100.0933 | 176.7889 | 21.1532 | 121.7628 | 11690965.6339 | 0 | 5671921.4291 | 0 | 0 | 0 | 3131814.8249 | 7992933.7363 | 20795974.0057 | 14193679.5734 | 63477289.2034 | 961560.8286 | 33391464.6677 | 33391464.6677 | 24773143.2569 | 12902803.4336 | 0 | 97830314.6998 | 168897726.058 | 3162277.6602 | 34.4 | 2843.906 | 4909.8202 | 57.9769 | 100.0933
1 | 6900 | 707 | 0.035 | 15 | 15 | 7 | 4.217e-09 | 5spot_SharedNeighbor | CO2 | Porous | Wet | R600a | MinimizeLCOE_Brownfield | IgnoreSilica | 2019 | 175.1381 | 47.1864 | 8.6034 | 4 | 2842.8975 | 4907.9843 | 57.9563 | 100.0559 | 176.7822 | 21.15 | 114.7638 | 11692878.4565 | 0 | 5673313.4489 | 0 | 0 | 0 | 3129960.4469 | 7993499.4174 | 20797445.7918 | 14194684.0977 | 63481781.6592 | 961560.8286 | 33391464.6677 | 33391464.6677 | 24773143.2569 | 12902803.4336 | 0 | 97834807.1556 | 168902218.5138 | 4216965.0343 | 34.4138 | 2842.8975 | 4907.9843 | 57.9563 | 100.0559
1 | 6900 | 707 | 0.035 | 15 | 15 | 7 | 5.6234e-09 | 5spot_SharedNeighbor | CO2 | Porous | Wet | R600a | MinimizeLCOE_Brownfield | IgnoreSilica | 2019 | 175.1723 | 47.1969 | 8.6059 | 4 | 2842.1412 | 4906.6424 | 57.9409 | 100.0285 | 176.7779 | 21.1479 | 119.8687 | 11694096.7625 | 0 | 5674201.4169 | 0 | 0 | 0 | 3128408.3013 | 7993715.5275 | 20798008.0659 | 14195067.8613 | 63483497.9353 | 961560.8286 | 33391464.6677 | 33391464.6677 | 24773143.2569 | 12902803.4336 | 0 | 97836523.4317 | 168903934.7899 | 5623413.2519 | 34.4235 | 2842.1412 | 4906.6424 | 57.9409 | 100.0285
1 | 6900 | 707 | 0.035 | 15 | 15 | 7 | 7.4989e-09 | 5spot_SharedNeighbor | CO2 | Porous | Wet | R600a | MinimizeLCOE_Brownfield | IgnoreSilica | 2019 | 175.1964 | 47.2043 | 8.6077 | 4 | 2841.5741 | 4905.6457 | 57.9293 | 100.0082 | 176.7748 | 21.1465 | 120.9264 | 11694952.1861 | 0 | 5674825.3736 | 0 | 0 | 0 | 3127200.3429 | 7993821.382 | 20798283.4778 | 14195255.8356 | 63484338.5979 | 961560.8286 | 33391464.6677 | 33391464.6677 | 24773143.2569 | 12902803.4336 | 0 | 97837364.0943 | 168904775.4525 | 7498942.0933 | 34.4307 | 2841.5741 | 4905.6457 | 57.9293 | 100.0082
1 | 6900 | 707 | 0.035 | 15 | 15 | 7 | 1e-08 | 5spot_SharedNeighbor | CO2 | Porous | Wet | R600a | MinimizeLCOE_Brownfield | IgnoreSilica | 2019 | 175.2307 | 47.2141 | 8.6094 | 4 | 2841.1489 | 4904.8049 | 57.9207 | 99.9911 | 176.7706 | 21.1445 | 114.3433 | 11696174.2776 | 0 | 5675713.2824 | 0 | 0 | 0 | 3126722.6387 | 7994457.9775 | 20799939.7687 | 14196386.2882 | 63489394.2332 | 961560.8286 | 33391464.6677 | 33391464.6677 | 24773143.2569 | 12902803.4336 | 0 | 97842419.7295 | 168909831.0877 | 10000000 | 34.4376 | 2841.1489 | 4904.8049 | 57.9207 | 99.9911
1 | 7000 | 707 | 0.035 | 15 | 15 | 7 | 1e-13 | 5spot_SharedNeighbor | CO2 | Porous | Wet | R600a | MinimizeLCOE_Brownfield | IgnoreSilica | 2019 | 2.7398 | 0.11118 | 0.012503 | 4 | 763296.5235 | 2212483.1725 | 15560.8321 | 45104.4621 | 109.8766 | 22.7808 | 48.6148 | 424440.2886 | 0 | 173485.2224 | 0 | 0 | 0 | 417099.0323 | 395859.5718 | 1029945.404 | 702958.9015 | 3143788.4205 | 961560.8286 | 34069368.3502 | 34069368.3502 | 25261752.1078 | 13146991.7455 | 0 | 38174717.5994 | 110652829.8029 | 100 | 0.050013 | 763296.5235 | 2212483.1725 | 15560.8321 | 45104.4621
1 | 7000 | 707 | 0.035 | 15 | 15 | 7 | 1.3335e-13 | 5spot_SharedNeighbor | CO2 | Porous | Wet | R600a | MinimizeLCOE_Brownfield | IgnoreSilica | 2019 | 3.9682 | 0.3133 | 0.036239 | 4 | 272689.7307 | 772696.5574 | 5559.149 | 15752.4645 | 126.4262 | 23.811 | 46.7859 | 619565.8061 | 0 | 271334.4657 | 0 | 0 | 0 | 560903.6509 | 566203.5298 | 1473145.4403 | 1005452.0331 | 4496604.9259 | 961560.8286 | 34069368.3502 | 34069368.3502 | 25261752.1078 | 13146991.7455 | 0 | 39527534.1048 | 112005646.3083 | 133.3521 | 0.14495 | 272689.7307 | 772696.5574 | 5559.149 | 15752.4645
1 | 7000 | 707 | 0.035 | 15 | 15 | 7 | 1.7783e-13 | 5spot_SharedNeighbor | CO2 | Porous | Wet | R600a | MinimizeLCOE_Brownfield | IgnoreSilica | 2019 | 5.5346 | 0.62114 | 0.074652 | 4 | 137404.4961 | 380124.4069 | 2801.1765 | 7749.3502 | 139.8975 | 24.5364 | 48.2409 | 854099.0496 | 0 | 357765.7836 | 0 | 0 | 0 | 725062.6057 | 755401.7012 | 1965400.2723 | 1341426.0707 | 5999155.4831 | 961560.8286 | 34069368.3502 | 34069368.3502 | 25261752.1078 | 13146991.7455 | 0 | 41030084.6619 | 113508196.8655 | 177.8279 | 0.29861 | 137404.4961 | 380124.4069 | 2801.1765 | 7749.3502
1 | 7000 | 707 | 0.035 | 15 | 15 | 7 | 2.3714e-13 | 5spot_SharedNeighbor | CO2 | Porous | Wet | R600a | MinimizeLCOE_Brownfield | IgnoreSilica | 2019 | 7.395 | 1.0353 | 0.1304 | 4 | 81732.0406 | 220686.6848 | 1666.2182 | 4498.9966 | 150.1334 | 25.0283 | 67.1812 | 1113036.0406 | 0 | 451108.9872 | 0 | 0 | 0 | 889684.5494 | 956993.5351 | 2489900.8719 | 1699408.5074 | 7600132.4916 | 961560.8286 | 34069368.3502 | 34069368.3502 | 25261752.1078 | 13146991.7455 | 0 | 42631061.6705 | 115109173.8741 | 237.1374 | 0.5216 | 81732.0406 | 220686.6848 | 1666.2182 | 4498.9966
1 | 7000 | 707 | 0.035 | 15 | 15 | 7 | 3.1623e-13 | 5spot_SharedNeighbor | CO2 | Porous | Wet | R600a | MinimizeLCOE_Brownfield | IgnoreSilica | 2019 | 9.7339 | 1.5908 | 0.2078 | 4 | 53502.4156 | 140700.0192 | 1090.7191 | 2868.3602 | 158.4176 | 25.3918 | 53.7359 | 1414296.6496 | 0 | 562033.2126 | 0 | 0 | 0 | 1071515.467 | 1188659.6784 | 3092648.6556 | 2110796.255 | 9439949.9183 | 961560.8286 | 34069368.3502 | 34069368.3502 | 25261752.1078 | 13146991.7455 | 0 | 44470879.0972 | 116948991.3007 | 316.2278 | 0.83119 | 53502.4156 | 140700.0192 | 1090.7191 | 2868.3602
1 | 7000 | 707 | 0.035 | 15 | 15 | 7 | 4.217e-13 | 5spot_SharedNeighbor | CO2 | Porous | Wet | R600a | MinimizeLCOE_Brownfield | IgnoreSilica | 2019 | 12.7009 | 2.324 | 0.31281 | 4 | 37251.4463 | 95175.6698 | 759.4211 | 1940.2848 | 165.1313 | 25.6626 | 55.5691 | 1767468.2453 | 0 | 695344.8769 | 0 | 0 | 0 | 1276053.4755 | 1458157.9731 | 3793827.9367 | 2589365.5222 | 11580218.0297 | 961560.8286 | 34069368.3502 | 34069368.3502 | 25261752.1078 | 13146991.7455 | 0 | 46611147.2086 | 119089259.4121 | 421.6965 | 1.2513 | 37251.4463 | 95175.6698 | 759.4211 | 1940.2848
1 | 7000 | 707 | 0.035 | 15 | 15 | 7 | 5.6234e-13 | 5spot_SharedNeighbor | CO2 | Porous | Wet | R600a | MinimizeLCOE_Brownfield | IgnoreSilica | 2019 | 16.4741 | 3.2803 | 0.45321 | 4 | 27091.2893 | 67071.3152 | 552.2926 | 1367.3395 | 170.5398 | 25.8614 | 60.2388 | 2182525.739 | 0 | 856195.8905 | 0 | 0 | 0 | 1507800.792 | 1773143.7444 | 4613356.3011 | 3148710.4705 | 14081732.9374 | 961560.8286 | 34069368.3502 | 34069368.3502 | 25261752.1078 | 13146991.7455 | 0 | 49112662.1162 | 121590774.3198 | 562.3413 | 1.8129 | 27091.2893 | 67071.3152 | 552.2926 | 1367.3395
1 | 7000 | 707 | 0.035 | 15 | 15 | 7 | 7.4989e-13 | 5spot_SharedNeighbor | CO2 | Porous | Wet | R600a | MinimizeLCOE_Brownfield | IgnoreSilica | 2019 | 21.2271 | 4.5071 | 0.6385 | 4 | 20362.9566 | 48741.199 | 415.1264 | 993.6553 | 174.8283 | 25.999 | 57.7494 | 2666168.5108 | 0 | 1048685.796 | 0 | 0 | 0 | 1766169.3613 | 2137599.2305 | 5561594.716 | 3795902.673 | 16976120.2876 | 961560.8286 | 34069368.3502 | 34069368.3502 | 25261752.1078 | 13146991.7455 | 0 | 52007049.4665 | 124485161.67 | 749.8942 | 2.554 | 20362.9566 | 48741.199 | 415.1264 | 993.6553
1 | 7000 | 707 | 0.035 | 15 | 15 | 7 | 1e-12 | 5spot_SharedNeighbor | CO2 | Porous | Wet | R600a | MinimizeLCOE_Brownfield | IgnoreSilica | 2019 | 27.1929 | 6.0668 | 0.88043 | 4 | 15716.6481 | 36296.8654 | 320.4051 | 739.9607 | 178.2001 | 26.0816 | 58.4135 | 3228462.3864 | 0 | 1278488.4183 | 0 | 0 | 0 | 2053368.0658 | 2558524.3595 | 6656755.5579 | 4543372.4509 | 20318971.2388 | 961560.8286 | 34069368.3502 | 34069368.3502 | 25261752.1078 | 13146991.7455 | 0 | 55349900.4177 | 127828012.6212 | 1000 | 3.5217 | 15716.6481 | 36296.8654 | 320.4051 | 739.9607
1 | 7000 | 707 | 0.035 | 15 | 15 | 7 | 1.3335e-12 | 5spot_SharedNeighbor | CO2 | Porous | Wet | R600a | MinimizeLCOE_Brownfield | IgnoreSilica | 2019 | 34.6371 | 8.032 | 1.1928 | 4 | 12406.1173 | 27596.5132 | 252.9155 | 562.5922 | 180.8164 | 26.1088 | 45.3712 | 3879146.0029 | 0 | 1551548.6868 | 0 | 0 | 0 | 2370578.6643 | 3042496.6081 | 7915952.0723 | 5402799.9459 | 24162521.9804 | 961560.8286 | 34069368.3502 | 34069368.3502 | 25261752.1078 | 13146991.7455 | 0 | 59193451.1593 | 131671563.3628 | 1333.5214 | 4.7713 | 12406.1173 | 27596.5132 | 252.9155 | 562.5922
1 | 7000 | 707 | 0.035 | 15 | 15 | 7 | 1.7783e-12 | 5spot_SharedNeighbor | CO2 | Porous | Wet | R600a | MinimizeLCOE_Brownfield | IgnoreSilica | 2019 | 43.7675 | 10.4643 | 1.5897 | 4 | 9991.3437 | 21389.7029 | 203.6871 | 436.058 | 182.7869 | 26.0738 | 55.9873 | 4620038.7897 | 0 | 1870912.7303 | 0 | 0 | 0 | 2710901.3959 | 3588722.6372 | 9337120.1539 | 6372776.3636 | 28500472.0707 | 961560.8286 | 34069368.3502 | 34069368.3502 | 25261752.1078 | 13146991.7455 | 0 | 63531401.2496 | 136009513.4531 | 1778.2794 | 6.3586 | 9991.3437 | 21389.7029 | 203.6871 | 436.058
1 | 7000 | 707 | 0.035 | 15 | 15 | 7 | 2.3714e-12 | 5spot_SharedNeighbor | CO2 | Porous | Wet | R600a | MinimizeLCOE_Brownfield | IgnoreSilica | 2019 | 54.6908 | 13.4016 | 2.0822 | 4 | 8199.8276 | 16901.7747 | 167.1646 | 344.5655 | 184.1943 | 25.9648 | 46.5634 | 5443698.2604 | 0 | 2235958.5419 | 0 | 0 | 0 | 3060520.3664 | 4188669.0958 | 10898057.7731 | 7438148.3628 | 33265052.4005 | 961560.8286 | 34069368.3502 | 34069368.3502 | 25261752.1078 | 13146991.7455 | 0 | 68295981.5794 | 140774093.7829 | 2371.3737 | 8.329 | 8199.8276 | 16901.7747 | 167.1646 | 344.5655
1 | 7000 | 707 | 0.035 | 15 | 15 | 7 | 3.1623e-12 | 5spot_SharedNeighbor | CO2 | Porous | Wet | R600a | MinimizeLCOE_Brownfield | IgnoreSilica | 2019 | 67.336 | 16.8355 | 2.6743 | 4 | 6856.3323 | 13631.7807 | 139.7756 | 277.9023 | 185.092 | 25.7674 | 70.4496 | 6330134.4998 | 0 | 2640766.6205 | 0 | 0 | 0 | 3398900.2174 | 4824222.5217 | 12551637.4174 | 8566750.4477 | 38312411.7246 | 961560.8286 | 34069368.3502 | 34069368.3502 | 25261752.1078 | 13146991.7455 | 0 | 73343340.9035 | 145821453.107 | 3162.2777 | 10.6972 | 6856.3323 | 13631.7807 | 139.7756 | 277.9023
1 | 7000 | 707 | 0.035 | 15 | 15 | 7 | 4.217e-12 | 5spot_SharedNeighbor | CO2 | Porous | Wet | R600a | MinimizeLCOE_Brownfield | IgnoreSilica | 2019 | 81.2607 | 20.6589 | 3.3537 | 4 | 5843.9627 | 11246.8778 | 119.1371 | 229.2828 | 185.5075 | 25.4722 | 66.232 | 7237604.1482 | 0 | 3069283.1227 | 0 | 0 | 0 | 3693798.2218 | 5460267.3421 | 14206495.5694 | 9696225.1404 | 43363673.5447 | 961560.8286 | 34069368.3502 | 34069368.3502 | 25261752.1078 | 13146991.7455 | 0 | 78394602.7236 | 150872714.9271 | 4216.965 | 13.4146 | 5843.9627 | 11246.8778 | 119.1371 | 229.2828
1 | 7000 | 707 | 0.035 | 15 | 15 | 7 | 5.6234e-12 | 5spot_SharedNeighbor | CO2 | Porous | Wet | R600a | MinimizeLCOE_Brownfield | IgnoreSilica | 2019 | 95.7307 | 24.6786 | 4.0901 | 4 | 5081.017 | 9511.0846 | 103.5834 | 193.8963 | 185.4853 | 25.0844 | 81.7916 | 8114328.5718 | 0 | 3499236.1585 | 0 | 0 | 0 | 3915367.0293 | 6056283.3862 | 15757207.0565 | 10754617.5943 | 48097039.7966 | 961560.8286 | 34069368.3502 | 34069368.3502 | 25261752.1078 | 13146991.7455 | 0 | 83127968.9754 | 155606081.179 | 5623.4133 | 16.3605 | 5081.017 | 9511.0846 | 103.5834 | 193.8963
1 | 7000 | 707 | 0.035 | 15 | 15 | 7 | 7.4989e-12 | 5spot_SharedNeighbor | CO2 | Porous | Wet | R600a | MinimizeLCOE_Brownfield | IgnoreSilica | 2019 | 109.8445 | 28.6468 | 4.8395 | 4 | 4507.4913 | 8251.6047 | 91.8913 | 168.2201 | 185.1107 | 24.6292 | 92.2588 | 8910186.5333 | 0 | 3906203.8353 | 0 | 0 | 0 | 4045181.6463 | 6576013.0858 | 17109437.1235 | 11677542.4006 | 52224564.6247 | 961560.8286 | 34069368.3502 | 34069368.3502 | 25261752.1078 | 13146991.7455 | 0 | 87255493.8036 | 159733606.0071 | 7498.9421 | 19.3579 | 4507.4913 | 8251.6047 | 91.8913 | 168.2201
1 | 7000 | 707 | 0.035 | 15 | 15 | 7 | 1e-11 | 5spot_SharedNeighbor | CO2 | Porous | Wet | R600a | MinimizeLCOE_Brownfield | IgnoreSilica | 2019 | 122.7823 | 32.3289 | 5.5551 | 4 | 4077.752 | 7339.5142 | 83.1305 | 149.6259 | 184.5043 | 24.1459 | 115.4173 | 9591031.1875 | 0 | 4270128.2426 | 0 | 0 | 0 | 4083420.836 | 6998386.3038 | 18208365.596 | 12427583.6638 | 55578915.8297 | 961560.8286 | 34069368.3502 | 34069368.3502 | 25261752.1078 | 13146991.7455 | 0 | 90609845.0086 | 163087957.2121 | 10000 | 22.2205 | 4077.752 | 7339.5142 | 83.1305 | 149.6259
1 | 7000 | 707 | 0.035 | 15 | 15 | 7 | 1.3335e-11 | 5spot_SharedNeighbor | CO2 | Porous | Wet | R600a | MinimizeLCOE_Brownfield | IgnoreSilica | 2019 | 134.0586 | 35.5748 | 6.2017 | 4 | 3756.6069 | 6678.2902 | 76.5835 | 136.146 | 183.7888 | 23.6734 | 120.3085 | 10147404.2254 | 0 | 4581083.0643 | 0 | 0 | 0 | 4049150.0036 | 7323278.5444 | 19053668.5615 | 13004520.307 | 58159104.7063 | 961560.8286 | 34069368.3502 | 34069368.3502 | 25261752.1078 | 13146991.7455 | 0 | 93190033.8851 | 165668146.0887 | 13335.2143 | 24.807 | 3756.6069 | 6678.2902 | 76.5835 | 136.146
1 | 7000 | 707 | 0.035 | 15 | 15 | 7 | 1.7783e-11 | 5spot_SharedNeighbor | CO2 | Porous | Wet | R600a | MinimizeLCOE_Brownfield | IgnoreSilica | 2019 | 143.4667 | 38.3116 | 6.7588 | 4 | 3516.9774 | 6197.8417 | 71.6983 | 126.3514 | 183.0645 | 23.2425 | 112.6174 | 10585339.5303 | 0 | 4836522.0465 | 0 | 0 | 0 | 3966861.761 | 7561602.1017 | 19673737.5708 | 13427730.147 | 60051793.1572 | 961560.8286 | 34069368.3502 | 34069368.3502 | 25261752.1078 | 13146991.7455 | 0 | 95082722.3361 | 167560834.5396 | 17782.7941 | 27.0354 | 3516.9774 | 6197.8417 | 71.6983 | 126.3514
1 | 7000 | 707 | 0.035 | 15 | 15 | 7 | 2.3714e-11 | 5spot_SharedNeighbor | CO2 | Porous | Wet | R600a | MinimizeLCOE_Brownfield | IgnoreSilica | 2019 | 151.0396 | 40.5364 | 7.2207 | 4 | 3338.2432 | 5847.6232 | 68.0546 | 119.2117 | 182.3986 | 22.8712 | 164.8399 | 10920377.0152 | 0 | 5039703.2736 | 0 | 0 | 0 | 3859781.8869 | 7729746.2485 | 20111214.1497 | 13726316.9013 | 61387139.4752 | 961560.8286 | 34069368.3502 | 34069368.3502 | 25261752.1078 | 13146991.7455 | 0 | 96418068.654 | 168896180.8576 | 23713.7371 | 28.8829 | 3338.2432 | 5847.6232 | 68.0546 | 119.2117
1 | 7000 | 707 | 0.035 | 15 | 15 | 7 | 3.1623e-11 | 5spot_SharedNeighbor | CO2 | Porous | Wet | R600a | MinimizeLCOE_Brownfield | IgnoreSilica | 2019 | 157.0212 | 42.3079 | 7.5938 | 4 | 3204.8287 | 5590.9093 | 65.3348 | 113.9782 | 181.8196 | 22.5619 | 95.4979 | 11173768.4502 | 0 | 5198750.0234 | 0 | 0 | 0 | 3747554.2163 | 7846828.3491 | 20415837.7584 | 13934228.7737 | 62316967.5711 | 961560.8286 | 34069368.3502 | 34069368.3502 | 25261752.1078 | 13146991.7455 | 0 | 97347896.7499 | 169826008.9535 | 31622.7766 | 30.3754 | 3204.8287 | 5590.9093 | 65.3348 | 113.9782
1 | 7000 | 707 | 0.035 | 15 | 15 | 7 | 4.217e-11 | 5spot_SharedNeighbor | CO2 | Porous | Wet | R600a | MinimizeLCOE_Brownfield | IgnoreSilica | 2019 | 161.6567 | 43.6901 | 7.8888 | 4 | 3105.2502 | 5402.1231 | 63.3047 | 110.1296 | 181.3396 | 22.3131 | 121.7411 | 11363336.9536 | 0 | 5321172.7015 | 0 | 0 | 0 | 3641766.8413 | 7927247.8336 | 20625072.7609 | 14077035.9622 | 62955633.053 | 961560.8286 | 34069368.3502 | 34069368.3502 | 25261752.1078 | 13146991.7455 | 0 | 97986562.2318 | 170464674.4354 | 42169.6503 | 31.5551 | 3105.2502 | 5402.1231 | 63.3047 | 110.1296
1 | 7000 | 707 | 0.035 | 15 | 15 | 7 | 5.6234e-11 | 5spot_SharedNeighbor | CO2 | Porous | Wet | R600a | MinimizeLCOE_Brownfield | IgnoreSilica | 2019 | 165.2159 | 44.7571 | 8.1187 | 4 | 3030.8292 | 5262.6574 | 61.7876 | 107.2864 | 180.9518 | 22.1164 | 91.541 | 11504753.3219 | 0 | 5414691.5896 | 0 | 0 | 0 | 3548547.3438 | 7982516.9796 | 20768871.7414 | 14175181.7212 | 63394562.6974 | 961560.8286 | 34069368.3502 | 34069368.3502 | 25261752.1078 | 13146991.7455 | 0 | 98425491.8763 | 170903604.0799 | 56234.1325 | 32.4748 | 3030.8292 | 5262.6574 | 61.7876 | 107.2864
1 | 7000 | 707 | 0.035 | 15 | 15 | 7 | 7.4989e-11 | 5spot_SharedNeighbor | CO2 | Porous | Wet | R600a | MinimizeLCOE_Brownfield | IgnoreSilica | 2019 | 167.9218 | 45.5722 | 8.2959 | 4 | 2975.1665 | 5159.3286 | 60.6528 | 105.1799 | 180.6456 | 21.9635 | 83.0622 | 11609834.6162 | 0 | 5485522.5569 | 0 | 0 | 0 | 3469787.083 | 8020406.2599 | 20867451.8766 | 14242464.6891 | 63695467.0816 | 961560.8286 | 34069368.3502 | 34069368.3502 | 25261752.1078 | 13146991.7455 | 0 | 98726396.2605 | 171204508.464 | 74989.4209 | 33.1835 | 2975.1665 | 5159.3286 | 60.6528 | 105.1799
1 | 7000 | 707 | 0.035 | 15 | 15 | 7 | 1e-10 | 5spot_SharedNeighbor | CO2 | Porous | Wet | R600a | MinimizeLCOE_Brownfield | IgnoreSilica | 2019 | 169.9829 | 46.1948 | 8.4317 | 4 | 2933.507 | 5082.4773 | 59.8035 | 103.6132 | 180.4058 | 21.8451 | 83.6709 | 11688451.0414 | 0 | 5539321.0321 | 0 | 0 | 0 | 3405727.1902 | 8047064.7129 | 20936811.703 | 14289804.1957 | 63907179.8754 | 961560.8286 | 34069368.3502 | 34069368.3502 | 25261752.1078 | 13146991.7455 | 0 | 98938109.0543 | 171416221.2578 | 100000 | 33.7269 | 2933.507 | 5082.4773 | 59.8035 | 103.6132
1 | 7000 | 707 | 0.035 | 15 | 15 | 7 | 1.3335e-10 | 5spot_SharedNeighbor | CO2 | Porous | Wet | R600a | MinimizeLCOE_Brownfield | IgnoreSilica | 2019 | 171.5325 | 46.6645 | 8.535 | 4 | 2902.3122 | 5025.2918 | 59.1676 | 102.4474 | 180.2217 | 21.7549 | 65.6993 | 11746734.2485 | 0 | 5579680.9685 | 0 | 0 | 0 | 3354309.0633 | 8065482.4693 | 20984730.9273 | 14322510.051 | 64053447.728 | 961560.8286 | 34069368.3502 | 34069368.3502 | 25261752.1078 | 13146991.7455 | 0 | 99084376.9069 | 171562489.1104 | 133352.1432 | 34.1398 | 2902.3122 | 5025.2918 | 59.1676 | 102.4474
1 | 7000 | 707 | 0.035 | 15 | 15 | 7 | 1.7783e-10 | 5spot_SharedNeighbor | CO2 | Porous | Wet | R600a | MinimizeLCOE_Brownfield | IgnoreSilica | 2019 | 172.7091 | 47.0215 | 8.6134 | 4 | 2878.9444 | 4982.5812 | 58.6912 | 101.5767 | 180.0797 | 21.6858 | 78.1445 | 11790521.9212 | 0 | 5610280.3616 | 0 | 0 | 0 | 3314135.0687 | 8078825.5671 | 21019446.9306 | 14346204.4366 | 64159414.2859 | 961560.8286 | 34069368.3502 | 34069368.3502 | 25261752.1078 | 13146991.7455 | 0 | 99190343.4648 | 171668455.6683 | 177827.941 | 34.4537 | 2878.9444 | 4982.5812 | 58.6912 | 101.5767
1 | 7000 | 707 | 0.035 | 15 | 15 | 7 | 2.3714e-10 | 5spot_SharedNeighbor | CO2 | Porous | Wet | R600a | MinimizeLCOE_Brownfield | IgnoreSilica | 2019 | 173.5982 | 47.2916 | 8.6728 | 4 | 2861.4348 | 4950.6602 | 58.3342 | 100.9259 | 179.9711 | 21.6333 | 70.7115 | 11823335.1142 | 0 | 5633372.6106 | 0 | 0 | 0 | 3283018.7791 | 8088493.3365 | 21044600.4836 | 14363372.2533 | 64236192.5774 | 961560.8286 | 34069368.3502 | 34069368.3502 | 25261752.1078 | 13146991.7455 | 0 | 99267121.7563 | 171745233.9598 | 237137.3706 | 34.6914 | 2861.4348 | 4950.6602 | 58.3342 | 100.9259
1 | 7000 | 707 | 0.035 | 15 | 15 | 7 | 3.1623e-10 | 5spot_SharedNeighbor | CO2 | Porous | Wet | R600a | MinimizeLCOE_Brownfield | IgnoreSilica | 2019 | 174.2561 | 47.4921 | 8.7174 | 4 | 2848.3121 | 4926.8571 | 58.0667 | 100.4406 | 179.8901 | 21.5942 | 75.7067 | 11847461.9934 | 0 | 5650445.149 | 0 | 0 | 0 | 3258766.8589 | 8095102.8605 | 21061797.1091 | 14375109.3036 | 64288683.2746 | 961560.8286 | 34069368.3502 | 34069368.3502 | 25261752.1078 | 13146991.7455 | 0 | 99319612.4534 | 171797724.657 | 316227.766 | 34.8696 | 2848.3121 | 4926.8571 | 58.0667 | 100.4406
1 | 7000 | 707 | 0.035 | 15 | 15 | 7 | 4.217e-10 | 5spot_SharedNeighbor | CO2 | Porous | Wet | R600a | MinimizeLCOE_Brownfield | IgnoreSilica | 2019 | 174.7554 | 47.6442 | 8.7511 | 4 | 2838.4756 | 4909.0178 | 57.8662 | 100.077 | 179.8281 | 21.5644 | 75.4013 | 11865689.678 | 0 | 5663394.8725 | 0 | 0 | 0 | 3240361.7633 | 8100084.0624 | 21074757.1745 | 14383954.8146 | 64328242.3652 | 961560.8286 | 34069368.3502 | 34069368.3502 | 25261752.1078 | 13146991.7455 | 0 | 99359171.544 | 171837283.7476 | 421696.5034 | 35.0044 | 2838.4756 | 4909.0178 | 57.8662 | 100.077
1 | 7000 | 707 | 0.035 | 15 | 15 | 7 | 5.6234e-10 | 5spot_SharedNeighbor | CO2 | Porous | Wet | R600a | MinimizeLCOE_Brownfield | IgnoreSilica | 2019 | 175.1381 | 47.7606 | 8.7766 | 4 | 2831.1017 | 4895.6187 | 57.7158 | 99.8038 | 179.7805 | 21.5415 | 78.289 | 11879609.3372 | 0 | 5673313.4489 | 0 | 0 | 0 | 3226564.0304 | 8103999.8584 | 21084945.2727 | 14390908.4009 | 64359340.3486 | 961560.8286 | 34069368.3502 | 34069368.3502 | 25261752.1078 | 13146991.7455 | 0 | 99390269.5275 | 171868381.731 | 562341.3252 | 35.1066 | 2831.1017 | 4895.6187 | 57.7158 | 99.8038
1 | 7000 | 707 | 0.035 | 15 | 15 | 7 | 7.4989e-10 | 5spot_SharedNeighbor | CO2 | Porous | Wet | R600a | MinimizeLCOE_Brownfield | IgnoreSilica | 2019 | 175.4157 | 47.8454 | 8.7956 | 4 | 2825.5733 | 4885.639 | 57.6031 | 99.6004 | 179.7457 | 21.5248 | 85.7181 | 11889679.5043 | 0 | 5680507.6732 | 0 | 0 | 0 | 3215839.8322 | 8106550.5338 | 21091581.6067 | 14395437.8353 | 64379596.9855 | 961560.8286 | 34069368.3502 | 34069368.3502 | 25261752.1078 | 13146991.7455 | 0 | 99410526.1644 | 171888638.3679 | 749894.2093 | 35.1824 | 2825.5733 | 4885.639 | 57.6031 | 99.6004
1 | 7000 | 707 | 0.035 | 15 | 15 | 7 | 1e-09 | 5spot_SharedNeighbor | CO2 | Porous | Wet | R600a | MinimizeLCOE_Brownfield | IgnoreSilica | 2019 | 175.625 | 47.9094 | 8.8099 | 4 | 2821.4283 | 4878.157 | 57.5186 | 99.4478 | 179.7195 | 21.5122 | 89.8865 | 11897255.3912 | 0 | 5685929.219 | 0 | 0 | 0 | 3207757.3634 | 8108467.3697 | 21096568.8206 | 14398841.7112 | 64394819.8751 | 961560.8286 | 34069368.3502 | 34069368.3502 | 25261752.1078 | 13146991.7455 | 0 | 99425749.054 | 171903861.2576 | 1000000 | 35.2395 | 2821.4283 | 4878.157 | 57.5186 | 99.4478
1 | 7000 | 707 | 0.035 | 15 | 15 | 7 | 1.3335e-09 | 5spot_SharedNeighbor | CO2 | Porous | Wet | R600a | MinimizeLCOE_Brownfield | IgnoreSilica | 2019 | 175.7829 | 47.9576 | 8.8206 | 4 | 2818.3204 | 4872.5455 | 57.4553 | 99.3334 | 179.6996 | 21.5027 | 72.6896 | 11902961.7459 | 0 | 5690018.0915 | 0 | 0 | 0 | 3201681.9601 | 8109918.101 | 21100343.326 | 14401417.8887 | 64406341.1132 | 961560.8286 | 34069368.3502 | 34069368.3502 | 25261752.1078 | 13146991.7455 | 0 | 99437270.292 | 171915382.4956 | 1333521.4322 | 35.2825 | 2818.3204 | 4872.5455 | 57.4553 | 99.3334
1 | 7000 | 707 | 0.035 | 15 | 15 | 7 | 1.7783e-09 | 5spot_SharedNeighbor | CO2 | Porous | Wet | R600a | MinimizeLCOE_Brownfield | IgnoreSilica | 2019 | 175.9 | 47.9934 | 8.8286 | 4 | 2815.99 | 4868.3475 | 57.4078 | 99.2478 | 179.6849 | 21.4957 | 73.1332 | 11907188.4036 | 0 | 5693049.9502 | 0 | 0 | 0 | 3197068.427 | 8110949.6445 | 21103027.1905 | 14403249.6814 | 64414533.2973 | 961560.8286 | 34069368.3502 | 34069368.3502 | 25261752.1078 | 13146991.7455 | 0 | 99445462.4762 | 171923574.6797 | 1778279.41 | 35.3146 | 2815.99 | 4868.3475 | 57.4078 | 99.2478
1 | 7000 | 707 | 0.035 | 15 | 15 | 7 | 2.3714e-09 | 5spot_SharedNeighbor | CO2 | Porous | Wet | R600a | MinimizeLCOE_Brownfield | IgnoreSilica | 2019 | 175.9876 | 48.0203 | 8.8347 | 4 | 2814.2426 | 4865.2021 | 57.3721 | 99.1837 | 179.6738 | 21.4904 | 117.1538 | 11910347.1378 | 0 | 5695317.4902 | 0 | 0 | 0 | 3193590.2216 | 8111709.3913 | 21105003.8958 | 14404598.8234 | 64420566.9601 | 961560.8286 | 34069368.3502 | 34069368.3502 | 25261752.1078 | 13146991.7455 | 0 | 99451496.1389 | 171929608.3425 | 2371373.7057 | 35.3386 | 2814.2426 | 4865.2021 | 57.3721 | 99.1837
1 | 7000 | 707 | 0.035 | 15 | 15 | 7 | 3.1623e-09 | 5spot_SharedNeighbor | CO2 | Porous | Wet | R600a | MinimizeLCOE_Brownfield | IgnoreSilica | 2019 | 176.0607 | 48.0423 | 8.8394 | 4 | 2812.9323 | 4862.8016 | 57.3454 | 99.1348 | 179.6646 | 21.486 | 121.3999 | 11912986.107 | 0 | 5697211.5462 | 0 | 0 | 0 | 3191176.0765 | 8112535.7546 | 21107153.9236 | 14406066.2615 | 64427129.6694 | 961560.8286 | 34069368.3502 | 34069368.3502 | 25261752.1078 | 13146991.7455 | 0 | 99458058.8482 | 171936171.0518 | 3162277.6602 | 35.3574 | 2812.9323 | 4862.8016 | 57.3454 | 99.1348
1 | 7000 | 707 | 0.035 | 15 | 15 | 7 | 4.217e-09 | 5spot_SharedNeighbor | CO2 | Porous | Wet | R600a | MinimizeLCOE_Brownfield | IgnoreSilica | 2019 | 176.1191 | 48.0598 | 8.843 | 4 | 2811.9498 | 4860.9823 | 57.3254 | 99.0977 | 179.6573 | 21.4825 | 84.0494 | 11915090.3003 | 0 | 5698721.8832 | 0 | 0 | 0 | 3189455.0219 | 8113274.2101 | 21109075.2332 | 14407377.5948 | 64432994.2434 | 961560.8286 | 34069368.3502 | 34069368.3502 | 25261752.1078 | 13146991.7455 | 0 | 99463923.4223 | 171942035.6258 | 4216965.0343 | 35.3719 | 2811.9498 | 4860.9823 | 57.3254 | 99.0977
1 | 7000 | 707 | 0.035 | 15 | 15 | 7 | 5.6234e-09 | 5spot_SharedNeighbor | CO2 | Porous | Wet | R600a | MinimizeLCOE_Brownfield | IgnoreSilica | 2019 | 176.1534 | 48.0704 | 8.8454 | 4 | 2811.213 | 4859.6721 | 57.3104 | 99.071 | 179.653 | 21.4804 | 86.2984 | 11916323.4289 | 0 | 5699608.8598 | 0 | 0 | 0 | 3187907.2672 | 8113497.4268 | 21109655.9974 | 14407773.9783 | 64434766.9585 | 961560.8286 | 34069368.3502 | 34069368.3502 | 25261752.1078 | 13146991.7455 | 0 | 99465696.1374 | 171943808.3409 | 5623413.2519 | 35.3818 | 2811.213 | 4859.6721 | 57.3104 | 99.071
1 | 7000 | 707 | 0.035 | 15 | 15 | 7 | 7.4989e-09 | 5spot_SharedNeighbor | CO2 | Porous | Wet | R600a | MinimizeLCOE_Brownfield | IgnoreSilica | 2019 | 176.1728 | 48.0767 | 8.8471 | 4 | 2810.6605 | 4858.7252 | 57.2991 | 99.0517 | 179.6505 | 21.4792 | 69.5399 | 11917021.3111 | 0 | 5700112.2636 | 0 | 0 | 0 | 3186577.7242 | 8113447.4066 | 21109525.855 | 14407685.1534 | 64434369.7138 | 961560.8286 | 34069368.3502 | 34069368.3502 | 25261752.1078 | 13146991.7455 | 0 | 99465298.8927 | 171943411.0963 | 7498942.0933 | 35.3886 | 2810.6605 | 4858.7252 | 57.2991 | 99.0517
1 | 7000 | 707 | 0.035 | 15 | 15 | 7 | 1e-08 | 5spot_SharedNeighbor | CO2 | Porous | Wet | R600a | MinimizeLCOE_Brownfield | IgnoreSilica | 2019 | 176.1922 | 48.0827 | 8.8485 | 4 | 2810.2462 | 4857.9875 | 57.2907 | 99.0366 | 179.648 | 21.478 | 70.8154 | 11917720.9734 | 0 | 5700615.6563 | 0 | 0 | 0 | 3185710.6158 | 8113578.4258 | 21109866.7401 | 14407917.8145 | 64435410.2259 | 961560.8286 | 34069368.3502 | 34069368.3502 | 25261752.1078 | 13146991.7455 | 0 | 99466339.4048 | 171944451.6083 | 10000000 | 35.3942 | 2810.2462 | 4857.9875 | 57.2907 | 99.0366

## Water (R245fa)
Time [year] | Depth [m] | Res Length [m] | Temp Gradient [C/m] | Temp Surface Air [C] | Temp Surface Rock [C] | dT Approach [C] | Transmissivity [m^3] | Config Number [-] | Fluid | Reservoir | Cooling Wet/Dry | orcFluid | Method | Silica? | CostYear | mass flow [kg/s] | Reservoir Heat [MWth] | Electric Power I-P Pair [MWe] | N_IP_Multiplier | SpCC (Brownfield) [$/kWe] | SpCC (Greenfield) [$/kWe] | LCOE (Brownfield) [$/MWh] | LCOE (Greenfield) [$/MWh] | Temp Production [C] | dP Surface [Mpa] | SolveTime [s] | C_T_G_N | C_pump_orc_N | C_coolingTowers_N | C_heatExchanger_N | C_recuperator_N | C_pump_prod_N | C_pump_inj_N | C_plant_otherEquipment_N | C_plant_installation_N | C_plant_indirectContingency_N | C_surfacePlant_N | C_gatheringSystem_N | C_wells_production_N | C_wells_injection_N | C_wellfield_N | C_exploration_N | C_stimulation_N | CapitalCost_N (Brownfield) | CapitalCost_N (Greenfield) | Trans [mD-m] | Electric Power 5-spot [MW] | Sp CC (Brownfield) [$/kWe] | Sp CC (Greenfield) [$/kWe] | LCOE (Brownfield) [$/MWh] | LCOE (Greenfield) [$/MWh]
1 | 1000 | 707 | 0.035 | 15 | 15 | 7 | 1e-13 | 5spot_SharedNeighbor | Water | Porous | Wet | R245fa | MinimizeLCOE_Brownfield | IgnoreSilica | 2019 | 0 | 0 | 0 | 0 |  |  |  |  | 15 |  | 14.7135 | [19 empty] | 100 | 0
1 | 1000 | 707 | 0.035 | 15 | 15 | 7 | 1.3335e-13 | 5spot_SharedNeighbor | Water | Porous | Wet | R245fa | MinimizeLCOE_Brownfield | IgnoreSilica | 2019 | 0 | 0 | 0 | 0 |  |  |  |  | 15 |  | 17.0985 | [19 empty] | 133.3521 | 0
1 | 1000 | 707 | 0.035 | 15 | 15 | 7 | 1.7783e-13 | 5spot_SharedNeighbor | Water | Porous | Wet | R245fa | MinimizeLCOE_Brownfield | IgnoreSilica | 2019 | 0 | 0 | 0 | 0 |  |  |  |  | 15 |  | 22.4096 | [19 empty] | 177.8279 | 0
1 | 1000 | 707 | 0.035 | 15 | 15 | 7 | 2.3714e-13 | 5spot_SharedNeighbor | Water | Porous | Wet | R245fa | MinimizeLCOE_Brownfield | IgnoreSilica | 2019 | 0 | 0 | 0 | 0 |  |  |  |  | 15 |  | 24.3041 | [19 empty] | 237.1374 | 0
1 | 1000 | 707 | 0.035 | 15 | 15 | 7 | 3.1623e-13 | 5spot_SharedNeighbor | Water | Porous | Wet | R245fa | MinimizeLCOE_Brownfield | IgnoreSilica | 2019 | 0 | 0 | 0 | 0 |  |  |  |  | 15 |  | 23.5829 | [19 empty] | 316.2278 | 0
1 | 1000 | 707 | 0.035 | 15 | 15 | 7 | 4.217e-13 | 5spot_SharedNeighbor | Water | Porous | Wet | R245fa | MinimizeLCOE_Brownfield | IgnoreSilica | 2019 | 0 | 0 | 0 | 0 |  |  |  |  | 15 |  | 23.0241 | [19 empty] | 421.6965 | 0
1 | 1000 | 707 | 0.035 | 15 | 15 | 7 | 5.6234e-13 | 5spot_SharedNeighbor | Water | Porous | Wet | R245fa | MinimizeLCOE_Brownfield | IgnoreSilica | 2019 | 0 | 0 | 0 | 0 |  |  |  |  | 15 |  | 21.4673 | [19 empty] | 562.3413 | 0
1 | 1000 | 707 | 0.035 | 15 | 15 | 7 | 7.4989e-13 | 5spot_SharedNeighbor | Water | Porous | Wet | R245fa | MinimizeLCOE_Brownfield | IgnoreSilica | 2019 | 0 | 0 | 0 | 0 |  |  |  |  | 15 |  | 24.9895 | [19 empty] | 749.8942 | 0
1 | 1000 | 707 | 0.035 | 15 | 15 | 7 | 1e-12 | 5spot_SharedNeighbor | Water | Porous | Wet | R245fa | MinimizeLCOE_Brownfield | IgnoreSilica | 2019 | 0 | 0 | 0 | 0 |  |  |  |  | 15 |  | 2708.8489 | [19 empty] | 1000 | 0
1 | 1000 | 707 | 0.035 | 15 | 15 | 7 | 1.3335e-12 | 5spot_SharedNeighbor | Water | Porous | Wet | R245fa | MinimizeLCOE_Brownfield | IgnoreSilica | 2019 | 0 | 0 | 0 | 0 |  |  |  |  | 15 |  | 26.1645 | [19 empty] | 1333.5214 | 0
1 | 1000 | 707 | 0.035 | 15 | 15 | 7 | 1.7783e-12 | 5spot_SharedNeighbor | Water | Porous | Wet | R245fa | MinimizeLCOE_Brownfield | IgnoreSilica | 2019 | 0 | 0 | 0 | 0 |  |  |  |  | 15 |  | 29.8181 | [19 empty] | 1778.2794 | 0
1 | 1000 | 707 | 0.035 | 15 | 15 | 7 | 2.3714e-12 | 5spot_SharedNeighbor | Water | Porous | Wet | R245fa | MinimizeLCOE_Brownfield | IgnoreSilica | 2019 | 0 | 0 | 0 | 0 |  |  |  |  | 15 |  | 32.3864 | [19 empty] | 2371.3737 | 0
1 | 1000 | 707 | 0.035 | 15 | 15 | 7 | 3.1623e-12 | 5spot_SharedNeighbor | Water | Porous | Wet | R245fa | MinimizeLCOE_Brownfield | IgnoreSilica | 2019 | 0 | 0 | 0 | 0 |  |  |  |  | 15 |  | 34.5068 | [19 empty] | 3162.2777 | 0
1 | 1000 | 707 | 0.035 | 15 | 15 | 7 | 4.217e-12 | 5spot_SharedNeighbor | Water | Porous | Wet | R245fa | MinimizeLCOE_Brownfield | IgnoreSilica | 2019 | 0 | 0 | 0 | 0 |  |  |  |  | 15 |  | 38.6907 | [19 empty] | 4216.965 | 0
1 | 1000 | 707 | 0.035 | 15 | 15 | 7 | 5.6234e-12 | 5spot_SharedNeighbor | Water | Porous | Wet | R245fa | MinimizeLCOE_Brownfield | IgnoreSilica | 2019 | 0 | 0 | 0 | 0 |  |  |  |  | 15 |  | 38.6605 | [19 empty] | 5623.4133 | 0
1 | 1000 | 707 | 0.035 | 15 | 15 | 7 | 7.4989e-12 | 5spot_SharedNeighbor | Water | Porous | Wet | R245fa | MinimizeLCOE_Brownfield | IgnoreSilica | 2019 | 0 | 0 | 0 | 0 |  |  |  |  | 15 |  | 38.5693 | [19 empty] | 7498.9421 | 0
1 | 1000 | 707 | 0.035 | 15 | 15 | 7 | 1e-11 | 5spot_SharedNeighbor | Water | Porous | Wet | R245fa | MinimizeLCOE_Brownfield | IgnoreSilica | 2019 | 0 | 0 | 0 | 0 |  |  |  |  | 15 |  | 37.7758 | [19 empty] | 10000 | 0
1 | 1000 | 707 | 0.035 | 15 | 15 | 7 | 1.3335e-11 | 5spot_SharedNeighbor | Water | Porous | Wet | R245fa | MinimizeLCOE_Brownfield | IgnoreSilica | 2019 | 0 | 0 | 0 | 0 |  |  |  |  | 15 |  | 2734.4237 | [19 empty] | 13335.2143 | 0
1 | 1000 | 707 | 0.035 | 15 | 15 | 7 | 1.7783e-11 | 5spot_SharedNeighbor | Water | Porous | Wet | R245fa | MinimizeLCOE_Brownfield | IgnoreSilica | 2019 | 0 | 0 | 0 | 0 |  |  |  |  | 15 |  | 34.639 | [19 empty] | 17782.7941 | 0
1 | 1000 | 707 | 0.035 | 15 | 15 | 7 | 2.3714e-11 | 5spot_SharedNeighbor | Water | Porous | Wet | R245fa | MinimizeLCOE_Brownfield | IgnoreSilica | 2019 | 0 | 0 | 0 | 0 |  |  |  |  | 15 |  | 33.967 | [19 empty] | 23713.7371 | 0
1 | 1000 | 707 | 0.035 | 15 | 15 | 7 | 3.1623e-11 | 5spot_SharedNeighbor | Water | Porous | Wet | R245fa | MinimizeLCOE_Brownfield | IgnoreSilica | 2019 | 0 | 0 | 0 | 0 |  |  |  |  | 15 |  | 33.7076 | [19 empty] | 31622.7766 | 0
1 | 1000 | 707 | 0.035 | 15 | 15 | 7 | 4.217e-11 | 5spot_SharedNeighbor | Water | Porous | Wet | R245fa | MinimizeLCOE_Brownfield | IgnoreSilica | 2019 | 1.6 | 0.055953 | 6.347e-05 | 4 | 17439036.8788 | 43794221.2666 | 355518.3548 | 892804.4366 | 47.3904 | 0 | 37.4799 | 23204.9509 | 541.9207 | 36040.7813 | 47072.6094 | 0 | 13463.358 | 0 | 46926.2119 | 122092.3776 | 83330.5564 | 372672.7663 | 961560.8286 | 3093179.1987 | 3093179.1987 | 1478867.319 | 2118992.7493 | 0 | 4427412.7936 | 11118452.0606 | 42169.6503 | 0.00025388 | 17439036.8788 | 43794221.2666 | 355518.3548 | 892804.4366
1 | 1000 | 707 | 0.035 | 15 | 15 | 7 | 5.6234e-11 | 5spot_SharedNeighbor | Water | Porous | Wet | R245fa | MinimizeLCOE_Brownfield | IgnoreSilica | 2019 | 1.6 | 0.055953 | 0.0001454 | 4 | 7604339.0686 | 19109177.0527 | 155024.7375 | 389566.4213 | 47.3904 | 0 | 36.6549 | 23205.0185 | 541.9225 | 36040.8487 | 47072.6459 | 0 | 11899.0463 | 0 | 46316.198 | 120505.2463 | 82247.3067 | 367828.2329 | 961560.8286 | 3093179.1987 | 3093179.1987 | 1478867.319 | 2118992.7493 | 0 | 4422568.2603 | 11113607.5273 | 56234.1325 | 0.00058158 | 7604339.0686 | 19109177.0527 | 155024.7375 | 389566.4213
1 | 1000 | 707 | 0.035 | 15 | 15 | 7 | 7.4989e-11 | 5spot_SharedNeighbor | Water | Porous | Wet | R245fa | MinimizeLCOE_Brownfield | IgnoreSilica | 2019 | 1.6 | 0.055953 | 0.00020683 | 4 | 5340067.3759 | 13427505.0148 | 108864.4964 | 273737.8518 | 47.3905 | 0 | 36.0252 | 23205.0692 | 541.9238 | 36040.8992 | 47072.6734 | 0 | 10435.9943 | 0 | 45745.6584 | 119020.8193 | 81234.1548 | 363297.1924 | 961560.8286 | 3093179.1987 | 3093179.1987 | 1478867.319 | 2118992.7493 | 0 | 4418037.2198 | 11109076.4868 | 74989.4209 | 0.00082734 | 5340067.3759 | 13427505.0148 | 108864.4964 | 273737.8518
1 | 1000 | 707 | 0.035 | 15 | 15 | 7 | 1e-10 | 5spot_SharedNeighbor | Water | Porous | Wet | R245fa | MinimizeLCOE_Brownfield | IgnoreSilica | 2019 | 3.5124 | 0.13092 | 0.00046349 | 4 | 2536113.5422 | 6145170.4074 | 51702.1049 | 125277.6107 | 48.5971 | 0 | 68.8735 | 42953.2598 | 1028.2864 | 71057.7802 | 76730.9508 | 0 | 17159.1935 | 0 | 81482.4936 | 212000.7339 | 144694.8571 | 647107.5552 | 961560.8286 | 3093179.1987 | 3093179.1987 | 1478867.319 | 2118992.7493 | 0 | 4701847.5825 | 11392886.8496 | 100000 | 0.001854 | 2536113.5422 | 6145170.4074 | 51702.1049 | 125277.6107
1 | 1000 | 707 | 0.035 | 15 | 15 | 7 | 1.3335e-10 | 5spot_SharedNeighbor | Water | Porous | Wet | R245fa | MinimizeLCOE_Brownfield | IgnoreSilica | 2019 | 4.6159 | 0.17421 | 0.0006977 | 4 | 1736912.044 | 4134451.0997 | 35409.3014 | 84286.3779 | 48.8455 | 0 | 101.4632 | 52613.0858 | 1267.5461 | 89278.5722 | 93840.3853 | 0 | 18912.5784 | 0 | 99805.7454 | 259674.0766 | 177232.8931 | 792624.8829 | 961560.8286 | 3093179.1987 | 3093179.1987 | 1478867.319 | 2118992.7493 | 0 | 4847364.9102 | 11538404.1773 | 133352.1432 | 0.0027908 | 1736912.044 | 4134451.0997 | 35409.3014 | 84286.3779
1 | 1000 | 707 | 0.035 | 15 | 15 | 7 | 1.7783e-10 | 5spot_SharedNeighbor | Water | Porous | Wet | R245fa | MinimizeLCOE_Brownfield | IgnoreSilica | 2019 | 5.9749 | 0.22752 | 0.0010043 | 4 | 1249218.8114 | 2914793.5423 | 25467.0152 | 59422.0089 | 49.0244 | 0 | 2797.7024 | 63514.8586 | 1538.1037 | 110518.9791 | 114910.5555 | 0 | 20661.262 | 0 | 121346.066 | 315717.5722 | 215483.7304 | 963691.1274 | 961560.8286 | 3093179.1987 | 3093179.1987 | 1478867.319 | 2118992.7493 | 0 | 5018431.1548 | 11709470.4218 | 177827.941 | 0.0040173 | 1249218.8114 | 2914793.5423 | 25467.0152 | 59422.0089
1 | 1000 | 707 | 0.035 | 15 | 15 | 7 | 2.3714e-10 | 5spot_SharedNeighbor | Water | Porous | Wet | R245fa | MinimizeLCOE_Brownfield | IgnoreSilica | 2019 | 7.5607 | 0.28964 | 0.0013901 | 4 | 936864.7388 | 2140214.6127 | 19099.2549 | 43631.1697 | 49.1403 | 0 | 95.2118 | 75215.1827 | 1828.7493 | 134048.1808 | 139472.0114 | 0 | 22201.6752 | 0 | 145378.6618 | 378245.4567 | 258160.2964 | 1154550.2142 | 961560.8286 | 3093179.1987 | 3093179.1987 | 1478867.319 | 2118992.7493 | 0 | 5209290.2416 | 11900329.5086 | 237137.3706 | 0.0055603 | 936864.7388 | 2140214.6127 | 19099.2549 | 43631.1697
1 | 1000 | 707 | 0.035 | 15 | 15 | 7 | 3.1623e-10 | 5spot_SharedNeighbor | Water | Porous | Wet | R245fa | MinimizeLCOE_Brownfield | IgnoreSilica | 2019 | 9.9554 | 0.38406 | 0.0019237 | 4 | 713527.1053 | 1583097.5432 | 14546.2152 | 32273.5847 | 49.2762 | 0 | 111.0495 | 91676.6474 | 2238.7486 | 167970.0849 | 176717.6373 | 0 | 24904.4786 | 0 | 180767.9627 | 470321.1583 | 321003.8547 | 1435600.5724 | 961560.8286 | 3093179.1987 | 3093179.1987 | 1478867.319 | 2118992.7493 | 0 | 5490340.5997 | 12181379.8668 | 316227.766 | 0.0076946 | 713527.1053 | 1583097.5432 | 14546.2152 | 32273.5847
1 | 1000 | 707 | 0.035 | 15 | 15 | 7 | 4.217e-10 | 5spot_SharedNeighbor | Water | Porous | Wet | R245fa | MinimizeLCOE_Brownfield | IgnoreSilica | 2019 | 12.5501 | 0.4861 | 0.002568 | 4 | 562825.7277 | 1214199.3514 | 11473.9637 | 24753.0961 | 49.354 | 0 | 97.8145 | 108072.4788 | 2647.3808 | 202795.1171 | 217003.449 | 0 | 26981.1799 | 0 | 217424.8462 | 565694.8499 | 386098.3589 | 1726717.6606 | 961560.8286 | 3093179.1987 | 3093179.1987 | 1478867.319 | 2118992.7493 | 0 | 5781457.6879 | 12472496.955 | 421696.5034 | 0.010272 | 562825.7277 | 1214199.3514 | 11473.9637 | 24753.0961
1 | 1000 | 707 | 0.035 | 15 | 15 | 7 | 5.6234e-10 | 5spot_SharedNeighbor | Water | Porous | Wet | R245fa | MinimizeLCOE_Brownfield | IgnoreSilica | 2019 | 15.5339 | 0.60344 | 0.0033483 | 4 | 455860.9472 | 955447.9549 | 9293.342 | 19478.0989 | 49.4117 | 0 | 93.3762 | 125666.5374 | 3086.2482 | 241081.3027 | 263331.4787 | 0 | 28927.4383 | 0 | 258216.2721 | 671825.7725 | 458534.8944 | 2050669.9444 | 961560.8286 | 3093179.1987 | 3093179.1987 | 1478867.319 | 2118992.7493 | 0 | 6105409.9717 | 12796449.2388 | 562341.3252 | 0.013393 | 455860.9472 | 955447.9549 | 9293.342 | 19478.0989
1 | 1000 | 707 | 0.035 | 15 | 15 | 7 | 7.4989e-10 | 5spot_SharedNeighbor | Water | Porous | Wet | R245fa | MinimizeLCOE_Brownfield | IgnoreSilica | 2019 | 18.7982 | 0.73183 | 0.0042528 | 4 | 379135.9317 | 772468.4752 | 7729.1988 | 15747.8147 | 49.454 | 0 | 88.7625 | 143751.8823 | 3537.6484 | 281296.9559 | 314016.939 | 0 | 30597.236 | 0 | 301548.258 | 784566.7114 | 535482.9017 | 2394798.5327 | 961560.8286 | 3093179.1987 | 3093179.1987 | 1478867.319 | 2118992.7493 | 0 | 6449538.5601 | 13140577.8271 | 749894.2093 | 0.017011 | 379135.9317 | 772468.4752 | 7729.1988 | 15747.8147
1 | 1000 | 707 | 0.035 | 15 | 15 | 7 | 1e-09 | 5spot_SharedNeighbor | Water | Porous | Wet | R245fa | MinimizeLCOE_Brownfield | IgnoreSilica | 2019 | 22.1823 | 0.86494 | 0.0052484 | 4 | 323776.6675 | 642494.966 | 6600.6253 | 13098.1289 | 49.485 | 0 | 89.54 | 161505.1366 | 3980.9484 | 321523.4674 | 366565.16 | 0 | 31884.7578 | 0 | 345329.1934 | 898475.7246 | 613228.1439 | 2742492.5323 | 961560.8286 | 3093179.1987 | 3093179.1987 | 1478867.319 | 2118992.7493 | 0 | 6797232.5596 | 13488271.8267 | 1000000 | 0.020994 | 323776.6675 | 642494.966 | 6600.6253 | 13098.1289
1 | 1000 | 707 | 0.035 | 15 | 15 | 7 | 1.3335e-09 | 5spot_SharedNeighbor | Water | Porous | Wet | R245fa | MinimizeLCOE_Brownfield | IgnoreSilica | 2019 | 25.4607 | 0.99391 | 0.00628 | 4 | 283700.7914 | 550062.5046 | 5783.6244 | 11213.7682 | 49.5074 | 0 | 104.8312 | 177927.2805 | 4391.124 | 359327.3545 | 417475.247 | 0 | 32679.9348 | 0 | 386802.3669 | 1006380.4145 | 686875.312 | 3071859.034 | 961560.8286 | 3093179.1987 | 3093179.1987 | 1478867.319 | 2118992.7493 | 0 | 7126599.0614 | 13817638.3284 | 1333521.4322 | 0.02512 | 283700.7914 | 550062.5046 | 5783.6244 | 11213.7682
1 | 1000 | 707 | 0.035 | 15 | 15 | 7 | 1.7783e-09 | 5spot_SharedNeighbor | Water | Porous | Wet | R245fa | MinimizeLCOE_Brownfield | IgnoreSilica | 2019 | 28.4887 | 1.113 | 0.0072906 | 4 | 254616.3714 | 484057.3834 | 5190.6991 | 9868.1645 | 49.5236 | 0 | 94.1141 | 192529.5804 | 4755.9074 | 393379.4846 | 464497.8662 | 0 | 33050.2487 | 0 | 424403.104 | 1104209.8196 | 753645.8911 | 3370471.9019 | 961560.8286 | 3093179.1987 | 3093179.1987 | 1478867.319 | 2118992.7493 | 0 | 7425211.9292 | 14116251.1963 | 1778279.41 | 0.029162 | 254616.3714 | 484057.3834 | 5190.6991 | 9868.1645
1 | 1000 | 707 | 0.035 | 15 | 15 | 7 | 2.3714e-09 | 5spot_SharedNeighbor | Water | Porous | Wet | R245fa | MinimizeLCOE_Brownfield | IgnoreSilica | 2019 | 31.1345 | 1.2171 | 0.0082267 | 4 | 233450.075 | 436783.1862 | 4759.1955 | 8904.416 | 49.5354 | 0 | 2805.8152 | 204906.5951 | 5065.131 | 422541.8237 | 505588.1938 | 0 | 33049.283 | 0 | 456748.9003 | 1188366.9466 | 811084.8596 | 3627351.7331 | 961560.8286 | 3093179.1987 | 3093179.1987 | 1478867.319 | 2118992.7493 | 0 | 7682091.7604 | 14373131.0275 | 2371373.7057 | 0.032907 | 233450.075 | 436783.1862 | 4759.1955 | 8904.416
1 | 1000 | 707 | 0.035 | 15 | 15 | 7 | 3.1623e-09 | 5spot_SharedNeighbor | Water | Porous | Wet | R245fa | MinimizeLCOE_Brownfield | IgnoreSilica | 2019 | 30.487 | 1.1916 | 0.0088213 | 4 | 215460.6288 | 405087.1759 | 4392.4564 | 8258.25 | 49.5327 | 0 | 554.6622 | 201908.0327 | 4990.2139 | 415452.4094 | 495531.8761 | 0 | 27604.5151 | 0 | 446739.9485 | 1162325.7069 | 793311.1784 | 3547863.8811 | 961560.8286 | 3093179.1987 | 3093179.1987 | 1478867.319 | 2118992.7493 | 0 | 7602603.9084 | 14293643.1754 | 3162277.6602 | 0.035285 | 215460.6288 | 405087.1759 | 4392.4564 | 8258.25
1 | 1000 | 707 | 0.035 | 15 | 15 | 7 | 4.217e-09 | 5spot_SharedNeighbor | Water | Porous | Wet | R245fa | MinimizeLCOE_Brownfield | IgnoreSilica | 2019 | 35.3681 | 1.3837 | 0.0099558 | 4 | 202984.8719 | 371003.0583 | 4138.1212 | 7563.3992 | 49.5507 | 0 | 111.2526 | 224069.8756 | 5543.9319 | 468198.2888 | 571340.9265 | 0 | 31608.4559 | 0 | 507296.9767 | 1319882.6724 | 900847.0448 | 4028788.1727 | 961560.8286 | 3093179.1987 | 3093179.1987 | 1478867.319 | 2118992.7493 | 0 | 8083528.2 | 14774567.467 | 4216965.0343 | 0.039823 | 202984.8719 | 371003.0583 | 4138.1212 | 7563.3992
1 | 1000 | 707 | 0.035 | 15 | 15 | 7 | 5.6234e-09 | 5spot_SharedNeighbor | Water | Porous | Wet | R245fa | MinimizeLCOE_Brownfield | IgnoreSilica | 2019 | 36.8102 | 1.4405 | 0.010546 | 4 | 194829.9555 | 353441.7185 | 3971.8722 | 7205.3875 | 49.5552 | 0 | 103.6004 | 230436.4243 | 5703.006 | 483495.0348 | 593739.4937 | 0 | 31095.9143 | 0 | 524343.2505 | 1364233.5802 | 931117.4507 | 4164164.1545 | 961560.8286 | 3093179.1987 | 3093179.1987 | 1478867.319 | 2118992.7493 | 0 | 8218904.1818 | 14909943.4489 | 5623413.2519 | 0.042185 | 194829.9555 | 353441.7185 | 3971.8722 | 7205.3875
1 | 1000 | 707 | 0.035 | 15 | 15 | 7 | 7.4989e-09 | 5spot_SharedNeighbor | Water | Porous | Wet | R245fa | MinimizeLCOE_Brownfield | IgnoreSilica | 2019 | 37.505 | 1.4678 | 0.010968 | 4 | 188752.6311 | 341262.9183 | 3847.9777 | 6957.1062 | 49.5572 | 0 | 93.8365 | 233476.5835 | 5778.9673 | 490821.293 | 604530.3094 | 0 | 29940.1373 | 0 | 532173.4433 | 1384606.1356 | 945022.1384 | 4226349.0078 | 961560.8286 | 3093179.1987 | 3093179.1987 | 1478867.319 | 2118992.7493 | 0 | 8281089.0351 | 14972128.3022 | 7498942.0933 | 0.043873 | 188752.6311 | 341262.9183 | 3847.9777 | 6957.1062
1 | 1000 | 707 | 0.035 | 15 | 15 | 7 | 1e-08 | 5spot_SharedNeighbor | Water | Porous | Wet | R245fa | MinimizeLCOE_Brownfield | IgnoreSilica | 2019 | 38.8862 | 1.5221 | 0.011413 | 4 | 184272.3577 | 330839.7066 | 3756.6413 | 6744.6149 | 49.561 | 0 | 88.9478 | 239470.442 | 5928.7292 | 505305.8192 | 625982.7081 | 0 | 30234.4151 | 0 | 548699.6243 | 1427603.8687 | 974368.9747 | 4357594.5812 | 961560.8286 | 3093179.1987 | 3093179.1987 | 1478867.319 | 2118992.7493 | 0 | 8412334.6085 | 15103373.8756 | 10000000 | 0.045652 | 184272.3577 | 330839.7066 | 3756.6413 | 6744.6149
1 | 1100 | 707 | 0.035 | 15 | 15 | 7 | 1e-13 | 5spot_SharedNeighbor | Water | Porous | Wet | R245fa | MinimizeLCOE_Brownfield | IgnoreSilica | 2019 | 0 | 0 | 0 | 0 |  |  |  |  | 15 |  | 14.5818 | [19 empty] | 100 | 0
1 | 1100 | 707 | 0.035 | 15 | 15 | 7 | 1.3335e-13 | 5spot_SharedNeighbor | Water | Porous | Wet | R245fa | MinimizeLCOE_Brownfield | IgnoreSilica | 2019 | 0 | 0 | 0 | 0 |  |  |  |  | 15 |  | 17.9472 | [19 empty] | 133.3521 | 0
1 | 1100 | 707 | 0.035 | 15 | 15 | 7 | 1.7783e-13 | 5spot_SharedNeighbor | Water | Porous | Wet | R245fa | MinimizeLCOE_Brownfield | IgnoreSilica | 2019 | 0 | 0 | 0 | 0 |  |  |  |  | 15 |  | 19.5486 | [19 empty] | 177.8279 | 0
1 | 1100 | 707 | 0.035 | 15 | 15 | 7 | 2.3714e-13 | 5spot_SharedNeighbor | Water | Porous | Wet | R245fa | MinimizeLCOE_Brownfield | IgnoreSilica | 2019 | 0 | 0 | 0 | 0 |  |  |  |  | 15 |  | 2702.0967 | [19 empty] | 237.1374 | 0
1 | 1100 | 707 | 0.035 | 15 | 15 | 7 | 3.1623e-13 | 5spot_SharedNeighbor | Water | Porous | Wet | R245fa | MinimizeLCOE_Brownfield | IgnoreSilica | 2019 | 0 | 0 | 0 | 0 |  |  |  |  | 15 |  | 23.1958 | [19 empty] | 316.2278 | 0
1 | 1100 | 707 | 0.035 | 15 | 15 | 7 | 4.217e-13 | 5spot_SharedNeighbor | Water | Porous | Wet | R245fa | MinimizeLCOE_Brownfield | IgnoreSilica | 2019 | 0 | 0 | 0 | 0 |  |  |  |  | 15 |  | 23.4903 | [19 empty] | 421.6965 | 0
1 | 1100 | 707 | 0.035 | 15 | 15 | 7 | 5.6234e-13 | 5spot_SharedNeighbor | Water | Porous | Wet | R245fa | MinimizeLCOE_Brownfield | IgnoreSilica | 2019 | 0 | 0 | 0 | 0 |  |  |  |  | 15 |  | 24.0993 | [19 empty] | 562.3413 | 0
1 | 1100 | 707 | 0.035 | 15 | 15 | 7 | 7.4989e-13 | 5spot_SharedNeighbor | Water | Porous | Wet | R245fa | MinimizeLCOE_Brownfield | IgnoreSilica | 2019 | 0 | 0 | 0 | 0 |  |  |  |  | 15 |  | 25.6979 | [19 empty] | 749.8942 | 0
1 | 1100 | 707 | 0.035 | 15 | 15 | 7 | 1e-12 | 5spot_SharedNeighbor | Water | Porous | Wet | R245fa | MinimizeLCOE_Brownfield | IgnoreSilica | 2019 | 0 | 0 | 0 | 0 |  |  |  |  | 15 |  | 25.095 | [19 empty] | 1000 | 0
1 | 1100 | 707 | 0.035 | 15 | 15 | 7 | 1.3335e-12 | 5spot_SharedNeighbor | Water | Porous | Wet | R245fa | MinimizeLCOE_Brownfield | IgnoreSilica | 2019 | 0 | 0 | 0 | 0 |  |  |  |  | 15 |  | 26.4362 | [19 empty] | 1333.5214 | 0
1 | 1100 | 707 | 0.035 | 15 | 15 | 7 | 1.7783e-12 | 5spot_SharedNeighbor | Water | Porous | Wet | R245fa | MinimizeLCOE_Brownfield | IgnoreSilica | 2019 | 0 | 0 | 0 | 0 |  |  |  |  | 15 |  | 28.7793 | [19 empty] | 1778.2794 | 0
1 | 1100 | 707 | 0.035 | 15 | 15 | 7 | 2.3714e-12 | 5spot_SharedNeighbor | Water | Porous | Wet | R245fa | MinimizeLCOE_Brownfield | IgnoreSilica | 2019 | 0 | 0 | 0 | 0 |  |  |  |  | 15 |  | 30.0369 | [19 empty] | 2371.3737 | 0
1 | 1100 | 707 | 0.035 | 15 | 15 | 7 | 3.1623e-12 | 5spot_SharedNeighbor | Water | Porous | Wet | R245fa | MinimizeLCOE_Brownfield | IgnoreSilica | 2019 | 0 | 0 | 0 | 0 |  |  |  |  | 15 |  | 2702.4105 | [19 empty] | 3162.2777 | 0
1 | 1100 | 707 | 0.035 | 15 | 15 | 7 | 4.217e-12 | 5spot_SharedNeighbor | Water | Porous | Wet | R245fa | MinimizeLCOE_Brownfield | IgnoreSilica | 2019 | 0 | 0 | 0 | 0 |  |  |  |  | 15 |  | 39.0242 | [19 empty] | 4216.965 | 0
1 | 1100 | 707 | 0.035 | 15 | 15 | 7 | 5.6234e-12 | 5spot_SharedNeighbor | Water | Porous | Wet | R245fa | MinimizeLCOE_Brownfield | IgnoreSilica | 2019 | 0 | 0 | 0 | 0 |  |  |  |  | 15 |  | 38.2211 | [19 empty] | 5623.4133 | 0
1 | 1100 | 707 | 0.035 | 15 | 15 | 7 | 7.4989e-12 | 5spot_SharedNeighbor | Water | Porous | Wet | R245fa | MinimizeLCOE_Brownfield | IgnoreSilica | 2019 | 0 | 0 | 0 | 0 |  |  |  |  | 15 |  | 38.0535 | [19 empty] | 7498.9421 | 0
1 | 1100 | 707 | 0.035 | 15 | 15 | 7 | 1e-11 | 5spot_SharedNeighbor | Water | Porous | Wet | R245fa | MinimizeLCOE_Brownfield | IgnoreSilica | 2019 | 0 | 0 | 0 | 0 |  |  |  |  | 15 |  | 36.8687 | [19 empty] | 10000 | 0
1 | 1100 | 707 | 0.035 | 15 | 15 | 7 | 1.3335e-11 | 5spot_SharedNeighbor | Water | Porous | Wet | R245fa | MinimizeLCOE_Brownfield | IgnoreSilica | 2019 | 0 | 0 | 0 | 0 |  |  |  |  | 15 |  | 35.3352 | [19 empty] | 13335.2143 | 0
1 | 1100 | 707 | 0.035 | 15 | 15 | 7 | 1.7783e-11 | 5spot_SharedNeighbor | Water | Porous | Wet | R245fa | MinimizeLCOE_Brownfield | IgnoreSilica | 2019 | 1.6 | 0.06514 | 7.983e-06 | 4 | 148594272.7195 | 369740084.1806 | 3029295.238 | 7537651.7265 | 50.3715 | 0 | 37.9593 | 27990.558 | 671.7949 | 40580.395 | 49482.2003 | 0 | 18643.4865 | 0 | 53573.6896 | 139387.7508 | 95135.0041 | 425464.8793 | 961560.8286 | 3357904.6176 | 3357904.6176 | 1478867.319 | 2224882.9169 | 0 | 4744930.3255 | 11806585.1791 | 17782.7941 | 3.1932e-05 | 148594272.7195 | 369740084.1806 | 3029295.238 | 7537651.7265
1 | 1100 | 707 | 0.035 | 15 | 15 | 7 | 2.3714e-11 | 5spot_SharedNeighbor | Water | Porous | Wet | R245fa | MinimizeLCOE_Brownfield | IgnoreSilica | 2019 | 1.6 | 0.06514 | 0.0001927 | 4 | 6147084.9274 | 15308643.037 | 125316.6408 | 312087.3948 | 50.3716 | 0 | 37.2936 | 27990.7271 | 671.7996 | 40580.5454 | 49482.2784 | 0 | 16445.3285 | 0 | 52716.5648 | 137157.688 | 93612.9404 | 418657.8722 | 961560.8286 | 3357904.6176 | 3357904.6176 | 1478867.319 | 2224882.9169 | 0 | 4738123.3185 | 11799778.172 | 23713.7371 | 0.00077079 | 6147084.9274 | 15308643.037 | 125316.6408 | 312087.3948
1 | 1100 | 707 | 0.035 | 15 | 15 | 7 | 3.1623e-11 | 5spot_SharedNeighbor | Water | Porous | Wet | R245fa | MinimizeLCOE_Brownfield | IgnoreSilica | 2019 | 1.6 | 0.065141 | 0.00033122 | 4 | 3571663.5377 | 8901640.9715 | 72813.1922 | 181471.9916 | 50.3717 | 0 | 36.3266 | 27990.8539 | 671.8032 | 40580.6583 | 49482.337 | 0 | 14492.3589 | 0 | 51955.0244 | 135176.316 | 92260.6132 | 412609.9648 | 961560.8286 | 3357904.6176 | 3357904.6176 | 1478867.319 | 2224882.9169 | 0 | 4732075.411 | 11793730.2646 | 31622.7766 | 0.0013249 | 3571663.5377 | 8901640.9715 | 72813.1922 | 181471.9916
1 | 1100 | 707 | 0.035 | 15 | 15 | 7 | 4.217e-11 | 5spot_SharedNeighbor | Water | Porous | Wet | R245fa | MinimizeLCOE_Brownfield | IgnoreSilica | 2019 | 2.7398 | 0.11739 | 0.00060815 | 4 | 2027553.7434 | 4930474.3257 | 41334.4255 | 100514.3881 | 51.4719 | 0 | 2792.4761 | 43057.8799 | 1053.1404 | 64930.7743 | 69031.7226 | 0 | 19769.1605 | 0 | 77158.6443 | 200750.9651 | 137016.6587 | 612768.9457 | 961560.8286 | 3357904.6176 | 3357904.6176 | 1478867.319 | 2224882.9169 | 0 | 4932234.3919 | 11993889.2455 | 42169.6503 | 0.0024326 | 2027553.7434 | 4930474.3257 | 41334.4255 | 100514.3881
1 | 1100 | 707 | 0.035 | 15 | 15 | 7 | 5.6234e-11 | 5spot_SharedNeighbor | Water | Porous | Wet | R245fa | MinimizeLCOE_Brownfield | IgnoreSilica | 2019 | 3.6218 | 0.15801 | 0.00093061 | 4 | 1362661.858 | 3259706.1216 | 27779.7051 | 66453.5184 | 51.8587 | 0 | 92.467 | 53278.1725 | 1312.8953 | 82325.6492 | 84195.3211 | 0 | 21999.1283 | 0 | 94813.3549 | 246684.9006 | 168367.5135 | 752976.9355 | 961560.8286 | 3357904.6176 | 3357904.6176 | 1478867.319 | 2224882.9169 | 0 | 5072442.3817 | 12134097.2353 | 56234.1325 | 0.0037225 | 1362661.858 | 3259706.1216 | 27779.7051 | 66453.5184
1 | 1100 | 707 | 0.035 | 15 | 15 | 7 | 7.4989e-11 | 5spot_SharedNeighbor | Water | Porous | Wet | R245fa | MinimizeLCOE_Brownfield | IgnoreSilica | 2019 | 4.7692 | 0.21088 | 0.0013615 | 4 | 963269.9303 | 2259927.1663 | 19637.5604 | 46071.6721 | 52.151 | 0 | 65.4948 | 65409.4986 | 1621.9329 | 103682.5661 | 103924.1775 | 0 | 24512.9279 | 0 | 116668.9302 | 303548.6242 | 207178.1733 | 926546.8308 | 961560.8286 | 3357904.6176 | 3357904.6176 | 1478867.319 | 2224882.9169 | 0 | 5246012.277 | 12307667.1306 | 74989.4209 | 0.005446 | 963269.9303 | 2259927.1663 | 19637.5604 | 46071.6721
1 | 1100 | 707 | 0.035 | 15 | 15 | 7 | 1e-10 | 5spot_SharedNeighbor | Water | Porous | Wet | R245fa | MinimizeLCOE_Brownfield | IgnoreSilica | 2019 | 6.1964 | 0.27663 | 0.0019274 | 4 | 707122.0799 | 1623076.7286 | 14415.6401 | 33088.6145 | 52.3615 | 0 | 115.0477 | 79221.0467 | 1974.3479 | 128794.1872 | 128452.4098 | 0 | 27098.4186 | 0 | 142560.76 | 370913.8543 | 253156.327 | 1132171.3515 | 961560.8286 | 3357904.6176 | 3357904.6176 | 1478867.319 | 2224882.9169 | 0 | 5451636.7978 | 12513291.6513 | 100000 | 0.0077096 | 707122.0799 | 1623076.7286 | 14415.6401 | 33088.6145
1 | 1100 | 707 | 0.035 | 15 | 15 | 7 | 1.3335e-10 | 5spot_SharedNeighbor | Water | Porous | Wet | R245fa | MinimizeLCOE_Brownfield | IgnoreSilica | 2019 | 7.8749 | 0.35367 | 0.0026441 | 4 | 537234.7149 | 1204924.5314 | 10952.2563 | 24564.0164 | 52.494 | 0 | 116.5418 | 94117.5202 | 2354.6436 | 156747.647 | 157230.5744 | 0 | 29443.7048 | 0 | 171558.6951 | 446360.5332 | 304650.2357 | 1362463.554 | 961560.8286 | 3357904.6176 | 3357904.6176 | 1478867.319 | 2224882.9169 | 0 | 5681929.0003 | 12743583.8539 | 133352.1432 | 0.010576 | 537234.7149 | 1204924.5314 | 10952.2563 | 24564.0164
1 | 1100 | 707 | 0.035 | 15 | 15 | 7 | 1.7783e-10 | 5spot_SharedNeighbor | Water | Porous | Wet | R245fa | MinimizeLCOE_Brownfield | IgnoreSilica | 2019 | 10.3964 | 0.47039 | 0.0036469 | 4 | 412643.0718 | 896725.6831 | 8412.2872 | 18280.966 | 52.6589 | 0 | 111.4525 | 115021.2678 | 2889.8338 | 196888.2231 | 200696.3729 | 0 | 33393.9388 | 0 | 214066.9582 | 556958.314 | 380135.4937 | 1700050.4023 | 961560.8286 | 3357904.6176 | 3357904.6176 | 1478867.319 | 2224882.9169 | 0 | 6019515.8485 | 13081170.7021 | 177827.941 | 0.014588 | 412643.0718 | 896725.6831 | 8412.2872 | 18280.966
1 | 1100 | 707 | 0.035 | 15 | 15 | 7 | 2.3714e-10 | 5spot_SharedNeighbor | Water | Porous | Wet | R245fa | MinimizeLCOE_Brownfield | IgnoreSilica | 2019 | 13.2151 | 0.60041 | 0.0048763 | 4 | 327052.148 | 689089.7758 | 6667.4004 | 14048.0271 | 52.7519 | 0 | 82.0862 | 136437.3005 | 3438.1602 | 239316.9014 | 249173.9027 | 0 | 36670.3028 | 0 | 259364.2614 | 674812.6052 | 460573.469 | 2059786.9032 | 961560.8286 | 3357904.6176 | 3357904.6176 | 1478867.319 | 2224882.9169 | 0 | 6379252.3494 | 13440907.203 | 237137.3706 | 0.019505 | 327052.148 | 689089.7758 | 6667.4004 | 14048.0271
1 | 1100 | 707 | 0.035 | 15 | 15 | 7 | 3.1623e-10 | 5spot_SharedNeighbor | Water | Porous | Wet | R245fa | MinimizeLCOE_Brownfield | IgnoreSilica | 2019 | 16.513 | 0.75255 | 0.0063952 | 4 | 265254.7474 | 541305.8441 | 5407.5768 | 11035.2518 | 52.8207 | 0 | 101.7331 | 159762.5266 | 4035.6964 | 286691.7763 | 305896.0429 | 0 | 39805.8875 | 0 | 310514.8526 | 807895.9512 | 551405.5873 | 2466008.3209 | 961560.8286 | 3357904.6176 | 3357904.6176 | 1478867.319 | 2224882.9169 | 0 | 6785473.7672 | 13847128.6207 | 316227.766 | 0.025581 | 265254.7474 | 541305.8441 | 5407.5768 | 11035.2518
1 | 1100 | 707 | 0.035 | 15 | 15 | 7 | 4.217e-10 | 5spot_SharedNeighbor | Water | Porous | Wet | R245fa | MinimizeLCOE_Brownfield | IgnoreSilica | 2019 | 20.2797 | 0.92634 | 0.008214 | 4 | 220203.1688 | 435129.6378 | 4489.1394 | 8870.7062 | 52.8723 | 0 | 114.7661 | 184707.8496 | 4674.9562 | 338516.8203 | 370685.2071 | 0 | 42752.8123 | 0 | 367121.6818 | 955175.309 | 651926.7753 | 2915561.4117 | 961560.8286 | 3357904.6176 | 3357904.6176 | 1478867.319 | 2224882.9169 | 0 | 7235026.8579 | 14296681.7115 | 421696.5034 | 0.032856 | 220203.1688 | 435129.6378 | 4489.1394 | 8870.7062
1 | 1100 | 707 | 0.035 | 15 | 15 | 7 | 5.6234e-10 | 5spot_SharedNeighbor | Water | Porous | Wet | R245fa | MinimizeLCOE_Brownfield | IgnoreSilica | 2019 | 24.3204 | 1.1128 | 0.010289 | 4 | 187187.0487 | 358777.179 | 3816.0612 | 7314.1581 | 52.9101 | 0 | 2814.1032 | 209933.3524 | 5321.513 | 391990.3219 | 440188.5799 | 0 | 45169.0922 | 0 | 426115.1151 | 1108664.1214 | 756686.0436 | 3384068.1395 | 961560.8286 | 3357904.6176 | 3357904.6176 | 1478867.319 | 2224882.9169 | 0 | 7703533.5857 | 14765188.4393 | 562341.3252 | 0.041154 | 187187.0487 | 358777.179 | 3816.0612 | 7314.1581
1 | 1100 | 707 | 0.035 | 15 | 15 | 7 | 7.4989e-10 | 5spot_SharedNeighbor | Water | Porous | Wet | R245fa | MinimizeLCOE_Brownfield | IgnoreSilica | 2019 | 28.4692 | 1.3042 | 0.01254 | 4 | 162940.2958 | 303727.9424 | 3321.7583 | 6191.9049 | 52.9382 | 0 | 90.1421 | 234536.8252 | 5952.1631 | 445062.0437 | 511558.3615 | 0 | 47001.3252 | 0 | 485203.1803 | 1262399.1462 | 861613.357 | 3853326.402 | 961560.8286 | 3357904.6176 | 3357904.6176 | 1478867.319 | 2224882.9169 | 0 | 8172791.8483 | 15234446.7018 | 749894.2093 | 0.050158 | 162940.2958 | 303727.9424 | 3321.7583 | 6191.9049
1 | 1100 | 707 | 0.035 | 15 | 15 | 7 | 1e-09 | 5spot_SharedNeighbor | Water | Porous | Wet | R245fa | MinimizeLCOE_Brownfield | IgnoreSilica | 2019 | 32.4381 | 1.4874 | 0.014835 | 4 | 145125.827 | 264126.8979 | 2958.5863 | 5384.5841 | 52.9586 | 0 | 105.6749 | 257072.2471 | 6529.7901 | 494389.5972 | 579835.0025 | 0 | 48066.0975 | 0 | 540498.1664 | 1406265.3576 | 959805.0025 | 4292461.261 | 961560.8286 | 3357904.6176 | 3357904.6176 | 1478867.319 | 2224882.9169 | 0 | 8611926.7072 | 15673581.5608 | 1000000 | 0.059341 | 145125.827 | 264126.8979 | 2958.5863 | 5384.5841
1 | 1100 | 707 | 0.035 | 15 | 15 | 7 | 1.3335e-09 | 5spot_SharedNeighbor | Water | Porous | Wet | R245fa | MinimizeLCOE_Brownfield | IgnoreSilica | 2019 | 36.0481 | 1.654 | 0.017049 | 4 | 132035.4692 | 235587.283 | 2691.7216 | 4802.7654 | 52.9734 | 0 | 97.9148 | 276855.5938 | 7036.84 | 538211.7817 | 641941.9707 | 0 | 48460.0832 | 0 | 589877.445 | 1534740.1115 | 1047491.6619 | 4684615.4877 | 961560.8286 | 3357904.6176 | 3357904.6176 | 1478867.319 | 2224882.9169 | 0 | 9004080.934 | 16065735.7876 | 1333521.4322 | 0.068194 | 132035.4692 | 235587.283 | 2691.7216 | 4802.7654
1 | 1100 | 707 | 0.035 | 15 | 15 | 7 | 1.7783e-09 | 5spot_SharedNeighbor | Water | Porous | Wet | R245fa | MinimizeLCOE_Brownfield | IgnoreSilica | 2019 | 39.2003 | 1.7995 | 0.019078 | 4 | 122409.7823 | 214945.765 | 2495.489 | 4381.9602 | 52.9843 | 0 | 93.2883 | 293645.9484 | 7467.1379 | 575759.6008 | 696175.3553 | 0 | 48367.3306 | 0 | 632351.9955 | 1645250.179 | 1122917.0537 | 5021934.6013 | 961560.8286 | 3357904.6176 | 3357904.6176 | 1478867.319 | 2224882.9169 | 0 | 9341400.0475 | 16403054.9011 | 1778279.41 | 0.076313 | 122409.7823 | 214945.765 | 2495.489 | 4381.9602
1 | 1100 | 707 | 0.035 | 15 | 15 | 7 | 2.3714e-09 | 5spot_SharedNeighbor | Water | Porous | Wet | R245fa | MinimizeLCOE_Brownfield | IgnoreSilica | 2019 | 41.8332 | 1.921 | 0.020854 | 4 | 115321.1285 | 199977.2761 | 2350.9772 | 4076.8073 | 52.9921 | 0 | 126.0872 | 307360.0391 | 7818.5618 | 606657.9639 | 741475.0873 | 0 | 47924.1839 | 0 | 667381.9761 | 1736391.0028 | 1185122.5387 | 5300131.3536 | 961560.8286 | 3357904.6176 | 3357904.6176 | 1478867.319 | 2224882.9169 | 0 | 9619596.7998 | 16681251.6534 | 2371373.7057 | 0.083416 | 115321.1285 | 199977.2761 | 2350.9772 | 4076.8073
1 | 1100 | 707 | 0.035 | 15 | 15 | 7 | 3.1623e-09 | 5spot_SharedNeighbor | Water | Porous | Wet | R245fa | MinimizeLCOE_Brownfield | IgnoreSilica | 2019 | 43.9481 | 2.0187 | 0.022347 | 4 | 110089.6402 | 189090.2913 | 2244.3262 | 3854.8614 | 52.9976 | 0 | 103.8107 | 318187.1435 | 8095.9787 | 631192.4048 | 777859.7273 | 0 | 47260.197 | 0 | 695212.2261 | 1808799.6046 | 1234542.8972 | 5521150.1793 | 961560.8286 | 3357904.6176 | 3357904.6176 | 1478867.319 | 2224882.9169 | 0 | 9840615.6256 | 16902270.4791 | 3162277.6602 | 0.089387 | 110089.6402 | 189090.2913 | 2244.3262 | 3854.8614
1 | 1100 | 707 | 0.035 | 15 | 15 | 7 | 4.217e-09 | 5spot_SharedNeighbor | Water | Porous | Wet | R245fa | MinimizeLCOE_Brownfield | IgnoreSilica | 2019 | 45.6628 | 2.0978 | 0.02358 | 4 | 106218.9993 | 181088.2612 | 2165.418 | 3691.7291 | 53.0017 | 0 | 135.0044 | 326850.1404 | 8317.9287 | 650908.8228 | 807358.6399 | 0 | 46611.0193 | 0 | 717618.1549 | 1867095.2353 | 1274330.8631 | 5699090.8043 | 961560.8286 | 3357904.6176 | 3357904.6176 | 1478867.319 | 2224882.9169 | 0 | 10018556.2505 | 17080211.1041 | 4216965.0343 | 0.09432 | 106218.9993 | 181088.2612 | 2165.418 | 3691.7291
1 | 1100 | 707 | 0.035 | 15 | 15 | 7 | 5.6234e-09 | 5spot_SharedNeighbor | Water | Porous | Wet | R245fa | MinimizeLCOE_Brownfield | IgnoreSilica | 2019 | 46.9734 | 2.1583 | 0.024561 | 4 | 103348.188 | 175226.2021 | 2106.8926 | 3572.2231 | 53.0046 | 0 | 118.2755 | 333404.5707 | 8485.8462 | 665875.6359 | 829902.7298 | 0 | 45927.825 | 0 | 734602.6769 | 1911285.4776 | 1304491.6115 | 5833976.3736 | 961560.8286 | 3357904.6176 | 3357904.6176 | 1478867.319 | 2224882.9169 | 0 | 10153441.8198 | 17215096.6734 | 5623413.2519 | 0.098245 | 103348.188 | 175226.2021 | 2106.8926 | 3572.2231
1 | 1100 | 707 | 0.035 | 15 | 15 | 7 | 7.4989e-09 | 5spot_SharedNeighbor | Water | Porous | Wet | R245fa | MinimizeLCOE_Brownfield | IgnoreSilica | 2019 | 48.0017 | 2.2057 | 0.025339 | 4 | 101214.545 | 170885.4888 | 2063.3954 | 3483.7318 | 53.0067 | 0 | 2817.8676 | 338508.2971 | 8616.5894 | 677559.4415 | 847590.4813 | 0 | 45347.2686 | 0 | 747872.6104 | 1945811.1225 | 1328056.0735 | 5939361.8843 | 961560.8286 | 3357904.6176 | 3357904.6176 | 1478867.319 | 2224882.9169 | 0 | 10258827.3305 | 17320482.1841 | 7498942.0933 | 0.10136 | 101214.545 | 170885.4888 | 2063.3954 | 3483.7318
1 | 1100 | 707 | 0.035 | 15 | 15 | 7 | 1e-08 | 5spot_SharedNeighbor | Water | Porous | Wet | R245fa | MinimizeLCOE_Brownfield | IgnoreSilica | 2019 | 48.7787 | 2.2416 | 0.025942 | 4 | 99625.7694 | 167677.5902 | 2031.0061 | 3418.3345 | 53.0083 | 0 | 95.5072 | 342342.5193 | 8714.8062 | 686353.9035 | 860954.8546 | 0 | 44832.7978 | 0 | 757847.5638 | 1971763.9051 | 1345769.3809 | 6018579.7313 | 961560.8286 | 3357904.6176 | 3357904.6176 | 1478867.319 | 2224882.9169 | 0 | 10338045.1775 | 17399700.0311 | 10000000 | 0.10377 | 99625.7694 | 167677.5902 | 2031.0061 | 3418.3345
1 | 1200 | 707 | 0.035 | 15 | 15 | 7 | 1e-13 | 5spot_SharedNeighbor | Water | Porous | Wet | R245fa | MinimizeLCOE_Brownfield | IgnoreSilica | 2019 | 0 | 0 | 0 | 0 |  |  |  |  | 15 |  | 14.5312 | [19 empty] | 100 | 0
1 | 1200 | 707 | 0.035 | 15 | 15 | 7 | 1.3335e-13 | 5spot_SharedNeighbor | Water | Porous | Wet | R245fa | MinimizeLCOE_Brownfield | IgnoreSilica | 2019 | 0 | 0 | 0 | 0 |  |  |  |  | 15 |  | 17.9288 | [19 empty] | 133.3521 | 0
1 | 1200 | 707 | 0.035 | 15 | 15 | 7 | 1.7783e-13 | 5spot_SharedNeighbor | Water | Porous | Wet | R245fa | MinimizeLCOE_Brownfield | IgnoreSilica | 2019 | 0 | 0 | 0 | 0 |  |  |  |  | 15 |  | 23.8939 | [19 empty] | 177.8279 | 0
1 | 1200 | 707 | 0.035 | 15 | 15 | 7 | 2.3714e-13 | 5spot_SharedNeighbor | Water | Porous | Wet | R245fa | MinimizeLCOE_Brownfield | IgnoreSilica | 2019 | 0 | 0 | 0 | 0 |  |  |  |  | 15 |  | 23.0103 | [19 empty] | 237.1374 | 0
1 | 1200 | 707 | 0.035 | 15 | 15 | 7 | 3.1623e-13 | 5spot_SharedNeighbor | Water | Porous | Wet | R245fa | MinimizeLCOE_Brownfield | IgnoreSilica | 2019 | 0 | 0 | 0 | 0 |  |  |  |  | 15 |  | 23.1081 | [19 empty] | 316.2278 | 0
1 | 1200 | 707 | 0.035 | 15 | 15 | 7 | 4.217e-13 | 5spot_SharedNeighbor | Water | Porous | Wet | R245fa | MinimizeLCOE_Brownfield | IgnoreSilica | 2019 | 0 | 0 | 0 | 0 |  |  |  |  | 15 |  | 22.7733 | [19 empty] | 421.6965 | 0
1 | 1200 | 707 | 0.035 | 15 | 15 | 7 | 5.6234e-13 | 5spot_SharedNeighbor | Water | Porous | Wet | R245fa | MinimizeLCOE_Brownfield | IgnoreSilica | 2019 | 0 | 0 | 0 | 0 |  |  |  |  | 15 |  | 23.2711 | [19 empty] | 562.3413 | 0
1 | 1200 | 707 | 0.035 | 15 | 15 | 7 | 7.4989e-13 | 5spot_SharedNeighbor | Water | Porous | Wet | R245fa | MinimizeLCOE_Brownfield | IgnoreSilica | 2019 | 0 | 0 | 0 | 0 |  |  |  |  | 15 |  | 2712.6483 | [19 empty] | 749.8942 | 0
1 | 1200 | 707 | 0.035 | 15 | 15 | 7 | 1e-12 | 5spot_SharedNeighbor | Water | Porous | Wet | R245fa | MinimizeLCOE_Brownfield | IgnoreSilica | 2019 | 0 | 0 | 0 | 0 |  |  |  |  | 15 |  | 26.2947 | [19 empty] | 1000 | 0
1 | 1200 | 707 | 0.035 | 15 | 15 | 7 | 1.3335e-12 | 5spot_SharedNeighbor | Water | Porous | Wet | R245fa | MinimizeLCOE_Brownfield | IgnoreSilica | 2019 | 0 | 0 | 0 | 0 |  |  |  |  | 15 |  | 26.8038 | [19 empty] | 1333.5214 | 0
1 | 1200 | 707 | 0.035 | 15 | 15 | 7 | 1.7783e-12 | 5spot_SharedNeighbor | Water | Porous | Wet | R245fa | MinimizeLCOE_Brownfield | IgnoreSilica | 2019 | 0 | 0 | 0 | 0 |  |  |  |  | 15 |  | 29.4407 | [19 empty] | 1778.2794 | 0
1 | 1200 | 707 | 0.035 | 15 | 15 | 7 | 2.3714e-12 | 5spot_SharedNeighbor | Water | Porous | Wet | R245fa | MinimizeLCOE_Brownfield | IgnoreSilica | 2019 | 0 | 0 | 0 | 0 |  |  |  |  | 15 |  | 32.8568 | [19 empty] | 2371.3737 | 0
1 | 1200 | 707 | 0.035 | 15 | 15 | 7 | 3.1623e-12 | 5spot_SharedNeighbor | Water | Porous | Wet | R245fa | MinimizeLCOE_Brownfield | IgnoreSilica | 2019 | 0 | 0 | 0 | 0 |  |  |  |  | 15 |  | 36.4029 | [19 empty] | 3162.2777 | 0
1 | 1200 | 707 | 0.035 | 15 | 15 | 7 | 4.217e-12 | 5spot_SharedNeighbor | Water | Porous | Wet | R245fa | MinimizeLCOE_Brownfield | IgnoreSilica | 2019 | 0 | 0 | 0 | 0 |  |  |  |  | 15 |  | 39.0069 | [19 empty] | 4216.965 | 0
1 | 1200 | 707 | 0.035 | 15 | 15 | 7 | 5.6234e-12 | 5spot_SharedNeighbor | Water | Porous | Wet | R245fa | MinimizeLCOE_Brownfield | IgnoreSilica | 2019 | 0 | 0 | 0 | 0 |  |  |  |  | 15 |  | 38.0345 | [19 empty] | 5623.4133 | 0
1 | 1200 | 707 | 0.035 | 15 | 15 | 7 | 7.4989e-12 | 5spot_SharedNeighbor | Water | Porous | Wet | R245fa | MinimizeLCOE_Brownfield | IgnoreSilica | 2019 | 0 | 0 | 0 | 0 |  |  |  |  | 15 |  | 36.4458 | [19 empty] | 7498.9421 | 0
1 | 1200 | 707 | 0.035 | 15 | 15 | 7 | 1e-11 | 5spot_SharedNeighbor | Water | Porous | Wet | R245fa | MinimizeLCOE_Brownfield | IgnoreSilica | 2019 | 0.95719 | 0.040739 | 8.6835e-05 | 4 | 14144359.8494 | 35565694.7642 | 288351.9072 | 725054.7939 | 51.3312 | 0 | 2763.6139 | 20845.7052 | 499.7781 | 27849.8645 | 39715.7795 | 0 | 15324.1652 | 0 | 40651.7641 | 105767.5514 | 72188.5271 | 322843.1352 | 961560.8286 | 3628490.1274 | 3628490.1274 | 1478867.319 | 2333117.1208 | 0 | 4912894.0913 | 12353368.6585 | 10000 | 0.00034734 | 14144359.8494 | 35565694.7642 | 288351.9072 | 725054.7939
1 | 1200 | 707 | 0.035 | 15 | 15 | 7 | 1.3335e-11 | 5spot_SharedNeighbor | Water | Porous | Wet | R245fa | MinimizeLCOE_Brownfield | IgnoreSilica | 2019 | 1.6 | 0.074465 | 0.00023518 | 4 | 5376408.3417 | 13285834.273 | 109605.3562 | 270849.7021 | 53.3088 | 0 | 39.4234 | 32953.2863 | 811.6669 | 45033.518 | 51748.2704 | 0 | 20422.2056 | 0 | 58877.8894 | 153188.1907 | 104554.0879 | 467589.1151 | 961560.8286 | 3628490.1274 | 3628490.1274 | 1478867.319 | 2333117.1208 | 0 | 5057640.0712 | 12498114.6384 | 13335.2143 | 0.00094071 | 5376408.3417 | 13285834.273 | 109605.3562 | 270849.7021
1 | 1200 | 707 | 0.035 | 15 | 15 | 7 | 1.7783e-11 | 5spot_SharedNeighbor | Water | Porous | Wet | R245fa | MinimizeLCOE_Brownfield | IgnoreSilica | 2019 | 1.8459 | 0.087389 | 0.00048971 | 4 | 2605324.8772 | 6403742.4753 | 53113.0716 | 130548.9521 | 53.7185 | 0 | 297.2466 | 37112.6661 | 919.6313 | 51163.9375 | 56346.1501 | 0 | 20201.6938 | 0 | 64640.1907 | 168180.5167 | 114786.6584 | 513351.4446 | 961560.8286 | 3628490.1274 | 3628490.1274 | 1478867.319 | 2333117.1208 | 0 | 5103402.4006 | 12543876.9679 | 17782.7941 | 0.0019588 | 2605324.8772 | 6403742.4753 | 53113.0716 | 130548.9521
1 | 1200 | 707 | 0.035 | 15 | 15 | 7 | 2.3714e-11 | 5spot_SharedNeighbor | Water | Porous | Wet | R245fa | MinimizeLCOE_Brownfield | IgnoreSilica | 2019 | 2.4682 | 0.12024 | 0.00081732 | 4 | 1597985.3736 | 3873851.7967 | 32577.0933 | 78973.7086 | 54.4036 | 0 | 400.6231 | 46884.9058 | 1174.02 | 66000.6813 | 68006.9129 | 0 | 22705.7732 | 0 | 79861.1943 | 207782.4458 | 141815.7888 | 634231.722 | 961560.8286 | 3628490.1274 | 3628490.1274 | 1478867.319 | 2333117.1208 | 0 | 5224282.6781 | 12664757.2453 | 23713.7371 | 0.0032693 | 1597985.3736 | 3873851.7967 | 32577.0933 | 78973.7086
1 | 1200 | 707 | 0.035 | 15 | 15 | 7 | 3.1623e-11 | 5spot_SharedNeighbor | Water | Porous | Wet | R245fa | MinimizeLCOE_Brownfield | IgnoreSilica | 2019 | 3.2734 | 0.16288 | 0.0012611 | 4 | 1064985.3837 | 2539990.4234 | 21711.1675 | 51781.1404 | 54.9137 | 0 | 87.2614 | 58372.5305 | 1473.9547 | 84095.5174 | 83113.3614 | 0 | 25468.9418 | 0 | 98484.4793 | 256236.4131 | 174886.6171 | 782131.8152 | 961560.8286 | 3628490.1274 | 3628490.1274 | 1478867.319 | 2333117.1208 | 0 | 5372182.7712 | 12812657.3385 | 31622.7766 | 0.0050444 | 1064985.3837 | 2539990.4234 | 21711.1675 | 51781.1404
1 | 1200 | 707 | 0.035 | 15 | 15 | 7 | 4.217e-11 | 5spot_SharedNeighbor | Water | Porous | Wet | R245fa | MinimizeLCOE_Brownfield | IgnoreSilica | 2019 | 4.3166 | 0.21824 | 0.0018556 | 4 | 748310.6847 | 1750764.8605 | 15255.3255 | 35691.7098 | 55.2973 | 0 | 82.2345 | 71944.9377 | 1829.0363 | 106237.5955 | 102707.2168 | 0 | 28558.5296 | 0 | 121398.1532 | 315853.0924 | 215576.2257 | 964104.7871 | 961560.8286 | 3628490.1274 | 3628490.1274 | 1478867.319 | 2333117.1208 | 0 | 5554155.7431 | 12994630.3104 | 42169.6503 | 0.0074223 | 748310.6847 | 1750764.8605 | 15255.3255 | 35691.7098
1 | 1200 | 707 | 0.035 | 15 | 15 | 7 | 5.6234e-11 | 5spot_SharedNeighbor | Water | Porous | Wet | R245fa | MinimizeLCOE_Brownfield | IgnoreSilica | 2019 | 5.6434 | 0.28871 | 0.0026434 | 4 | 546110.7139 | 1249795.9602 | 11133.2056 | 25478.7811 | 55.5814 | 0 | 112.6367 | 87733.3879 | 2242.7215 | 132853.9166 | 127633.2089 | 0 | 31906.5417 | 0 | 149124.2129 | 387990.6123 | 264811.5653 | 1184296.167 | 961560.8286 | 3628490.1274 | 3628490.1274 | 1478867.319 | 2333117.1208 | 0 | 5774347.123 | 13214821.6903 | 56234.1325 | 0.010574 | 546110.7139 | 1249795.9602 | 11133.2056 | 25478.7811
1 | 1200 | 707 | 0.035 | 15 | 15 | 7 | 7.4989e-11 | 5spot_SharedNeighbor | Water | Porous | Wet | R245fa | MinimizeLCOE_Brownfield | IgnoreSilica | 2019 | 7.2512 | 0.37393 | 0.0036619 | 4 | 411547.3988 | 919515.1569 | 8389.9504 | 18745.5602 | 55.7747 | 0 | 92.2357 | 105269.6854 | 2702.5048 | 163364.8692 | 157797.9681 | 0 | 35180.5858 | 0 | 181083.0892 | 471141.0527 | 321563.4495 | 1438103.2046 | 961560.8286 | 3628490.1274 | 3628490.1274 | 1478867.319 | 2333117.1208 | 0 | 6028154.1606 | 13468628.7279 | 74989.4209 | 0.014648 | 411547.3988 | 919515.1569 | 8389.9504 | 18745.5602
1 | 1200 | 707 | 0.035 | 15 | 15 | 7 | 1e-10 | 5spot_SharedNeighbor | Water | Porous | Wet | R245fa | MinimizeLCOE_Brownfield | IgnoreSilica | 2019 | 9.5487 | 0.49632 | 0.0050534 | 4 | 315594.149 | 683688.4217 | 6433.8136 | 13937.9132 | 55.9688 | 0 | 89.131 | 128502.5933 | 3312.8833 | 204861.3661 | 201035.0264 | 0 | 39965.1477 | 0 | 225294.0365 | 586168.8689 | 400072.2976 | 1789212.2198 | 961560.8286 | 3628490.1274 | 3628490.1274 | 1478867.319 | 2333117.1208 | 0 | 6379263.1759 | 13819737.7431 | 100000 | 0.020214 | 315594.149 | 683688.4217 | 6433.8136 | 13937.9132
1 | 1200 | 707 | 0.035 | 15 | 15 | 7 | 1.3335e-10 | 5spot_SharedNeighbor | Water | Porous | Wet | R245fa | MinimizeLCOE_Brownfield | IgnoreSilica | 2019 | 12.1823 | 0.63628 | 0.0068056 | 4 | 248421.7289 | 521744.4647 | 5064.413 | 10636.4666 | 56.0907 | 0 | 2792.0576 | 152966.3125 | 3955.7472 | 249873.456 | 250520.2501 | 0 | 44131.7469 | 0 | 273564.5299 | 711758.7911 | 485790.0001 | 2172560.8337 | 961560.8286 | 3628490.1274 | 3628490.1274 | 1478867.319 | 2333117.1208 | 0 | 6762611.7897 | 14203086.357 | 133352.1432 | 0.027222 | 248421.7289 | 521744.4647 | 5064.413 | 10636.4666
1 | 1200 | 707 | 0.035 | 15 | 15 | 7 | 1.7783e-10 | 5spot_SharedNeighbor | Water | Porous | Wet | R245fa | MinimizeLCOE_Brownfield | IgnoreSilica | 2019 | 15.4218 | 0.80844 | 0.0090301 | 4 | 199803.2242 | 405793.2785 | 4073.259 | 8272.6449 | 56.1838 | 0 | 94.6215 | 180897.8948 | 4690.0206 | 302605.8005 | 311386.4426 | 0 | 48575.089 | 0 | 330780.5465 | 860623.1297 | 587392.97 | 2626951.8938 | 961560.8286 | 3628490.1274 | 3628490.1274 | 1478867.319 | 2333117.1208 | 0 | 7217002.8498 | 14657477.4171 | 177827.941 | 0.036121 | 199803.2242 | 405793.2785 | 4073.259 | 8272.6449
1 | 1200 | 707 | 0.035 | 15 | 15 | 7 | 2.3714e-10 | 5spot_SharedNeighbor | Water | Porous | Wet | R245fa | MinimizeLCOE_Brownfield | IgnoreSilica | 2019 | 19.2392 | 1.0113 | 0.011777 | 4 | 164173.5905 | 322117.2342 | 3346.9007 | 6566.7955 | 56.2536 | 0 | 92.8825 | 211579.289 | 5496.7187 | 361942.5249 | 383111.577 | 0 | 52932.5676 | 0 | 395874.4441 | 1029984.0986 | 702985.3114 | 3143906.5314 | 961560.8286 | 3628490.1274 | 3628490.1274 | 1478867.319 | 2333117.1208 | 0 | 7733957.4875 | 15174432.0548 | 237137.3706 | 0.047108 | 164173.5905 | 322117.2342 | 3346.9007 | 6566.7955
1 | 1200 | 707 | 0.035 | 15 | 15 | 7 | 3.1623e-10 | 5spot_SharedNeighbor | Water | Porous | Wet | R245fa | MinimizeLCOE_Brownfield | IgnoreSilica | 2019 | 23.5707 | 1.2415 | 0.015055 | 4 | 137860.2784 | 261413.8385 | 2810.4682 | 5329.2747 | 56.3059 | 0 | 89.7776 | 244212.9419 | 6354.7534 | 426458.6279 | 464501.5414 | 0 | 56947.8949 | 0 | 467405.5463 | 1216093.3533 | 830008.7019 | 3711983.3611 | 961560.8286 | 3628490.1274 | 3628490.1274 | 1478867.319 | 2333117.1208 | 0 | 8302034.3171 | 15742508.8844 | 316227.766 | 0.060221 | 137860.2784 | 261413.8385 | 2810.4682 | 5329.2747
1 | 1200 | 707 | 0.035 | 15 | 15 | 7 | 4.217e-10 | 5spot_SharedNeighbor | Water | Porous | Wet | R245fa | MinimizeLCOE_Brownfield | IgnoreSilica | 2019 | 28.2381 | 1.4896 | 0.018793 | 4 | 118351.9085 | 217332.2157 | 2412.7637 | 4430.6112 | 56.3448 | 0 | 110.9044 | 277392.6797 | 7227.0464 | 493353.0035 | 552207.9389 | 0 | 60280.6494 | 0 | 542279.914 | 1410901.0992 | 962968.9914 | 4306611.3225 | 961560.8286 | 3628490.1274 | 3628490.1274 | 1478867.319 | 2333117.1208 | 0 | 8896662.2785 | 16337136.8458 | 421696.5034 | 0.075171 | 118351.9085 | 217332.2157 | 2412.7637 | 4430.6112
1 | 1200 | 707 | 0.035 | 15 | 15 | 7 | 5.6234e-10 | 5spot_SharedNeighbor | Water | Porous | Wet | R245fa | MinimizeLCOE_Brownfield | IgnoreSilica | 2019 | 33.0124 | 1.7435 | 0.022839 | 4 | 103875.1357 | 185320.0167 | 2117.6351 | 3777.9992 | 56.3736 | 0 | 103.341 | 309654.3697 | 8075.039 | 559511.5801 | 641929.2698 | 0 | 62734.711 | 0 | 616942.9381 | 1605158.9727 | 1095553.9816 | 4899560.8619 | 961560.8286 | 3628490.1274 | 3628490.1274 | 1478867.319 | 2333117.1208 | 0 | 9489611.818 | 16930086.3852 | 562341.3252 | 0.091356 | 103875.1357 | 185320.0167 | 2117.6351 | 3777.9992
1 | 1200 | 707 | 0.035 | 15 | 15 | 7 | 7.4989e-10 | 5spot_SharedNeighbor | Water | Porous | Wet | R245fa | MinimizeLCOE_Brownfield | IgnoreSilica | 2019 | 37.6191 | 1.9884 | 0.026973 | 4 | 93140.7824 | 162102.5613 | 1898.8008 | 3304.68 | 56.3947 | 0 | 113.5023 | 339473.552 | 8858.643 | 621544.5467 | 728507.1473 | 0 | 64197.7412 | 0 | 687406.8358 | 1788491.5803 | 1220682.2534 | 5459162.2998 | 961560.8286 | 3628490.1274 | 3628490.1274 | 1478867.319 | 2333117.1208 | 0 | 10049213.2558 | 17489687.8231 | 749894.2093 | 0.10789 | 93140.7824 | 162102.5613 | 1898.8008 | 3304.68
1 | 1200 | 707 | 0.035 | 15 | 15 | 7 | 1e-09 | 5spot_SharedNeighbor | Water | Porous | Wet | R245fa | MinimizeLCOE_Brownfield | IgnoreSilica | 2019 | 41.8092 | 2.2112 | 0.030955 | 4 | 85191.3873 | 145281.6055 | 1736.7417 | 2961.762 | 56.41 | 0 | 119.6578 | 365652.6613 | 9546.4126 | 676649.1837 | 807256.38 | 0 | 64694.4742 | 0 | 750281.6536 | 1952078.9588 | 1332334.0006 | 5958493.7249 | 961560.8286 | 3628490.1274 | 3628490.1274 | 1478867.319 | 2333117.1208 | 0 | 10548544.681 | 17989019.2482 | 1000000 | 0.12382 | 85191.3873 | 145281.6055 | 1736.7417 | 2961.762
1 | 1200 | 707 | 0.035 | 15 | 15 | 7 | 1.3335e-09 | 5spot_SharedNeighbor | Water | Porous | Wet | R245fa | MinimizeLCOE_Brownfield | IgnoreSilica | 2019 | 45.4413 | 2.4043 | 0.034594 | 4 | 79308.776 | 133078.758 | 1616.8167 | 2712.9905 | 56.4209 | 0 | 105.3272 | 387710.4736 | 10125.7565 | 723518.1027 | 875516.9687 | 0 | 64432.1535 | 0 | 803908.3474 | 2091604.6157 | 1427563.1284 | 6384379.5464 | 961560.8286 | 3628490.1274 | 3628490.1274 | 1478867.319 | 2333117.1208 | 0 | 10974430.5024 | 18414905.0697 | 1333521.4322 | 0.13838 | 79308.776 | 133078.758 | 1616.8167 | 2712.9905
1 | 1200 | 707 | 0.035 | 15 | 15 | 7 | 1.7783e-09 | 5spot_SharedNeighbor | Water | Porous | Wet | R245fa | MinimizeLCOE_Brownfield | IgnoreSilica | 2019 | 48.4887 | 2.5663 | 0.03778 | 4 | 74954.7444 | 124190.6556 | 1528.0538 | 2531.7945 | 56.4285 | 0 | 2805.5404 | 405807.0128 | 10600.9382 | 762256.9083 | 932783.5816 | 0 | 63712.2426 | 0 | 848312.6665 | 2207135.5455 | 1506415.3619 | 6737024.2573 | 961560.8286 | 3628490.1274 | 3628490.1274 | 1478867.319 | 2333117.1208 | 0 | 11327075.2133 | 18767549.7806 | 1778279.41 | 0.15112 | 74954.7444 | 124190.6556 | 1528.0538 | 2531.7945
1 | 1200 | 707 | 0.035 | 15 | 15 | 7 | 2.3714e-09 | 5spot_SharedNeighbor | Water | Porous | Wet | R245fa | MinimizeLCOE_Brownfield | IgnoreSilica | 2019 | 50.9512 | 2.6972 | 0.040461 | 4 | 71728.7447 | 117702.0466 | 1462.2875 | 2399.5154 | 56.4338 | 0 | 121.8686 | 420177.5837 | 10978.1959 | 793198.255 | 979054.0775 | 0 | 62719.3778 | 0 | 883789.721 | 2299439.5639 | 1569414.7511 | 7018771.5259 | 961560.8286 | 3628490.1274 | 3628490.1274 | 1478867.319 | 2333117.1208 | 0 | 11608822.4819 | 19049297.0492 | 2371373.7057 | 0.16184 | 71728.7447 | 117702.0466 | 1462.2875 | 2399.5154
1 | 1200 | 707 | 0.035 | 15 | 15 | 7 | 3.1623e-09 | 5spot_SharedNeighbor | Water | Porous | Wet | R245fa | MinimizeLCOE_Brownfield | IgnoreSilica | 2019 | 52.9197 | 2.8018 | 0.042663 | 4 | 69334.8219 | 112935.1122 | 1413.4841 | 2302.335 | 56.4374 | 0 | 112.5938 | 431511.642 | 11275.6788 | 817710.9048 | 1016036.3818 | 0 | 61689.0412 | 0 | 911907.2229 | 2372595.5362 | 1619345.2054 | 7242071.613 | 961560.8286 | 3628490.1274 | 3628490.1274 | 1478867.319 | 2333117.1208 | 0 | 11832122.5691 | 19272597.1363 | 3162277.6602 | 0.17065 | 69334.8219 | 112935.1122 | 1413.4841 | 2302.335
1 | 1200 | 707 | 0.035 | 15 | 15 | 7 | 4.217e-09 | 5spot_SharedNeighbor | Water | Porous | Wet | R245fa | MinimizeLCOE_Brownfield | IgnoreSilica | 2019 | 54.4519 | 2.8832 | 0.044425 | 4 | 67555.3063 | 109426.1875 | 1377.2063 | 2230.8008 | 56.4399 | 0 | 123.0113 | 440242.8984 | 11504.8077 | 836659.1292 | 1044816.7556 | 0 | 60690.0315 | 0 | 933626.3127 | 2429104.1526 | 1657913.4973 | 7414557.585 | 961560.8286 | 3628490.1274 | 3628490.1274 | 1478867.319 | 2333117.1208 | 0 | 12004608.541 | 19445083.1083 | 4216965.0343 | 0.1777 | 67555.3063 | 109426.1875 | 1377.2063 | 2230.8008
1 | 1200 | 707 | 0.035 | 15 | 15 | 7 | 5.6234e-09 | 5spot_SharedNeighbor | Water | Porous | Wet | R245fa | MinimizeLCOE_Brownfield | IgnoreSilica | 2019 | 55.6387 | 2.9462 | 0.045815 | 4 | 66230.3164 | 106830.5967 | 1350.1946 | 2177.8862 | 56.4416 | 0 | 131.6187 | 446953.9737 | 11680.8978 | 851261.1791 | 1067108.882 | 0 | 59807.6239 | 0 | 950356.897 | 2472633.7011 | 1687623.3085 | 7547426.4631 | 961560.8286 | 3628490.1274 | 3628490.1274 | 1478867.319 | 2333117.1208 | 0 | 12137477.4192 | 19577951.9864 | 5623413.2519 | 0.18326 | 66230.3164 | 106830.5967 | 1350.1946 | 2177.8862
1 | 1200 | 707 | 0.035 | 15 | 15 | 7 | 7.4989e-09 | 5spot_SharedNeighbor | Water | Porous | Wet | R245fa | MinimizeLCOE_Brownfield | IgnoreSilica | 2019 | 56.5519 | 2.9947 | 0.046899 | 4 | 65242.309 | 104904.3052 | 1330.0527 | 2138.6162 | 56.4429 | 0 | 117.9658 | 452086.7491 | 11815.5605 | 862451.2508 | 1084258.0257 | 0 | 59065.2665 | 0 | 963173.9725 | 2505981.1024 | 1710383.5952 | 7649215.5228 | 961560.8286 | 3628490.1274 | 3628490.1274 | 1478867.319 | 2333117.1208 | 0 | 12239266.4788 | 19679741.0461 | 7498942.0933 | 0.1876 | 65242.309 | 104904.3052 | 1330.0527 | 2138.6162
1 | 1200 | 707 | 0.035 | 15 | 15 | 7 | 1e-08 | 5spot_SharedNeighbor | Water | Porous | Wet | R245fa | MinimizeLCOE_Brownfield | IgnoreSilica | 2019 | 57.2318 | 3.0308 | 0.047728 | 4 | 64504.6697 | 103478.2032 | 1315.0149 | 2109.5431 | 56.4437 | 0 | 104.4279 | 455891.7442 | 11915.3792 | 870758.9109 | 1097026.4486 | 0 | 58422.6251 | 0 | 972665.8921 | 2530677.13 | 1727239.1415 | 7724597.2715 | 961560.8286 | 3628490.1274 | 3628490.1274 | 1478867.319 | 2333117.1208 | 0 | 12314648.2276 | 19755122.7948 | 10000000 | 0.19091 | 64504.6697 | 103478.2032 | 1315.0149 | 2109.5431
1 | 1300 | 707 | 0.035 | 15 | 15 | 7 | 1e-13 | 5spot_SharedNeighbor | Water | Porous | Wet | R245fa | MinimizeLCOE_Brownfield | IgnoreSilica | 2019 | 0 | 0 | 0 | 0 |  |  |  |  | 15 |  | 14.465 | [19 empty] | 100 | 0
1 | 1300 | 707 | 0.035 | 15 | 15 | 7 | 1.3335e-13 | 5spot_SharedNeighbor | Water | Porous | Wet | R245fa | MinimizeLCOE_Brownfield | IgnoreSilica | 2019 | 0 | 0 | 0 | 0 |  |  |  |  | 15 |  | 12.9622 | [19 empty] | 133.3521 | 0
1 | 1300 | 707 | 0.035 | 15 | 15 | 7 | 1.7783e-13 | 5spot_SharedNeighbor | Water | Porous | Wet | R245fa | MinimizeLCOE_Brownfield | IgnoreSilica | 2019 | 0 | 0 | 0 | 0 |  |  |  |  | 15 |  | 2690.1409 | [19 empty] | 177.8279 | 0
1 | 1300 | 707 | 0.035 | 15 | 15 | 7 | 2.3714e-13 | 5spot_SharedNeighbor | Water | Porous | Wet | R245fa | MinimizeLCOE_Brownfield | IgnoreSilica | 2019 | 0 | 0 | 0 | 0 |  |  |  |  | 15 |  | 23.8329 | [19 empty] | 237.1374 | 0
1 | 1300 | 707 | 0.035 | 15 | 15 | 7 | 3.1623e-13 | 5spot_SharedNeighbor | Water | Porous | Wet | R245fa | MinimizeLCOE_Brownfield | IgnoreSilica | 2019 | 0 | 0 | 0 | 0 |  |  |  |  | 15 |  | 23.4695 | [19 empty] | 316.2278 | 0
1 | 1300 | 707 | 0.035 | 15 | 15 | 7 | 4.217e-13 | 5spot_SharedNeighbor | Water | Porous | Wet | R245fa | MinimizeLCOE_Brownfield | IgnoreSilica | 2019 | 0 | 0 | 0 | 0 |  |  |  |  | 15 |  | 23.553 | [19 empty] | 421.6965 | 0
1 | 1300 | 707 | 0.035 | 15 | 15 | 7 | 5.6234e-13 | 5spot_SharedNeighbor | Water | Porous | Wet | R245fa | MinimizeLCOE_Brownfield | IgnoreSilica | 2019 | 0 | 0 | 0 | 0 |  |  |  |  | 15 |  | 24.4918 | [19 empty] | 562.3413 | 0
1 | 1300 | 707 | 0.035 | 15 | 15 | 7 | 7.4989e-13 | 5spot_SharedNeighbor | Water | Porous | Wet | R245fa | MinimizeLCOE_Brownfield | IgnoreSilica | 2019 | 0 | 0 | 0 | 0 |  |  |  |  | 15 |  | 26.1469 | [19 empty] | 749.8942 | 0
1 | 1300 | 707 | 0.035 | 15 | 15 | 7 | 1e-12 | 5spot_SharedNeighbor | Water | Porous | Wet | R245fa | MinimizeLCOE_Brownfield | IgnoreSilica | 2019 | 0 | 0 | 0 | 0 |  |  |  |  | 15 |  | 26.7071 | [19 empty] | 1000 | 0
1 | 1300 | 707 | 0.035 | 15 | 15 | 7 | 1.3335e-12 | 5spot_SharedNeighbor | Water | Porous | Wet | R245fa | MinimizeLCOE_Brownfield | IgnoreSilica | 2019 | 0 | 0 | 0 | 0 |  |  |  |  | 15 |  | 26.5277 | [19 empty] | 1333.5214 | 0
1 | 1300 | 707 | 0.035 | 15 | 15 | 7 | 1.7783e-12 | 5spot_SharedNeighbor | Water | Porous | Wet | R245fa | MinimizeLCOE_Brownfield | IgnoreSilica | 2019 | 0 | 0 | 0 | 0 |  |  |  |  | 15 |  | 30.5086 | [19 empty] | 1778.2794 | 0
1 | 1300 | 707 | 0.035 | 15 | 15 | 7 | 2.3714e-12 | 5spot_SharedNeighbor | Water | Porous | Wet | R245fa | MinimizeLCOE_Brownfield | IgnoreSilica | 2019 | 0 | 0 | 0 | 0 |  |  |  |  | 15 |  | 34.2499 | [19 empty] | 2371.3737 | 0
1 | 1300 | 707 | 0.035 | 15 | 15 | 7 | 3.1623e-12 | 5spot_SharedNeighbor | Water | Porous | Wet | R245fa | MinimizeLCOE_Brownfield | IgnoreSilica | 2019 | 0 | 0 | 0 | 0 |  |  |  |  | 15 |  | 38.2154 | [19 empty] | 3162.2777 | 0
1 | 1300 | 707 | 0.035 | 15 | 15 | 7 | 4.217e-12 | 5spot_SharedNeighbor | Water | Porous | Wet | R245fa | MinimizeLCOE_Brownfield | IgnoreSilica | 2019 | 0 | 0 | 0 | 0 |  |  |  |  | 15 |  | 40.8643 | [19 empty] | 4216.965 | 0
1 | 1300 | 707 | 0.035 | 15 | 15 | 7 | 5.6234e-12 | 5spot_SharedNeighbor | Water | Porous | Wet | R245fa | MinimizeLCOE_Brownfield | IgnoreSilica | 2019 | 0 | 0 | 0 | 0 |  |  |  |  | 15 |  | 39.3448 | [19 empty] | 5623.4133 | 0
1 | 1300 | 707 | 0.035 | 15 | 15 | 7 | 7.4989e-12 | 5spot_SharedNeighbor | Water | Porous | Wet | R245fa | MinimizeLCOE_Brownfield | IgnoreSilica | 2019 | 1.6 | 0.083937 | 7.6542e-05 | 4 | 17595809.282 | 43161847.7535 | 358714.3723 | 879912.6472 | 56.2028 | 0 | 42.9 | 38072.4341 | 961.2235 | 49421.4181 | 53898.8476 | 0 | 25786.6872 | 0 | 65574.8381 | 170612.2774 | 116446.3851 | 520774.111 | 961560.8286 | 3904935.7281 | 3904935.7281 | 1478867.319 | 2443695.3611 | 0 | 5387270.6677 | 13214769.0758 | 7498.9421 | 0.00030617 | 17595809.282 | 43161847.7535 | 358714.3723 | 879912.6472
1 | 1300 | 707 | 0.035 | 15 | 15 | 7 | 1e-11 | 5spot_SharedNeighbor | Water | Porous | Wet | R245fa | MinimizeLCOE_Brownfield | IgnoreSilica | 2019 | 1.4958 | 0.077712 | 0.00047645 | 4 | 2807622.041 | 6914858.2448 | 57237.1729 | 140968.7384 | 55.957 | 0 | 238.645 | 35937.2934 | 904.4244 | 46478.0051 | 51789.6895 | 0 | 21229.1169 | 0 | 60972.0264 | 158636.7057 | 108272.8113 | 484220.0727 | 961560.8286 | 3904935.7281 | 3904935.7281 | 1478867.319 | 2443695.3611 | 0 | 5350716.6294 | 13178215.0375 | 10000 | 0.0019058 | 2807622.041 | 6914858.2448 | 57237.1729 | 140968.7384
1 | 1300 | 707 | 0.035 | 15 | 15 | 7 | 1.3335e-11 | 5spot_SharedNeighbor | Water | Porous | Wet | R245fa | MinimizeLCOE_Brownfield | IgnoreSilica | 2019 | 2.0404 | 0.11031 | 0.0008508 | 4 | 1608725.3066 | 3908764.5736 | 32796.0413 | 79685.4528 | 56.9786 | 0 | 337.3917 | 46625.6821 | 1189.4281 | 61447.8904 | 62819.3915 | 0 | 24324.1103 | 0 | 76598.5359 | 199293.6779 | 136022.0302 | 608320.7463 | 961560.8286 | 3904935.7281 | 3904935.7281 | 1478867.319 | 2443695.3611 | 0 | 5474817.303 | 13302315.7112 | 13335.2143 | 0.0034032 | 1608725.3066 | 3908764.5736 | 32796.0413 | 79685.4528
1 | 1300 | 707 | 0.035 | 15 | 15 | 7 | 1.7783e-11 | 5spot_SharedNeighbor | Water | Porous | Wet | R245fa | MinimizeLCOE_Brownfield | IgnoreSilica | 2019 | 2.7204 | 0.15123 | 0.001363 | 4 | 1030872.0777 | 2466607.091 | 21015.7217 | 50285.1219 | 57.7003 | 0 | 88.0404 | 58702.5466 | 1512.6671 | 79036.5848 | 76624.4875 | 0 | 27476.5575 | 0 | 94907.609 | 246930.1303 | 168534.8878 | 753725.4705 | 961560.8286 | 3904935.7281 | 3904935.7281 | 1478867.319 | 2443695.3611 | 0 | 5620222.0272 | 13447720.4354 | 17782.7941 | 0.0054519 | 1030872.0777 | 2466607.091 | 21015.7217 | 50285.1219
1 | 1300 | 707 | 0.035 | 15 | 15 | 7 | 2.3714e-11 | 5spot_SharedNeighbor | Water | Porous | Wet | R245fa | MinimizeLCOE_Brownfield | IgnoreSilica | 2019 | 3.6024 | 0.2044 | 0.002055 | 4 | 705404.8887 | 1657643.0748 | 14380.6328 | 33793.2962 | 58.2411 | 0 | 95.8571 | 72948.2625 | 1894.9754 | 100527.464 | 94540.0219 | 0 | 31002.9926 | 0 | 117356.3494 | 305337.148 | 208398.8775 | 932006.0913 | 961560.8286 | 3904935.7281 | 3904935.7281 | 1478867.319 | 2443695.3611 | 0 | 5798502.6479 | 13626001.0561 | 23713.7371 | 0.0082201 | 705404.8887 | 1657643.0748 | 14380.6328 | 33793.2962
1 | 1300 | 707 | 0.035 | 15 | 15 | 7 | 3.1623e-11 | 5spot_SharedNeighbor | Water | Porous | Wet | R245fa | MinimizeLCOE_Brownfield | IgnoreSilica | 2019 | 4.7452 | 0.27335 | 0.0029811 | 4 | 504652.6007 | 1161083.9195 | 10288.0259 | 23670.2662 | 58.6485 | 0 | 65.1325 | 89788.4905 | 2347.7305 | 126798.5713 | 117757.6031 | 0 | 34973.5042 | 0 | 144949.7009 | 377129.3884 | 257398.5568 | 1151143.5457 | 961560.8286 | 3904935.7281 | 3904935.7281 | 1478867.319 | 2443695.3611 | 0 | 6017640.1024 | 13845138.5106 | 31622.7766 | 0.011924 | 504652.6007 | 1161083.9195 | 10288.0259 | 23670.2662
1 | 1300 | 707 | 0.035 | 15 | 15 | 7 | 4.217e-11 | 5spot_SharedNeighbor | Water | Porous | Wet | R245fa | MinimizeLCOE_Brownfield | IgnoreSilica | 2019 | 6.1723 | 0.35946 | 0.0042016 | 4 | 373522.0475 | 839267.6287 | 7614.7522 | 17109.6058 | 58.9437 | 0 | 127.3588 | 109039.2421 | 2865.823 | 157808.3891 | 146744.5935 | 0 | 39125.5259 | 0 | 177677.5937 | 462280.6521 | 315516.044 | 1411057.8634 | 961560.8286 | 3904935.7281 | 3904935.7281 | 1478867.319 | 2443695.3611 | 0 | 6277554.4201 | 14105052.8283 | 42169.6503 | 0.016806 | 373522.0475 | 839267.6287 | 7614.7522 | 17109.6058
1 | 1300 | 707 | 0.035 | 15 | 15 | 7 | 5.6234e-11 | 5spot_SharedNeighbor | Water | Porous | Wet | R245fa | MinimizeLCOE_Brownfield | IgnoreSilica | 2019 | 7.8554 | 0.46061 | 0.0057585 | 4 | 285155.3975 | 624976.8332 | 5813.2785 | 12740.9981 | 59.1318 | 0 | 127.1828 | 129851.8452 | 3425.8493 | 192399.5183 | 180845.4616 | 0 | 42937.0313 | 0 | 214289.2852 | 557536.7633 | 380530.2972 | 1701816.0512 | 961560.8286 | 3904935.7281 | 3904935.7281 | 1478867.319 | 2443695.3611 | 0 | 6568312.6079 | 14395811.0161 | 56234.1325 | 0.023034 | 285155.3975 | 624976.8332 | 5813.2785 | 12740.9981
1 | 1300 | 707 | 0.035 | 15 | 15 | 7 | 7.4989e-11 | 5spot_SharedNeighbor | Water | Porous | Wet | R245fa | MinimizeLCOE_Brownfield | IgnoreSilica | 2019 | 10.3964 | 0.61464 | 0.0079421 | 4 | 220228.0477 | 466619.9497 | 4489.6466 | 9512.6788 | 59.3601 | 0 | 129.434 | 159190.5114 | 4217.4782 | 242292.0777 | 232596.6545 | 0 | 49349.8226 | 0 | 268182.1523 | 697754.9486 | 476232.0899 | 2129815.7352 | 961560.8286 | 3904935.7281 | 3904935.7281 | 1478867.319 | 2443695.3611 | 0 | 6996312.2919 | 14823810.7 | 74989.4209 | 0.031768 | 220228.0477 | 466619.9497 | 4489.6466 | 9512.6788
1 | 1300 | 707 | 0.035 | 15 | 15 | 7 | 1e-10 | 5spot_SharedNeighbor | Water | Porous | Wet | R245fa | MinimizeLCOE_Brownfield | IgnoreSilica | 2019 | 13.2734 | 0.78844 | 0.010661 | 4 | 174846.5211 | 358396.6365 | 3564.4828 | 7306.4002 | 59.4914 | 0 | 110.9052 | 189611.3193 | 5037.7147 | 295665.316 | 291063.5658 | 0 | 54794.1362 | 0 | 326107.1003 | 848463.7812 | 579093.9648 | 2589836.8983 | 961560.8286 | 3904935.7281 | 3904935.7281 | 1478867.319 | 2443695.3611 | 0 | 7456333.455 | 15283831.8632 | 100000 | 0.042645 | 174846.5211 | 358396.6365 | 3564.4828 | 7306.4002
1 | 1300 | 707 | 0.035 | 15 | 15 | 7 | 1.3335e-10 | 5spot_SharedNeighbor | Water | Porous | Wet | R245fa | MinimizeLCOE_Brownfield | IgnoreSilica | 2019 | 16.7908 | 1.0009 | 0.014112 | 4 | 141687.312 | 280357.6709 | 2888.4875 | 5715.4703 | 59.5914 | 0 | 106.0929 | 224150.657 | 5969.0515 | 357825.8234 | 362547.6897 | 0 | 60498.9706 | 0 | 394286.955 | 1025853.7774 | 700166.2823 | 3131299.2068 | 961560.8286 | 3904935.7281 | 3904935.7281 | 1478867.319 | 2443695.3611 | 0 | 7997795.7635 | 15825294.1717 | 133352.1432 | 0.056447 | 141687.312 | 280357.6709 | 2888.4875 | 5715.4703
1 | 1300 | 707 | 0.035 | 15 | 15 | 7 | 1.7783e-10 | 5spot_SharedNeighbor | Water | Porous | Wet | R245fa | MinimizeLCOE_Brownfield | IgnoreSilica | 2019 | 20.9519 | 1.2524 | 0.018382 | 4 | 117177.3258 | 223632.3254 | 2388.8183 | 4559.0474 | 59.6668 | 0 | 89.593 | 262255.4342 | 6996.4106 | 428052.3444 | 447118.2514 | 0 | 66134.1074 | 0 | 472117.0537 | 1228351.7293 | 838375.2954 | 3749400.6265 | 961560.8286 | 3904935.7281 | 3904935.7281 | 1478867.319 | 2443695.3611 | 0 | 8615897.1832 | 16443395.5914 | 177827.941 | 0.073529 | 117177.3258 | 223632.3254 | 2388.8183 | 4559.0474
1 | 1300 | 707 | 0.035 | 15 | 15 | 7 | 2.3714e-10 | 5spot_SharedNeighbor | Water | Porous | Wet | R245fa | MinimizeLCOE_Brownfield | IgnoreSilica | 2019 | 25.6971 | 1.5391 | 0.023498 | 4 | 98925.3685 | 182205.3103 | 2016.7274 | 3714.5017 | 59.7235 | 0 | 132.4294 | 302991.2011 | 8094.4301 | 504781.2925 | 543564.8295 | 0 | 71357.9772 | 0 | 558007.9949 | 1451822.3395 | 990898.5787 | 4431518.6435 | 961560.8286 | 3904935.7281 | 3904935.7281 | 1478867.319 | 2443695.3611 | 0 | 9298015.2002 | 17125513.6084 | 237137.3706 | 0.09399 | 98925.3685 | 182205.3103 | 2016.7274 | 3714.5017
1 | 1300 | 707 | 0.035 | 15 | 15 | 7 | 3.1623e-10 | 5spot_SharedNeighbor | Water | Porous | Wet | R245fa | MinimizeLCOE_Brownfield | IgnoreSilica | 2019 | 30.8593 | 1.8511 | 0.029368 | 4 | 85282.6754 | 151915.5387 | 1738.6027 | 3097.0037 | 59.766 | 0 | 98.673 | 344795.2422 | 9220.8559 | 585075.5181 | 648495.1509 | 0 | 75768.5756 | 0 | 648708.5837 | 1687806.6663 | 1151962.7307 | 5151833.3233 | 961560.8286 | 3904935.7281 | 3904935.7281 | 1478867.319 | 2443695.3611 | 0 | 10018329.88 | 17845828.2882 | 316227.766 | 0.11747 | 85282.6754 | 151915.5387 | 1738.6027 | 3097.0037
1 | 1300 | 707 | 0.035 | 15 | 15 | 7 | 4.217e-10 | 5spot_SharedNeighbor | Water | Porous | Wet | R245fa | MinimizeLCOE_Brownfield | IgnoreSilica | 2019 | 36.177 | 2.1725 | 0.035766 | 4 | 75078.5887 | 129792.5629 | 1530.5786 | 2645.997 | 59.7975 | 0 | 149.6116 | 385706.2627 | 10322.7779 | 665005.4162 | 756592.888 | 0 | 79023.0509 | 0 | 739693.6543 | 1924531.1564 | 1313532.0594 | 5874407.2658 | 961560.8286 | 3904935.7281 | 3904935.7281 | 1478867.319 | 2443695.3611 | 0 | 10740903.8225 | 18568402.2307 | 421696.5034 | 0.14306 | 75078.5887 | 129792.5629 | 1530.5786 | 2645.997
1 | 1300 | 707 | 0.035 | 15 | 15 | 7 | 5.6234e-10 | 5spot_SharedNeighbor | Water | Porous | Wet | R245fa | MinimizeLCOE_Brownfield | IgnoreSilica | 2019 | 41.3728 | 2.4866 | 0.042363 | 4 | 67457.6 | 113650.5798 | 1375.2144 | 2316.9208 | 59.8207 | 0 | 141.254 | 423965.3076 | 11352.8283 | 740846.1749 | 862217.6324 | 0 | 81023.7349 | 0 | 826568.2145 | 2150560.9416 | 1467802.0322 | 6564336.8664 | 961560.8286 | 3904935.7281 | 3904935.7281 | 1478867.319 | 2443695.3611 | 0 | 11430833.4231 | 19258331.8313 | 562341.3252 | 0.16945 | 67457.6 | 113650.5798 | 1375.2144 | 2316.9208
1 | 1300 | 707 | 0.035 | 15 | 15 | 7 | 7.4989e-10 | 5spot_SharedNeighbor | Water | Porous | Wet | R245fa | MinimizeLCOE_Brownfield | IgnoreSilica | 2019 | 46.1381 | 2.7746 | 0.048766 | 4 | 61778.9405 | 101906.8407 | 1259.4473 | 2077.5088 | 59.8372 | 0 | 146.4091 | 457797.5832 | 12263.294 | 808723.681 | 959085.6202 | 0 | 81712.1764 | 0 | 904637.1184 | 2353680.2154 | 1606435.1103 | 7184334.799 | 961560.8286 | 3904935.7281 | 3904935.7281 | 1478867.319 | 2443695.3611 | 0 | 12050831.3557 | 19878329.7639 | 749894.2093 | 0.19506 | 61778.9405 | 101906.8407 | 1259.4473 | 2077.5088
1 | 1300 | 707 | 0.035 | 15 | 15 | 7 | 1e-09 | 5spot_SharedNeighbor | Water | Porous | Wet | R245fa | MinimizeLCOE_Brownfield | IgnoreSilica | 2019 | 50.323 | 3.0275 | 0.054669 | 4 | 57555.779 | 93350.6556 | 1173.3524 | 1903.0794 | 59.8486 | 0 | 148.4219 | 486642.6777 | 13039.2061 | 867163.5879 | 1044144.1849 | 0 | 81411.9471 | 0 | 972036.6255 | 2529039.9074 | 1726121.7033 | 7719599.8399 | 961560.8286 | 3904935.7281 | 3904935.7281 | 1478867.319 | 2443695.3611 | 0 | 12586096.3966 | 20413594.8048 | 1000000 | 0.21868 | 57555.779 | 93350.6556 | 1173.3524 | 1903.0794
1 | 1300 | 707 | 0.035 | 15 | 15 | 7 | 1.3335e-09 | 5spot_SharedNeighbor | Water | Porous | Wet | R245fa | MinimizeLCOE_Brownfield | IgnoreSilica | 2019 | 53.8212 | 3.2388 | 0.059846 | 4 | 54417.938 | 87116.247 | 1109.3833 | 1775.9825 | 59.856 | 0 | 150.0088 | 510192.7108 | 13672.418 | 915248.8333 | 1115228.7916 | 0 | 80367.0123 | 0 | 1027536.8087 | 2673439.9995 | 1824677.7333 | 8160364.3074 | 961560.8286 | 3904935.7281 | 3904935.7281 | 1478867.319 | 2443695.3611 | 0 | 13026860.8641 | 20854359.2722 | 1333521.4322 | 0.23939 | 54417.938 | 87116.247 | 1109.3833 | 1775.9825
1 | 1300 | 707 | 0.035 | 15 | 15 | 7 | 1.7783e-09 | 5spot_SharedNeighbor | Water | Porous | Wet | R245fa | MinimizeLCOE_Brownfield | IgnoreSilica | 2019 | 56.6781 | 3.4113 | 0.064233 | 4 | 52086.2144 | 82551.7028 | 1061.8479 | 1682.9281 | 59.8608 | 0 | 165.0474 | 529073.9962 | 14179.9026 | 954037.5762 | 1173266.3927 | 0 | 78979.7732 | 0 | 1072319.68 | 2789955.8443 | 1904202.1916 | 8516015.3568 | 961560.8286 | 3904935.7281 | 3904935.7281 | 1478867.319 | 2443695.3611 | 0 | 13382511.9135 | 21210010.3216 | 1778279.41 | 0.25693 | 52086.2144 | 82551.7028 | 1061.8479 | 1682.9281
1 | 1300 | 707 | 0.035 | 15 | 15 | 7 | 2.3714e-09 | 5spot_SharedNeighbor | Water | Porous | Wet | R245fa | MinimizeLCOE_Brownfield | IgnoreSilica | 2019 | 58.9561 | 3.5488 | 0.067839 | 4 | 50352.0706 | 79198.0471 | 1026.4951 | 1614.5593 | 59.8638 | 0 | 155.377 | 543915.2585 | 14578.6683 | 984672.0282 | 1219530.7369 | 0 | 77492.705 | 0 | 1107673.8648 | 2881940.1811 | 1966983.3916 | 8796786.8345 | 961560.8286 | 3904935.7281 | 3904935.7281 | 1478867.319 | 2443695.3611 | 0 | 13663283.3912 | 21490781.7994 | 2371373.7057 | 0.27135 | 50352.0706 | 79198.0471 | 1026.4951 | 1614.5593
1 | 1300 | 707 | 0.035 | 15 | 15 | 7 | 3.1623e-09 | 5spot_SharedNeighbor | Water | Porous | Wet | R245fa | MinimizeLCOE_Brownfield | IgnoreSilica | 2019 | 60.7271 | 3.6556 | 0.070727 | 4 | 49060.8395 | 76728.903 | 1000.1716 | 1564.2225 | 59.8656 | 0 | 147.9039 | 555328.0267 | 14885.2295 | 1008315.7323 | 1255490.5057 | 0 | 76034.5407 | 0 | 1134921.0736 | 2952831.8293 | 2015368.3981 | 9013175.336 | 961560.8286 | 3904935.7281 | 3904935.7281 | 1478867.319 | 2443695.3611 | 0 | 13879671.8927 | 21707170.3008 | 3162277.6602 | 0.28291 | 49060.8395 | 76728.903 | 1000.1716 | 1564.2225
1 | 1300 | 707 | 0.035 | 15 | 15 | 7 | 4.217e-09 | 5spot_SharedNeighbor | Water | Porous | Wet | R245fa | MinimizeLCOE_Brownfield | IgnoreSilica | 2019 | 62.1085 | 3.7389 | 0.073014 | 4 | 48098.1997 | 74899.4024 | 980.5469 | 1526.9256 | 59.8667 | 0 | 173.0267 | 564155.4077 | 15122.2905 | 1026654.3612 | 1283531.2487 | 0 | 74761.0244 | 0 | 1156047.4897 | 3007798.4301 | 2052884.2326 | 9180954.4849 | 961560.8286 | 3904935.7281 | 3904935.7281 | 1478867.319 | 2443695.3611 | 0 | 14047451.0416 | 21874949.4498 | 4216965.0343 | 0.29206 | 48098.1997 | 74899.4024 | 980.5469 | 1526.9256
1 | 1300 | 707 | 0.035 | 15 | 15 | 7 | 5.6234e-09 | 5spot_SharedNeighbor | Water | Porous | Wet | R245fa | MinimizeLCOE_Brownfield | IgnoreSilica | 2019 | 63.1755 | 3.8032 | 0.074802 | 4 | 47379.7007 | 73540.2937 | 965.8993 | 1499.2184 | 59.8674 | 0 | 151.2335 | 570930.8716 | 15304.214 | 1040760.2683 | 1305187.8119 | 0 | 73693.0087 | 0 | 1172291.7081 | 3050062.5543 | 2081730.3658 | 9309960.8026 | 961560.8286 | 3904935.7281 | 3904935.7281 | 1478867.319 | 2443695.3611 | 0 | 14176457.3593 | 22003955.7675 | 5623413.2519 | 0.29921 | 47379.7007 | 73540.2937 | 965.8993 | 1499.2184
1 | 1300 | 707 | 0.035 | 15 | 15 | 7 | 7.4989e-09 | 5spot_SharedNeighbor | Water | Porous | Wet | R245fa | MinimizeLCOE_Brownfield | IgnoreSilica | 2019 | 63.9797 | 3.8517 | 0.076176 | 4 | 46842.8866 | 72531.788 | 954.9556 | 1478.6586 | 59.8678 | 0 | 168.7357 | 576012.8014 | 15440.6461 | 1051357.4864 | 1321507.3981 | 0 | 72790.222 | 0 | 1184472.3361 | 3081754.0498 | 2103360.4627 | 9406695.4025 | 961560.8286 | 3904935.7281 | 3904935.7281 | 1478867.319 | 2443695.3611 | 0 | 14273191.9592 | 22100690.3674 | 7498942.0933 | 0.3047 | 46842.8866 | 72531.788 | 954.9556 | 1478.6586
1 | 1300 | 707 | 0.035 | 15 | 15 | 7 | 1e-08 | 5spot_SharedNeighbor | Water | Porous | Wet | R245fa | MinimizeLCOE_Brownfield | IgnoreSilica | 2019 | 64.5936 | 3.8887 | 0.077231 | 4 | 46441.4846 | 71779.533 | 946.7725 | 1463.3229 | 59.868 | 0 | 130.8925 | 579877.6662 | 15544.393 | 1059426.582 | 1333962.2151 | 0 | 72072.6314 | 0 | 1193744.5602 | 3105878.475 | 2119825.8786 | 9480332.4015 | 961560.8286 | 3904935.7281 | 3904935.7281 | 1478867.319 | 2443695.3611 | 0 | 14346828.9582 | 22174327.3664 | 10000000 | 0.30892 | 46441.4846 | 71779.533 | 946.7725 | 1463.3229
1 | 1400 | 707 | 0.035 | 15 | 15 | 7 | 1e-13 | 5spot_SharedNeighbor | Water | Porous | Wet | R245fa | MinimizeLCOE_Brownfield | IgnoreSilica | 2019 | 0 | 0 | 0 | 0 |  |  |  |  | 15 |  | 18.269 | [19 empty] | 100 | 0
1 | 1400 | 707 | 0.035 | 15 | 15 | 7 | 1.3335e-13 | 5spot_SharedNeighbor | Water | Porous | Wet | R245fa | MinimizeLCOE_Brownfield | IgnoreSilica | 2019 | 0 | 0 | 0 | 0 |  |  |  |  | 15 |  | 21.6656 | [19 empty] | 133.3521 | 0
1 | 1400 | 707 | 0.035 | 15 | 15 | 7 | 1.7783e-13 | 5spot_SharedNeighbor | Water | Porous | Wet | R245fa | MinimizeLCOE_Brownfield | IgnoreSilica | 2019 | 0 | 0 | 0 | 0 |  |  |  |  | 15 |  | 24.0634 | [19 empty] | 177.8279 | 0
1 | 1400 | 707 | 0.035 | 15 | 15 | 7 | 2.3714e-13 | 5spot_SharedNeighbor | Water | Porous | Wet | R245fa | MinimizeLCOE_Brownfield | IgnoreSilica | 2019 | 0 | 0 | 0 | 0 |  |  |  |  | 15 |  | 23.4504 | [19 empty] | 237.1374 | 0
1 | 1400 | 707 | 0.035 | 15 | 15 | 7 | 3.1623e-13 | 5spot_SharedNeighbor | Water | Porous | Wet | R245fa | MinimizeLCOE_Brownfield | IgnoreSilica | 2019 | 0 | 0 | 0 | 0 |  |  |  |  | 15 |  | 24.1612 | [19 empty] | 316.2278 | 0
1 | 1400 | 707 | 0.035 | 15 | 15 | 7 | 4.217e-13 | 5spot_SharedNeighbor | Water | Porous | Wet | R245fa | MinimizeLCOE_Brownfield | IgnoreSilica | 2019 | 0 | 0 | 0 | 0 |  |  |  |  | 15 |  | 24.3973 | [19 empty] | 421.6965 | 0
1 | 1400 | 707 | 0.035 | 15 | 15 | 7 | 5.6234e-13 | 5spot_SharedNeighbor | Water | Porous | Wet | R245fa | MinimizeLCOE_Brownfield | IgnoreSilica | 2019 | 0 | 0 | 0 | 0 |  |  |  |  | 15 |  | 23.8443 | [19 empty] | 562.3413 | 0
1 | 1400 | 707 | 0.035 | 15 | 15 | 7 | 7.4989e-13 | 5spot_SharedNeighbor | Water | Porous | Wet | R245fa | MinimizeLCOE_Brownfield | IgnoreSilica | 2019 | 0 | 0 | 0 | 0 |  |  |  |  | 15 |  | 26.6929 | [19 empty] | 749.8942 | 0
1 | 1400 | 707 | 0.035 | 15 | 15 | 7 | 1e-12 | 5spot_SharedNeighbor | Water | Porous | Wet | R245fa | MinimizeLCOE_Brownfield | IgnoreSilica | 2019 | 0 | 0 | 0 | 0 |  |  |  |  | 15 |  | 28.4074 | [19 empty] | 1000 | 0
1 | 1400 | 707 | 0.035 | 15 | 15 | 7 | 1.3335e-12 | 5spot_SharedNeighbor | Water | Porous | Wet | R245fa | MinimizeLCOE_Brownfield | IgnoreSilica | 2019 | 0 | 0 | 0 | 0 |  |  |  |  | 15 |  | 29.5196 | [19 empty] | 1333.5214 | 0
1 | 1400 | 707 | 0.035 | 15 | 15 | 7 | 1.7783e-12 | 5spot_SharedNeighbor | Water | Porous | Wet | R245fa | MinimizeLCOE_Brownfield | IgnoreSilica | 2019 | 0 | 0 | 0 | 0 |  |  |  |  | 15 |  | 31.5159 | [19 empty] | 1778.2794 | 0
1 | 1400 | 707 | 0.035 | 15 | 15 | 7 | 2.3714e-12 | 5spot_SharedNeighbor | Water | Porous | Wet | R245fa | MinimizeLCOE_Brownfield | IgnoreSilica | 2019 | 0 | 0 | 0 | 0 |  |  |  |  | 15 |  | 34.5434 | [19 empty] | 2371.3737 | 0
1 | 1400 | 707 | 0.035 | 15 | 15 | 7 | 3.1623e-12 | 5spot_SharedNeighbor | Water | Porous | Wet | R245fa | MinimizeLCOE_Brownfield | IgnoreSilica | 2019 | 0 | 0 | 0 | 0 |  |  |  |  | 15 |  | 38.6931 | [19 empty] | 3162.2777 | 0
1 | 1400 | 707 | 0.035 | 15 | 15 | 7 | 4.217e-12 | 5spot_SharedNeighbor | Water | Porous | Wet | R245fa | MinimizeLCOE_Brownfield | IgnoreSilica | 2019 | 0.79142 | 0.039762 | 8.4669e-05 | 4 | 16176412.2431 | 40455547.3221 | 329778.0438 | 824741.0523 | 55.1464 | 0 | 86.0842 | 22381.8143 | 553.0034 | 27212.298 | 38436.905 | 0 | 17877.2997 | 0 | 41519.9149 | 108026.3018 | 73730.1707 | 329737.7077 | 961560.8286 | 4187241.4196 | 4187241.4196 | 1478867.319 | 2556617.6377 | 0 | 5478539.9559 | 13701266.3322 | 4216.965 | 0.00033867 | 16176412.2431 | 40455547.3221 | 329778.0438 | 824741.0523
1 | 1400 | 707 | 0.035 | 15 | 15 | 7 | 5.6234e-12 | 5spot_SharedNeighbor | Water | Porous | Wet | R245fa | MinimizeLCOE_Brownfield | IgnoreSilica | 2019 | 1.1458 | 0.063154 | 0.00033621 | 4 | 4150275.3927 | 10264483.9046 | 84608.9775 | 209255.3881 | 57.4787 | 0 | 181.7875 | 32155.9146 | 816.0154 | 39313.3624 | 46093.6943 | 0 | 21331.2564 | 0 | 54486.9949 | 141763.9839 | 96756.8319 | 432718.0539 | 961560.8286 | 4187241.4196 | 4187241.4196 | 1478867.319 | 2556617.6377 | 0 | 5581520.3021 | 13804246.6784 | 5623.4133 | 0.0013449 | 4150275.3927 | 10264483.9046 | 84608.9775 | 209255.3881
1 | 1400 | 707 | 0.035 | 15 | 15 | 7 | 7.4989e-12 | 5spot_SharedNeighbor | Water | Porous | Wet | R245fa | MinimizeLCOE_Brownfield | IgnoreSilica | 2019 | 1.5736 | 0.091786 | 0.00070853 | 4 | 2009850.7028 | 4911195.8741 | 40973.5251 | 100121.3708 | 58.9865 | 0 | 270.0042 | 42714.6196 | 1103.3811 | 52944.0988 | 55380.7044 | 0 | 24572.5519 | 0 | 68918.9888 | 179313.0716 | 122384.8559 | 547332.2722 | 961560.8286 | 4187241.4196 | 4187241.4196 | 1478867.319 | 2556617.6377 | 0 | 5696134.5204 | 13918860.8967 | 7498.9421 | 0.0028341 | 2009850.7028 | 4911195.8741 | 40973.5251 | 100121.3708
1 | 1400 | 707 | 0.035 | 15 | 15 | 7 | 1e-11 | 5spot_SharedNeighbor | Water | Porous | Wet | R245fa | MinimizeLCOE_Brownfield | IgnoreSilica | 2019 | 2.1182 | 0.12842 | 0.0012317 | 4 | 1183830.7429 | 2852874.2804 | 24133.9909 | 58159.701 | 60.0672 | 0 | 375.2568 | 54833.192 | 1435.3867 | 69192.4786 | 67215.4224 | 0 | 27993.2071 | 0 | 86061.1779 | 223913.5313 | 152825.5861 | 683469.9821 | 961560.8286 | 4187241.4196 | 4187241.4196 | 1478867.319 | 2556617.6377 | 0 | 5832272.2303 | 14054998.6066 | 10000 | 0.0049266 | 1183830.7429 | 2852874.2804 | 24133.9909 | 58159.701
1 | 1400 | 707 | 0.035 | 15 | 15 | 7 | 1.3335e-11 | 5spot_SharedNeighbor | Water | Porous | Wet | R245fa | MinimizeLCOE_Brownfield | IgnoreSilica | 2019 | 2.8324 | 0.17669 | 0.0019483 | 4 | 769940.97 | 1825031.2299 | 15696.2881 | 37205.7302 | 60.8775 | 0 | 93.2299 | 69239.4078 | 1831.5078 | 89246.4722 | 82765.6895 | 0 | 31884.8654 | 0 | 107237.4976 | 279009.9714 | 190430.0386 | 851645.4504 | 961560.8286 | 4187241.4196 | 4187241.4196 | 1478867.319 | 2556617.6377 | 0 | 6000447.6986 | 14223174.0749 | 13335.2143 | 0.0077934 | 769940.97 | 1825031.2299 | 15696.2881 | 37205.7302
1 | 1400 | 707 | 0.035 | 15 | 15 | 7 | 1.7783e-11 | 5spot_SharedNeighbor | Water | Porous | Wet | R245fa | MinimizeLCOE_Brownfield | IgnoreSilica | 2019 | 3.7681 | 0.23993 | 0.002918 | 4 | 531890.6774 | 1236369.0281 | 10843.3109 | 25205.0549 | 61.4869 | 0 | 88.7659 | 86374.3842 | 2304.023 | 113926.6995 | 103122.806 | 0 | 36338.7861 | 0 | 133406.0126 | 347095.0793 | 236899.5237 | 1059467.3145 | 961560.8286 | 4187241.4196 | 4187241.4196 | 1478867.319 | 2556617.6377 | 0 | 6208269.5627 | 14430995.939 | 17782.7941 | 0.011672 | 531890.6774 | 1236369.0281 | 10843.3109 | 25205.0549
1 | 1400 | 707 | 0.035 | 15 | 15 | 7 | 2.3714e-11 | 5spot_SharedNeighbor | Water | Porous | Wet | R245fa | MinimizeLCOE_Brownfield | IgnoreSilica | 2019 | 4.942 | 0.31931 | 0.0042106 | 4 | 383242.4609 | 871455.3437 | 7812.9159 | 17765.7959 | 61.931 | 0 | 107.6366 | 105990.8632 | 2845.8032 | 143132.8498 | 128661.4369 | 0 | 41019.8943 | 0 | 164443.8304 | 427849.1147 | 292015.8122 | 1305959.6046 | 961560.8286 | 4187241.4196 | 4187241.4196 | 1478867.319 | 2556617.6377 | 0 | 6454761.8528 | 14677488.2291 | 23713.7371 | 0.016843 | 383242.4609 | 871455.3437 | 7812.9159 | 17765.7959
1 | 1400 | 707 | 0.035 | 15 | 15 | 7 | 3.1623e-11 | 5spot_SharedNeighbor | Water | Porous | Wet | R245fa | MinimizeLCOE_Brownfield | IgnoreSilica | 2019 | 6.4157 | 0.41905 | 0.0059112 | 4 | 285429.9807 | 633190.7848 | 5818.8762 | 12908.4506 | 62.2549 | 0 | 107.693 | 128566.1612 | 3469.4943 | 177851.4515 | 160738.8281 | 0 | 46001.3632 | 0 | 201484.6464 | 524221.7196 | 357792.0953 | 1600125.7597 | 961560.8286 | 4187241.4196 | 4187241.4196 | 1478867.319 | 2556617.6377 | 0 | 6748928.0079 | 14971654.3842 | 31622.7766 | 0.023645 | 285429.9807 | 633190.7848 | 5818.8762 | 12908.4506
1 | 1400 | 707 | 0.035 | 15 | 15 | 7 | 4.217e-11 | 5spot_SharedNeighbor | Water | Porous | Wet | R245fa | MinimizeLCOE_Brownfield | IgnoreSilica | 2019 | 8.1525 | 0.53609 | 0.008071 | 4 | 219219.798 | 473919.7637 | 4469.0921 | 9661.4954 | 62.4555 | 0 | 91.9611 | 152939.7768 | 4142.2343 | 216546.0261 | 198437.0745 | 0 | 50577.9328 | 0 | 242830.7874 | 631795.8973 | 431213.682 | 1928483.4111 | 961560.8286 | 4187241.4196 | 4187241.4196 | 1478867.319 | 2556617.6377 | 0 | 7077285.6593 | 15300012.0356 | 42169.6503 | 0.032284 | 219219.798 | 473919.7637 | 4469.0921 | 9661.4954
1 | 1400 | 707 | 0.035 | 15 | 15 | 7 | 5.6234e-11 | 5spot_SharedNeighbor | Water | Porous | Wet | R245fa | MinimizeLCOE_Brownfield | IgnoreSilica | 2019 | 10.801 | 0.71655 | 0.011136 | 4 | 169878.0996 | 354479.0644 | 3463.1948 | 7226.5352 | 62.7207 | 0 | 90.4047 | 187790.0383 | 5107.3337 | 273056.3286 | 256308.4968 | 0 | 58468.1588 | 0 | 304484.8389 | 792207.0924 | 540697.6188 | 2418119.9062 | 961560.8286 | 4187241.4196 | 4187241.4196 | 1478867.319 | 2556617.6377 | 0 | 7566922.1544 | 15789648.5307 | 56234.1325 | 0.044543 | 169878.0996 | 354479.0644 | 3463.1948 | 7226.5352
1 | 1400 | 707 | 0.035 | 15 | 15 | 7 | 7.4989e-11 | 5spot_SharedNeighbor | Water | Porous | Wet | R245fa | MinimizeLCOE_Brownfield | IgnoreSilica | 2019 | 13.805 | 0.92033 | 0.014941 | 4 | 135410.122 | 272993.1534 | 2760.5185 | 5565.3347 | 62.8677 | 0 | 96.9111 | 223922.2481 | 6106.5536 | 333538.9466 | 321767.2753 | 0 | 65203.5404 | 0 | 370710.0399 | 964511.4809 | 658298.9044 | 2944058.9892 | 961560.8286 | 4187241.4196 | 4187241.4196 | 1478867.319 | 2556617.6377 | 0 | 8092861.2374 | 16315587.6137 | 74989.4209 | 0.059766 | 135410.122 | 272993.1534 | 2760.5185 | 5565.3347
1 | 1400 | 707 | 0.035 | 15 | 15 | 7 | 1e-10 | 5spot_SharedNeighbor | Water | Porous | Wet | R245fa | MinimizeLCOE_Brownfield | IgnoreSilica | 2019 | 17.4681 | 1.1688 | 0.019776 | 4 | 110100.0194 | 214046.2229 | 2244.5378 | 4363.6218 | 62.9791 | 0 | 105.4366 | 264839.3118 | 7237.8812 | 403785.1634 | 401591.5133 | 0 | 72185.7363 | 0 | 448359.4463 | 1166539.3082 | 796187.0478 | 3560725.4082 | 961560.8286 | 4187241.4196 | 4187241.4196 | 1478867.319 | 2556617.6377 | 0 | 8709527.6564 | 16932254.0327 | 100000 | 0.079106 | 110100.0194 | 214046.2229 | 2244.5378 | 4363.6218
1 | 1400 | 707 | 0.035 | 15 | 15 | 7 | 1.3335e-10 | 5spot_SharedNeighbor | Water | Porous | Wet | R245fa | MinimizeLCOE_Brownfield | IgnoreSilica | 2019 | 21.8339 | 1.4651 | 0.02579 | 4 | 91297.4243 | 171005.3149 | 1861.2215 | 3486.1746 | 63.0637 | 0 | 86.6148 | 310316.3701 | 8494.7601 | 483744.6405 | 496750.7228 | 0 | 79175.783 | 0 | 537608.0878 | 1398745.9659 | 954672.8631 | 4269509.1933 | 961560.8286 | 4187241.4196 | 4187241.4196 | 1478867.319 | 2556617.6377 | 0 | 9418311.4415 | 17641037.8178 | 133352.1432 | 0.10316 | 91297.4243 | 171005.3149 | 1861.2215 | 3486.1746
1 | 1400 | 707 | 0.035 | 15 | 15 | 7 | 1.7783e-10 | 5spot_SharedNeighbor | Water | Porous | Wet | R245fa | MinimizeLCOE_Brownfield | IgnoreSilica | 2019 | 26.8419 | 1.8051 | 0.033038 | 4 | 77216.0363 | 139437.6572 | 1574.1533 | 2842.6252 | 63.1275 | 0 | 113.4725 | 359201.356 | 9845.1791 | 571594.3506 | 605920.8902 | 0 | 85680.9499 | 0 | 636574.6631 | 1656236.6939 | 1130415.5759 | 5055469.6588 | 961560.8286 | 4187241.4196 | 4187241.4196 | 1478867.319 | 2556617.6377 | 0 | 10204271.907 | 18426998.2833 | 177827.941 | 0.13215 | 77216.0363 | 139437.6572 | 1574.1533 | 2842.6252
1 | 1400 | 707 | 0.035 | 15 | 15 | 7 | 2.3714e-10 | 5spot_SharedNeighbor | Water | Porous | Wet | R245fa | MinimizeLCOE_Brownfield | IgnoreSilica | 2019 | 32.3861 | 2.1815 | 0.041457 | 4 | 66624.9392 | 116211.2103 | 1358.2395 | 2369.1227 | 63.1757 | 0 | 112.5849 | 410206.4614 | 11253.4084 | 665078.6127 | 726788.9341 | 0 | 91389.0017 | 0 | 742839.4031 | 1932715.7497 | 1319118.2125 | 5899389.7837 | 961560.8286 | 4187241.4196 | 4187241.4196 | 1478867.319 | 2556617.6377 | 0 | 11048192.0319 | 19270918.4082 | 237137.3706 | 0.16583 | 66624.9392 | 116211.2103 | 1358.2395 | 2369.1227
1 | 1400 | 707 | 0.035 | 15 | 15 | 7 | 3.1623e-10 | 5spot_SharedNeighbor | Water | Porous | Wet | R245fa | MinimizeLCOE_Brownfield | IgnoreSilica | 2019 | 38.2038 | 2.5765 | 0.050764 | 4 | 58651.6329 | 99146.4732 | 1195.6929 | 2021.235 | 63.2118 | 0 | 131.7821 | 460976.0741 | 12654.3191 | 759768.0251 | 853627.1726 | 0 | 95802.6289 | 0 | 851303.0057 | 2214915.7947 | 1511725.5418 | 6760772.5622 | 961560.8286 | 4187241.4196 | 4187241.4196 | 1478867.319 | 2556617.6377 | 0 | 11909574.8104 | 20132301.1867 | 316227.766 | 0.20306 | 58651.6329 | 99146.4732 | 1195.6929 | 2021.235
1 | 1400 | 707 | 0.035 | 15 | 15 | 7 | 4.217e-10 | 5spot_SharedNeighbor | Water | Porous | Wet | R245fa | MinimizeLCOE_Brownfield | IgnoreSilica | 2019 | 43.9527 | 2.9669 | 0.060483 | 4 | 52659.2239 | 86646.892 | 1073.5295 | 1766.4141 | 63.2381 | 0 | 126.5212 | 508908.3327 | 13976.1328 | 850516.7233 | 978966.3599 | 0 | 98572.5303 | 0 | 955866.6308 | 2486968.8981 | 1697407.375 | 7591182.9828 | 961560.8286 | 4187241.4196 | 4187241.4196 | 1478867.319 | 2556617.6377 | 0 | 12739985.231 | 20962711.6073 | 421696.5034 | 0.24193 | 52659.2239 | 86646.892 | 1073.5295 | 1766.4141
1 | 1400 | 707 | 0.035 | 15 | 15 | 7 | 5.6234e-10 | 5spot_SharedNeighbor | Water | Porous | Wet | R245fa | MinimizeLCOE_Brownfield | IgnoreSilica | 2019 | 49.3117 | 3.3307 | 0.070052 | 4 | 48169.3275 | 77514.4548 | 981.9969 | 1580.237 | 63.2565 | 0 | 133.7812 | 551908.1503 | 15161.1822 | 932958.4295 | 1095790.2076 | 0 | 99669.1686 | 0 | 1051239.9838 | 2735110.7989 | 1866769.3212 | 8348607.242 | 961560.8286 | 4187241.4196 | 4187241.4196 | 1478867.319 | 2556617.6377 | 0 | 13497409.4902 | 21720135.8665 | 562341.3252 | 0.28021 | 48169.3275 | 77514.4548 | 981.9969 | 1580.237
1 | 1400 | 707 | 0.035 | 15 | 15 | 7 | 7.4989e-10 | 5spot_SharedNeighbor | Water | Porous | Wet | R245fa | MinimizeLCOE_Brownfield | IgnoreSilica | 2019 | 54.0575 | 3.6527 | 0.078967 | 4 | 44815.1933 | 70847.4683 | 913.6183 | 1444.3215 | 63.2684 | 0 | 136.5915 | 588806.0344 | 16177.4229 | 1004437.3045 | 1199217.6268 | 0 | 99363.9863 | 0 | 1134120.9262 | 2950750.0098 | 2013947.5135 | 9006820.8244 | 961560.8286 | 4187241.4196 | 4187241.4196 | 1478867.319 | 2556617.6377 | 0 | 14155623.0726 | 22378349.4489 | 749894.2093 | 0.31587 | 44815.1933 | 70847.4683 | 913.6183 | 1444.3215
1 | 1400 | 707 | 0.035 | 15 | 15 | 7 | 1e-09 | 5spot_SharedNeighbor | Water | Porous | Wet | R245fa | MinimizeLCOE_Brownfield | IgnoreSilica | 2019 | 58.0741 | 3.925 | 0.086871 | 4 | 42314.3934 | 65977.8797 | 862.6361 | 1345.0483 | 63.2756 | 0 | 130.0177 | 619251.6341 | 17015.4442 | 1063911.1951 | 1286716.1269 | 0 | 98048.3898 | 0 | 1203127.6881 | 3130291.449 | 2136488.235 | 9554850.1622 | 961560.8286 | 4187241.4196 | 4187241.4196 | 1478867.319 | 2556617.6377 | 0 | 14703652.4104 | 22926378.7867 | 1000000 | 0.34749 | 42314.3934 | 65977.8797 | 862.6361 | 1345.0483
1 | 1400 | 707 | 0.035 | 15 | 15 | 7 | 1.3335e-09 | 5spot_SharedNeighbor | Water | Porous | Wet | R245fa | MinimizeLCOE_Brownfield | IgnoreSilica | 2019 | 61.3728 | 4.1485 | 0.093617 | 4 | 40451.2218 | 62409.6922 | 824.6529 | 1272.306 | 63.2796 | 0 | 128.1376 | 643759.3987 | 17689.6498 | 1112103.8578 | 1358543.8732 | 0 | 96199.5796 | 0 | 1259035.5801 | 3275752.3156 | 2235768.2654 | 9998852.5202 | 961560.8286 | 4187241.4196 | 4187241.4196 | 1478867.319 | 2556617.6377 | 0 | 15147654.7684 | 23370381.1447 | 1333521.4322 | 0.37447 | 40451.2218 | 62409.6922 | 824.6529 | 1272.306
1 | 1400 | 707 | 0.035 | 15 | 15 | 7 | 1.7783e-09 | 5spot_SharedNeighbor | Water | Porous | Wet | R245fa | MinimizeLCOE_Brownfield | IgnoreSilica | 2019 | 64.0233 | 4.328 | 0.099202 | 4 | 39062.8799 | 59785.053 | 796.3496 | 1218.7992 | 63.2815 | 0 | 157.1924 | 663144.3071 | 18222.667 | 1150421.2629 | 1416229.2673 | 0 | 94190.3495 | 0 | 1303461.063 | 3391338.3093 | 2314658.0811 | 10351665.3073 | 961560.8286 | 4187241.4196 | 4187241.4196 | 1478867.319 | 2556617.6377 | 0 | 15500467.5555 | 23723193.9318 | 1778279.41 | 0.39681 | 39062.8799 | 59785.053 | 796.3496 | 1218.7992
1 | 1400 | 707 | 0.035 | 15 | 15 | 7 | 2.3714e-09 | 5spot_SharedNeighbor | Water | Porous | Wet | R245fa | MinimizeLCOE_Brownfield | IgnoreSilica | 2019 | 66.0861 | 4.4675 | 0.10369 | 4 | 38027.6574 | 57853.0002 | 775.2452 | 1179.4117 | 63.2823 | 0 | 134.7084 | 678050.5558 | 18632.3701 | 1180004.2397 | 1461107.4909 | 0 | 92175.0667 | 0 | 1337688.192 | 3480390.2781 | 2375437.8797 | 10623486.0731 | 961560.8286 | 4187241.4196 | 4187241.4196 | 1478867.319 | 2556617.6377 | 0 | 15772288.3213 | 23995014.6976 | 2371373.7057 | 0.41476 | 38027.6574 | 57853.0002 | 775.2452 | 1179.4117
1 | 1400 | 707 | 0.035 | 15 | 15 | 7 | 3.1623e-09 | 5spot_SharedNeighbor | Water | Porous | Wet | R245fa | MinimizeLCOE_Brownfield | IgnoreSilica | 2019 | 67.7038 | 4.5769 | 0.10726 | 4 | 37255.0607 | 56420.3115 | 759.4948 | 1150.2044 | 63.2824 | 0 | 164.1448 | 689632.278 | 18950.5923 | 1203060.093 | 1496287.6043 | 0 | 90407.3027 | 0 | 1364351.7694 | 3549763.4371 | 2422786.4861 | 10835239.563 | 961560.8286 | 4187241.4196 | 4187241.4196 | 1478867.319 | 2556617.6377 | 0 | 15984041.8112 | 24206768.1875 | 3162277.6602 | 0.42904 | 37255.0607 | 56420.3115 | 759.4948 | 1150.2044
1 | 1400 | 707 | 0.035 | 15 | 15 | 7 | 4.217e-09 | 5spot_SharedNeighbor | Water | Porous | Wet | R245fa | MinimizeLCOE_Brownfield | IgnoreSilica | 2019 | 68.9413 | 4.6606 | 0.11005 | 4 | 36677.9512 | 55358.2316 | 747.7296 | 1128.5524 | 63.2823 | 0 | 157.842 | 698429.4221 | 19192.2409 | 1220613.8959 | 1523190.7043 | 0 | 88873.2376 | 0 | 1384616.8054 | 3602488.9036 | 2458772.7004 | 10996177.9102 | 961560.8286 | 4187241.4196 | 4187241.4196 | 1478867.319 | 2556617.6377 | 0 | 16144980.1584 | 24367706.5347 | 4216965.0343 | 0.44018 | 36677.9512 | 55358.2316 | 747.7296 | 1128.5524
1 | 1400 | 707 | 0.035 | 15 | 15 | 7 | 5.6234e-09 | 5spot_SharedNeighbor | Water | Porous | Wet | R245fa | MinimizeLCOE_Brownfield | IgnoreSilica | 2019 | 69.8964 | 4.7251 | 0.11221 | 4 | 36246.5193 | 54566.6333 | 738.9343 | 1112.4146 | 63.282 | 0 | 156.4087 | 705183.4509 | 19377.7288 | 1234114.9941 | 1543951.657 | 0 | 87630.2775 | 0 | 1400200.6623 | 3643034.9025 | 2486446.1779 | 11119939.851 | 961560.8286 | 4187241.4196 | 4187241.4196 | 1478867.319 | 2556617.6377 | 0 | 16268742.0992 | 24491468.4755 | 5623413.2519 | 0.44884 | 36246.5193 | 54566.6333 | 738.9343 | 1112.4146
1 | 1400 | 707 | 0.035 | 15 | 15 | 7 | 7.4989e-09 | 5spot_SharedNeighbor | Water | Porous | Wet | R245fa | MinimizeLCOE_Brownfield | IgnoreSilica | 2019 | 70.6151 | 4.7736 | 0.11386 | 4 | 35923.7729 | 53977.9043 | 732.3547 | 1100.4126 | 63.2817 | 0 | 129.5209 | 710244.5357 | 19516.7005 | 1244245.6707 | 1559569.0329 | 0 | 86607.0813 | 0 | 1411871.3782 | 3673399.7115 | 2507170.7839 | 11212624.8947 | 961560.8286 | 4187241.4196 | 4187241.4196 | 1478867.319 | 2556617.6377 | 0 | 16361427.1429 | 24584153.5192 | 7498942.0933 | 0.45545 | 35923.7729 | 53977.9043 | 732.3547 | 1100.4126
1 | 1400 | 707 | 0.035 | 15 | 15 | 7 | 1e-08 | 5spot_SharedNeighbor | Water | Porous | Wet | R245fa | MinimizeLCOE_Brownfield | IgnoreSilica | 2019 | 71.1487 | 4.8096 | 0.11511 | 4 | 35682.1989 | 53540.1697 | 727.4299 | 1091.4888 | 63.2814 | 0 | 130.6534 | 713991.1206 | 19619.5649 | 1251752.7068 | 1571163.4077 | 0 | 85768.9689 | 0 | 1420495.3499 | 3695837.5168 | 2522485.0471 | 11281113.6829 | 961560.8286 | 4187241.4196 | 4187241.4196 | 1478867.319 | 2556617.6377 | 0 | 16429915.9311 | 24652642.3074 | 10000000 | 0.46045 | 35682.1989 | 53540.1697 | 727.4299 | 1091.4888
1 | 1500 | 707 | 0.035 | 15 | 15 | 7 | 1e-13 | 5spot_SharedNeighbor | Water | Porous | Wet | R245fa | MinimizeLCOE_Brownfield | IgnoreSilica | 2019 | 0 | 0 | 0 | 0 |  |  |  |  | 15 |  | 18.4217 | [19 empty] | 100 | 0
1 | 1500 | 707 | 0.035 | 15 | 15 | 7 | 1.3335e-13 | 5spot_SharedNeighbor | Water | Porous | Wet | R245fa | MinimizeLCOE_Brownfield | IgnoreSilica | 2019 | 0 | 0 | 0 | 0 |  |  |  |  | 15 |  | 22.3602 | [19 empty] | 133.3521 | 0
1 | 1500 | 707 | 0.035 | 15 | 15 | 7 | 1.7783e-13 | 5spot_SharedNeighbor | Water | Porous | Wet | R245fa | MinimizeLCOE_Brownfield | IgnoreSilica | 2019 | 0 | 0 | 0 | 0 |  |  |  |  | 15 |  | 24.7068 | [19 empty] | 177.8279 | 0
1 | 1500 | 707 | 0.035 | 15 | 15 | 7 | 2.3714e-13 | 5spot_SharedNeighbor | Water | Porous | Wet | R245fa | MinimizeLCOE_Brownfield | IgnoreSilica | 2019 | 0 | 0 | 0 | 0 |  |  |  |  | 15 |  | 24.4851 | [19 empty] | 237.1374 | 0
1 | 1500 | 707 | 0.035 | 15 | 15 | 7 | 3.1623e-13 | 5spot_SharedNeighbor | Water | Porous | Wet | R245fa | MinimizeLCOE_Brownfield | IgnoreSilica | 2019 | 0 | 0 | 0 | 0 |  |  |  |  | 15 |  | 23.8989 | [19 empty] | 316.2278 | 0
1 | 1500 | 707 | 0.035 | 15 | 15 | 7 | 4.217e-13 | 5spot_SharedNeighbor | Water | Porous | Wet | R245fa | MinimizeLCOE_Brownfield | IgnoreSilica | 2019 | 0 | 0 | 0 | 0 |  |  |  |  | 15 |  | 24.4308 | [19 empty] | 421.6965 | 0
1 | 1500 | 707 | 0.035 | 15 | 15 | 7 | 5.6234e-13 | 5spot_SharedNeighbor | Water | Porous | Wet | R245fa | MinimizeLCOE_Brownfield | IgnoreSilica | 2019 | 0 | 0 | 0 | 0 |  |  |  |  | 15 |  | 25.9156 | [19 empty] | 562.3413 | 0
1 | 1500 | 707 | 0.035 | 15 | 15 | 7 | 7.4989e-13 | 5spot_SharedNeighbor | Water | Porous | Wet | R245fa | MinimizeLCOE_Brownfield | IgnoreSilica | 2019 | 0 | 0 | 0 | 0 |  |  |  |  | 15 |  | 25.6099 | [19 empty] | 749.8942 | 0
1 | 1500 | 707 | 0.035 | 15 | 15 | 7 | 1e-12 | 5spot_SharedNeighbor | Water | Porous | Wet | R245fa | MinimizeLCOE_Brownfield | IgnoreSilica | 2019 | 0 | 0 | 0 | 0 |  |  |  |  | 15 |  | 26.9772 | [19 empty] | 1000 | 0
1 | 1500 | 707 | 0.035 | 15 | 15 | 7 | 1.3335e-12 | 5spot_SharedNeighbor | Water | Porous | Wet | R245fa | MinimizeLCOE_Brownfield | IgnoreSilica | 2019 | 0 | 0 | 0 | 0 |  |  |  |  | 15 |  | 30.4852 | [19 empty] | 1333.5214 | 0
1 | 1500 | 707 | 0.035 | 15 | 15 | 7 | 1.7783e-12 | 5spot_SharedNeighbor | Water | Porous | Wet | R245fa | MinimizeLCOE_Brownfield | IgnoreSilica | 2019 | 0 | 0 | 0 | 0 |  |  |  |  | 15 |  | 31.7071 | [19 empty] | 1778.2794 | 0
1 | 1500 | 707 | 0.035 | 15 | 15 | 7 | 2.3714e-12 | 5spot_SharedNeighbor | Water | Porous | Wet | R245fa | MinimizeLCOE_Brownfield | IgnoreSilica | 2019 | 0 | 0 | 0 | 0 |  |  |  |  | 15 |  | 34.6892 | [19 empty] | 2371.3737 | 0
1 | 1500 | 707 | 0.035 | 15 | 15 | 7 | 3.1623e-12 | 5spot_SharedNeighbor | Water | Porous | Wet | R245fa | MinimizeLCOE_Brownfield | IgnoreSilica | 2019 | 0.79142 | 0.043559 | 0.00011319 | 4 | 12786179.4258 | 31837833.4332 | 260663.5622 | 649057.2984 | 57.4407 | 0 | 84.1183 | 24942.779 | 628.5306 | 29207.6661 | 39271.0503 | 0 | 19704.016 | 0 | 44364.0764 | 115426.2263 | 78780.7713 | 352325.1159 | 961560.8286 | 4475407.202 | 4475407.202 | 1478867.319 | 2671883.9507 | 0 | 5789293.1465 | 14415451.6181 | 3162.2777 | 0.00045278 | 12786179.4258 | 31837833.4332 | 260663.5622 | 649057.2984
1 | 1500 | 707 | 0.035 | 15 | 15 | 7 | 4.217e-12 | 5spot_SharedNeighbor | Water | Porous | Wet | R245fa | MinimizeLCOE_Brownfield | IgnoreSilica | 2019 | 1.1069 | 0.06662 | 0.00043951 | 4 | 3350015.3053 | 8256665.1548 | 68294.5932 | 168323.2871 | 59.8612 | 0 | 176.6901 | 34861.8135 | 901.8971 | 40936.7739 | 46519.7291 | 0 | 22890.4819 | 0 | 56983.1713 | 148258.5228 | 101189.4883 | 452541.878 | 961560.8286 | 4475407.202 | 4475407.202 | 1478867.319 | 2671883.9507 | 0 | 5889509.9086 | 14515668.3802 | 4216.965 | 0.0017581 | 3350015.3053 | 8256665.1548 | 68294.5932 | 168323.2871
1 | 1500 | 707 | 0.035 | 15 | 15 | 7 | 5.6234e-12 | 5spot_SharedNeighbor | Water | Porous | Wet | R245fa | MinimizeLCOE_Brownfield | IgnoreSilica | 2019 | 1.4764 | 0.093981 | 0.00091204 | 4 | 1644160.5553 | 4008686.5558 | 33518.4368 | 81722.4976 | 61.479 | 0 | 243.9063 | 45379.4502 | 1195.2841 | 53826.4121 | 55042.836 | 0 | 25744.0543 | 0 | 70663.3343 | 183851.5009 | 125482.4271 | 561185.2991 | 961560.8286 | 4475407.202 | 4475407.202 | 1478867.319 | 2671883.9507 | 0 | 5998153.3297 | 14624311.8013 | 5623.4133 | 0.0036482 | 1644160.5553 | 4008686.5558 | 33518.4368 | 81722.4976
1 | 1500 | 707 | 0.035 | 15 | 15 | 7 | 7.4989e-12 | 5spot_SharedNeighbor | Water | Porous | Wet | R245fa | MinimizeLCOE_Brownfield | IgnoreSilica | 2019 | 1.982 | 0.1317 | 0.001566 | 4 | 979995.5812 | 2357108.0133 | 19978.5355 | 48052.8351 | 62.7694 | 0 | 332.0792 | 58441.5189 | 1562.2245 | 70422.8184 | 66734.0739 | 0 | 29385.802 | 0 | 88353.1107 | 229876.6704 | 156895.551 | 701671.7698 | 961560.8286 | 4475407.202 | 4475407.202 | 1478867.319 | 2671883.9507 | 0 | 6138639.8004 | 14764798.272 | 7498.9421 | 0.0062639 | 979995.5812 | 2357108.0133 | 19978.5355 | 48052.8351
1 | 1500 | 707 | 0.035 | 15 | 15 | 7 | 1e-11 | 5spot_SharedNeighbor | Water | Porous | Wet | R245fa | MinimizeLCOE_Brownfield | IgnoreSilica | 2019 | 2.8519 | 0.19721 | 0.0025131 | 4 | 633578.5076 | 1491710.6714 | 12916.3549 | 30410.5397 | 63.9598 | 0 | 86.4632 | 78576.9734 | 2129.9829 | 97165.0521 | 86937.3616 | 0 | 36076.9052 | 0 | 117345.6474 | 305309.3035 | 208379.8731 | 931921.0993 | 961560.8286 | 4475407.202 | 4475407.202 | 1478867.319 | 2671883.9507 | 0 | 6368889.1299 | 14995047.6015 | 10000 | 0.010052 | 633578.5076 | 1491710.6714 | 12916.3549 | 30410.5397
1 | 1500 | 707 | 0.035 | 15 | 15 | 7 | 1.3335e-11 | 5spot_SharedNeighbor | Water | Porous | Wet | R245fa | MinimizeLCOE_Brownfield | IgnoreSilica | 2019 | 3.7681 | 0.26629 | 0.0037609 | 4 | 438206.7735 | 1011613.7702 | 8933.4378 | 20623.115 | 64.6367 | 0 | 78.3776 | 97649.423 | 2669.4484 | 123471.7565 | 108213.4873 | 0 | 40997.2667 | 0 | 145470.5389 | 378484.5021 | 258323.4498 | 1155279.8725 | 961560.8286 | 4475407.202 | 4475407.202 | 1478867.319 | 2671883.9507 | 0 | 6592247.9031 | 15218406.3747 | 13335.2143 | 0.015044 | 438206.7735 | 1011613.7702 | 8933.4378 | 20623.115
1 | 1500 | 707 | 0.035 | 15 | 15 | 7 | 1.7783e-11 | 5spot_SharedNeighbor | Water | Porous | Wet | R245fa | MinimizeLCOE_Brownfield | IgnoreSilica | 2019 | 4.9466 | 0.35528 | 0.0054284 | 4 | 316135.5771 | 713404.1415 | 6444.8513 | 14543.7084 | 65.146 | 0 | 97.6216 | 120065.0784 | 3304.2098 | 155431.9664 | 135600.2973 | 0 | 46489.1982 | 0 | 179747.3925 | 467665.8441 | 319191.5482 | 1427495.5349 | 961560.8286 | 4475407.202 | 4475407.202 | 1478867.319 | 2671883.9507 | 0 | 6864463.5655 | 15490622.0371 | 17782.7941 | 0.021714 | 316135.5771 | 713404.1415 | 6444.8513 | 14543.7084
1 | 1500 | 707 | 0.035 | 15 | 15 | 7 | 2.3714e-11 | 5spot_SharedNeighbor | Water | Porous | Wet | R245fa | MinimizeLCOE_Brownfield | IgnoreSilica | 2019 | 6.4157 | 0.46632 | 0.0076218 | 4 | 235723.5086 | 518668.96 | 4805.5426 | 10573.7683 | 65.5153 | 0 | 77.8301 | 145681.011 | 4029.6881 | 193146.673 | 169762.8031 | 0 | 52246.3867 | 0 | 220297.9591 | 573170.1003 | 391200.3709 | 1749534.9923 | 961560.8286 | 4475407.202 | 4475407.202 | 1478867.319 | 2671883.9507 | 0 | 7186503.0228 | 15812661.4945 | 23713.7371 | 0.030487 | 235723.5086 | 518668.96 | 4805.5426 | 10573.7683
1 | 1500 | 707 | 0.035 | 15 | 15 | 7 | 3.1623e-11 | 5spot_SharedNeighbor | Water | Porous | Wet | R245fa | MinimizeLCOE_Brownfield | IgnoreSilica | 2019 | 8.282 | 0.60664 | 0.010447 | 4 | 181274.3264 | 387707.7885 | 3695.5223 | 7903.9477 | 65.7569 | 0 | 57.922 | 175392.6428 | 4870.0919 | 238337.3427 | 213017.3823 | 0 | 58631.1447 | 0 | 269196.9557 | 700395.2589 | 478034.1559 | 2137874.9749 | 961560.8286 | 4475407.202 | 4475407.202 | 1478867.319 | 2671883.9507 | 0 | 7574843.0055 | 16201001.4771 | 31622.7766 | 0.041787 | 181274.3264 | 387707.7885 | 3695.5223 | 7903.9477
1 | 1500 | 707 | 0.035 | 15 | 15 | 7 | 4.217e-11 | 5spot_SharedNeighbor | Water | Porous | Wet | R245fa | MinimizeLCOE_Brownfield | IgnoreSilica | 2019 | 11.0788 | 0.81949 | 0.014565 | 4 | 139726.1157 | 287784.7038 | 2848.5059 | 5866.8804 | 66.0676 | 0 | 54.849 | 217037.5512 | 6052.2253 | 303083.7457 | 278305.8679 | 0 | 68463.5552 | 0 | 340447.7487 | 885775.2067 | 604559.7794 | 2703725.6802 | 961560.8286 | 4475407.202 | 4475407.202 | 1478867.319 | 2671883.9507 | 0 | 8140693.7108 | 16766852.1824 | 42169.6503 | 0.058262 | 139726.1157 | 287784.7038 | 2848.5059 | 5866.8804
1 | 1500 | 707 | 0.035 | 15 | 15 | 7 | 5.6234e-11 | 5spot_SharedNeighbor | Water | Porous | Wet | R245fa | MinimizeLCOE_Brownfield | IgnoreSilica | 2019 | 13.8607 | 1.03 | 0.019318 | 4 | 112204.1027 | 223837.046 | 2287.4324 | 4563.2209 | 66.2191 | 0 | 80.3271 | 254949.3723 | 7126.6073 | 363866.206 | 343005.273 | 0 | 74985.5825 | 0 | 407133.886 | 1059278.8568 | 722979.5857 | 3233325.3696 | 961560.8286 | 4475407.202 | 4475407.202 | 1478867.319 | 2671883.9507 | 0 | 8670293.4002 | 17296451.8718 | 56234.1325 | 0.077273 | 112204.1027 | 223837.046 | 2287.4324 | 4563.2209
1 | 1500 | 707 | 0.035 | 15 | 15 | 7 | 7.4989e-11 | 5spot_SharedNeighbor | Water | Porous | Wet | R245fa | MinimizeLCOE_Brownfield | IgnoreSilica | 2019 | 17.5607 | 1.3101 | 0.025608 | 4 | 91290.6453 | 175505.3973 | 1861.0833 | 3577.9149 | 66.3469 | 0 | 95.0243 | 301915.6897 | 8457.0709 | 441006.6743 | 429059.5627 | 0 | 83253.9957 | 0 | 492840.2674 | 1282269.2803 | 875175.1318 | 3913977.6727 | 961560.8286 | 4475407.202 | 4475407.202 | 1478867.319 | 2671883.9507 | 0 | 9350945.7032 | 17977104.1749 | 74989.4209 | 0.10243 | 91290.6453 | 175505.3973 | 1861.0833 | 3577.9149
1 | 1500 | 707 | 0.035 | 15 | 15 | 7 | 1e-10 | 5spot_SharedNeighbor | Water | Porous | Wet | R245fa | MinimizeLCOE_Brownfield | IgnoreSilica | 2019 | 21.9971 | 1.6459 | 0.033474 | 4 | 75707.9521 | 140132.4972 | 1543.409 | 2856.7905 | 66.4441 | 0 | 95.4748 | 354402.7233 | 9943.1236 | 529283.1409 | 532244.7799 | 0 | 91595.8273 | 0 | 591813.142 | 1539776.3979 | 1050929.0308 | 4699988.1657 | 961560.8286 | 4475407.202 | 4475407.202 | 1478867.319 | 2671883.9507 | 0 | 10136956.1963 | 18763114.6679 | 100000 | 0.1339 | 75707.9521 | 140132.4972 | 1543.409 | 2856.7905
1 | 1500 | 707 | 0.035 | 15 | 15 | 7 | 1.3335e-10 | 5spot_SharedNeighbor | Water | Porous | Wet | R245fa | MinimizeLCOE_Brownfield | IgnoreSilica | 2019 | 27.1929 | 2.0392 | 0.043075 | 4 | 63994.3643 | 114059.2484 | 1304.6117 | 2325.2521 | 66.5183 | 0 | 88.8194 | 411944.071 | 11571.2218 | 628219.6033 | 653102.6118 | 0 | 99739.9423 | 0 | 703785.2056 | 1831104.7388 | 1249766.6097 | 5589234.0044 | 961560.8286 | 4475407.202 | 4475407.202 | 1478867.319 | 2671883.9507 | 0 | 11026202.035 | 19652360.5066 | 133352.1432 | 0.1723 | 63994.3643 | 114059.2484 | 1304.6117 | 2325.2521
1 | 1500 | 707 | 0.035 | 15 | 15 | 7 | 1.7783e-10 | 5spot_SharedNeighbor | Water | Porous | Wet | R245fa | MinimizeLCOE_Brownfield | IgnoreSilica | 2019 | 32.9929 | 2.4783 | 0.054346 | 4 | 55143.1841 | 94824.9278 | 1124.1684 | 1933.1344 | 66.5743 | 0 | 97.9257 | 472386.595 | 13280.1795 | 734258.5602 | 788023.5049 | 0 | 106909.7209 | 0 | 824794.8386 | 2145946.9813 | 1464652.9096 | 6550253.29 | 961560.8286 | 4475407.202 | 4475407.202 | 1478867.319 | 2671883.9507 | 0 | 11987221.3206 | 20613379.7922 | 177827.941 | 0.21738 | 55143.1841 | 94824.9278 | 1124.1684 | 1933.1344
1 | 1500 | 707 | 0.035 | 15 | 15 | 7 | 2.3714e-10 | 5spot_SharedNeighbor | Water | Porous | Wet | R245fa | MinimizeLCOE_Brownfield | IgnoreSilica | 2019 | 39.2003 | 2.9483 | 0.067018 | 4 | 48443.5969 | 80622.1726 | 987.5882 | 1643.592 | 66.6164 | 0 | 91.003 | 533637.9517 | 15010.6982 | 843663.3626 | 932430.0521 | 0 | 112700.8266 | 0 | 950602.7276 | 2473273.3018 | 1688059.8492 | 7549378.7699 | 961560.8286 | 4475407.202 | 4475407.202 | 1478867.319 | 2671883.9507 | 0 | 12986346.8005 | 21612505.2721 | 237137.3706 | 0.26807 | 48443.5969 | 80622.1726 | 987.5882 | 1643.592
1 | 1500 | 707 | 0.035 | 15 | 15 | 7 | 3.1623e-10 | 5spot_SharedNeighbor | Water | Porous | Wet | R245fa | MinimizeLCOE_Brownfield | IgnoreSilica | 2019 | 45.4607 | 3.4224 | 0.080498 | 4 | 43379.8556 | 70169.9767 | 884.357 | 1430.5099 | 66.6471 | 0 | 109.2831 | 592526.7134 | 16673.1584 | 950509.0848 | 1078067.8197 | 0 | 116574.238 | 0 | 1074196.8955 | 2794839.9741 | 1907535.7106 | 8530923.5944 | 961560.8286 | 4475407.202 | 4475407.202 | 1478867.319 | 2671883.9507 | 0 | 13967891.625 | 22594050.0966 | 316227.766 | 0.32199 | 43379.8556 | 70169.9767 | 884.357 | 1430.5099
1 | 1500 | 707 | 0.035 | 15 | 15 | 7 | 4.217e-10 | 5spot_SharedNeighbor | Water | Porous | Wet | R245fa | MinimizeLCOE_Brownfield | IgnoreSilica | 2019 | 51.4117 | 3.8728 | 0.094016 | 4 | 39565.7357 | 62503.6535 | 806.601 | 1274.2215 | 66.6681 | 0 | 126.3974 | 646264.1329 | 18188.9427 | 1049319.5093 | 1216478.7644 | 0 | 118365.1321 | 0 | 1188960.4277 | 3093431.1437 | 2111330.3192 | 9442338.372 | 961560.8286 | 4475407.202 | 4475407.202 | 1478867.319 | 2671883.9507 | 0 | 14879306.4026 | 23505464.8742 | 421696.5034 | 0.37607 | 39565.7357 | 62503.6535 | 806.601 | 1274.2215
1 | 1500 | 707 | 0.035 | 15 | 15 | 7 | 5.6234e-10 | 5spot_SharedNeighbor | Water | Porous | Wet | R245fa | MinimizeLCOE_Brownfield | IgnoreSilica | 2019 | 56.7512 | 4.2767 | 0.1068 | 4 | 36703.8454 | 56895.748 | 748.2575 | 1159.8968 | 66.681 | 0 | 130.8877 | 692868.4187 | 19502.4033 | 1135974.3909 | 1340619.3461 | 0 | 118235.6375 | 0 | 1289808.0766 | 3355816.0394 | 2290413.402 | 10243237.7145 | 961560.8286 | 4475407.202 | 4475407.202 | 1478867.319 | 2671883.9507 | 0 | 15680205.7451 | 24306364.2167 | 562341.3252 | 0.42721 | 36703.8454 | 56895.748 | 748.2575 | 1159.8968
1 | 1500 | 707 | 0.035 | 15 | 15 | 7 | 7.4989e-10 | 5spot_SharedNeighbor | Water | Porous | Wet | R245fa | MinimizeLCOE_Brownfield | IgnoreSilica | 2019 | 61.3534 | 4.6245 | 0.11832 | 4 | 34562.7471 | 52788.5228 | 704.6083 | 1076.1654 | 66.6879 | 0 | 119.2836 | 731937.4001 | 20602.5717 | 1209284.5822 | 1447554.5575 | 0 | 116773.3079 | 0 | 1375199.4436 | 3577986.86 | 2442049.5523 | 10921388.2754 | 961560.8286 | 4475407.202 | 4475407.202 | 1478867.319 | 2671883.9507 | 0 | 16358356.306 | 24984514.7776 | 749894.2093 | 0.47329 | 34562.7471 | 52788.5228 | 704.6083 | 1076.1654
1 | 1500 | 707 | 0.035 | 15 | 15 | 7 | 1e-09 | 5spot_SharedNeighbor | Water | Porous | Wet | R245fa | MinimizeLCOE_Brownfield | IgnoreSilica | 2019 | 65.1434 | 4.9106 | 0.12823 | 4 | 32963.5098 | 49780.8352 | 672.0057 | 1014.8497 | 66.6908 | 0 | 151.9831 | 763407.1093 | 21488.0575 | 1268769.683 | 1535563.7636 | 0 | 114406.9881 | 0 | 1444417.8846 | 3758079.0449 | 2564966.1689 | 11471098.7 | 961560.8286 | 4475407.202 | 4475407.202 | 1478867.319 | 2671883.9507 | 0 | 16908066.7305 | 25534225.2022 | 1000000 | 0.51293 | 32963.5098 | 49780.8352 | 672.0057 | 1014.8497
1 | 1500 | 707 | 0.035 | 15 | 15 | 7 | 1.3335e-09 | 5spot_SharedNeighbor | Water | Porous | Wet | R245fa | MinimizeLCOE_Brownfield | IgnoreSilica | 2019 | 68.223 | 5.1428 | 0.13652 | 4 | 31769.6349 | 47565.6562 | 647.667 | 969.6902 | 66.6912 | 0 | 131.6226 | 788536.508 | 22194.6561 | 1316546.0683 | 1607032.1324 | 0 | 111785.6285 | 0 | 1499977.0474 | 3902632.5897 | 2663626.9335 | 11912331.5639 | 961560.8286 | 4475407.202 | 4475407.202 | 1478867.319 | 2671883.9507 | 0 | 17349299.5945 | 25975458.0661 | 1333521.4322 | 0.5461 | 31769.6349 | 47565.6562 | 647.667 | 969.6902
1 | 1500 | 707 | 0.035 | 15 | 15 | 7 | 1.7783e-09 | 5spot_SharedNeighbor | Water | Porous | Wet | R245fa | MinimizeLCOE_Brownfield | IgnoreSilica | 2019 | 70.6345 | 5.3245 | 0.14323 | 4 | 30878.2231 | 45934.6073 | 629.4943 | 936.4391 | 66.6905 | 0 | 127.6529 | 807949.5259 | 22740.2024 | 1353621.4953 | 1662963.5745 | 0 | 109099.9763 | 0 | 1542986.162 | 4014533.4836 | 2740001.593 | 12253896.0131 | 961560.8286 | 4475407.202 | 4475407.202 | 1478867.319 | 2671883.9507 | 0 | 17690864.0436 | 26317022.5153 | 1778279.41 | 0.57292 | 30878.2231 | 45934.6073 | 629.4943 | 936.4391
1 | 1500 | 707 | 0.035 | 15 | 15 | 7 | 2.3714e-09 | 5spot_SharedNeighbor | Water | Porous | Wet | R245fa | MinimizeLCOE_Brownfield | IgnoreSilica | 2019 | 72.5318 | 5.4673 | 0.14859 | 4 | 30212.3023 | 44725.2334 | 615.9186 | 911.7844 | 66.6892 | 0 | 136.5558 | 823064.74 | 23164.77 | 1382589.5785 | 1706946.2641 | 0 | 106700.5778 | 0 | 1576561.7129 | 4101890.1796 | 2799624.333 | 12520542.156 | 961560.8286 | 4475407.202 | 4475407.202 | 1478867.319 | 2671883.9507 | 0 | 17957510.1866 | 26583668.6582 | 2371373.7057 | 0.59438 | 30212.3023 | 44725.2334 | 615.9186 | 911.7844
1 | 1500 | 707 | 0.035 | 15 | 15 | 7 | 3.1623e-09 | 5spot_SharedNeighbor | Water | Porous | Wet | R245fa | MinimizeLCOE_Brownfield | IgnoreSilica | 2019 | 73.9861 | 5.5766 | 0.15279 | 4 | 29714.5183 | 43828.8851 | 605.7706 | 893.5111 | 66.6878 | 0 | 132.9353 | 834559.1167 | 23487.51 | 1404677.376 | 1740646.8178 | 0 | 104592.2197 | 0 | 1602105.5857 | 4168350.097 | 2844984.5922 | 12723403.3152 | 961560.8286 | 4475407.202 | 4475407.202 | 1478867.319 | 2671883.9507 | 0 | 18160371.3457 | 26786529.8174 | 3162277.6602 | 0.61116 | 29714.5183 | 43828.8851 | 605.7706 | 893.5111
1 | 1500 | 707 | 0.035 | 15 | 15 | 7 | 4.217e-09 | 5spot_SharedNeighbor | Water | Porous | Wet | R245fa | MinimizeLCOE_Brownfield | IgnoreSilica | 2019 | 75.1117 | 5.6613 | 0.15606 | 4 | 29342.1887 | 43160.7598 | 598.1802 | 879.8905 | 66.6864 | 0 | 143.9573 | 843401.2686 | 23735.7062 | 1421703.2986 | 1766720.4214 | 0 | 102869.7964 | 0 | 1621787.8916 | 4219559.4195 | 2879936.0071 | 12879713.8094 | 961560.8286 | 4475407.202 | 4475407.202 | 1478867.319 | 2671883.9507 | 0 | 18316681.84 | 26942840.3116 | 4216965.0343 | 0.62424 | 29342.1887 | 43160.7598 | 598.1802 | 879.8905
1 | 1500 | 707 | 0.035 | 15 | 15 | 7 | 5.6234e-09 | 5spot_SharedNeighbor | Water | Porous | Wet | R245fa | MinimizeLCOE_Brownfield | IgnoreSilica | 2019 | 75.9593 | 5.7249 | 0.15856 | 4 | 29063.5441 | 42663.965 | 592.4997 | 869.7626 | 66.6853 | 0 | 148.6251 | 850028.9257 | 23921.6991 | 1434484.909 | 1786348.9761 | 0 | 101442.8811 | 0 | 1636528.6825 | 4257911.9336 | 2906112.386 | 12996780.3931 | 961560.8286 | 4475407.202 | 4475407.202 | 1478867.319 | 2671883.9507 | 0 | 18433748.4237 | 27059906.8953 | 5623413.2519 | 0.63426 | 29063.5441 | 42663.965 | 592.4997 | 869.7626
1 | 1500 | 707 | 0.035 | 15 | 15 | 7 | 7.4989e-09 | 5spot_SharedNeighbor | Water | Porous | Wet | R245fa | MinimizeLCOE_Brownfield | IgnoreSilica | 2019 | 76.6003 | 5.7731 | 0.16047 | 4 | 28854.9174 | 42293.3959 | 588.2465 | 862.2081 | 66.6843 | 0 | 126.253 | 855024.3806 | 24061.8623 | 1444129.9845 | 1801191.7191 | 0 | 100303.0911 | 0 | 1647637.3046 | 4286814.2898 | 2925838.838 | 13085001.4699 | 961560.8286 | 4475407.202 | 4475407.202 | 1478867.319 | 2671883.9507 | 0 | 18521969.5005 | 27148127.9721 | 7498942.0933 | 0.6419 | 28854.9174 | 42293.3959 | 588.2465 | 862.2081
1 | 1500 | 707 | 0.035 | 15 | 15 | 7 | 1e-08 | 5spot_SharedNeighbor | Water | Porous | Wet | R245fa | MinimizeLCOE_Brownfield | IgnoreSilica | 2019 | 77.0802 | 5.8091 | 0.16192 | 4 | 28698.6576 | 42017.0452 | 585.061 | 856.5743 | 66.6836 | 0 | 137.0685 | 858754.4413 | 24166.5067 | 1451338.161 | 1812301.644 | 0 | 99396.1396 | 0 | 1655923.1881 | 4308372.4589 | 2940552.7314 | 13150805.271 | 961560.8286 | 4475407.202 | 4475407.202 | 1478867.319 | 2671883.9507 | 0 | 18587773.3016 | 27213931.7733 | 10000000 | 0.64769 | 28698.6576 | 42017.0452 | 585.061 | 856.5743
1 | 1600 | 707 | 0.035 | 15 | 15 | 7 | 1e-13 | 5spot_SharedNeighbor | Water | Porous | Wet | R245fa | MinimizeLCOE_Brownfield | IgnoreSilica | 2019 | 0 | 0 | 0 | 0 |  |  |  |  | 15 |  | 19.6408 | [19 empty] | 100 | 0
1 | 1600 | 707 | 0.035 | 15 | 15 | 7 | 1.3335e-13 | 5spot_SharedNeighbor | Water | Porous | Wet | R245fa | MinimizeLCOE_Brownfield | IgnoreSilica | 2019 | 0 | 0 | 0 | 0 |  |  |  |  | 15 |  | 21.9387 | [19 empty] | 133.3521 | 0
1 | 1600 | 707 | 0.035 | 15 | 15 | 7 | 1.7783e-13 | 5spot_SharedNeighbor | Water | Porous | Wet | R245fa | MinimizeLCOE_Brownfield | IgnoreSilica | 2019 | 0 | 0 | 0 | 0 |  |  |  |  | 15 |  | 24.1493 | [19 empty] | 177.8279 | 0
1 | 1600 | 707 | 0.035 | 15 | 15 | 7 | 2.3714e-13 | 5spot_SharedNeighbor | Water | Porous | Wet | R245fa | MinimizeLCOE_Brownfield | IgnoreSilica | 2019 | 0 | 0 | 0 | 0 |  |  |  |  | 15 |  | 23.6315 | [19 empty] | 237.1374 | 0
1 | 1600 | 707 | 0.035 | 15 | 15 | 7 | 3.1623e-13 | 5spot_SharedNeighbor | Water | Porous | Wet | R245fa | MinimizeLCOE_Brownfield | IgnoreSilica | 2019 | 0 | 0 | 0 | 0 |  |  |  |  | 15 |  | 23.6735 | [19 empty] | 316.2278 | 0
1 | 1600 | 707 | 0.035 | 15 | 15 | 7 | 4.217e-13 | 5spot_SharedNeighbor | Water | Porous | Wet | R245fa | MinimizeLCOE_Brownfield | IgnoreSilica | 2019 | 0 | 0 | 0 | 0 |  |  |  |  | 15 |  | 24.6351 | [19 empty] | 421.6965 | 0
1 | 1600 | 707 | 0.035 | 15 | 15 | 7 | 5.6234e-13 | 5spot_SharedNeighbor | Water | Porous | Wet | R245fa | MinimizeLCOE_Brownfield | IgnoreSilica | 2019 | 0 | 0 | 0 | 0 |  |  |  |  | 15 |  | 25.7112 | [19 empty] | 562.3413 | 0
1 | 1600 | 707 | 0.035 | 15 | 15 | 7 | 7.4989e-13 | 5spot_SharedNeighbor | Water | Porous | Wet | R245fa | MinimizeLCOE_Brownfield | IgnoreSilica | 2019 | 0 | 0 | 0 | 0 |  |  |  |  | 15 |  | 26.0081 | [19 empty] | 749.8942 | 0
1 | 1600 | 707 | 0.035 | 15 | 15 | 7 | 1e-12 | 5spot_SharedNeighbor | Water | Porous | Wet | R245fa | MinimizeLCOE_Brownfield | IgnoreSilica | 2019 | 0 | 0 | 0 | 0 |  |  |  |  | 15 |  | 26.3636 | [19 empty] | 1000 | 0
1 | 1600 | 707 | 0.035 | 15 | 15 | 7 | 1.3335e-12 | 5spot_SharedNeighbor | Water | Porous | Wet | R245fa | MinimizeLCOE_Brownfield | IgnoreSilica | 2019 | 0 | 0 | 0 | 0 |  |  |  |  | 15 |  | 29.7973 | [19 empty] | 1333.5214 | 0
1 | 1600 | 707 | 0.035 | 15 | 15 | 7 | 1.7783e-12 | 5spot_SharedNeighbor | Water | Porous | Wet | R245fa | MinimizeLCOE_Brownfield | IgnoreSilica | 2019 | 0 | 0 | 0 | 0 |  |  |  |  | 15 |  | 31.8714 | [19 empty] | 1778.2794 | 0
1 | 1600 | 707 | 0.035 | 15 | 15 | 7 | 2.3714e-12 | 5spot_SharedNeighbor | Water | Porous | Wet | R245fa | MinimizeLCOE_Brownfield | IgnoreSilica | 2019 | 0.75252 | 0.044237 | 0.00010699 | 4 | 14232480.8082 | 35350185.3357 | 290148.3721 | 720661.3427 | 59.2018 | 0 | 72.8655 | 26052.276 | 665.6933 | 29521.1044 | 39118.0338 | 0 | 20912.0507 | 0 | 45344.9717 | 117978.3149 | 80522.6241 | 360115.069 | 961560.8286 | 4769433.0752 | 4769433.0752 | 1478867.319 | 2789494.2999 | 0 | 6091108.9728 | 15128903.667 | 2371.3737 | 0.00042797 | 14232480.8082 | 35350185.3357 | 290148.3721 | 720661.3427
1 | 1600 | 707 | 0.035 | 15 | 15 | 7 | 3.1623e-12 | 5spot_SharedNeighbor | Water | Porous | Wet | R245fa | MinimizeLCOE_Brownfield | IgnoreSilica | 2019 | 1.1069 | 0.072602 | 0.00048749 | 4 | 3187850.9779 | 7822691.6527 | 64988.6541 | 159476.1503 | 62.3803 | 0 | 172.1932 | 38618.5752 | 1020.1135 | 43746.9986 | 47714.1165 | 0 | 25560.2877 | 0 | 61097.4357 | 158962.9948 | 108495.5103 | 485216.0321 | 961560.8286 | 4769433.0752 | 4769433.0752 | 1478867.319 | 2789494.2999 | 0 | 6216209.936 | 15254004.6301 | 3162.2777 | 0.00195 | 3187850.9779 | 7822691.6527 | 64988.6541 | 159476.1503
1 | 1600 | 707 | 0.035 | 15 | 15 | 7 | 4.217e-12 | 5spot_SharedNeighbor | Water | Porous | Wet | R245fa | MinimizeLCOE_Brownfield | IgnoreSilica | 2019 | 1.5347 | 0.10768 | 0.0010616 | 4 | 1496744.4321 | 3625164.6337 | 30513.1597 | 73903.8845 | 64.4121 | 0 | 251.3563 | 52226.9057 | 1409.12 | 59854.8623 | 58199.5733 | 0 | 29956.0551 | 0 | 78642.1414 | 204610.7203 | 139651.0209 | 624550.3991 | 961560.8286 | 4769433.0752 | 4769433.0752 | 1478867.319 | 2789494.2999 | 0 | 6355544.3029 | 15393338.997 | 4216.965 | 0.0042462 | 1496744.4321 | 3625164.6337 | 30513.1597 | 73903.8845
1 | 1600 | 707 | 0.035 | 15 | 15 | 7 | 5.6234e-12 | 5spot_SharedNeighbor | Water | Porous | Wet | R245fa | MinimizeLCOE_Brownfield | IgnoreSilica | 2019 | 1.6 | 0.11306 | 0.0016847 | 4 | 944438.1295 | 2285560.5105 | 19253.6487 | 46594.2425 | 64.6339 | 0 | 244.8513 | 54185.3525 | 1465.4155 | 62220.2951 | 59800.5726 | 0 | 26881.9103 | 0 | 79775.8829 | 207560.4831 | 141664.2947 | 633554.2067 | 961560.8286 | 4769433.0752 | 4769433.0752 | 1478867.319 | 2789494.2999 | 0 | 6364548.1105 | 15402342.8047 | 5623.4133 | 0.006739 | 944438.1295 | 2285560.5105 | 19253.6487 | 46594.2425
1 | 1600 | 707 | 0.035 | 15 | 15 | 7 | 7.4989e-12 | 5spot_SharedNeighbor | Water | Porous | Wet | R245fa | MinimizeLCOE_Brownfield | IgnoreSilica | 2019 | 2.7741 | 0.2105 | 0.0029971 | 4 | 560381.1495 | 1314261.6759 | 11424.1277 | 26793.0019 | 66.9115 | 0 | 74.0565 | 85891.4521 | 2381.134 | 102093.3128 | 88692.2913 | 0 | 39630.4993 | 0 | 124288.5889 | 323373.4132 | 220708.9992 | 987059.6908 | 961560.8286 | 4769433.0752 | 4769433.0752 | 1478867.319 | 2789494.2999 | 0 | 6718053.5946 | 15755848.2888 | 7498.9421 | 0.011988 | 560381.1495 | 1314261.6759 | 11424.1277 | 26793.0019
1 | 1600 | 707 | 0.035 | 15 | 15 | 7 | 1e-11 | 5spot_SharedNeighbor | Water | Porous | Wet | R245fa | MinimizeLCOE_Brownfield | IgnoreSilica | 2019 | 3.6755 | 0.28556 | 0.004515 | 4 | 385343.8651 | 885776.7517 | 7855.7559 | 18057.7572 | 67.7043 | 0 | 83.5789 | 107189.772 | 2998.9866 | 130205.6659 | 110887.0569 | 0 | 45295.1521 | 0 | 154664.8871 | 402406.3101 | 274650.5752 | 1228298.4059 | 961560.8286 | 4769433.0752 | 4769433.0752 | 1478867.319 | 2789494.2999 | 0 | 6959292.3097 | 15997087.0039 | 10000 | 0.01806 | 385343.8651 | 885776.7517 | 7855.7559 | 18057.7572
1 | 1600 | 707 | 0.035 | 15 | 15 | 7 | 1.3335e-11 | 5spot_SharedNeighbor | Water | Porous | Wet | R245fa | MinimizeLCOE_Brownfield | IgnoreSilica | 2019 | 4.8398 | 0.38267 | 0.0065483 | 4 | 276945.4924 | 621989.3822 | 5645.9085 | 12680.0949 | 68.3012 | 0 | 84.1221 | 132301.0937 | 3728.2853 | 164475.2254 | 139574.7311 | 0 | 51674.9106 | 0 | 191784.156 | 498983.0335 | 340566.1734 | 1523087.6089 | 961560.8286 | 4769433.0752 | 4769433.0752 | 1478867.319 | 2789494.2999 | 0 | 7254081.5127 | 16291876.2069 | 13335.2143 | 0.026193 | 276945.4924 | 621989.3822 | 5645.9085 | 12680.0949
1 | 1600 | 707 | 0.035 | 15 | 15 | 7 | 1.7783e-11 | 5spot_SharedNeighbor | Water | Porous | Wet | R245fa | MinimizeLCOE_Brownfield | IgnoreSilica | 2019 | 6.287 | 0.50341 | 0.0092279 | 4 | 205922.4402 | 450772.7927 | 4198.0075 | 9189.6131 | 68.7329 | 0 | 114.8396 | 160884.7854 | 4558.6051 | 204742.1772 | 175229.8508 | 0 | 58317.1957 | 0 | 235455.7195 | 612607.4836 | 418117.1954 | 1869913.0126 | 961560.8286 | 4769433.0752 | 4769433.0752 | 1478867.319 | 2789494.2999 | 0 | 7600906.9165 | 16638701.6106 | 17782.7941 | 0.036912 | 205922.4402 | 450772.7927 | 4198.0075 | 9189.6131
1 | 1600 | 707 | 0.035 | 15 | 15 | 7 | 2.3714e-11 | 5spot_SharedNeighbor | Water | Porous | Wet | R245fa | MinimizeLCOE_Brownfield | IgnoreSilica | 2019 | 8.0017 | 0.64587 | 0.012648 | 4 | 157916.747 | 336559.8191 | 3219.3465 | 6861.2271 | 69.0092 | 0 | 97.4306 | 191917.6814 | 5458.8581 | 249848.2041 | 217365.3516 | 0 | 64516.4805 | 0 | 284351.5645 | 739824.4424 | 504945.3838 | 2258227.9664 | 961560.8286 | 4769433.0752 | 4769433.0752 | 1478867.319 | 2789494.2999 | 0 | 7989221.8702 | 17027016.5644 | 23713.7371 | 0.050591 | 157916.747 | 336559.8191 | 3219.3465 | 6861.2271
1 | 1600 | 707 | 0.035 | 15 | 15 | 7 | 3.1623e-11 | 5spot_SharedNeighbor | Water | Porous | Wet | R245fa | MinimizeLCOE_Brownfield | IgnoreSilica | 2019 | 10.5887 | 0.86304 | 0.017475 | 4 | 122471.0563 | 251764.9762 | 2496.7381 | 5132.5696 | 69.3479 | 0 | 81.846 | 235748.297 | 6734.3357 | 314955.6073 | 281322.4711 | 0 | 74911.5574 | 0 | 356332.1847 | 927103.2508 | 632767.0187 | 2829874.7226 | 961560.8286 | 4769433.0752 | 4769433.0752 | 1478867.319 | 2789494.2999 | 0 | 8560868.6264 | 17598663.3206 | 31622.7766 | 0.069901 | 122471.0563 | 251764.9762 | 2496.7381 | 5132.5696
1 | 1600 | 707 | 0.035 | 15 | 15 | 7 | 4.217e-11 | 5spot_SharedNeighbor | Water | Porous | Wet | R245fa | MinimizeLCOE_Brownfield | IgnoreSilica | 2019 | 13.5512 | 1.1107 | 0.023516 | 4 | 97587.3958 | 193668.7842 | 1989.4511 | 3948.2001 | 69.5437 | 0 | 81.0239 | 281661.0663 | 8067.8784 | 385323.0878 | 354379.521 | 0 | 83961.87 | 0 | 434223.4352 | 1129760.307 | 771084.6238 | 3448461.7896 | 961560.8286 | 4769433.0752 | 4769433.0752 | 1478867.319 | 2789494.2999 | 0 | 9179455.6934 | 18217250.3876 | 42169.6503 | 0.094064 | 97587.3958 | 193668.7842 | 1989.4511 | 3948.2001
1 | 1600 | 707 | 0.035 | 15 | 15 | 7 | 5.6234e-11 | 5spot_SharedNeighbor | Water | Porous | Wet | R245fa | MinimizeLCOE_Brownfield | IgnoreSilica | 2019 | 17.2272 | 1.418 | 0.031268 | 4 | 79284.3107 | 151545.2563 | 1616.3179 | 3089.455 | 69.6939 | 0 | 91.6275 | 334521.2967 | 9602.3266 | 468424.5359 | 445033.8632 | 0 | 93687.5561 | 0 | 526995.1356 | 1371133.2413 | 935826.6112 | 4185224.5666 | 961560.8286 | 4769433.0752 | 4769433.0752 | 1478867.319 | 2789494.2999 | 0 | 9916218.4704 | 18954013.1646 | 56234.1325 | 0.12507 | 79284.3107 | 151545.2563 | 1616.3179 | 3089.455
1 | 1600 | 707 | 0.035 | 15 | 15 | 7 | 7.4989e-11 | 5spot_SharedNeighbor | Water | Porous | Wet | R245fa | MinimizeLCOE_Brownfield | IgnoreSilica | 2019 | 20 | 1.6499 | 0.039793 | 4 | 65541.5285 | 122321.8551 | 1336.1527 | 2493.6965 | 69.7711 | 0 | 88.0515 | 372122.6787 | 10693.2103 | 528717.9671 | 513419.5469 | 0 | 92950.1129 | 0 | 591982.3711 | 1540216.6974 | 1051229.5443 | 4701332.1286 | 961560.8286 | 4769433.0752 | 4769433.0752 | 1478867.319 | 2789494.2999 | 0 | 10432326.0324 | 19470120.7265 | 74989.4209 | 0.15917 | 65541.5285 | 122321.8551 | 1336.1527 | 2493.6965
1 | 1600 | 707 | 0.035 | 15 | 15 | 7 | 1e-10 | 5spot_SharedNeighbor | Water | Porous | Wet | R245fa | MinimizeLCOE_Brownfield | IgnoreSilica | 2019 | 26.623 | 2.2038 | 0.05289 | 4 | 55255.86 | 97975.6524 | 1126.4654 | 1997.3662 | 69.8914 | 0 | 63.5237 | 456097.1497 | 13127.5333 | 666413.0695 | 676771.2521 | 0 | 111530.9296 | 0 | 750336.5743 | 1952221.8513 | 1332431.5276 | 5958929.8875 | 961560.8286 | 4769433.0752 | 4769433.0752 | 1478867.319 | 2789494.2999 | 0 | 11689923.7913 | 20727718.4855 | 100000 | 0.21156 | 55255.86 | 97975.6524 | 1126.4654 | 1997.3662
1 | 1600 | 707 | 0.035 | 15 | 15 | 7 | 1.3335e-10 | 5spot_SharedNeighbor | Water | Porous | Wet | R245fa | MinimizeLCOE_Brownfield | IgnoreSilica | 2019 | 32.8271 | 2.7227 | 0.067328 | 4 | 47564.4255 | 81123.1641 | 969.6652 | 1653.8054 | 69.961 | 0 | 107.6437 | 529169.8305 | 15243.6664 | 789190.5186 | 829804.8471 | 0 | 122070.8431 | 0 | 891337.0852 | 2319076.2574 | 1582817.1979 | 7078710.2463 | 961560.8286 | 4769433.0752 | 4769433.0752 | 1478867.319 | 2789494.2999 | 0 | 12809704.1501 | 21847498.8442 | 133352.1432 | 0.26931 | 47564.4255 | 81123.1641 | 969.6652 | 1653.8054
1 | 1600 | 707 | 0.035 | 15 | 15 | 7 | 1.7783e-10 | 5spot_SharedNeighbor | Water | Porous | Wet | R245fa | MinimizeLCOE_Brownfield | IgnoreSilica | 2019 | 39.3124 | 3.2652 | 0.083694 | 4 | 41640.2247 | 68636.6856 | 848.8923 | 1399.2517 | 70.011 | 0 | 90.6676 | 601245.6415 | 17328.9847 | 912619.1822 | 989781.6982 | 0 | 129500.5024 | 0 | 1033685.6435 | 2689438.0062 | 1835596.7017 | 8209196.3603 | 961560.8286 | 4769433.0752 | 4769433.0752 | 1478867.319 | 2789494.2999 | 0 | 13940190.2641 | 22977984.9583 | 177827.941 | 0.33478 | 41640.2247 | 68636.6856 | 848.8923 | 1399.2517
1 | 1600 | 707 | 0.035 | 15 | 15 | 7 | 2.3714e-10 | 5spot_SharedNeighbor | Water | Porous | Wet | R245fa | MinimizeLCOE_Brownfield | IgnoreSilica | 2019 | 46.0138 | 3.8257 | 0.10148 | 4 | 37139.5104 | 59403.5603 | 757.1392 | 1211.0219 | 70.0476 | 0 | 113.6382 | 672065.995 | 19376.0375 | 1035905.6908 | 1155085.4501 | 0 | 134851.5664 | 0 | 1176741.0485 | 3061638.8255 | 2089631.4088 | 9345296.0226 | 961560.8286 | 4769433.0752 | 4769433.0752 | 1478867.319 | 2789494.2999 | 0 | 15076289.9264 | 24114084.6205 | 237137.3706 | 0.40594 | 37139.5104 | 59403.5603 | 757.1392 | 1211.0219
1 | 1600 | 707 | 0.035 | 15 | 15 | 7 | 3.1623e-10 | 5spot_SharedNeighbor | Water | Porous | Wet | R245fa | MinimizeLCOE_Brownfield | IgnoreSilica | 2019 | 52.5371 | 4.3711 | 0.11973 | 4 | 33731.9562 | 52603.4262 | 687.6716 | 1072.392 | 70.0723 | 0 | 119.3546 | 738055.7074 | 21281.5253 | 1152430.6145 | 1315954.221 | 0 | 137737.8236 | 0 | 1312529.3578 | 3414932.1521 | 2330761.3637 | 10423682.7652 | 961560.8286 | 4769433.0752 | 4769433.0752 | 1478867.319 | 2789494.2999 | 0 | 16154676.669 | 25192471.3632 | 316227.766 | 0.47891 | 33731.9562 | 52603.4262 | 687.6716 | 1072.392
1 | 1600 | 707 | 0.035 | 15 | 15 | 7 | 4.217e-10 | 5spot_SharedNeighbor | Water | Porous | Wet | R245fa | MinimizeLCOE_Brownfield | IgnoreSilica | 2019 | 58.5003 | 4.8692 | 0.13733 | 4 | 31163.4973 | 47616.7552 | 635.31 | 970.732 | 70.0868 | 0 | 143.4793 | 796190.6179 | 22958.4002 | 1256332.8253 | 1462933.0221 | 0 | 138117.5746 | 0 | 1433847.6517 | 3730577.4671 | 2546195.777 | 11387153.3361 | 961560.8286 | 4769433.0752 | 4769433.0752 | 1478867.319 | 2789494.2999 | 0 | 17118147.2399 | 26155941.9341 | 421696.5034 | 0.5493 | 31163.4973 | 47616.7552 | 635.31 | 970.732
1 | 1600 | 707 | 0.035 | 15 | 15 | 7 | 5.6234e-10 | 5spot_SharedNeighbor | Water | Porous | Wet | R245fa | MinimizeLCOE_Brownfield | IgnoreSilica | 2019 | 63.7233 | 5.305 | 0.15346 | 4 | 29234.9638 | 43958.3681 | 595.9943 | 896.1508 | 70.0936 | 0 | 143.5971 | 845577.7528 | 24381.4055 | 1345490.851 | 1591573.0505 | 0 | 136650.4349 | 0 | 1538032.663 | 4001645.4952 | 2731205.2761 | 12214556.929 | 961560.8286 | 4769433.0752 | 4769433.0752 | 1478867.319 | 2789494.2999 | 0 | 17945550.8328 | 26983345.527 | 562341.3252 | 0.61384 | 29234.9638 | 43958.3681 | 595.9943 | 896.1508
1 | 1600 | 707 | 0.035 | 15 | 15 | 7 | 7.4989e-10 | 5spot_SharedNeighbor | Water | Porous | Wet | R245fa | MinimizeLCOE_Brownfield | IgnoreSilica | 2019 | 68.0935 | 5.6691 | 0.16756 | 4 | 27790.5875 | 41275.3855 | 566.5487 | 841.4546 | 70.0952 | 0 | 128.7302 | 885891.2179 | 25541.7728 | 1418865.6779 | 1699116.6572 | 0 | 133899.266 | 0 | 1623692.6908 | 4224515.3163 | 2883318.5085 | 12894841.1073 | 961560.8286 | 4769433.0752 | 4769433.0752 | 1478867.319 | 2789494.2999 | 0 | 18625835.0111 | 27663629.7052 | 749894.2093 | 0.67022 | 27790.5875 | 41275.3855 | 566.5487 | 841.4546
1 | 1600 | 707 | 0.035 | 15 | 15 | 7 | 1e-09 | 5spot_SharedNeighbor | Water | Porous | Wet | R245fa | MinimizeLCOE_Brownfield | IgnoreSilica | 2019 | 71.648 | 5.9647 | 0.17944 | 4 | 26710.196 | 39302.1739 | 544.5235 | 801.228 | 70.0937 | 0 | 138.8813 | 918043.178 | 26466.3709 | 1477768.2799 | 1786511.8366 | 0 | 130552.303 | 0 | 1692343.3677 | 4403130.2954 | 3005226.9019 | 13440042.5333 | 961560.8286 | 4769433.0752 | 4769433.0752 | 1478867.319 | 2789494.2999 | 0 | 19171036.4371 | 28208831.1313 | 1000000 | 0.71774 | 26710.196 | 39302.1739 | 544.5235 | 801.228
1 | 1600 | 707 | 0.035 | 15 | 15 | 7 | 1.3335e-09 | 5spot_SharedNeighbor | Water | Porous | Wet | R245fa | MinimizeLCOE_Brownfield | IgnoreSilica | 2019 | 74.5003 | 6.2017 | 0.18921 | 4 | 25902.3732 | 37844.1312 | 528.0549 | 771.5038 | 70.0908 | 0 | 132.331 | 943449.0252 | 27196.3937 | 1524551.7115 | 1856585.691 | 0 | 127189.3529 | 0 | 1746799.148 | 4544813.0653 | 3101928.3036 | 13872512.6913 | 961560.8286 | 4769433.0752 | 4769433.0752 | 1478867.319 | 2789494.2999 | 0 | 19603506.5951 | 28641301.2892 | 1333521.4322 | 0.75682 | 25902.3732 | 37844.1312 | 528.0549 | 771.5038
1 | 1600 | 707 | 0.035 | 15 | 15 | 7 | 1.7783e-09 | 5spot_SharedNeighbor | Water | Porous | Wet | R245fa | MinimizeLCOE_Brownfield | IgnoreSilica | 2019 | 76.7124 | 6.3852 | 0.197 | 4 | 25298.278 | 36767.449 | 515.7396 | 749.5542 | 70.0875 | 0 | 128.605 | 962919.1618 | 27755.4929 | 1560548.2101 | 1910894.0896 | 0 | 123959.9415 | 0 | 1788569.9894 | 4653492.2263 | 3176104.0642 | 14204243.1758 | 961560.8286 | 4769433.0752 | 4769433.0752 | 1478867.319 | 2789494.2999 | 0 | 19935237.0796 | 28973031.7738 | 1778279.41 | 0.78801 | 25298.278 | 36767.449 | 515.7396 | 749.5542
1 | 1600 | 707 | 0.035 | 15 | 15 | 7 | 2.3714e-09 | 5spot_SharedNeighbor | Water | Porous | Wet | R245fa | MinimizeLCOE_Brownfield | IgnoreSilica | 2019 | 78.4445 | 6.5288 | 0.20318 | 4 | 24846.3709 | 35966.7718 | 506.5269 | 733.2313 | 70.0843 | 0 | 114.3228 | 978026.8166 | 28189.0931 | 1588565.1427 | 1953396.545 | 0 | 121184.5802 | 0 | 1821051.2493 | 4738001.8016 | 3233783.5858 | 14462198.8143 | 961560.8286 | 4769433.0752 | 4769433.0752 | 1478867.319 | 2789494.2999 | 0 | 20193192.7181 | 29230987.4123 | 2371373.7057 | 0.81272 | 24846.3709 | 35966.7718 | 506.5269 | 733.2313
1 | 1600 | 707 | 0.035 | 15 | 15 | 7 | 3.1623e-09 | 5spot_SharedNeighbor | Water | Porous | Wet | R245fa | MinimizeLCOE_Brownfield | IgnoreSilica | 2019 | 79.7675 | 6.6384 | 0.20798 | 4 | 24508.1687 | 35371.9435 | 499.6322 | 721.1049 | 70.0815 | 0 | 126.0692 | 989485.4626 | 28517.8278 | 1609865.1307 | 1985844.474 | 0 | 118818.1517 | 0 | 1845687.1082 | 4802099.2531 | 3277531.4135 | 14657848.8214 | 961560.8286 | 4769433.0752 | 4769433.0752 | 1478867.319 | 2789494.2999 | 0 | 20388842.7253 | 29426637.4194 | 3162277.6602 | 0.83192 | 24508.1687 | 35371.9435 | 499.6322 | 721.1049
1 | 1600 | 707 | 0.035 | 15 | 15 | 7 | 4.217e-09 | 5spot_SharedNeighbor | Water | Porous | Wet | R245fa | MinimizeLCOE_Brownfield | IgnoreSilica | 2019 | 80.7756 | 6.7219 | 0.21168 | 4 | 24254.9597 | 34928.8596 | 494.4702 | 712.072 | 70.0792 | 0 | 149.9273 | 998170.2226 | 28766.9028 | 1626037.6894 | 2010558.929 | 0 | 116876.6758 | 0 | 1864360.0637 | 4850682.4528 | 3310690.4456 | 14806143.3816 | 961560.8286 | 4769433.0752 | 4769433.0752 | 1478867.319 | 2789494.2999 | 0 | 20537137.2855 | 29574931.9796 | 4216965.0343 | 0.84672 | 24254.9597 | 34928.8596 | 494.4702 | 712.072
1 | 1600 | 707 | 0.035 | 15 | 15 | 7 | 5.6234e-09 | 5spot_SharedNeighbor | Water | Porous | Wet | R245fa | MinimizeLCOE_Brownfield | IgnoreSilica | 2019 | 81.5307 | 6.7843 | 0.2145 | 4 | 24065.3181 | 34599.0968 | 490.6041 | 705.3494 | 70.0773 | 0 | 157.2966 | 1004650.1521 | 28952.6984 | 1638120.6807 | 2029067.299 | 0 | 115289.0884 | 0 | 1878271.1682 | 4886876.2934 | 3335393.4855 | 14916620.8657 | 961560.8286 | 4769433.0752 | 4769433.0752 | 1478867.319 | 2789494.2999 | 0 | 20647614.7695 | 29685409.4637 | 5623413.2519 | 0.85798 | 24065.3181 | 34599.0968 | 490.6041 | 705.3494
1 | 1600 | 707 | 0.035 | 15 | 15 | 7 | 7.4989e-09 | 5spot_SharedNeighbor | Water | Porous | Wet | R245fa | MinimizeLCOE_Brownfield | IgnoreSilica | 2019 | 82.1102 | 6.8323 | 0.21665 | 4 | 23923.2447 | 34352.0739 | 487.7077 | 700.3135 | 70.0758 | 0 | 143.1947 | 1009608.6892 | 29094.8451 | 1647376.1298 | 2043269.5838 | 0 | 114065.2818 | 0 | 1888931.6666 | 4914612.7233 | 3354324.1688 | 15001283.0884 | 961560.8286 | 4769433.0752 | 4769433.0752 | 1478867.319 | 2789494.2999 | 0 | 20732276.9923 | 29770071.6864 | 7498942.0933 | 0.86662 | 23923.2447 | 34352.0739 | 487.7077 | 700.3135
1 | 1600 | 707 | 0.035 | 15 | 15 | 7 | 1e-08 | 5spot_SharedNeighbor | Water | Porous | Wet | R245fa | MinimizeLCOE_Brownfield | IgnoreSilica | 2019 | 82.5512 | 6.8687 | 0.2183 | 4 | 23816.7835 | 34167.0906 | 485.5373 | 696.5424 | 70.0746 | 0 | 147.7162 | 1013373.1259 | 29202.7448 | 1654408.1368 | 2054074.541 | 0 | 113123.8804 | 0 | 1897031.1473 | 4935685.9106 | 3368707.0522 | 15065606.539 | 961560.8286 | 4769433.0752 | 4769433.0752 | 1478867.319 | 2789494.2999 | 0 | 20796600.4428 | 29834395.1369 | 10000000 | 0.87319 | 23816.7835 | 34167.0906 | 485.5373 | 696.5424
1 | 1700 | 707 | 0.035 | 15 | 15 | 7 | 1e-13 | 5spot_SharedNeighbor | Water | Porous | Wet | R245fa | MinimizeLCOE_Brownfield | IgnoreSilica | 2019 | 0 | 0 | 0 | 0 |  |  |  |  | 15 |  | 20.5376 | [19 empty] | 100 | 0
1 | 1700 | 707 | 0.035 | 15 | 15 | 7 | 1.3335e-13 | 5spot_SharedNeighbor | Water | Porous | Wet | R245fa | MinimizeLCOE_Brownfield | IgnoreSilica | 2019 | 0 | 0 | 0 | 0 |  |  |  |  | 15 |  | 23.619 | [19 empty] | 133.3521 | 0
1 | 1700 | 707 | 0.035 | 15 | 15 | 7 | 1.7783e-13 | 5spot_SharedNeighbor | Water | Porous | Wet | R245fa | MinimizeLCOE_Brownfield | IgnoreSilica | 2019 | 0 | 0 | 0 | 0 |  |  |  |  | 15 |  | 25.399 | [19 empty] | 177.8279 | 0
1 | 1700 | 707 | 0.035 | 15 | 15 | 7 | 2.3714e-13 | 5spot_SharedNeighbor | Water | Porous | Wet | R245fa | MinimizeLCOE_Brownfield | IgnoreSilica | 2019 | 0 | 0 | 0 | 0 |  |  |  |  | 15 |  | 24.677 | [19 empty] | 237.1374 | 0
1 | 1700 | 707 | 0.035 | 15 | 15 | 7 | 3.1623e-13 | 5spot_SharedNeighbor | Water | Porous | Wet | R245fa | MinimizeLCOE_Brownfield | IgnoreSilica | 2019 | 0 | 0 | 0 | 0 |  |  |  |  | 15 |  | 26.2592 | [19 empty] | 316.2278 | 0
1 | 1700 | 707 | 0.035 | 15 | 15 | 7 | 4.217e-13 | 5spot_SharedNeighbor | Water | Porous | Wet | R245fa | MinimizeLCOE_Brownfield | IgnoreSilica | 2019 | 0 | 0 | 0 | 0 |  |  |  |  | 15 |  | 25.1244 | [19 empty] | 421.6965 | 0
1 | 1700 | 707 | 0.035 | 15 | 15 | 7 | 5.6234e-13 | 5spot_SharedNeighbor | Water | Porous | Wet | R245fa | MinimizeLCOE_Brownfield | IgnoreSilica | 2019 | 0 | 0 | 0 | 0 |  |  |  |  | 15 |  | 26.3304 | [19 empty] | 562.3413 | 0
1 | 1700 | 707 | 0.035 | 15 | 15 | 7 | 7.4989e-13 | 5spot_SharedNeighbor | Water | Porous | Wet | R245fa | MinimizeLCOE_Brownfield | IgnoreSilica | 2019 | 0 | 0 | 0 | 0 |  |  |  |  | 15 |  | 27.4366 | [19 empty] | 749.8942 | 0
1 | 1700 | 707 | 0.035 | 15 | 15 | 7 | 1e-12 | 5spot_SharedNeighbor | Water | Porous | Wet | R245fa | MinimizeLCOE_Brownfield | IgnoreSilica | 2019 | 0 | 0 | 0 | 0 |  |  |  |  | 15 |  | 27.1224 | [19 empty] | 1000 | 0
1 | 1700 | 707 | 0.035 | 15 | 15 | 7 | 1.3335e-12 | 5spot_SharedNeighbor | Water | Porous | Wet | R245fa | MinimizeLCOE_Brownfield | IgnoreSilica | 2019 | 0 | 0 | 0 | 0 |  |  |  |  | 15 |  | 32.0196 | [19 empty] | 1333.5214 | 0
1 | 1700 | 707 | 0.035 | 15 | 15 | 7 | 1.7783e-12 | 5spot_SharedNeighbor | Water | Porous | Wet | R245fa | MinimizeLCOE_Brownfield | IgnoreSilica | 2019 | 0 | 0 | 0 | 0 |  |  |  |  | 15 |  | 32.9671 | [19 empty] | 1778.2794 | 0
1 | 1700 | 707 | 0.035 | 15 | 15 | 7 | 2.3714e-12 | 5spot_SharedNeighbor | Water | Porous | Wet | R245fa | MinimizeLCOE_Brownfield | IgnoreSilica | 2019 | 1.0304 | 0.07196 | 0.00047725 | 4 | 3415003.3492 | 8369240.3902 | 69619.4624 | 170618.2856 | 64.2668 | 0 | 62.3698 | 39541.8322 | 1059.1416 | 43362.0261 | 46922.2812 | 0 | 26789.6137 | 0 | 61493.209 | 159992.7158 | 109198.316 | 488359.1355 | 961560.8286 | 5069319.0393 | 5069319.0393 | 1478867.319 | 2909448.6856 | 0 | 6519239.0035 | 15976874.0474 | 2371.3737 | 0.001909 | 3415003.3492 | 8369240.3902 | 69619.4624 | 170618.2856
1 | 1700 | 707 | 0.035 | 15 | 15 | 7 | 3.1623e-12 | 5spot_SharedNeighbor | Water | Porous | Wet | R245fa | MinimizeLCOE_Brownfield | IgnoreSilica | 2019 | 1.4375 | 0.10841 | 0.001127 | 4 | 1478571.5054 | 3576490.7753 | 30142.6801 | 72911.602 | 66.7077 | 0 | 233.8797 | 54283.4782 | 1489.7945 | 60053.6537 | 57440.1563 | 0 | 31647.3578 | 0 | 79916.6318 | 207926.6828 | 141914.2335 | 634671.9887 | 961560.8286 | 5069319.0393 | 5069319.0393 | 1478867.319 | 2909448.6856 | 0 | 6665551.8566 | 16123186.9005 | 3162.2777 | 0.0045081 | 1478571.5054 | 3576490.7753 | 30142.6801 | 72911.602
1 | 1700 | 707 | 0.035 | 15 | 15 | 7 | 4.217e-12 | 5spot_SharedNeighbor | Water | Porous | Wet | R245fa | MinimizeLCOE_Brownfield | IgnoreSilica | 2019 | 1.9626 | 0.15588 | 0.0020617 | 4 | 829503.8477 | 1976309.4169 | 16910.5579 | 40289.7406 | 68.4554 | 0 | 329.8659 | 71398.6469 | 1994.8025 | 80169.6845 | 71037.2064 | 0 | 36917.5994 | 0 | 101991.9965 | 265362.2534 | 181115.1906 | 809987.38 | 961560.8286 | 5069319.0393 | 5069319.0393 | 1478867.319 | 2909448.6856 | 0 | 6840867.248 | 16298502.2919 | 4216.965 | 0.0082469 | 829503.8477 | 1976309.4169 | 16910.5579 | 40289.7406
1 | 1700 | 707 | 0.035 | 15 | 15 | 7 | 5.6234e-12 | 5spot_SharedNeighbor | Water | Porous | Wet | R245fa | MinimizeLCOE_Brownfield | IgnoreSilica | 2019 | 2.6452 | 0.21801 | 0.0033585 | 4 | 525108.9521 | 1229125.9346 | 10705.0563 | 25057.3947 | 69.7387 | 0 | 69.0713 | 91516.7118 | 2591.4041 | 104726.5276 | 88761.8705 | 0 | 42805.072 | 0 | 128856.6186 | 335258.4894 | 228820.8079 | 1023337.5019 | 961560.8286 | 5069319.0393 | 5069319.0393 | 1478867.319 | 2909448.6856 | 0 | 7054217.3698 | 16511852.4137 | 5623.4133 | 0.013434 | 525108.9521 | 1229125.9346 | 10705.0563 | 25057.3947
1 | 1700 | 707 | 0.035 | 15 | 15 | 7 | 7.4989e-12 | 5spot_SharedNeighbor | Water | Porous | Wet | R245fa | MinimizeLCOE_Brownfield | IgnoreSilica | 2019 | 3.4929 | 0.29542 | 0.0051149 | 4 | 356923.1469 | 819179.8441 | 7276.3611 | 16700.0891 | 70.6591 | 0 | 74.6245 | 114229.0208 | 3266.8175 | 133433.9802 | 110798.1772 | 0 | 48849.2811 | 0 | 160125.138 | 416612.7629 | 284346.7712 | 1271661.9489 | 961560.8286 | 5069319.0393 | 5069319.0393 | 1478867.319 | 2909448.6856 | 0 | 7302541.8168 | 16760176.8608 | 7498.9421 | 0.02046 | 356923.1469 | 819179.8441 | 7276.3611 | 16700.0891
1 | 1700 | 707 | 0.035 | 15 | 15 | 7 | 1e-11 | 5spot_SharedNeighbor | Water | Porous | Wet | R245fa | MinimizeLCOE_Brownfield | IgnoreSilica | 2019 | 4.6159 | 0.39817 | 0.0074794 | 4 | 254501.3143 | 570625.2405 | 5188.3535 | 11632.9674 | 71.3713 | 0 | 114.5265 | 141685.6654 | 4084.3659 | 169312.3821 | 140009.9774 | 0 | 56057.6083 | 0 | 199348.4997 | 518663.9041 | 353998.772 | 1583161.175 | 961560.8286 | 5069319.0393 | 5069319.0393 | 1478867.319 | 2909448.6856 | 0 | 7614041.0429 | 17071676.0868 | 10000 | 0.029917 | 254501.3143 | 570625.2405 | 5188.3535 | 11632.9674
1 | 1700 | 707 | 0.035 | 15 | 15 | 7 | 1.3335e-11 | 5spot_SharedNeighbor | Water | Porous | Wet | R245fa | MinimizeLCOE_Brownfield | IgnoreSilica | 2019 | 6.0092 | 0.52573 | 0.010604 | 4 | 188107.9646 | 411071.5064 | 3834.8353 | 8380.2487 | 71.8867 | 0 | 120.1468 | 172860.486 | 5012.8821 | 211369.0224 | 176256.8925 | 0 | 63527.7945 | 0 | 245320.5602 | 638273.7755 | 435634.967 | 1948256.3801 | 961560.8286 | 5069319.0393 | 5069319.0393 | 1478867.319 | 2909448.6856 | 0 | 7979136.248 | 17436771.2919 | 13335.2143 | 0.042418 | 188107.9646 | 411071.5064 | 3834.8353 | 8380.2487
1 | 1700 | 707 | 0.035 | 15 | 15 | 7 | 1.7783e-11 | 5spot_SharedNeighbor | Water | Porous | Wet | R245fa | MinimizeLCOE_Brownfield | IgnoreSilica | 2019 | 7.6922 | 0.67928 | 0.014631 | 4 | 143464.7166 | 305072.1062 | 2924.7223 | 6219.3075 | 72.2325 | 0 | 116.6787 | 207364.7878 | 6039.3754 | 259382.2474 | 219946.5738 | 0 | 70848.128 | 0 | 297796.6339 | 774805.7548 | 528820.8483 | 2365004.3496 | 961560.8286 | 5069319.0393 | 5069319.0393 | 1478867.319 | 2909448.6856 | 0 | 8395884.2175 | 17853519.2614 | 17782.7941 | 0.058522 | 143464.7166 | 305072.1062 | 2924.7223 | 6219.3075
1 | 1700 | 707 | 0.035 | 15 | 15 | 7 | 2.3714e-11 | 5spot_SharedNeighbor | Water | Porous | Wet | R245fa | MinimizeLCOE_Brownfield | IgnoreSilica | 2019 | 10.1406 | 0.90453 | 0.020228 | 4 | 111037.7946 | 227927.221 | 2263.6556 | 4646.6047 | 72.6081 | 0 | 120.0402 | 254172.9841 | 7435.3227 | 326055.2477 | 283810.2306 | 0 | 82046.4777 | 0 | 371872.9025 | 967537.0106 | 660363.8906 | 2953294.0664 | 961560.8286 | 5069319.0393 | 5069319.0393 | 1478867.319 | 2909448.6856 | 0 | 8984173.9344 | 18441808.9783 | 23713.7371 | 0.080911 | 111037.7946 | 227927.221 | 2263.6556 | 4646.6047
1 | 1700 | 707 | 0.035 | 15 | 15 | 7 | 3.1623e-11 | 5spot_SharedNeighbor | Water | Porous | Wet | R245fa | MinimizeLCOE_Brownfield | IgnoreSilica | 2019 | 12.9982 | 1.1666 | 0.027306 | 4 | 88200.0431 | 174790.3768 | 1798.0772 | 3563.3383 | 72.8394 | 0 | 93.9467 | 304231.2767 | 8925.4553 | 399568.3771 | 358199.1371 | 0 | 92226.2549 | 0 | 453628.6954 | 1180248.8135 | 805544.0669 | 3602572.0768 | 961560.8286 | 5069319.0393 | 5069319.0393 | 1478867.319 | 2909448.6856 | 0 | 9633451.9448 | 19091086.9887 | 31622.7766 | 0.10922 | 88200.0431 | 174790.3768 | 1798.0772 | 3563.3383
1 | 1700 | 707 | 0.035 | 15 | 15 | 7 | 4.217e-11 | 5spot_SharedNeighbor | Water | Porous | Wet | R245fa | MinimizeLCOE_Brownfield | IgnoreSilica | 2019 | 16.5519 | 1.4925 | 0.036419 | 4 | 71441.5019 | 136363.0457 | 1456.4316 | 2779.9451 | 73.0167 | 0 | 130.3042 | 361962.6288 | 10642.7261 | 486548.9364 | 450717.4145 | 0 | 103176.6392 | 0 | 551088.8545 | 1433820.1557 | 978611.7183 | 4376569.0735 | 961560.8286 | 5069319.0393 | 5069319.0393 | 1478867.319 | 2909448.6856 | 0 | 10407448.9414 | 19865083.9853 | 42169.6503 | 0.14568 | 71441.5019 | 136363.0457 | 1456.4316 | 2779.9451
1 | 1700 | 707 | 0.035 | 15 | 15 | 7 | 5.6234e-11 | 5spot_SharedNeighbor | Water | Porous | Wet | R245fa | MinimizeLCOE_Brownfield | IgnoreSilica | 2019 | 20.8787 | 1.8895 | 0.047969 | 4 | 58958.1658 | 108248.1951 | 1201.942 | 2206.7859 | 73.152 | 0 | 98.4366 | 427360.4081 | 12586.2612 | 587507.9408 | 563382.8709 | 0 | 114496.1057 | 0 | 665080.0988 | 1730401.9904 | 1181034.9147 | 5281850.5906 | 961560.8286 | 5069319.0393 | 5069319.0393 | 1478867.319 | 2909448.6856 | 0 | 11312730.4586 | 20770365.5025 | 56234.1325 | 0.19188 | 58958.1658 | 108248.1951 | 1201.942 | 2206.7859
1 | 1700 | 707 | 0.035 | 15 | 15 | 7 | 7.4989e-11 | 5spot_SharedNeighbor | Water | Porous | Wet | R245fa | MinimizeLCOE_Brownfield | IgnoreSilica | 2019 | 26.0332 | 2.3624 | 0.062314 | 4 | 49552.3163 | 87495.5843 | 1010.191 | 1783.7158 | 73.2553 | 0 | 132.4452 | 500114.0481 | 14746.3226 | 702406.4417 | 697607.1799 | 0 | 125770.9009 | 0 | 795851.5083 | 2070642.373 | 1413255.967 | 6320394.7415 | 961560.8286 | 5069319.0393 | 5069319.0393 | 1478867.319 | 2909448.6856 | 0 | 12351274.6094 | 21808909.6533 | 74989.4209 | 0.24926 | 49552.3163 | 87495.5843 | 1010.191 | 1783.7158
1 | 1700 | 707 | 0.035 | 15 | 15 | 7 | 1e-10 | 5spot_SharedNeighbor | Water | Porous | Wet | R245fa | MinimizeLCOE_Brownfield | IgnoreSilica | 2019 | 31.9964 | 2.9097 | 0.07965 | 4 | 42408.8449 | 72093.9015 | 864.5617 | 1469.7317 | 73.3343 | 0 | 161.7073 | 579062.7771 | 17087.9144 | 829745.7053 | 852900.7909 | 0 | 136421.187 | 0 | 941935.1661 | 2450722.0848 | 1672668.1801 | 7480543.8057 | 961560.8286 | 5069319.0393 | 5069319.0393 | 1478867.319 | 2909448.6856 | 0 | 13511423.6736 | 22969058.7175 | 100000 | 0.3186 | 42408.8449 | 72093.9015 | 864.5617 | 1469.7317
1 | 1700 | 707 | 0.035 | 15 | 15 | 7 | 1.3335e-10 | 5spot_SharedNeighbor | Water | Porous | Wet | R245fa | MinimizeLCOE_Brownfield | IgnoreSilica | 2019 | 38.6472 | 3.5201 | 0.099868 | 4 | 36960.0797 | 60635.5011 | 753.4812 | 1236.1367 | 73.3944 | 0 | 106.2418 | 662079.615 | 19547.5521 | 966249.5003 | 1026113.9266 | 0 | 145793.2768 | 0 | 1099715.7096 | 2861234.6938 | 1952851.471 | 8733585.7452 | 961560.8286 | 5069319.0393 | 5069319.0393 | 1478867.319 | 2909448.6856 | 0 | 14764465.6131 | 24222100.657 | 133352.1432 | 0.39947 | 36960.0797 | 60635.5011 | 753.4812 | 1236.1367
1 | 1700 | 707 | 0.035 | 15 | 15 | 7 | 1.7783e-10 | 5spot_SharedNeighbor | Water | Porous | Wet | R245fa | MinimizeLCOE_Brownfield | IgnoreSilica | 2019 | 46.1723 | 4.2107 | 0.1235 | 4 | 32676.7765 | 51821.5427 | 666.1603 | 1056.4522 | 73.4411 | 0 | 125.9482 | 751007.6091 | 22179.3149 | 1115097.5275 | 1222090.8021 | 0 | 154340.7799 | 0 | 1273239.2531 | 3312707.3593 | 2260990.842 | 10111653.4879 | 961560.8286 | 5069319.0393 | 5069319.0393 | 1478867.319 | 2909448.6856 | 0 | 16142533.3559 | 25600168.3998 | 177827.941 | 0.49401 | 32676.7765 | 51821.5427 | 666.1603 | 1056.4522
1 | 1700 | 707 | 0.035 | 15 | 15 | 7 | 2.3714e-10 | 5spot_SharedNeighbor | Water | Porous | Wet | R245fa | MinimizeLCOE_Brownfield | IgnoreSilica | 2019 | 52.7345 | 4.8127 | 0.14599 | 4 | 29637.6865 | 45833.6278 | 604.2043 | 934.3805 | 73.4688 | 0 | 143.5118 | 825020.4249 | 24367.0556 | 1240872.7688 | 1392942.7266 | 0 | 157465.9516 | 0 | 1419860.8818 | 3694186.7609 | 2521358.3722 | 11276074.9425 | 961560.8286 | 5069319.0393 | 5069319.0393 | 1478867.319 | 2909448.6856 | 0 | 17306954.8104 | 26764589.8543 | 237137.3706 | 0.58395 | 29637.6865 | 45833.6278 | 604.2043 | 934.3805
1 | 1700 | 707 | 0.035 | 15 | 15 | 7 | 3.1623e-10 | 5spot_SharedNeighbor | Water | Porous | Wet | R245fa | MinimizeLCOE_Brownfield | IgnoreSilica | 2019 | 59.3265 | 5.4167 | 0.16934 | 4 | 27241.2824 | 41204.1138 | 555.3504 | 840.0016 | 73.4861 | 0 | 139.5152 | 896547.4154 | 26478.6807 | 1363964.7793 | 1564468.6837 | 0 | 158812.4616 | 0 | 1564006.0881 | 4069223.0194 | 2777328.3249 | 12420829.4532 | 961560.8286 | 5069319.0393 | 5069319.0393 | 1478867.319 | 2909448.6856 | 0 | 18451709.3211 | 27909344.365 | 316227.766 | 0.67734 | 27241.2824 | 41204.1138 | 555.3504 | 840.0016
1 | 1700 | 707 | 0.035 | 15 | 15 | 7 | 4.217e-10 | 5spot_SharedNeighbor | Water | Porous | Wet | R245fa | MinimizeLCOE_Brownfield | IgnoreSilica | 2019 | 65.1971 | 5.9539 | 0.19116 | 4 | 25434.7951 | 37803.2444 | 518.5227 | 770.6703 | 73.4933 | 0 | 173.7692 | 958133.2905 | 28294.3866 | 1471126.3102 | 1717083.9935 | 0 | 157600.894 | 0 | 1689573.1612 | 4395922.7862 | 3000307.6288 | 13418042.4509 | 961560.8286 | 5069319.0393 | 5069319.0393 | 1478867.319 | 2909448.6856 | 0 | 19448922.3188 | 28906557.3627 | 421696.5034 | 0.76466 | 25434.7951 | 37803.2444 | 518.5227 | 770.6703
1 | 1700 | 707 | 0.035 | 15 | 15 | 7 | 5.6234e-10 | 5spot_SharedNeighbor | Water | Porous | Wet | R245fa | MinimizeLCOE_Brownfield | IgnoreSilica | 2019 | 70.2083 | 6.4115 | 0.21061 | 4 | 24077.7183 | 35304.2617 | 490.8569 | 719.7251 | 73.4935 | 0 | 154.8159 | 1009268.0594 | 29799.9973 | 1560918.8533 | 1847220.2165 | 0 | 154623.6551 | 0 | 1794714.0048 | 4669477.6941 | 3187014.4744 | 14253036.9549 | 961560.8286 | 5069319.0393 | 5069319.0393 | 1478867.319 | 2909448.6856 | 0 | 20283916.8228 | 29741551.8667 | 562341.3252 | 0.84244 | 24077.7183 | 35304.2617 | 490.8569 | 719.7251
1 | 1700 | 707 | 0.035 | 15 | 15 | 7 | 7.4989e-10 | 5spot_SharedNeighbor | Water | Porous | Wet | R245fa | MinimizeLCOE_Brownfield | IgnoreSilica | 2019 | 74.3345 | 6.7877 | 0.22723 | 4 | 23060.3721 | 33465.7349 | 470.1169 | 682.2443 | 73.4897 | 0 | 171.159 | 1050444.2179 | 31010.9377 | 1633760.1348 | 1954253.8087 | 0 | 150651.9974 | 0 | 1879847.2276 | 4890976.8766 | 3338192.2178 | 14929137.4185 | 961560.8286 | 5069319.0393 | 5069319.0393 | 1478867.319 | 2909448.6856 | 0 | 20960017.2864 | 30417652.3303 | 749894.2093 | 0.90892 | 23060.3721 | 33465.7349 | 470.1169 | 682.2443
1 | 1700 | 707 | 0.035 | 15 | 15 | 7 | 1e-09 | 5spot_SharedNeighbor | Water | Porous | Wet | R245fa | MinimizeLCOE_Brownfield | IgnoreSilica | 2019 | 77.6675 | 7.091 | 0.24103 | 4 | 22298.474 | 32107.9033 | 454.5846 | 654.563 | 73.4841 | 0 | 150.6432 | 1083124.1786 | 31971.0159 | 1691912.076 | 2040623.0775 | 0 | 146441.519 | 0 | 1947688.0282 | 5067484.7235 | 3458662.4502 | 15467907.0689 | 961560.8286 | 5069319.0393 | 5069319.0393 | 1478867.319 | 2909448.6856 | 0 | 21498786.9369 | 30956421.9808 | 1000000 | 0.96414 | 22298.474 | 32107.9033 | 454.5846 | 654.563
1 | 1700 | 707 | 0.035 | 15 | 15 | 7 | 1.3335e-09 | 5spot_SharedNeighbor | Water | Porous | Wet | R245fa | MinimizeLCOE_Brownfield | IgnoreSilica | 2019 | 80.2855 | 7.3288 | 0.25217 | 4 | 21728.0665 | 31104.213 | 442.956 | 634.1015 | 73.4781 | 0 | 189.0374 | 1108443.0849 | 32714.1932 | 1737173.2306 | 2108402.5099 | 0 | 142335.6473 | 0 | 2000336.7797 | 5204465.9753 | 3552154.9692 | 15886026.3901 | 961560.8286 | 5069319.0393 | 5069319.0393 | 1478867.319 | 2909448.6856 | 0 | 21916906.258 | 31374541.3019 | 1333521.4322 | 1.0087 | 21728.0665 | 31104.213 | 442.956 | 634.1015
1 | 1700 | 707 | 0.035 | 15 | 15 | 7 | 1.7783e-09 | 5spot_SharedNeighbor | Water | Porous | Wet | R245fa | MinimizeLCOE_Brownfield | IgnoreSilica | 2019 | 82.3271 | 7.5141 | 0.26102 | 4 | 21301.0031 | 30359.3353 | 434.2498 | 618.9161 | 73.4725 | 0 | 169.0456 | 1127980.6399 | 33287.2687 | 1772223.7729 | 2161221.6252 | 0 | 138664.6572 | 0 | 2041017.4059 | 5310308.62 | 3624394.7491 | 16209098.7389 | 961560.8286 | 5069319.0393 | 5069319.0393 | 1478867.319 | 2909448.6856 | 0 | 22239978.6068 | 31697613.6507 | 1778279.41 | 1.0441 | 21301.0031 | 30359.3353 | 434.2498 | 618.9161
1 | 1700 | 707 | 0.035 | 15 | 15 | 7 | 2.3714e-09 | 5spot_SharedNeighbor | Water | Porous | Wet | R245fa | MinimizeLCOE_Brownfield | IgnoreSilica | 2019 | 83.8935 | 7.6561 | 0.26793 | 4 | 20981.1962 | 29805.9682 | 427.7301 | 607.635 | 73.4677 | 0 | 165.7927 | 1142849.3578 | 33723.1541 | 1798971.2125 | 2201720.6333 | 0 | 135497.1586 | 0 | 2071976.9913 | 5390859.1106 | 3679372.114 | 16454969.7322 | 961560.8286 | 5069319.0393 | 5069319.0393 | 1478867.319 | 2909448.6856 | 0 | 22485849.6002 | 31943484.6441 | 2371373.7057 | 1.0717 | 20981.1962 | 29805.9682 | 427.7301 | 607.635
1 | 1700 | 707 | 0.035 | 15 | 15 | 7 | 3.1623e-09 | 5spot_SharedNeighbor | Water | Porous | Wet | R245fa | MinimizeLCOE_Brownfield | IgnoreSilica | 2019 | 85.0922 | 7.7646 | 0.27328 | 4 | 20741.6493 | 29393.7011 | 422.8466 | 599.2304 | 73.4637 | 0 | 168.5274 | 1154158.3699 | 34054.5399 | 1819357.3327 | 2232698.773 | 0 | 132879.026 | 0 | 2095527.7361 | 5452133.3176 | 3721193.0194 | 16642002.1146 | 961560.8286 | 5069319.0393 | 5069319.0393 | 1478867.319 | 2909448.6856 | 0 | 22672881.9825 | 32130517.0264 | 3162277.6602 | 1.0931 | 20741.6493 | 29393.7011 | 422.8466 | 599.2304
1 | 1700 | 707 | 0.035 | 15 | 15 | 7 | 4.217e-09 | 5spot_SharedNeighbor | Water | Porous | Wet | R245fa | MinimizeLCOE_Brownfield | IgnoreSilica | 2019 | 86.013 | 7.848 | 0.2774 | 4 | 20562.1774 | 29085.5602 | 419.1878 | 592.9485 | 73.4604 | 0 | 165.3502 | 1162804.0892 | 34307.7979 | 1834967.1659 | 2256483.5826 | 0 | 130796.0582 | 0 | 2113549.8905 | 5499023.2665 | 3753196.373 | 16785128.2238 | 961560.8286 | 5069319.0393 | 5069319.0393 | 1478867.319 | 2909448.6856 | 0 | 22816008.0917 | 32273643.1356 | 4216965.0343 | 1.1096 | 20562.1774 | 29085.5602 | 419.1878 | 592.9485
1 | 1700 | 707 | 0.035 | 15 | 15 | 7 | 5.6234e-09 | 5spot_SharedNeighbor | Water | Porous | Wet | R245fa | MinimizeLCOE_Brownfield | IgnoreSilica | 2019 | 86.7124 | 7.9112 | 0.28055 | 4 | 20427.6876 | 28855.3031 | 416.446 | 588.2544 | 73.4578 | 0 | 153.6343 | 1169348.0599 | 34499.4394 | 1846796.5426 | 2274545.2515 | 0 | 129149.632 | 0 | 2127192.181 | 5534517.7077 | 3777422.0585 | 16893470.8727 | 961560.8286 | 5069319.0393 | 5069319.0393 | 1478867.319 | 2909448.6856 | 0 | 22924350.7406 | 32381985.7845 | 5623413.2519 | 1.1222 | 20427.6876 | 28855.3031 | 416.446 | 588.2544
1 | 1700 | 707 | 0.035 | 15 | 15 | 7 | 7.4989e-09 | 5spot_SharedNeighbor | Water | Porous | Wet | R245fa | MinimizeLCOE_Brownfield | IgnoreSilica | 2019 | 87.2239 | 7.9575 | 0.28291 | 4 | 20326.8888 | 28684.2245 | 414.3911 | 584.7667 | 73.4558 | 0 | 177.7368 | 1174121.9425 | 34639.216 | 1855433.9356 | 2287753.4358 | 0 | 127803.0504 | 0 | 2137103.1163 | 5560303.9284 | 3795021.684 | 16972180.3089 | 961560.8286 | 5069319.0393 | 5069319.0393 | 1478867.319 | 2909448.6856 | 0 | 23003060.1768 | 32460695.2207 | 7498942.0933 | 1.1317 | 20326.8888 | 28684.2245 | 414.3911 | 584.7667
1 | 1700 | 707 | 0.035 | 15 | 15 | 7 | 1e-08 | 5spot_SharedNeighbor | Water | Porous | Wet | R245fa | MinimizeLCOE_Brownfield | IgnoreSilica | 2019 | 87.6332 | 7.9945 | 0.28475 | 4 | 20251.3316 | 28554.7574 | 412.8508 | 582.1274 | 73.4542 | 0 | 169.8415 | 1177934.211 | 34750.8202 | 1862336.1746 | 2298320.4633 | 0 | 126843.2157 | 0 | 2145072.1051 | 5581037.6026 | 3809172.8426 | 17035467.4351 | 961560.8286 | 5069319.0393 | 5069319.0393 | 1478867.319 | 2909448.6856 | 0 | 23066347.3031 | 32523982.347 | 10000000 | 1.139 | 20251.3316 | 28554.7574 | 412.8508 | 582.1274
1 | 1800 | 707 | 0.035 | 15 | 15 | 7 | 1e-13 | 5spot_SharedNeighbor | Water | Porous | Wet | R245fa | MinimizeLCOE_Brownfield | IgnoreSilica | 2019 | 0 | 0 | 0 | 0 |  |  |  |  | 15 |  | 18.8125 | [19 empty] | 100 | 0
1 | 1800 | 707 | 0.035 | 15 | 15 | 7 | 1.3335e-13 | 5spot_SharedNeighbor | Water | Porous | Wet | R245fa | MinimizeLCOE_Brownfield | IgnoreSilica | 2019 | 0 | 0 | 0 | 0 |  |  |  |  | 15 |  | 21.5759 | [19 empty] | 133.3521 | 0
1 | 1800 | 707 | 0.035 | 15 | 15 | 7 | 1.7783e-13 | 5spot_SharedNeighbor | Water | Porous | Wet | R245fa | MinimizeLCOE_Brownfield | IgnoreSilica | 2019 | 0 | 0 | 0 | 0 |  |  |  |  | 15 |  | 23.8194 | [19 empty] | 177.8279 | 0
1 | 1800 | 707 | 0.035 | 15 | 15 | 7 | 2.3714e-13 | 5spot_SharedNeighbor | Water | Porous | Wet | R245fa | MinimizeLCOE_Brownfield | IgnoreSilica | 2019 | 0 | 0 | 0 | 0 |  |  |  |  | 15 |  | 23.2958 | [19 empty] | 237.1374 | 0
1 | 1800 | 707 | 0.035 | 15 | 15 | 7 | 3.1623e-13 | 5spot_SharedNeighbor | Water | Porous | Wet | R245fa | MinimizeLCOE_Brownfield | IgnoreSilica | 2019 | 0 | 0 | 0 | 0 |  |  |  |  | 15 |  | 24.5769 | [19 empty] | 316.2278 | 0
1 | 1800 | 707 | 0.035 | 15 | 15 | 7 | 4.217e-13 | 5spot_SharedNeighbor | Water | Porous | Wet | R245fa | MinimizeLCOE_Brownfield | IgnoreSilica | 2019 | 0 | 0 | 0 | 0 |  |  |  |  | 15 |  | 24.5307 | [19 empty] | 421.6965 | 0
1 | 1800 | 707 | 0.035 | 15 | 15 | 7 | 5.6234e-13 | 5spot_SharedNeighbor | Water | Porous | Wet | R245fa | MinimizeLCOE_Brownfield | IgnoreSilica | 2019 | 0 | 0 | 0 | 0 |  |  |  |  | 15 |  | 25.9178 | [19 empty] | 562.3413 | 0
1 | 1800 | 707 | 0.035 | 15 | 15 | 7 | 7.4989e-13 | 5spot_SharedNeighbor | Water | Porous | Wet | R245fa | MinimizeLCOE_Brownfield | IgnoreSilica | 2019 | 0 | 0 | 0 | 0 |  |  |  |  | 15 |  | 26.4039 | [19 empty] | 749.8942 | 0
1 | 1800 | 707 | 0.035 | 15 | 15 | 7 | 1e-12 | 5spot_SharedNeighbor | Water | Porous | Wet | R245fa | MinimizeLCOE_Brownfield | IgnoreSilica | 2019 | 0 | 0 | 0 | 0 |  |  |  |  | 15 |  | 26.0995 | [19 empty] | 1000 | 0
1 | 1800 | 707 | 0.035 | 15 | 15 | 7 | 1.3335e-12 | 5spot_SharedNeighbor | Water | Porous | Wet | R245fa | MinimizeLCOE_Brownfield | IgnoreSilica | 2019 | 0 | 0 | 0 | 0 |  |  |  |  | 15 |  | 30.128 | [19 empty] | 1333.5214 | 0
1 | 1800 | 707 | 0.035 | 15 | 15 | 7 | 1.7783e-12 | 5spot_SharedNeighbor | Water | Porous | Wet | R245fa | MinimizeLCOE_Brownfield | IgnoreSilica | 2019 | 0.93774 | 0.068615 | 0.00039981 | 4 | 4262207.4656 | 10443664.3591 | 86890.8642 | 212908.2241 | 65.7236 | 0 | 60.6543 | 39120.2661 | 1058.4286 | 41686.3332 | 45456.4306 | 0 | 27557.2821 | 0 | 60402.7088 | 157155.4581 | 107261.8294 | 479698.7369 | 961560.8286 | 5375065.0943 | 5375065.0943 | 1478867.319 | 3031747.1076 | 0 | 6816324.6597 | 16702004.1806 | 1778.2794 | 0.0015992 | 4262207.4656 | 10443664.3591 | 86890.8642 | 212908.2241
1 | 1800 | 707 | 0.035 | 15 | 15 | 7 | 2.3714e-12 | 5spot_SharedNeighbor | Water | Porous | Wet | R245fa | MinimizeLCOE_Brownfield | IgnoreSilica | 2019 | 1.3402 | 0.10757 | 0.0010991 | 4 | 1586804.4282 | 3835453.8122 | 32349.1546 | 78190.9138 | 68.814 | 0 | 209.8252 | 55616.6494 | 1550.2639 | 59564.3451 | 56344.0592 | 0 | 33366.1636 | 0 | 80512.1777 | 209476.171 | 142971.791 | 639401.6208 | 961560.8286 | 5375065.0943 | 5375065.0943 | 1478867.319 | 3031747.1076 | 0 | 6976027.5436 | 16861707.0645 | 2371.3737 | 0.0043963 | 1586804.4282 | 3835453.8122 | 32349.1546 | 78190.9138
1 | 1800 | 707 | 0.035 | 15 | 15 | 7 | 3.1623e-12 | 5spot_SharedNeighbor | Water | Porous | Wet | R245fa | MinimizeLCOE_Brownfield | IgnoreSilica | 2019 | 1.8264 | 0.15535 | 0.002124 | 4 | 842050.0415 | 2005616.5951 | 17166.3291 | 40887.2071 | 70.8619 | 0 | 303.0664 | 73561.4577 | 2091.821 | 79777.4134 | 69573.6291 | 0 | 38921.2143 | 0 | 102930.9589 | 267805.2409 | 182782.5798 | 817444.315 | 961560.8286 | 5375065.0943 | 5375065.0943 | 1478867.319 | 3031747.1076 | 0 | 7154070.2379 | 17039749.7587 | 3162.2777 | 0.008496 | 842050.0415 | 2005616.5951 | 17166.3291 | 40887.2071
1 | 1800 | 707 | 0.035 | 15 | 15 | 7 | 4.217e-12 | 5spot_SharedNeighbor | Water | Porous | Wet | R245fa | MinimizeLCOE_Brownfield | IgnoreSilica | 2019 | 2.4682 | 0.21892 | 0.0035606 | 4 | 517755.2432 | 1211855.1758 | 10555.1409 | 24705.3069 | 72.3956 | 0 | 432.479 | 94988.541 | 2742.6176 | 104823.8657 | 87086.9095 | 0 | 45323.9242 | 0 | 130636.6846 | 339889.8561 | 231981.8108 | 1037474.2096 | 961560.8286 | 5375065.0943 | 5375065.0943 | 1478867.319 | 3031747.1076 | 0 | 7374100.1325 | 17259779.6533 | 4216.965 | 0.014242 | 517755.2432 | 1211855.1758 | 10555.1409 | 24705.3069
1 | 1800 | 707 | 0.035 | 15 | 15 | 7 | 5.6234e-12 | 5spot_SharedNeighbor | Water | Porous | Wet | R245fa | MinimizeLCOE_Brownfield | IgnoreSilica | 2019 | 3.2734 | 0.29901 | 0.0055197 | 4 | 345693.0906 | 793435.3787 | 7047.4212 | 16175.2534 | 73.5033 | 0 | 98.0965 | 119402.1668 | 3486.636 | 134386.9111 | 109092.8077 | 0 | 52039.0907 | 0 | 163178.9688 | 424558.2043 | 289769.6982 | 1295914.4837 | 961560.8286 | 5375065.0943 | 5375065.0943 | 1478867.319 | 3031747.1076 | 0 | 7632540.4066 | 17518219.9274 | 5623.4133 | 0.022079 | 345693.0906 | 793435.3787 | 7047.4212 | 16175.2534
1 | 1800 | 707 | 0.035 | 15 | 15 | 7 | 7.4989e-12 | 5spot_SharedNeighbor | Water | Porous | Wet | R245fa | MinimizeLCOE_Brownfield | IgnoreSilica | 2019 | 4.3166 | 0.40309 | 0.0081592 | 4 | 243548.4264 | 546448.9983 | 4965.0641 | 11140.102 | 74.3424 | 0 | 93.1334 | 148261.2078 | 4367.3525 | 170532.1957 | 137638.1645 | 0 | 59660.4197 | 0 | 202979.1427 | 528110.0925 | 360445.9897 | 1611994.565 | 961560.8286 | 5375065.0943 | 5375065.0943 | 1478867.319 | 3031747.1076 | 0 | 7948620.4879 | 17834300.0087 | 7498.9421 | 0.032637 | 243548.4264 | 546448.9983 | 4965.0641 | 11140.102
1 | 1800 | 707 | 0.035 | 15 | 15 | 7 | 1e-11 | 5spot_SharedNeighbor | Water | Porous | Wet | R245fa | MinimizeLCOE_Brownfield | IgnoreSilica | 2019 | 5.6434 | 0.53562 | 0.011671 | 4 | 178407.9953 | 390167.6817 | 3637.0883 | 7954.0959 | 74.9681 | 0 | 125.3375 | 181844.0991 | 5392.6482 | 213960.2811 | 173958.9912 | 0 | 68020.413 | 0 | 250838.8088 | 652631.1263 | 445434.1539 | 1992080.5217 | 961560.8286 | 5375065.0943 | 5375065.0943 | 1478867.319 | 3031747.1076 | 0 | 8328706.4446 | 18214385.9654 | 10000 | 0.046683 | 178407.9953 | 390167.6817 | 3637.0883 | 7954.0959
1 | 1800 | 707 | 0.035 | 15 | 15 | 7 | 1.3335e-11 | 5spot_SharedNeighbor | Water | Porous | Wet | R245fa | MinimizeLCOE_Brownfield | IgnoreSilica | 2019 | 7.2318 | 0.69357 | 0.016186 | 4 | 135233.6549 | 287921.9631 | 2756.921 | 5869.6787 | 75.3972 | 0 | 99.3583 | 218570.6619 | 6512.0594 | 263002.1633 | 216895.5747 | 0 | 76023.1886 | 0 | 304591.4227 | 792484.4015 | 540886.888 | 2418966.3601 | 961560.8286 | 5375065.0943 | 5375065.0943 | 1478867.319 | 3031747.1076 | 0 | 8755592.2829 | 18641271.8038 | 13335.2143 | 0.064744 | 135233.6549 | 287921.9631 | 2756.921 | 5869.6787
1 | 1800 | 707 | 0.035 | 15 | 15 | 7 | 1.7783e-11 | 5spot_SharedNeighbor | Water | Porous | Wet | R245fa | MinimizeLCOE_Brownfield | IgnoreSilica | 2019 | 9.5144 | 0.92176 | 0.022377 | 4 | 104437.7182 | 214883.5382 | 2129.1041 | 4380.6916 | 75.8192 | 0 | 112.4187 | 267544.9978 | 8006.7774 | 330088.4197 | 278672.3848 | 0 | 87931.3921 | 0 | 379175.149 | 986535.9582 | 673331.0627 | 3011286.1416 | 961560.8286 | 5375065.0943 | 5375065.0943 | 1478867.319 | 3031747.1076 | 0 | 9347912.0645 | 19233591.5854 | 17782.7941 | 0.089507 | 104437.7182 | 214883.5382 | 2129.1041 | 4380.6916
1 | 1800 | 707 | 0.035 | 15 | 15 | 7 | 2.3714e-11 | 5spot_SharedNeighbor | Water | Porous | Wet | R245fa | MinimizeLCOE_Brownfield | IgnoreSilica | 2019 | 12.2017 | 1.1899 | 0.030279 | 4 | 82628.0286 | 164249.6746 | 1684.4841 | 3348.4518 | 76.0957 | 0 | 96.4406 | 320507.3735 | 9620.7368 | 404809.7221 | 351328.3849 | 0 | 98958.8318 | 0 | 462237.7691 | 1202647.8573 | 820831.8745 | 3670942.5499 | 961560.8286 | 5375065.0943 | 5375065.0943 | 1478867.319 | 3031747.1076 | 0 | 10007568.4728 | 19893247.9937 | 23713.7371 | 0.12112 | 82628.0286 | 164249.6746 | 1684.4841 | 3348.4518
1 | 1800 | 707 | 0.035 | 15 | 15 | 7 | 3.1623e-11 | 5spot_SharedNeighbor | Water | Porous | Wet | R245fa | MinimizeLCOE_Brownfield | IgnoreSilica | 2019 | 15.5682 | 1.5259 | 0.040495 | 4 | 66666.3988 | 127696.7672 | 1359.0847 | 2603.2713 | 76.3081 | 0 | 107.9634 | 381993.6552 | 11492.6974 | 493831.0679 | 442306.3108 | 0 | 110999.6616 | 0 | 561843.1232 | 1461800.5568 | 997708.917 | 4461975.99 | 961560.8286 | 5375065.0943 | 5375065.0943 | 1478867.319 | 3031747.1076 | 0 | 10798601.9129 | 20684281.4338 | 31622.7766 | 0.16198 | 66666.3988 | 127696.7672 | 1359.0847 | 2603.2713
1 | 1800 | 707 | 0.035 | 15 | 15 | 7 | 4.217e-11 | 5spot_SharedNeighbor | Water | Porous | Wet | R245fa | MinimizeLCOE_Brownfield | IgnoreSilica | 2019 | 19.6996 | 1.9383 | 0.053523 | 4 | 54788.0133 | 100962.7117 | 1116.9278 | 2058.2614 | 76.4707 | 0 | 105.735 | 452138.3371 | 13626.1771 | 597905.4858 | 553963.2429 | 0 | 123620.3566 | 0 | 679088.9038 | 1766850.0274 | 1205911.4489 | 5393103.9796 | 961560.8286 | 5375065.0943 | 5375065.0943 | 1478867.319 | 3031747.1076 | 0 | 11729729.9025 | 21615409.4234 | 42169.6503 | 0.21409 | 54788.0133 | 100962.7117 | 1116.9278 | 2058.2614
1 | 1800 | 707 | 0.035 | 15 | 15 | 7 | 5.6234e-11 | 5spot_SharedNeighbor | Water | Porous | Wet | R245fa | MinimizeLCOE_Brownfield | IgnoreSilica | 2019 | 24.6908 | 2.4365 | 0.069874 | 4 | 45838.0771 | 81207.9613 | 934.4712 | 1655.5341 | 76.5955 | 0 | 102.0948 | 531172.6396 | 16027.4437 | 717914.0805 | 688858.7064 | 0 | 136541.5733 | 0 | 815300.633 | 2121245.0058 | 1447793.3037 | 6474853.3859 | 961560.8286 | 5375065.0943 | 5375065.0943 | 1478867.319 | 3031747.1076 | 0 | 12811479.3088 | 22697158.8297 | 56234.1325 | 0.27949 | 45838.0771 | 81207.9613 | 934.4712 | 1655.5341
1 | 1800 | 707 | 0.035 | 15 | 15 | 7 | 7.4989e-11 | 5spot_SharedNeighbor | Water | Porous | Wet | R245fa | MinimizeLCOE_Brownfield | IgnoreSilica | 2019 | 30.5692 | 3.0234 | 0.089922 | 4 | 39032.8124 | 66516.7465 | 795.7367 | 1356.0338 | 76.6912 | 0 | 90.5619 | 618320.8854 | 18672.1893 | 853141.9602 | 847740.8352 | 0 | 149186.4227 | 0 | 969954.2942 | 2523622.1085 | 1722423.9443 | 7703062.6397 | 961560.8286 | 5375065.0943 | 5375065.0943 | 1478867.319 | 3031747.1076 | 0 | 14039688.5626 | 23925368.0834 | 74989.4209 | 0.35969 | 39032.8124 | 66516.7465 | 795.7367 | 1356.0338
1 | 1800 | 707 | 0.035 | 15 | 15 | 7 | 1e-10 | 5spot_SharedNeighbor | Water | Porous | Wet | R245fa | MinimizeLCOE_Brownfield | IgnoreSilica | 2019 | 37.2512 | 3.6906 | 0.11373 | 4 | 33828.6113 | 55559.7035 | 689.642 | 1132.6597 | 76.7642 | 0 | 108.1082 | 711494.6103 | 21496.432 | 1000638.338 | 1028348.3274 | 0 | 160717.913 | 0 | 1139851.2921 | 2965659.2464 | 2024123.3739 | 9052329.5332 | 961560.8286 | 5375065.0943 | 5375065.0943 | 1478867.319 | 3031747.1076 | 0 | 15388955.4561 | 25274634.977 | 100000 | 0.45491 | 33828.6113 | 55559.7035 | 689.642 | 1132.6597
1 | 1800 | 707 | 0.035 | 15 | 15 | 7 | 1.3335e-10 | 5spot_SharedNeighbor | Water | Porous | Wet | R245fa | MinimizeLCOE_Brownfield | IgnoreSilica | 2019 | 44.5009 | 4.4145 | 0.14081 | 4 | 29841.104 | 47392.8809 | 608.3513 | 966.168 | 76.8187 | 0 | 114.4395 | 807096.2821 | 24390.7097 | 1154742.1741 | 1224300.0717 | 0 | 170132.1988 | 0 | 1318457.9602 | 3430357.1595 | 2341289.2481 | 10470765.8042 | 961560.8286 | 5375065.0943 | 5375065.0943 | 1478867.319 | 3031747.1076 | 0 | 16807391.7271 | 26693071.2479 | 133352.1432 | 0.56323 | 29841.104 | 47392.8809 | 608.3513 | 966.168
1 | 1800 | 707 | 0.035 | 15 | 15 | 7 | 1.7783e-10 | 5spot_SharedNeighbor | Water | Porous | Wet | R245fa | MinimizeLCOE_Brownfield | IgnoreSilica | 2019 | 51.9575 | 5.1588 | 0.17006 | 4 | 26791.6967 | 41324.3495 | 546.185 | 842.4528 | 76.8564 | 0 | 139.6346 | 900643.4628 | 27219.0541 | 1307985.6825 | 1425817.4296 | 0 | 176617.1799 | 0 | 1496930.2955 | 3894705.5662 | 2658216.5771 | 11888135.2477 | 961560.8286 | 5375065.0943 | 5375065.0943 | 1478867.319 | 3031747.1076 | 0 | 18224761.1706 | 28110440.6914 | 177827.941 | 0.68024 | 26791.6967 | 41324.3495 | 546.185 | 842.4528
1 | 1800 | 707 | 0.035 | 15 | 15 | 7 | 2.3714e-10 | 5spot_SharedNeighbor | Water | Porous | Wet | R245fa | MinimizeLCOE_Brownfield | IgnoreSilica | 2019 | 60 | 5.9606 | 0.20186 | 4 | 24423.4134 | 36666.5089 | 497.9043 | 747.4964 | 76.8803 | 0 | 123.7183 | 997014.5986 | 30128.2898 | 1468220.8268 | 1643089.9643 | 0 | 182808.0685 | 0 | 1685292.0817 | 4384784.2956 | 2992705.3801 | 13384043.5054 | 961560.8286 | 5375065.0943 | 5375065.0943 | 1478867.319 | 3031747.1076 | 0 | 19720669.4282 | 29606348.9491 | 237137.3706 | 0.80745 | 24423.4134 | 36666.5089 | 497.9043 | 747.4964
1 | 1800 | 707 | 0.035 | 15 | 15 | 7 | 3.1623e-10 | 5spot_SharedNeighbor | Water | Porous | Wet | R245fa | MinimizeLCOE_Brownfield | IgnoreSilica | 2019 | 65.7159 | 6.5296 | 0.22831 | 4 | 22712.8802 | 33537.8121 | 463.0328 | 683.7137 | 76.8875 | 0 | 165.7262 | 1063013.8856 | 32117.5545 | 1579291.6302 | 1797422.0863 | 0 | 179215.4728 | 0 | 1813913.6455 | 4719431.2207 | 3221108.7827 | 14405514.2784 | 961560.8286 | 5375065.0943 | 5375065.0943 | 1478867.319 | 3031747.1076 | 0 | 20742140.2012 | 30627819.7221 | 316227.766 | 0.91323 | 22712.8802 | 33537.8121 | 463.0328 | 683.7137
1 | 1800 | 707 | 0.035 | 15 | 15 | 7 | 4.217e-10 | 5spot_SharedNeighbor | Water | Porous | Wet | R245fa | MinimizeLCOE_Brownfield | IgnoreSilica | 2019 | 71.4265 | 7.0969 | 0.25426 | 4 | 21387.9906 | 31108.1796 | 436.0231 | 634.1823 | 76.8868 | 0 | 118.3446 | 1127087.7854 | 34045.9889 | 1688141.8274 | 1951515.017 | 0 | 176362.317 | 0 | 1941089.6449 | 5050317.0839 | 3446945.1834 | 15415504.8479 | 961560.8286 | 5375065.0943 | 5375065.0943 | 1478867.319 | 3031747.1076 | 0 | 21752130.7708 | 31637810.2916 | 421696.5034 | 1.017 | 21387.9906 | 31108.1796 | 436.0231 | 634.1823
1 | 1800 | 707 | 0.035 | 15 | 15 | 7 | 5.6234e-10 | 5spot_SharedNeighbor | Water | Porous | Wet | R245fa | MinimizeLCOE_Brownfield | IgnoreSilica | 2019 | 76.1982 | 7.5699 | 0.27683 | 4 | 20392.2761 | 29319.9771 | 415.7241 | 597.7274 | 76.8806 | 0 | 137.5582 | 1179297.6042 | 35615.0698 | 1777576.0979 | 2080178.8847 | 0 | 171921.9412 | 0 | 2045389.9431 | 5321685.0648 | 3632159.4064 | 16243824.012 | 961560.8286 | 5375065.0943 | 5375065.0943 | 1478867.319 | 3031747.1076 | 0 | 22580449.9349 | 32466129.4557 | 562341.3252 | 1.1073 | 20392.2761 | 29319.9771 | 415.7241 | 597.7274
1 | 1800 | 707 | 0.035 | 15 | 15 | 7 | 7.4989e-10 | 5spot_SharedNeighbor | Water | Porous | Wet | R245fa | MinimizeLCOE_Brownfield | IgnoreSilica | 2019 | 80.1003 | 7.9558 | 0.29584 | 4 | 19645.2543 | 27999.097 | 400.4951 | 570.7995 | 76.8717 | 0 | 172.4677 | 1221144.467 | 36871.0933 | 1849738.0272 | 2185322.4642 | 0 | 166909.9994 | 0 | 2129394.56 | 5540247.8461 | 3781332.9957 | 16910961.453 | 961560.8286 | 5375065.0943 | 5375065.0943 | 1478867.319 | 3031747.1076 | 0 | 23247587.3759 | 33133266.8967 | 749894.2093 | 1.1834 | 19645.2543 | 27999.097 | 400.4951 | 570.7995
1 | 1800 | 707 | 0.035 | 15 | 15 | 7 | 1e-09 | 5spot_SharedNeighbor | Water | Porous | Wet | R245fa | MinimizeLCOE_Brownfield | IgnoreSilica | 2019 | 83.1897 | 8.2609 | 0.31135 | 4 | 19085.2885 | 27023.1087 | 389.0794 | 550.9026 | 76.8623 | 0 | 152.7515 | 1253758.4135 | 37848.9277 | 1906274.9198 | 2268518.3449 | 0 | 161810.1316 | 0 | 2195002.1876 | 5710945.4352 | 3897837.6077 | 17431995.9678 | 961560.8286 | 5375065.0943 | 5375065.0943 | 1478867.319 | 3031747.1076 | 0 | 23768621.8907 | 33654301.4115 | 1000000 | 1.2454 | 19085.2885 | 27023.1087 | 389.0794 | 550.9026
1 | 1800 | 707 | 0.035 | 15 | 15 | 7 | 1.3335e-09 | 5spot_SharedNeighbor | Water | Porous | Wet | R245fa | MinimizeLCOE_Brownfield | IgnoreSilica | 2019 | 85.6233 | 8.5008 | 0.32379 | 4 | 18665.6736 | 26298.5097 | 380.525 | 536.1307 | 76.8535 | 0 | 174.2439 | 1279136.9214 | 38609.1501 | 1950449.3624 | 2334018.8499 | 0 | 157162.4247 | 0 | 2246156.9163 | 5844039.5461 | 3988677.0733 | 17838250.2443 | 961560.8286 | 5375065.0943 | 5375065.0943 | 1478867.319 | 3031747.1076 | 0 | 24174876.1671 | 34060555.688 | 1333521.4322 | 1.2952 | 18665.6736 | 26298.5097 | 380.525 | 536.1307
1 | 1800 | 707 | 0.035 | 15 | 15 | 7 | 1.7783e-09 | 5spot_SharedNeighbor | Water | Porous | Wet | R245fa | MinimizeLCOE_Brownfield | IgnoreSilica | 2019 | 87.5017 | 8.6857 | 0.33357 | 4 | 18351.2451 | 25760.266 | 374.115 | 525.1579 | 76.8459 | 0 | 146.3471 | 1298543.3709 | 39190.0617 | 1984335.5727 | 2384557.6838 | 0 | 153081.4472 | 0 | 2285286.1731 | 5945845.8458 | 4058161.9647 | 18149002.1199 | 961560.8286 | 5375065.0943 | 5375065.0943 | 1478867.319 | 3031747.1076 | 0 | 24485628.0428 | 34371307.5636 | 1778279.41 | 1.3343 | 18351.2451 | 25760.266 | 374.115 | 525.1579
1 | 1800 | 707 | 0.035 | 15 | 15 | 7 | 2.3714e-09 | 5spot_SharedNeighbor | Water | Porous | Wet | R245fa | MinimizeLCOE_Brownfield | IgnoreSilica | 2019 | 88.936 | 8.8268 | 0.34116 | 4 | 18115.6169 | 25359.8459 | 369.3114 | 516.9948 | 76.8396 | 0 | 176.5943 | 1313254.6722 | 39630.1822 | 2010085.3623 | 2423131.2646 | 0 | 149627.1065 | 0 | 2314934.1493 | 6022983.7981 | 4110810.2021 | 18384456.7373 | 961560.8286 | 5375065.0943 | 5375065.0943 | 1478867.319 | 3031747.1076 | 0 | 24721082.6602 | 34606762.181 | 2371373.7057 | 1.3646 | 18115.6169 | 25359.8459 | 369.3114 | 516.9948
1 | 1800 | 707 | 0.035 | 15 | 15 | 7 | 3.1623e-09 | 5spot_SharedNeighbor | Water | Porous | Wet | R245fa | MinimizeLCOE_Brownfield | IgnoreSilica | 2019 | 90.0445 | 8.9357 | 0.34704 | 4 | 17939.0196 | 25060.4141 | 365.7112 | 510.8904 | 76.8344 | 0 | 140.9383 | 1324563.5761 | 39968.3651 | 2029916.1942 | 2452937.7017 | 0 | 146865.2483 | 0 | 2337757.9233 | 6082366.5764 | 4151340.1685 | 18565715.7538 | 961560.8286 | 5375065.0943 | 5375065.0943 | 1478867.319 | 3031747.1076 | 0 | 24902341.6767 | 34788021.1975 | 3162277.6602 | 1.3882 | 17939.0196 | 25060.4141 | 365.7112 | 510.8904
1 | 1800 | 707 | 0.035 | 15 | 15 | 7 | 4.217e-09 | 5spot_SharedNeighbor | Water | Porous | Wet | R245fa | MinimizeLCOE_Brownfield | IgnoreSilica | 2019 | 90.8728 | 9.0171 | 0.35151 | 4 | 17806.6488 | 24837.4982 | 363.0126 | 506.346 | 76.8304 | 0 | 158.1047 | 1332978.6102 | 40219.9247 | 2044693.0393 | 2475204.0328 | 0 | 144606.8359 | 0 | 2354703.9528 | 6126456.6689 | 4181432.5626 | 18700295.6273 | 961560.8286 | 5375065.0943 | 5375065.0943 | 1478867.319 | 3031747.1076 | 0 | 25036921.5502 | 34922601.071 | 4216965.0343 | 1.406 | 17806.6488 | 24837.4982 | 363.0126 | 506.346
1 | 1800 | 707 | 0.035 | 15 | 15 | 7 | 5.6234e-09 | 5spot_SharedNeighbor | Water | Porous | Wet | R245fa | MinimizeLCOE_Brownfield | IgnoreSilica | 2019 | 91.4964 | 9.0783 | 0.35491 | 4 | 17707.4187 | 24671.0197 | 360.9897 | 502.9521 | 76.8273 | 0 | 180.4915 | 1339294.8178 | 40408.694 | 2055795.8923 | 2491965.7834 | 0 | 142819.4416 | 0 | 2367411.0053 | 6159517.813 | 4203997.4728 | 18801210.9202 | 961560.8286 | 5375065.0943 | 5375065.0943 | 1478867.319 | 3031747.1076 | 0 | 25137836.8431 | 35023516.3639 | 5623413.2519 | 1.4196 | 17707.4187 | 24671.0197 | 360.9897 | 502.9521
1 | 1800 | 707 | 0.035 | 15 | 15 | 7 | 7.4989e-09 | 5spot_SharedNeighbor | Water | Porous | Wet | R245fa | MinimizeLCOE_Brownfield | IgnoreSilica | 2019 | 91.9787 | 9.1256 | 0.35751 | 4 | 17633.0258 | 24545.8985 | 359.4731 | 500.4013 | 76.8248 | 0 | 146.8463 | 1344168.545 | 40554.3242 | 2064369.8804 | 2504928.2456 | 0 | 141473.912 | 0 | 2377243.0138 | 6185098.6824 | 4221456.9418 | 18879293.5453 | 961560.8286 | 5375065.0943 | 5375065.0943 | 1478867.319 | 3031747.1076 | 0 | 25215919.4682 | 35101598.989 | 7498942.0933 | 1.43 | 17633.0258 | 24545.8985 | 359.4731 | 500.4013
1 | 1800 | 707 | 0.035 | 15 | 15 | 7 | 1e-08 | 5spot_SharedNeighbor | Water | Porous | Wet | R245fa | MinimizeLCOE_Brownfield | IgnoreSilica | 2019 | 92.342 | 9.1612 | 0.35948 | 4 | 17577.2499 | 24452.2587 | 358.336 | 498.4924 | 76.8229 | 0 | 159.6738 | 1347832.0992 | 40663.7773 | 2070818.7952 | 2514688.5578 | 0 | 140435.8699 | 0 | 2384631.2488 | 6204321.3543 | 4234576.8103 | 18937968.5129 | 961560.8286 | 5375065.0943 | 5375065.0943 | 1478867.319 | 3031747.1076 | 0 | 25274594.4358 | 35160273.9566 | 10000000 | 1.4379 | 17577.2499 | 24452.2587 | 358.336 | 498.4924
1 | 1900 | 707 | 0.035 | 15 | 15 | 7 | 1e-13 | 5spot_SharedNeighbor | Water | Porous | Wet | R245fa | MinimizeLCOE_Brownfield | IgnoreSilica | 2019 | 0 | 0 | 0 | 0 |  |  |  |  | 15 |  | 20.4318 | [19 empty] | 100 | 0
1 | 1900 | 707 | 0.035 | 15 | 15 | 7 | 1.3335e-13 | 5spot_SharedNeighbor | Water | Porous | Wet | R245fa | MinimizeLCOE_Brownfield | IgnoreSilica | 2019 | 0 | 0 | 0 | 0 |  |  |  |  | 15 |  | 22.4065 | [19 empty] | 133.3521 | 0
1 | 1900 | 707 | 0.035 | 15 | 15 | 7 | 1.7783e-13 | 5spot_SharedNeighbor | Water | Porous | Wet | R245fa | MinimizeLCOE_Brownfield | IgnoreSilica | 2019 | 0 | 0 | 0 | 0 |  |  |  |  | 15 |  | 25.0802 | [19 empty] | 177.8279 | 0
1 | 1900 | 707 | 0.035 | 15 | 15 | 7 | 2.3714e-13 | 5spot_SharedNeighbor | Water | Porous | Wet | R245fa | MinimizeLCOE_Brownfield | IgnoreSilica | 2019 | 0 | 0 | 0 | 0 |  |  |  |  | 15 |  | 24.4177 | [19 empty] | 237.1374 | 0
1 | 1900 | 707 | 0.035 | 15 | 15 | 7 | 3.1623e-13 | 5spot_SharedNeighbor | Water | Porous | Wet | R245fa | MinimizeLCOE_Brownfield | IgnoreSilica | 2019 | 0 | 0 | 0 | 0 |  |  |  |  | 15 |  | 25.989 | [19 empty] | 316.2278 | 0
1 | 1900 | 707 | 0.035 | 15 | 15 | 7 | 4.217e-13 | 5spot_SharedNeighbor | Water | Porous | Wet | R245fa | MinimizeLCOE_Brownfield | IgnoreSilica | 2019 | 0 | 0 | 0 | 0 |  |  |  |  | 15 |  | 24.8618 | [19 empty] | 421.6965 | 0
1 | 1900 | 707 | 0.035 | 15 | 15 | 7 | 5.6234e-13 | 5spot_SharedNeighbor | Water | Porous | Wet | R245fa | MinimizeLCOE_Brownfield | IgnoreSilica | 2019 | 0 | 0 | 0 | 0 |  |  |  |  | 15 |  | 27.2217 | [19 empty] | 562.3413 | 0
1 | 1900 | 707 | 0.035 | 15 | 15 | 7 | 7.4989e-13 | 5spot_SharedNeighbor | Water | Porous | Wet | R245fa | MinimizeLCOE_Brownfield | IgnoreSilica | 2019 | 0 | 0 | 0 | 0 |  |  |  |  | 15 |  | 26.8052 | [19 empty] | 749.8942 | 0
1 | 1900 | 707 | 0.035 | 15 | 15 | 7 | 1e-12 | 5spot_SharedNeighbor | Water | Porous | Wet | R245fa | MinimizeLCOE_Brownfield | IgnoreSilica | 2019 | 0 | 0 | 0 | 0 |  |  |  |  | 15 |  | 28.19 | [19 empty] | 1000 | 0
1 | 1900 | 707 | 0.035 | 15 | 15 | 7 | 1.3335e-12 | 5spot_SharedNeighbor | Water | Porous | Wet | R245fa | MinimizeLCOE_Brownfield | IgnoreSilica | 2019 | 0.82568 | 0.061879 | 0.00025859 | 4 | 6867320.4979 | 16846379.2195 | 139999.6171 | 343436.2268 | 66.4975 | 0 | 64.6207 | 36865.2916 | 1001.4745 | 38351.9874 | 43169.7269 | 0 | 27529.4066 | 0 | 57297.9759 | 149077.5799 | 101748.5115 | 455041.9542 | 961560.8286 | 5686671.2401 | 5686671.2401 | 1478867.319 | 3156389.5659 | 0 | 7103274.0229 | 17425202.1479 | 1333.5214 | 0.0010344 | 6867320.4979 | 16846379.2195 | 139999.6171 | 343436.2268
1 | 1900 | 707 | 0.035 | 15 | 15 | 7 | 1.7783e-12 | 5spot_SharedNeighbor | Water | Porous | Wet | R245fa | MinimizeLCOE_Brownfield | IgnoreSilica | 2019 | 1.1458 | 0.095023 | 0.00096267 | 4 | 1880782.2884 | 4561335.786 | 38342.2909 | 92988.9997 | 69.9586 | 0 | 178.3062 | 51873.9363 | 1455.6264 | 53882.554 | 52198.1498 | 0 | 32385.6844 | 0 | 74800.4209 | 194615.3515 | 132828.9763 | 594040.6996 | 961560.8286 | 5686671.2401 | 5686671.2401 | 1478867.319 | 3156389.5659 | 0 | 7242272.7683 | 17564200.8933 | 1778.2794 | 0.0038507 | 1880782.2884 | 4561335.786 | 38342.2909 | 92988.9997
1 | 1900 | 707 | 0.035 | 15 | 15 | 7 | 2.3714e-12 | 5spot_SharedNeighbor | Water | Porous | Wet | R245fa | MinimizeLCOE_Brownfield | IgnoreSilica | 2019 | 1.5542 | 0.13819 | 0.0020207 | 4 | 916443.837 | 2193438.3418 | 18682.9472 | 44716.2074 | 72.49 | 0 | 264.8409 | 69295.736 | 1991.2531 | 72542.0362 | 63810.9827 | 0 | 37535.3369 | 0 | 95618.3845 | 248779.4225 | 169797.0677 | 759370.2196 | 961560.8286 | 5686671.2401 | 5686671.2401 | 1478867.319 | 3156389.5659 | 0 | 7407602.2883 | 17729530.4133 | 2371.3737 | 0.008083 | 916443.837 | 2193438.3418 | 18682.9472 | 44716.2074
1 | 1900 | 707 | 0.035 | 15 | 15 | 7 | 3.1623e-12 | 5spot_SharedNeighbor | Water | Porous | Wet | R245fa | MinimizeLCOE_Brownfield | IgnoreSilica | 2019 | 2.0793 | 0.19436 | 0.0035184 | 4 | 540482.1439 | 1273909.3179 | 11018.4596 | 25970.3645 | 74.3808 | 0 | 356.5915 | 89657.8739 | 2622.9098 | 95139.0802 | 78811.0732 | 0 | 43163.6321 | 0 | 120663.882 | 313942.6695 | 214272.3228 | 958273.4436 | 961560.8286 | 5686671.2401 | 5686671.2401 | 1478867.319 | 3156389.5659 | 0 | 7606505.5123 | 17928433.6373 | 3162.2777 | 0.014074 | 540482.1439 | 1273909.3179 | 11018.4596 | 25970.3645
1 | 1900 | 707 | 0.035 | 15 | 15 | 7 | 4.217e-12 | 5spot_SharedNeighbor | Water | Porous | Wet | R245fa | MinimizeLCOE_Brownfield | IgnoreSilica | 2019 | 2.9593 | 0.28873 | 0.0056051 | 4 | 353311.3041 | 813688.8051 | 7202.7288 | 16588.1469 | 76.1156 | 0 | 76.8708 | 120112.0136 | 3571.4151 | 130383.1678 | 103457.7938 | 0 | 53552.8294 | 0 | 160320.1157 | 417120.0549 | 284693.0084 | 1273210.3987 | 961560.8286 | 5686671.2401 | 5686671.2401 | 1478867.319 | 3156389.5659 | 0 | 7921442.4674 | 18243370.5924 | 4216.965 | 0.022421 | 353311.3041 | 813688.8051 | 7202.7288 | 16588.1469
1 | 1900 | 707 | 0.035 | 15 | 15 | 7 | 5.6234e-12 | 5spot_SharedNeighbor | Water | Porous | Wet | R245fa | MinimizeLCOE_Brownfield | IgnoreSilica | 2019 | 3.7 | 0.36826 | 0.00831 | 4 | 245442.4416 | 555970.3626 | 5003.6762 | 11334.2078 | 76.9602 | 0 | 81.671 | 143380.9322 | 4297.1327 | 158290.3096 | 123977.6521 | 0 | 57666.2599 | 0 | 190168.7917 | 494780.1871 | 337697.6444 | 1510258.9097 | 961560.8286 | 5686671.2401 | 5686671.2401 | 1478867.319 | 3156389.5659 | 0 | 8158490.9784 | 18480419.1034 | 5623.4133 | 0.03324 | 245442.4416 | 555970.3626 | 5003.6762 | 11334.2078
1 | 1900 | 707 | 0.035 | 15 | 15 | 7 | 7.4989e-12 | 5spot_SharedNeighbor | Water | Porous | Wet | R245fa | MinimizeLCOE_Brownfield | IgnoreSilica | 2019 | 4.964 | 0.50496 | 0.012102 | 4 | 176804.7071 | 390036.8024 | 3604.4031 | 7951.4278 | 77.8343 | 0 | 91.4689 | 180156.3609 | 5447.1762 | 203610.8147 | 159933.9721 | 0 | 67641.6985 | 0 | 240548.1087 | 625856.8357 | 427160.1504 | 1910355.1171 | 961560.8286 | 5686671.2401 | 5686671.2401 | 1478867.319 | 3156389.5659 | 0 | 8558587.1858 | 18880515.3109 | 7498.9421 | 0.048407 | 176804.7071 | 390036.8024 | 3604.4031 | 7951.4278
1 | 1900 | 707 | 0.035 | 15 | 15 | 7 | 1e-11 | 5spot_SharedNeighbor | Water | Porous | Wet | R245fa | MinimizeLCOE_Brownfield | IgnoreSilica | 2019 | 6.6445 | 0.68599 | 0.017098 | 4 | 132421.6066 | 283345.0468 | 2699.5936 | 5776.372 | 78.4768 | 0 | 107.8337 | 224285.7801 | 6824.7982 | 260027.4313 | 206868.6419 | 0 | 79560.308 | 0 | 303251.1142 | 788997.1938 | 538506.7971 | 2408322.0646 | 961560.8286 | 5686671.2401 | 5686671.2401 | 1478867.319 | 3156389.5659 | 0 | 9056554.1333 | 19378482.2583 | 10000 | 0.068392 | 132421.6066 | 283345.0468 | 2699.5936 | 5776.372
1 | 1900 | 707 | 0.035 | 15 | 15 | 7 | 1.3335e-11 | 5spot_SharedNeighbor | Water | Porous | Wet | R245fa | MinimizeLCOE_Brownfield | IgnoreSilica | 2019 | 9.1881 | 0.96024 | 0.023847 | 4 | 102474.6107 | 210683.2236 | 2089.0835 | 4295.0625 | 79.0243 | 0 | 84.3418 | 284869.3916 | 8715.1208 | 340157.818 | 277600.2343 | 0 | 98175.8155 | 0 | 393712.1683 | 1024358.3004 | 699145.5884 | 3126734.4372 | 961560.8286 | 5686671.2401 | 5686671.2401 | 1478867.319 | 3156389.5659 | 0 | 9774966.5059 | 20096894.6309 | 13335.2143 | 0.095389 | 102474.6107 | 210683.2236 | 2089.0835 | 4295.0625
1 | 1900 | 707 | 0.035 | 15 | 15 | 7 | 1.7783e-11 | 5spot_SharedNeighbor | Water | Porous | Wet | R245fa | MinimizeLCOE_Brownfield | IgnoreSilica | 2019 | 11.2855 | 1.187 | 0.032283 | 4 | 79901.7124 | 159833.9616 | 1628.9045 | 3258.4315 | 79.3077 | 0 | 101.3157 | 331097.9775 | 10157.6193 | 402950.1047 | 336130.9684 | 0 | 104504.2303 | 0 | 462087.9511 | 1202258.0614 | 820565.8309 | 3669752.7436 | 961560.8286 | 5686671.2401 | 5686671.2401 | 1478867.319 | 3156389.5659 | 0 | 10317984.8123 | 20639912.9373 | 17782.7941 | 0.12913 | 79901.7124 | 159833.9616 | 1628.9045 | 3258.4315
1 | 1900 | 707 | 0.035 | 15 | 15 | 7 | 2.3714e-11 | 5spot_SharedNeighbor | Water | Porous | Wet | R245fa | MinimizeLCOE_Brownfield | IgnoreSilica | 2019 | 14.4324 | 1.5269 | 0.043375 | 4 | 64060.6627 | 123553.3561 | 1305.9633 | 2518.8023 | 79.5648 | 0 | 114.1051 | 395595.2374 | 12167.1857 | 492759.3242 | 423909.4755 | 0 | 117567.1221 | 0 | 562379.3545 | 1463195.7205 | 998661.1449 | 4466234.5647 | 961560.8286 | 5686671.2401 | 5686671.2401 | 1478867.319 | 3156389.5659 | 0 | 11114466.6334 | 21436394.7584 | 23713.7371 | 0.1735 | 64060.6627 | 123553.3561 | 1305.9633 | 2518.8023
1 | 1900 | 707 | 0.035 | 15 | 15 | 7 | 3.1623e-11 | 5spot_SharedNeighbor | Water | Porous | Wet | R245fa | MinimizeLCOE_Brownfield | IgnoreSilica | 2019 | 18.3501 | 1.9501 | 0.057638 | 4 | 52328.545 | 97099.3883 | 1066.7882 | 1979.5024 | 79.7628 | 0 | 111.741 | 470138.2955 | 14487.2094 | 599178.0292 | 533191.7499 | 0 | 131691.3312 | 0 | 681987.78 | 1774392.3085 | 1211059.2107 | 5416125.9145 | 961560.8286 | 5686671.2401 | 5686671.2401 | 1478867.319 | 3156389.5659 | 0 | 12064357.9832 | 22386286.1082 | 31622.7766 | 0.23055 | 52328.545 | 97099.3883 | 1066.7882 | 1979.5024
1 | 1900 | 707 | 0.035 | 15 | 15 | 7 | 4.217e-11 | 5spot_SharedNeighbor | Water | Porous | Wet | R245fa | MinimizeLCOE_Brownfield | IgnoreSilica | 2019 | 23.0908 | 2.4622 | 0.075644 | 4 | 43516.4982 | 77630.024 | 887.1427 | 1582.593 | 79.9137 | 0 | 82.4812 | 554143.7475 | 17098.5979 | 721972.8905 | 665434.6092 | 0 | 146056.1353 | 0 | 820835.3324 | 2135645.1584 | 1457621.7037 | 6518808.1749 | 961560.8286 | 5686671.2401 | 5686671.2401 | 1478867.319 | 3156389.5659 | 0 | 13167040.2436 | 23488968.3686 | 42169.6503 | 0.30258 | 43516.4982 | 77630.024 | 887.1427 | 1582.593
1 | 1900 | 707 | 0.035 | 15 | 15 | 7 | 5.6234e-11 | 5spot_SharedNeighbor | Water | Porous | Wet | R245fa | MinimizeLCOE_Brownfield | IgnoreSilica | 2019 | 28.7936 | 3.0784 | 0.098067 | 4 | 36823.537 | 63137.0259 | 750.6976 | 1287.1337 | 80.0304 | 0 | 97.1949 | 648609.1 | 20031.6458 | 863146.5289 | 824648.9007 | 0 | 160776.8235 | 0 | 981713.0696 | 2554216.03 | 1743304.9244 | 7796447.0228 | 961560.8286 | 5686671.2401 | 5686671.2401 | 1478867.319 | 3156389.5659 | 0 | 14444679.0915 | 24766607.2165 | 56234.1325 | 0.39227 | 36823.537 | 63137.0259 | 750.6976 | 1287.1337
1 | 1900 | 707 | 0.035 | 15 | 15 | 7 | 7.4989e-11 | 5spot_SharedNeighbor | Water | Porous | Wet | R245fa | MinimizeLCOE_Brownfield | IgnoreSilica | 2019 | 35.3681 | 3.7892 | 0.12513 | 4 | 31700.5719 | 52323.4968 | 646.259 | 1066.6853 | 80.1194 | 0 | 114.3217 | 750870.2658 | 23203.1641 | 1019123.9501 | 1008550.2941 | 0 | 174483.0215 | 0 | 1160729.9713 | 3019981.2868 | 2061199.2827 | 9218141.2363 | 961560.8286 | 5686671.2401 | 5686671.2401 | 1478867.319 | 3156389.5659 | 0 | 15866373.305 | 26188301.43 | 74989.4209 | 0.50051 | 31700.5719 | 52323.4968 | 646.259 | 1066.6853
1 | 1900 | 707 | 0.035 | 15 | 15 | 7 | 1e-10 | 5spot_SharedNeighbor | Water | Porous | Wet | R245fa | MinimizeLCOE_Brownfield | IgnoreSilica | 2019 | 42.6808 | 4.5798 | 0.15661 | 4 | 27768.7999 | 44245.7187 | 566.1045 | 902.0088 | 80.1865 | 0 | 131.7774 | 858149.3511 | 26525.7888 | 1185885.8214 | 1213103.3337 | 0 | 186335.4363 | 0 | 1353299.8952 | 3521008.7273 | 2403160.8059 | 10747469.1597 | 961560.8286 | 5686671.2401 | 5686671.2401 | 1478867.319 | 3156389.5659 | 0 | 17395701.2284 | 27717629.3534 | 100000 | 0.62645 | 27768.7999 | 44245.7187 | 566.1045 | 902.0088
1 | 1900 | 707 | 0.035 | 15 | 15 | 7 | 1.3335e-10 | 5spot_SharedNeighbor | Water | Porous | Wet | R245fa | MinimizeLCOE_Brownfield | IgnoreSilica | 2019 | 50.4176 | 5.416 | 0.19155 | 4 | 24751.745 | 38223.5706 | 504.5978 | 779.2392 | 80.2343 | 0 | 123.8575 | 965793.5238 | 29854.8749 | 1356101.9386 | 1429485.1398 | 0 | 195260.2753 | 0 | 1550833.3434 | 4034950.24 | 2753936.4487 | 12316215.7846 | 961560.8286 | 5686671.2401 | 5686671.2401 | 1478867.319 | 3156389.5659 | 0 | 18964447.8533 | 29286375.9783 | 133352.1432 | 0.76619 | 24751.745 | 38223.5706 | 504.5978 | 779.2392
1 | 1900 | 707 | 0.035 | 15 | 15 | 7 | 1.7783e-10 | 5spot_SharedNeighbor | Water | Porous | Wet | R245fa | MinimizeLCOE_Brownfield | IgnoreSilica | 2019 | 58.1324 | 6.249 | 0.22816 | 4 | 22445.2972 | 33755.3106 | 457.5777 | 688.1477 | 80.2636 | 0 | 136.5856 | 1068186.9033 | 33016.396 | 1520502.1131 | 1645133.0465 | 0 | 200396.5075 | 0 | 1742221.6369 | 4532903.3204 | 3093799.658 | 13836159.5816 | 961560.8286 | 5686671.2401 | 5686671.2401 | 1478867.319 | 3156389.5659 | 0 | 20484391.6503 | 30806319.7753 | 177827.941 | 0.91264 | 22445.2972 | 33755.3106 | 457.5777 | 688.1477
1 | 1900 | 707 | 0.035 | 15 | 15 | 7 | 2.3714e-10 | 5spot_SharedNeighbor | Water | Porous | Wet | R245fa | MinimizeLCOE_Brownfield | IgnoreSilica | 2019 | 65.348 | 7.0267 | 0.26422 | 4 | 20691.6585 | 30458.1772 | 421.8274 | 620.9311 | 80.276 | 0 | 155.4666 | 1160108.5496 | 35849.4368 | 1670069.4589 | 1846629.8164 | 0 | 201417.0817 | 0 | 1916488.9939 | 4986311.2363 | 3403259.8772 | 15220134.4508 | 961560.8286 | 5686671.2401 | 5686671.2401 | 1478867.319 | 3156389.5659 | 0 | 21868366.5195 | 32190294.6445 | 237137.3706 | 1.0569 | 20691.6585 | 30458.1772 | 421.8274 | 620.9311
1 | 1900 | 707 | 0.035 | 15 | 15 | 7 | 3.1623e-10 | 5spot_SharedNeighbor | Water | Porous | Wet | R245fa | MinimizeLCOE_Brownfield | IgnoreSilica | 2019 | 71.7935 | 7.7197 | 0.2979 | 4 | 19365.161 | 28027.3697 | 394.785 | 571.3758 | 80.2757 | 0 | 148.7758 | 1239412.2292 | 38288.9508 | 1800585.2664 | 2026384.3038 | 0 | 199184.1808 | 0 | 2068503.4231 | 5381821.5985 | 3673203.8264 | 16427383.779 | 961560.8286 | 5686671.2401 | 5686671.2401 | 1478867.319 | 3156389.5659 | 0 | 23075615.8477 | 33397543.9727 | 316227.766 | 1.1916 | 19365.161 | 28027.3697 | 394.785 | 571.3758
1 | 1900 | 707 | 0.035 | 15 | 15 | 7 | 4.217e-10 | 5spot_SharedNeighbor | Water | Porous | Wet | R245fa | MinimizeLCOE_Brownfield | IgnoreSilica | 2019 | 77.2628 | 8.3061 | 0.32776 | 4 | 18365.6072 | 26238.6919 | 374.4077 | 534.9112 | 80.2671 | 0 | 160.4907 | 1304796.7059 | 40296.5835 | 1909220.6761 | 2178691.1262 | 0 | 194500.3567 | 0 | 2194727.1249 | 5710229.7785 | 3897349.1573 | 17429811.5091 | 961560.8286 | 5686671.2401 | 5686671.2401 | 1478867.319 | 3156389.5659 | 0 | 24078043.5778 | 34399971.7028 | 421696.5034 | 1.311 | 18365.6072 | 26238.6919 | 374.4077 | 534.9112
1 | 1900 | 707 | 0.035 | 15 | 15 | 7 | 5.6234e-10 | 5spot_SharedNeighbor | Water | Porous | Wet | R245fa | MinimizeLCOE_Brownfield | IgnoreSilica | 2019 | 81.7935 | 8.7906 | 0.35332 | 4 | 17614.2611 | 24917.847 | 359.0905 | 507.984 | 80.2546 | 0 | 149.5099 | 1357716.36 | 41918.7651 | 1997828.4612 | 2304679.6007 | 0 | 188704.4368 | 0 | 2297430.5733 | 5977443.0838 | 4079727.7289 | 18245449.0098 | 961560.8286 | 5686671.2401 | 5686671.2401 | 1478867.319 | 3156389.5659 | 0 | 24893681.0785 | 35215609.2035 | 562341.3252 | 1.4133 | 17614.2611 | 24917.847 | 359.0905 | 507.984
1 | 1900 | 707 | 0.035 | 15 | 15 | 7 | 7.4989e-10 | 5spot_SharedNeighbor | Water | Porous | Wet | R245fa | MinimizeLCOE_Brownfield | IgnoreSilica | 2019 | 85.4406 | 9.1797 | 0.37448 | 4 | 17050.273 | 23941.0545 | 347.5929 | 488.0708 | 80.2411 | 0 | 155.6627 | 1399534.8276 | 43198.7956 | 2068283.3491 | 2405964.6076 | 0 | 182594.0975 | 0 | 2378834.5142 | 6189239.4399 | 4224283.0939 | 18891932.7254 | 961560.8286 | 5686671.2401 | 5686671.2401 | 1478867.319 | 3156389.5659 | 0 | 25540164.7941 | 35862092.9191 | 749894.2093 | 1.4979 | 17050.273 | 23941.0545 | 347.5929 | 488.0708
1 | 1900 | 707 | 0.035 | 15 | 15 | 7 | 1e-09 | 5spot_SharedNeighbor | Water | Porous | Wet | R245fa | MinimizeLCOE_Brownfield | IgnoreSilica | 2019 | 88.3124 | 9.4854 | 0.39156 | 4 | 16627.2196 | 23217.4044 | 338.9684 | 473.3182 | 80.2283 | 0 | 155.1085 | 1431989.9068 | 44191.0218 | 2123229.414 | 2485626.0837 | 0 | 176730.3576 | 0 | 2442089.0457 | 6353814.7555 | 4336609.1284 | 19394279.7133 | 961560.8286 | 5686671.2401 | 5686671.2401 | 1478867.319 | 3156389.5659 | 0 | 26042511.782 | 36364439.907 | 1000000 | 1.5663 | 16627.2196 | 23217.4044 | 338.9684 | 473.3182
1 | 1900 | 707 | 0.035 | 15 | 15 | 7 | 1.3335e-09 | 5spot_SharedNeighbor | Water | Porous | Wet | R245fa | MinimizeLCOE_Brownfield | IgnoreSilica | 2019 | 90.5561 | 9.7239 | 0.40514 | 4 | 16309.9799 | 22679.4086 | 332.501 | 462.3504 | 80.2171 | 0 | 160.7508 | 1457065.7473 | 44956.899 | 2165843.0207 | 2547809.1737 | 0 | 171525.4421 | 0 | 2491008.1103 | 6481092.127 | 4423478.5498 | 19782779.0699 | 961560.8286 | 5686671.2401 | 5686671.2401 | 1478867.319 | 3156389.5659 | 0 | 26431011.1386 | 36752939.2636 | 1333521.4322 | 1.6205 | 16309.9799 | 22679.4086 | 332.501 | 462.3504
1 | 1900 | 707 | 0.035 | 15 | 15 | 7 | 1.7783e-09 | 5spot_SharedNeighbor | Water | Porous | Wet | R245fa | MinimizeLCOE_Brownfield | IgnoreSilica | 2019 | 92.2929 | 9.9082 | 0.41577 | 4 | 16072.113 | 22278.6024 | 327.6518 | 454.1794 | 80.2076 | 0 | 168.1932 | 1476309.7807 | 45544.2016 | 2198641.56 | 2595906.9234 | 0 | 167109.5236 | 0 | 2528569.6758 | 6578819.6156 | 4490179.5689 | 20081080.8496 | 961560.8286 | 5686671.2401 | 5686671.2401 | 1478867.319 | 3156389.5659 | 0 | 26729312.9183 | 37051241.0434 | 1778279.41 | 1.6631 | 16072.113 | 22278.6024 | 327.6518 | 454.1794
1 | 1900 | 707 | 0.035 | 15 | 15 | 7 | 2.3714e-09 | 5spot_SharedNeighbor | Water | Porous | Wet | R245fa | MinimizeLCOE_Brownfield | IgnoreSilica | 2019 | 93.5964 | 10.0464 | 0.42393 | 4 | 15893.7624 | 21980.8607 | 324.0158 | 448.1096 | 80.2001 | 0 | 173.858 | 1490659.4643 | 45981.8702 | 2223152.6423 | 2631985.4397 | 0 | 163354.9711 | 0 | 2556502.4112 | 6651494.8632 | 4539781.9187 | 20302913.5807 | 961560.8286 | 5686671.2401 | 5686671.2401 | 1478867.319 | 3156389.5659 | 0 | 26951145.6494 | 37273073.7744 | 2371373.7057 | 1.6957 | 15893.7624 | 21980.8607 | 324.0158 | 448.1096
1 | 1900 | 707 | 0.035 | 15 | 15 | 7 | 3.1623e-09 | 5spot_SharedNeighbor | Water | Porous | Wet | R245fa | MinimizeLCOE_Brownfield | IgnoreSilica | 2019 | 94.6124 | 10.154 | 0.43026 | 4 | 15760.0339 | 21757.5357 | 321.2896 | 443.5568 | 80.194 | 0 | 143.8544 | 1501787.8133 | 46321.1291 | 2242193.2664 | 2660090.6276 | 0 | 160426.6479 | 0 | 2578219.5989 | 6707998.5308 | 4578346.8328 | 20475384.4469 | 961560.8286 | 5686671.2401 | 5686671.2401 | 1478867.319 | 3156389.5659 | 0 | 27123616.5156 | 37445544.6406 | 3162277.6602 | 1.721 | 15760.0339 | 21757.5357 | 321.2896 | 443.5568
1 | 1900 | 707 | 0.035 | 15 | 15 | 7 | 4.217e-09 | 5spot_SharedNeighbor | Water | Porous | Wet | R245fa | MinimizeLCOE_Brownfield | IgnoreSilica | 2019 | 95.3692 | 10.2341 | 0.43505 | 4 | 15659.7608 | 21591.1855 | 319.2454 | 440.1655 | 80.1894 | 0 | 168.551 | 1510047.527 | 46572.8439 | 2256343.7908 | 2681022.2291 | 0 | 158051.9506 | 0 | 2594294.9531 | 6749823.305 | 4606893.1007 | 20603049.7002 | 961560.8286 | 5686671.2401 | 5686671.2401 | 1478867.319 | 3156389.5659 | 0 | 27251281.7689 | 37573209.8939 | 4216965.0343 | 1.7402 | 15659.7608 | 21591.1855 | 319.2454 | 440.1655
1 | 1900 | 707 | 0.035 | 15 | 15 | 7 | 5.6234e-09 | 5spot_SharedNeighbor | Water | Porous | Wet | R245fa | MinimizeLCOE_Brownfield | IgnoreSilica | 2019 | 95.9493 | 10.2955 | 0.43872 | 4 | 15584.5715 | 21466.4295 | 317.7126 | 437.6222 | 80.1857 | 0 | 181.5049 | 1516359.9424 | 46765.1623 | 2267168.6427 | 2697060.0259 | 0 | 156228.5814 | 0 | 2606597.1184 | 6781831.0154 | 4628739.0207 | 20700749.5093 | 961560.8286 | 5686671.2401 | 5686671.2401 | 1478867.319 | 3156389.5659 | 0 | 27348981.578 | 37670909.703 | 5623413.2519 | 1.7549 | 15584.5715 | 21466.4295 | 317.7126 | 437.6222
1 | 1900 | 707 | 0.035 | 15 | 15 | 7 | 7.4989e-09 | 5spot_SharedNeighbor | Water | Porous | Wet | R245fa | MinimizeLCOE_Brownfield | IgnoreSilica | 2019 | 96.3755 | 10.3405 | 0.44146 | 4 | 15528.19 | 21373.5207 | 316.5632 | 435.7281 | 80.1829 | 0 | 181.0485 | 1520987.6943 | 46906.1252 | 2275110.3117 | 2708840.2607 | 0 | 154772.0485 | 0 | 2615580.4118 | 6805203.7021 | 4644691.3596 | 20772091.9138 | 961560.8286 | 5686671.2401 | 5686671.2401 | 1478867.319 | 3156389.5659 | 0 | 27420323.9825 | 37742252.1076 | 7498942.0933 | 1.7658 | 15528.19 | 21373.5207 | 316.5632 | 435.7281
1 | 1900 | 707 | 0.035 | 15 | 15 | 7 | 1e-08 | 5spot_SharedNeighbor | Water | Porous | Wet | R245fa | MinimizeLCOE_Brownfield | IgnoreSilica | 2019 | 96.7117 | 10.3761 | 0.44358 | 4 | 15485.9113 | 21303.3364 | 315.7012 | 434.2973 | 80.1808 | 0 | 180.1713 | 1524632.2298 | 47017.1217 | 2281368.1089 | 2718131.1059 | 0 | 153715.2259 | 0 | 2622696.879 | 6823719.2899 | 4657328.6288 | 20828608.5899 | 961560.8286 | 5686671.2401 | 5686671.2401 | 1478867.319 | 3156389.5659 | 0 | 27476840.6586 | 37798768.7836 | 10000000 | 1.7743 | 15485.9113 | 21303.3364 | 315.7012 | 434.2973
1 | 2000 | 707 | 0.035 | 15 | 15 | 7 | 1e-13 | 5spot_SharedNeighbor | Water | Porous | Wet | R245fa | MinimizeLCOE_Brownfield | IgnoreSilica | 2019 | 0 | 0 | 0 | 0 |  |  |  |  | 15 |  | 20.7533 | [19 empty] | 100 | 0
1 | 2000 | 707 | 0.035 | 15 | 15 | 7 | 1.3335e-13 | 5spot_SharedNeighbor | Water | Porous | Wet | R245fa | MinimizeLCOE_Brownfield | IgnoreSilica | 2019 | 0 | 0 | 0 | 0 |  |  |  |  | 15 |  | 22.5835 | [19 empty] | 133.3521 | 0
1 | 2000 | 707 | 0.035 | 15 | 15 | 7 | 1.7783e-13 | 5spot_SharedNeighbor | Water | Porous | Wet | R245fa | MinimizeLCOE_Brownfield | IgnoreSilica | 2019 | 0 | 0 | 0 | 0 |  |  |  |  | 15 |  | 24.7327 | [19 empty] | 177.8279 | 0
1 | 2000 | 707 | 0.035 | 15 | 15 | 7 | 2.3714e-13 | 5spot_SharedNeighbor | Water | Porous | Wet | R245fa | MinimizeLCOE_Brownfield | IgnoreSilica | 2019 | 0 | 0 | 0 | 0 |  |  |  |  | 15 |  | 24.3088 | [19 empty] | 237.1374 | 0
1 | 2000 | 707 | 0.035 | 15 | 15 | 7 | 3.1623e-13 | 5spot_SharedNeighbor | Water | Porous | Wet | R245fa | MinimizeLCOE_Brownfield | IgnoreSilica | 2019 | 0 | 0 | 0 | 0 |  |  |  |  | 15 |  | 25.3154 | [19 empty] | 316.2278 | 0
1 | 2000 | 707 | 0.035 | 15 | 15 | 7 | 4.217e-13 | 5spot_SharedNeighbor | Water | Porous | Wet | R245fa | MinimizeLCOE_Brownfield | IgnoreSilica | 2019 | 0 | 0 | 0 | 0 |  |  |  |  | 15 |  | 25.001 | [19 empty] | 421.6965 | 0
1 | 2000 | 707 | 0.035 | 15 | 15 | 7 | 5.6234e-13 | 5spot_SharedNeighbor | Water | Porous | Wet | R245fa | MinimizeLCOE_Brownfield | IgnoreSilica | 2019 | 0 | 0 | 0 | 0 |  |  |  |  | 15 |  | 26.7169 | [19 empty] | 562.3413 | 0
1 | 2000 | 707 | 0.035 | 15 | 15 | 7 | 7.4989e-13 | 5spot_SharedNeighbor | Water | Porous | Wet | R245fa | MinimizeLCOE_Brownfield | IgnoreSilica | 2019 | 0 | 0 | 0 | 0 |  |  |  |  | 15 |  | 27.1139 | [19 empty] | 749.8942 | 0
1 | 2000 | 707 | 0.035 | 15 | 15 | 7 | 1e-12 | 5spot_SharedNeighbor | Water | Porous | Wet | R245fa | MinimizeLCOE_Brownfield | IgnoreSilica | 2019 | 0 | 0 | 0 | 0 |  |  |  |  | 15 |  | 29.0195 | [19 empty] | 1000 | 0
1 | 2000 | 707 | 0.035 | 15 | 15 | 7 | 1.3335e-12 | 5spot_SharedNeighbor | Water | Porous | Wet | R245fa | MinimizeLCOE_Brownfield | IgnoreSilica | 2019 | 1.0452 | 0.090071 | 0.00073433 | 4 | 2569516.4869 | 6234890.6473 | 52383.0691 | 127106.6792 | 71.3365 | 0 | 71.6545 | 50910.0352 | 1442.0616 | 51560.455 | 50313.0139 | 0 | 33617.2009 | 0 | 73258.679 | 190604.0554 | 130091.1843 | 581796.6854 | 961560.8286 | 6004137.4768 | 6004137.4768 | 1478867.319 | 3283376.0606 | 0 | 7547494.9908 | 18313875.8472 | 1333.5214 | 0.0029373 | 2569516.4869 | 6234890.6473 | 52383.0691 | 127106.6792
1 | 2000 | 707 | 0.035 | 15 | 15 | 7 | 1.7783e-12 | 5spot_SharedNeighbor | Water | Porous | Wet | R245fa | MinimizeLCOE_Brownfield | IgnoreSilica | 2019 | 1.4764 | 0.13901 | 0.001814 | 4 | 1066732.8349 | 2550544.089 | 21746.7917 | 51996.2911 | 74.6591 | 0 | 251.6919 | 71426.4969 | 2085.3937 | 72744.3107 | 63105.4774 | 0 | 40667.8045 | 0 | 97511.4984 | 253704.9166 | 173158.8187 | 774404.7169 | 961560.8286 | 6004137.4768 | 6004137.4768 | 1478867.319 | 3283376.0606 | 0 | 7740103.0223 | 18506483.8787 | 1778.2794 | 0.0072559 | 1066732.8349 | 2550544.089 | 21746.7917 | 51996.2911
1 | 2000 | 707 | 0.035 | 15 | 15 | 7 | 2.3714e-12 | 5spot_SharedNeighbor | Water | Porous | Wet | R245fa | MinimizeLCOE_Brownfield | IgnoreSilica | 2019 | 1.982 | 0.19676 | 0.0033327 | 4 | 595989.7934 | 1403632.0442 | 12150.0581 | 28614.9378 | 76.8496 | 0 | 349.7216 | 92919.8784 | 2765.6419 | 95878.0109 | 77546.5935 | 0 | 47047.9496 | 0 | 123301.649 | 320805.5979 | 218956.4125 | 979221.7337 | 961560.8286 | 6004137.4768 | 6004137.4768 | 1478867.319 | 3283376.0606 | 0 | 7944920.039 | 18711300.8954 | 2371.3737 | 0.013331 | 595989.7934 | 1403632.0442 | 12150.0581 | 28614.9378
1 | 2000 | 707 | 0.035 | 15 | 15 | 7 | 3.1623e-12 | 5spot_SharedNeighbor | Water | Porous | Wet | R245fa | MinimizeLCOE_Brownfield | IgnoreSilica | 2019 | 2.6498 | 0.27391 | 0.0054719 | 4 | 374670.6494 | 866568.6273 | 7638.168 | 17666.1736 | 78.5318 | 0 | 77.1145 | 118867.3122 | 3592.4122 | 124746.5689 | 96995.3771 | 0 | 54499.298 | 0 | 155493.3777 | 404561.8726 | 276121.791 | 1234878.0097 | 961560.8286 | 6004137.4768 | 6004137.4768 | 1478867.319 | 3283376.0606 | 0 | 8200576.3151 | 18966957.1715 | 3162.2777 | 0.021887 | 374670.6494 | 866568.6273 | 7638.168 | 17666.1736
1 | 2000 | 707 | 0.035 | 15 | 15 | 7 | 4.217e-12 | 5spot_SharedNeighbor | Water | Porous | Wet | R245fa | MinimizeLCOE_Brownfield | IgnoreSilica | 2019 | 3.5318 | 0.37579 | 0.0083481 | 4 | 255000.3433 | 577420.6687 | 5198.5269 | 11771.5014 | 79.8188 | 0 | 86.1005 | 149808.7162 | 4579.529 | 160494.2762 | 122105.6239 | 0 | 63251.5302 | 0 | 195093.4735 | 507593.1989 | 346442.7882 | 1549369.1362 | 961560.8286 | 6004137.4768 | 6004137.4768 | 1478867.319 | 3283376.0606 | 0 | 8515067.4416 | 19281448.298 | 4216.965 | 0.033392 | 255000.3433 | 577420.6687 | 5198.5269 | 11771.5014
1 | 2000 | 707 | 0.035 | 15 | 15 | 7 | 5.6234e-12 | 5spot_SharedNeighbor | Water | Porous | Wet | R245fa | MinimizeLCOE_Brownfield | IgnoreSilica | 2019 | 4.687 | 0.51007 | 0.012276 | 4 | 181382.3378 | 400646.496 | 3697.7243 | 8167.7207 | 80.7939 | 0 | 110.2719 | 186959.2457 | 5767.8745 | 204761.584 | 155647.4673 | 0 | 73417.9274 | 0 | 244356.0986 | 635764.4442 | 433922.2968 | 1940596.9385 | 961560.8286 | 6004137.4768 | 6004137.4768 | 1478867.319 | 3283376.0606 | 0 | 8906295.2439 | 19672676.1003 | 5623.4133 | 0.049102 | 181382.3378 | 400646.496 | 3697.7243 | 8167.7207
1 | 2000 | 707 | 0.035 | 15 | 15 | 7 | 7.4989e-12 | 5spot_SharedNeighbor | Water | Porous | Wet | R245fa | MinimizeLCOE_Brownfield | IgnoreSilica | 2019 | 6.0675 | 0.67032 | 0.017403 | 4 | 134214.8668 | 288878.4144 | 2736.1516 | 5889.1772 | 81.4761 | 0 | 103.5535 | 227455.9384 | 7061.7552 | 254642.8478 | 195267.4945 | 0 | 83096.0214 | 0 | 299334.3824 | 778806.661 | 531551.549 | 2377216.6496 | 961560.8286 | 6004137.4768 | 6004137.4768 | 1478867.319 | 3283376.0606 | 0 | 9342914.955 | 20109295.8114 | 7498.9421 | 0.069612 | 134214.8668 | 288878.4144 | 2736.1516 | 5889.1772
1 | 2000 | 707 | 0.035 | 15 | 15 | 7 | 1e-11 | 5spot_SharedNeighbor | Water | Porous | Wet | R245fa | MinimizeLCOE_Brownfield | IgnoreSilica | 2019 | 7.7628 | 0.86632 | 0.024004 | 4 | 102568.069 | 214697.7279 | 2090.9888 | 4376.9036 | 81.9464 | 0 | 135.1861 | 273008.1136 | 8513.7154 | 312526.8697 | 243642.5968 | 0 | 93005.834 | 0 | 362971.8805 | 944378.3774 | 644557.6476 | 2882605.035 | 961560.8286 | 6004137.4768 | 6004137.4768 | 1478867.319 | 3283376.0606 | 0 | 9848303.3404 | 20614684.1968 | 10000 | 0.096017 | 102568.069 | 214697.7279 | 2090.9888 | 4376.9036
1 | 2000 | 707 | 0.035 | 15 | 15 | 7 | 1.3335e-11 | 5spot_SharedNeighbor | Water | Porous | Wet | R245fa | MinimizeLCOE_Brownfield | IgnoreSilica | 2019 | 10.2332 | 1.1546 | 0.033215 | 4 | 79503.9769 | 160538.8439 | 1620.7961 | 3272.8015 | 82.4559 | 0 | 115.1822 | 335021.1245 | 10495.942 | 393123.3337 | 314540.7869 | 0 | 108262.8848 | 0 | 452963.1881 | 1178517.2998 | 804362.2732 | 3597286.8331 | 961560.8286 | 6004137.4768 | 6004137.4768 | 1478867.319 | 3283376.0606 | 0 | 10562985.1385 | 21329365.9949 | 13335.2143 | 0.13286 | 79503.9769 | 160538.8439 | 1620.7961 | 3272.8015
1 | 2000 | 707 | 0.035 | 15 | 15 | 7 | 1.7783e-11 | 5spot_SharedNeighbor | Water | Porous | Wet | R245fa | MinimizeLCOE_Brownfield | IgnoreSilica | 2019 | 13.1419 | 1.493 | 0.044899 | 4 | 63233.4766 | 123181.3253 | 1289.1 | 2511.2179 | 82.7731 | 0 | 107.7559 | 401913.9819 | 12628.6838 | 482730.4471 | 397942.461 | 0 | 122416.9606 | 0 | 552876.6884 | 1438471.7326 | 981786.5152 | 4390767.4706 | 961560.8286 | 6004137.4768 | 6004137.4768 | 1478867.319 | 3283376.0606 | 0 | 11356465.7759 | 22122846.6323 | 17782.7941 | 0.1796 | 63233.4766 | 123181.3253 | 1289.1 | 2511.2179
1 | 2000 | 707 | 0.035 | 15 | 15 | 7 | 2.3714e-11 | 5spot_SharedNeighbor | Water | Porous | Wet | R245fa | MinimizeLCOE_Brownfield | IgnoreSilica | 2019 | 15.7308 | 1.7942 | 0.058601 | 4 | 51250.0065 | 97181.0753 | 1044.8007 | 1981.1677 | 82.9579 | 0 | 95.7436 | 457682.1792 | 14404.9144 | 559101.3441 | 472178.7779 | 0 | 126288.6672 | 0 | 635565.7943 | 1653611.8243 | 1128624.0484 | 5047457.5499 | 961560.8286 | 6004137.4768 | 6004137.4768 | 1478867.319 | 3283376.0606 | 0 | 12013155.8553 | 22779536.7117 | 23713.7371 | 0.2344 | 51250.0065 | 97181.0753 | 1044.8007 | 1981.1677
1 | 2000 | 707 | 0.035 | 15 | 15 | 7 | 3.1623e-11 | 5spot_SharedNeighbor | Water | Porous | Wet | R245fa | MinimizeLCOE_Brownfield | IgnoreSilica | 2019 | 20.823 | 2.3874 | 0.078883 | 4 | 42185.8504 | 76307.4083 | 860.0156 | 1555.6297 | 83.1887 | 0 | 75.7101 | 560048.9669 | 17663.0196 | 702514.5145 | 619061.9564 | 0 | 149368.4867 | 0 | 798976.2082 | 2078772.2011 | 1418804.7418 | 6345210.0951 | 961560.8286 | 6004137.4768 | 6004137.4768 | 1478867.319 | 3283376.0606 | 0 | 13310908.4005 | 24077289.2569 | 31622.7766 | 0.31553 | 42185.8504 | 76307.4083 | 860.0156 | 1555.6297
1 | 2000 | 707 | 0.035 | 15 | 15 | 7 | 4.217e-11 | 5spot_SharedNeighbor | Water | Porous | Wet | R245fa | MinimizeLCOE_Brownfield | IgnoreSilica | 2019 | 26.7519 | 3.0784 | 0.10408 | 4 | 35427.7298 | 61288.1263 | 722.2422 | 1249.4414 | 83.3482 | 0 | 93.2158 | 670120.4898 | 21161.0717 | 860819.5099 | 790265.7723 | 0 | 170769.799 | 0 | 980123.2906 | 2550079.7513 | 1740481.8291 | 7783821.5136 | 961560.8286 | 6004137.4768 | 6004137.4768 | 1478867.319 | 3283376.0606 | 0 | 14749519.819 | 25515900.6754 | 42169.6503 | 0.41633 | 35427.7298 | 61288.1263 | 722.2422 | 1249.4414
1 | 2000 | 707 | 0.035 | 15 | 15 | 7 | 5.6234e-11 | 5spot_SharedNeighbor | Water | Porous | Wet | R245fa | MinimizeLCOE_Brownfield | IgnoreSilica | 2019 | 33.0977 | 3.8181 | 0.13389 | 4 | 30283.0528 | 50386.0217 | 617.361 | 1027.1872 | 83.4569 | 0 | 136.8061 | 780069.6422 | 24649.9011 | 1022558.0946 | 973526.42 | 0 | 186599.3155 | 0 | 1165087.3156 | 3031318.2029 | 2068936.9609 | 9252745.8527 | 961560.8286 | 6004137.4768 | 6004137.4768 | 1478867.319 | 3283376.0606 | 0 | 16218444.1581 | 26984825.0145 | 56234.1325 | 0.53556 | 30283.0528 | 50386.0217 | 617.361 | 1027.1872
1 | 2000 | 707 | 0.035 | 15 | 15 | 7 | 7.4989e-11 | 5spot_SharedNeighbor | Water | Porous | Wet | R245fa | MinimizeLCOE_Brownfield | IgnoreSilica | 2019 | 40.3445 | 4.6629 | 0.16935 | 4 | 26332.5335 | 42225.8212 | 536.8243 | 860.8305 | 83.54 | 0 | 138.1339 | 898187.6247 | 28392.3967 | 1199785.8018 | 1182818.7583 | 0 | 201152.2611 | 0 | 1369031.3686 | 3561938.7941 | 2431096.4175 | 10872403.4228 | 961560.8286 | 6004137.4768 | 6004137.4768 | 1478867.319 | 3283376.0606 | 0 | 17838101.7282 | 28604482.5845 | 74989.4209 | 0.67742 | 26332.5335 | 42225.8212 | 536.8243 | 860.8305
1 | 2000 | 707 | 0.035 | 15 | 15 | 7 | 1e-10 | 5spot_SharedNeighbor | Water | Porous | Wet | R245fa | MinimizeLCOE_Brownfield | IgnoreSilica | 2019 | 48.223 | 5.5812 | 0.20974 | 4 | 23293.001 | 36126.084 | 474.8593 | 736.4791 | 83.6007 | 0 | 137.7675 | 1019601.1459 | 32233.3042 | 1385279.9908 | 1410331.5245 | 0 | 212952.7332 | 0 | 1583555.4924 | 4120086.5594 | 2812043.7361 | 12576084.4865 | 961560.8286 | 6004137.4768 | 6004137.4768 | 1478867.319 | 3283376.0606 | 0 | 19541782.7919 | 30308163.6482 | 100000 | 0.83896 | 23293.001 | 36126.084 | 474.8593 | 736.4791
1 | 2000 | 707 | 0.035 | 15 | 15 | 7 | 1.3335e-10 | 5spot_SharedNeighbor | Water | Porous | Wet | R245fa | MinimizeLCOE_Brownfield | IgnoreSilica | 2019 | 56.3102 | 6.523 | 0.25331 | 4 | 20959.7492 | 31585.4606 | 427.2928 | 643.9123 | 83.6398 | 0 | 134.5628 | 1138087.8319 | 35975.0324 | 1569275.3504 | 1643741.697 | 0 | 220721.1069 | 0 | 1797042.3973 | 4675535.6936 | 3191149.1835 | 14271528.2929 | 961560.8286 | 6004137.4768 | 6004137.4768 | 1478867.319 | 3283376.0606 | 0 | 21237226.5983 | 32003607.4547 | 133352.1432 | 1.0132 | 20959.7492 | 31585.4606 | 427.2928 | 643.9123
1 | 2000 | 707 | 0.035 | 15 | 15 | 7 | 1.7783e-10 | 5spot_SharedNeighbor | Water | Porous | Wet | R245fa | MinimizeLCOE_Brownfield | IgnoreSilica | 2019 | 64.1519 | 7.4345 | 0.29767 | 4 | 19177.7423 | 28219.939 | 390.9642 | 575.3016 | 83.6585 | 0 | 131.0055 | 1247942.1268 | 39437.1496 | 1742359.1792 | 1869798.0703 | 0 | 224000.7963 | 0 | 1998179.5557 | 5198853.3209 | 3548324.2173 | 15868894.4161 | 961560.8286 | 6004137.4768 | 6004137.4768 | 1478867.319 | 3283376.0606 | 0 | 22834592.7215 | 33600973.5779 | 177827.941 | 1.1907 | 19177.7423 | 28219.939 | 390.9642 | 575.3016
1 | 2000 | 707 | 0.035 | 15 | 15 | 7 | 2.3714e-10 | 5spot_SharedNeighbor | Water | Porous | Wet | R245fa | MinimizeLCOE_Brownfield | IgnoreSilica | 2019 | 71.3092 | 8.2643 | 0.34018 | 4 | 17824.3859 | 25736.6648 | 363.3742 | 524.6767 | 83.6602 | 0 | 156.4046 | 1344393.7504 | 42470.1676 | 1896263.1159 | 2075769.3161 | 0 | 222908.6099 | 0 | 2176903.9344 | 5663857.4929 | 3865699.1195 | 17288265.5067 | 961560.8286 | 6004137.4768 | 6004137.4768 | 1478867.319 | 3283376.0606 | 0 | 24253963.8121 | 35020344.6684 | 237137.3706 | 1.3607 | 17824.3859 | 25736.6648 | 363.3742 | 524.6767
1 | 2000 | 707 | 0.035 | 15 | 15 | 7 | 3.1623e-10 | 5spot_SharedNeighbor | Water | Porous | Wet | R245fa | MinimizeLCOE_Brownfield | IgnoreSilica | 2019 | 75.1652 | 8.7102 | 0.37205 | 4 | 16769.6596 | 24004.1408 | 341.8722 | 489.3569 | 83.6552 | 0 | 117.1386 | 1394971.2952 | 44057.7351 | 1977689.989 | 2186556.8334 | 0 | 205408.718 | 0 | 2265386.9826 | 5894072.2339 | 4022825.4107 | 17990969.1979 | 961560.8286 | 6004137.4768 | 6004137.4768 | 1478867.319 | 3283376.0606 | 0 | 24956667.5033 | 35723048.3597 | 316227.766 | 1.4882 | 16769.6596 | 24004.1408 | 341.8722 | 489.3569
1 | 2000 | 707 | 0.035 | 15 | 15 | 7 | 4.217e-10 | 5spot_SharedNeighbor | Water | Porous | Wet | R245fa | MinimizeLCOE_Brownfield | IgnoreSilica | 2019 | 82.783 | 9.5883 | 0.41256 | 4 | 16030.5328 | 22554.6659 | 326.8041 | 459.8074 | 83.6339 | 0 | 160.8813 | 1492238.2386 | 47104.5638 | 2135684.3124 | 2404974.5895 | 0 | 212191.1017 | 0 | 2453955.1943 | 6384688.0402 | 4357680.7796 | 19488516.8201 | 961560.8286 | 6004137.4768 | 6004137.4768 | 1478867.319 | 3283376.0606 | 0 | 26454215.1255 | 37220595.9818 | 421696.5034 | 1.6502 | 16030.5328 | 22554.6659 | 326.8041 | 459.8074
1 | 2000 | 707 | 0.035 | 15 | 15 | 7 | 5.6234e-10 | 5spot_SharedNeighbor | Water | Porous | Wet | R245fa | MinimizeLCOE_Brownfield | IgnoreSilica | 2019 | 87.0607 | 10.0796 | 0.44092 | 4 | 15450.9284 | 21555.3621 | 314.9881 | 439.4352 | 83.6155 | 0 | 145.5157 | 1545395.4572 | 48765.841 | 2222817.2942 | 2527333.4923 | 0 | 205065.0425 | 0 | 2554257.0796 | 6645652.971 | 4535794.7072 | 20285081.8851 | 961560.8286 | 6004137.4768 | 6004137.4768 | 1478867.319 | 3283376.0606 | 0 | 27250780.1905 | 38017161.0469 | 562341.3252 | 1.7637 | 15450.9284 | 21555.3621 | 314.9881 | 439.4352
1 | 2000 | 707 | 0.035 | 15 | 15 | 7 | 7.4989e-10 | 5spot_SharedNeighbor | Water | Porous | Wet | R245fa | MinimizeLCOE_Brownfield | IgnoreSilica | 2019 | 90.4707 | 10.4701 | 0.46412 | 4 | 15015.6153 | 20814.9863 | 306.1136 | 424.3416 | 83.5977 | 0 | 160.3316 | 1587050.7364 | 50065.6049 | 2291490.3047 | 2624701.7514 | 0 | 197962.9642 | 0 | 2632995.831 | 6850515.0506 | 4675617.2861 | 20910399.5293 | 961560.8286 | 6004137.4768 | 6004137.4768 | 1478867.319 | 3283376.0606 | 0 | 27876097.8347 | 38642478.6911 | 749894.2093 | 1.8565 | 15015.6153 | 20814.9863 | 306.1136 | 424.3416
1 | 2000 | 707 | 0.035 | 15 | 15 | 7 | 1e-09 | 5spot_SharedNeighbor | Water | Porous | Wet | R245fa | MinimizeLCOE_Brownfield | IgnoreSilica | 2019 | 93.136 | 10.7747 | 0.48265 | 4 | 14688.8805 | 20265.5524 | 299.4527 | 413.1407 | 83.5819 | 0 | 168.2223 | 1619179.0518 | 51066.8043 | 2344695.6186 | 2700696.6633 | 0 | 191386.643 | 0 | 2693739.6646 | 7008558.0453 | 4783484.8774 | 21392807.3684 | 961560.8286 | 6004137.4768 | 6004137.4768 | 1478867.319 | 3283376.0606 | 0 | 28358505.6738 | 39124886.5301 | 1000000 | 1.9306 | 14688.8805 | 20265.5524 | 299.4527 | 413.1407
1 | 2000 | 707 | 0.035 | 15 | 15 | 7 | 1.3335e-09 | 5spot_SharedNeighbor | Water | Porous | Wet | R245fa | MinimizeLCOE_Brownfield | IgnoreSilica | 2019 | 95.2159 | 11.0119 | 0.4973 | 4 | 14443.724 | 19856.1524 | 294.4548 | 404.7945 | 83.5684 | 0 | 201.7368 | 1643994.7818 | 51839.3231 | 2385934.4447 | 2759931.1133 | 0 | 185719.5616 | 0 | 2740693.4975 | 7130722.287 | 4866864.4826 | 21765699.4915 | 961560.8286 | 6004137.4768 | 6004137.4768 | 1478867.319 | 3283376.0606 | 0 | 28731397.7969 | 39497778.6532 | 1333521.4322 | 1.9892 | 14443.724 | 19856.1524 | 294.4548 | 404.7945
1 | 2000 | 707 | 0.035 | 15 | 15 | 7 | 1.7783e-09 | 5spot_SharedNeighbor | Water | Porous | Wet | R245fa | MinimizeLCOE_Brownfield | IgnoreSilica | 2019 | 96.7971 | 11.192 | 0.50864 | 4 | 14259.8102 | 19551.6106 | 290.7055 | 398.586 | 83.5576 | 0 | 177.3884 | 1662712.787 | 52421.5425 | 2417123.3126 | 2804921.0794 | 0 | 180888.5762 | 0 | 2776046.2461 | 7222702.8869 | 4929643.132 | 22046459.5626 | 961560.8286 | 6004137.4768 | 6004137.4768 | 1478867.319 | 3283376.0606 | 0 | 29012157.868 | 39778538.7243 | 1778279.41 | 2.0345 | 14259.8102 | 19551.6106 | 290.7055 | 398.586
1 | 2000 | 707 | 0.035 | 15 | 15 | 7 | 2.3714e-09 | 5spot_SharedNeighbor | Water | Porous | Wet | R245fa | MinimizeLCOE_Brownfield | IgnoreSilica | 2019 | 98.0151 | 11.3306 | 0.51741 | 4 | 14121.854 | 19323.8912 | 287.8931 | 393.9437 | 83.5488 | 0 | 165.2472 | 1677045.3289 | 52867.0707 | 2441053.5558 | 2839551.4354 | 0 | 176997.027 | 0 | 2803130.6229 | 7293170.8797 | 4977738.9851 | 22261554.9055 | 961560.8286 | 6004137.4768 | 6004137.4768 | 1478867.319 | 3283376.0606 | 0 | 29227253.2109 | 39993634.0673 | 2371373.7057 | 2.0696 | 14121.854 | 19323.8912 | 287.8931 | 393.9437
1 | 2000 | 707 | 0.035 | 15 | 15 | 7 | 3.1623e-09 | 5spot_SharedNeighbor | Water | Porous | Wet | R245fa | MinimizeLCOE_Brownfield | IgnoreSilica | 2019 | 98.936 | 11.4353 | 0.52411 | 4 | 14018.3778 | 19153.8897 | 285.7836 | 390.4779 | 83.542 | 0 | 180.9841 | 1687832.6092 | 53202.2298 | 2459092.437 | 2865719.6342 | 0 | 173867.2126 | 0 | 2823488.5079 | 7346137.9204 | 5013890.0787 | 22423230.6297 | 961560.8286 | 6004137.4768 | 6004137.4768 | 1478867.319 | 3283376.0606 | 0 | 29388928.935 | 40155309.7914 | 3162277.6602 | 2.0965 | 14018.3778 | 19153.8897 | 285.7836 | 390.4779
1 | 2000 | 707 | 0.035 | 15 | 15 | 7 | 4.217e-09 | 5spot_SharedNeighbor | Water | Porous | Wet | R245fa | MinimizeLCOE_Brownfield | IgnoreSilica | 2019 | 99.6398 | 11.5152 | 0.52924 | 4 | 13940.7675 | 19026.5235 | 284.2014 | 387.8814 | 83.5366 | 0 | 172.3593 | 1696048.9692 | 53457.4152 | 2472848.2929 | 2885711.1898 | 0 | 171433.4594 | 0 | 2839004.7373 | 7386507.9666 | 5041443.4648 | 22546455.4951 | 961560.8286 | 6004137.4768 | 6004137.4768 | 1478867.319 | 3283376.0606 | 0 | 29512153.8005 | 40278534.6569 | 4216965.0343 | 2.117 | 13940.7675 | 19026.5235 | 284.2014 | 387.8814
1 | 2000 | 707 | 0.035 | 15 | 15 | 7 | 5.6234e-09 | 5spot_SharedNeighbor | Water | Porous | Wet | R245fa | MinimizeLCOE_Brownfield | IgnoreSilica | 2019 | 100.154 | 11.5736 | 0.53307 | 4 | 13882.5596 | 18931.8001 | 283.0148 | 385.9504 | 83.5326 | 0 | 169.8399 | 1702035.6604 | 53643.2983 | 2482880.0729 | 2900310.4131 | 0 | 169466.102 | 0 | 2850250.8632 | 7415768.0792 | 5061414.0929 | 22635768.5819 | 961560.8286 | 6004137.4768 | 6004137.4768 | 1478867.319 | 3283376.0606 | 0 | 29601466.8873 | 40367847.7437 | 5623413.2519 | 2.1323 | 13882.5596 | 18931.8001 | 283.0148 | 385.9504
1 | 2000 | 707 | 0.035 | 15 | 15 | 7 | 7.4989e-09 | 5spot_SharedNeighbor | Water | Porous | Wet | R245fa | MinimizeLCOE_Brownfield | IgnoreSilica | 2019 | 100.5561 | 11.6192 | 0.53602 | 4 | 13838.9048 | 18860.3853 | 282.1248 | 384.4945 | 83.5295 | 0 | 164.8152 | 1706708.568 | 53788.3584 | 2490715.5402 | 2911724.9986 | 0 | 168013.2013 | 0 | 2859070.7599 | 7438715.6412 | 5077076.2754 | 22705813.343 | 961560.8286 | 6004137.4768 | 6004137.4768 | 1478867.319 | 3283376.0606 | 0 | 29671511.6483 | 40437892.5047 | 7498942.0933 | 2.1441 | 13838.9048 | 18860.3853 | 282.1248 | 384.4945
1 | 2000 | 707 | 0.035 | 15 | 15 | 7 | 1e-08 | 5spot_SharedNeighbor | Water | Porous | Wet | R245fa | MinimizeLCOE_Brownfield | IgnoreSilica | 2019 | 100.8534 | 11.6529 | 0.53822 | 4 | 13806.1653 | 18807.077 | 281.4574 | 383.4077 | 83.5272 | 0 | 161.6628 | 1710158.1857 | 53895.4265 | 2496502.7359 | 2920162.2555 | 0 | 166877.6038 | 0 | 2865562.5209 | 7455605.8717 | 5088604.2048 | 22757368.8049 | 961560.8286 | 6004137.4768 | 6004137.4768 | 1478867.319 | 3283376.0606 | 0 | 29723067.1103 | 40489447.9666 | 10000000 | 2.1529 | 13806.1653 | 18807.077 | 281.4574 | 383.4077
1 | 2100 | 707 | 0.035 | 15 | 15 | 7 | 1e-13 | 5spot_SharedNeighbor | Water | Porous | Wet | R245fa | MinimizeLCOE_Brownfield | IgnoreSilica | 2019 | 0 | 0 | 0 | 0 |  |  |  |  | 15 |  | 20.1247 | [19 empty] | 100 | 0
1 | 2100 | 707 | 0.035 | 15 | 15 | 7 | 1.3335e-13 | 5spot_SharedNeighbor | Water | Porous | Wet | R245fa | MinimizeLCOE_Brownfield | IgnoreSilica | 2019 | 0 | 0 | 0 | 0 |  |  |  |  | 15 |  | 23.3002 | [19 empty] | 133.3521 | 0
1 | 2100 | 707 | 0.035 | 15 | 15 | 7 | 1.7783e-13 | 5spot_SharedNeighbor | Water | Porous | Wet | R245fa | MinimizeLCOE_Brownfield | IgnoreSilica | 2019 | 0 | 0 | 0 | 0 |  |  |  |  | 15 |  | 25.0632 | [19 empty] | 177.8279 | 0
1 | 2100 | 707 | 0.035 | 15 | 15 | 7 | 2.3714e-13 | 5spot_SharedNeighbor | Water | Porous | Wet | R245fa | MinimizeLCOE_Brownfield | IgnoreSilica | 2019 | 0 | 0 | 0 | 0 |  |  |  |  | 15 |  | 25.7464 | [19 empty] | 237.1374 | 0
1 | 2100 | 707 | 0.035 | 15 | 15 | 7 | 3.1623e-13 | 5spot_SharedNeighbor | Water | Porous | Wet | R245fa | MinimizeLCOE_Brownfield | IgnoreSilica | 2019 | 0 | 0 | 0 | 0 |  |  |  |  | 15 |  | 25.857 | [19 empty] | 316.2278 | 0
1 | 2100 | 707 | 0.035 | 15 | 15 | 7 | 4.217e-13 | 5spot_SharedNeighbor | Water | Porous | Wet | R245fa | MinimizeLCOE_Brownfield | IgnoreSilica | 2019 | 0 | 0 | 0 | 0 |  |  |  |  | 15 |  | 25.1242 | [19 empty] | 421.6965 | 0
1 | 2100 | 707 | 0.035 | 15 | 15 | 7 | 5.6234e-13 | 5spot_SharedNeighbor | Water | Porous | Wet | R245fa | MinimizeLCOE_Brownfield | IgnoreSilica | 2019 | 0 | 0 | 0 | 0 |  |  |  |  | 15 |  | 28.6992 | [19 empty] | 562.3413 | 0
1 | 2100 | 707 | 0.035 | 15 | 15 | 7 | 7.4989e-13 | 5spot_SharedNeighbor | Water | Porous | Wet | R245fa | MinimizeLCOE_Brownfield | IgnoreSilica | 2019 | 0 | 0 | 0 | 0 |  |  |  |  | 15 |  | 27.3233 | [19 empty] | 749.8942 | 0
1 | 2100 | 707 | 0.035 | 15 | 15 | 7 | 1e-12 | 5spot_SharedNeighbor | Water | Porous | Wet | R245fa | MinimizeLCOE_Brownfield | IgnoreSilica | 2019 | 0.882 | 0.076168 | 0.00044175 | 4 | 4423648.037 | 10772820.3955 | 90182.0487 | 219618.5151 | 71.4122 | 0 | 81.3456 | 45430.0647 | 1284.3248 | 45085.4346 | 46244.1297 | 0 | 32299.3448 | 0 | 66433.8864 | 172847.345 | 117971.8646 | 527596.3945 | 961560.8286 | 6327463.8043 | 6327463.8043 | 1478867.319 | 3412706.5916 | 0 | 7816621.0275 | 19035658.7424 | 1000 | 0.001767 | 4423648.037 | 10772820.3955 | 90182.0487 | 219618.5151
1 | 2100 | 707 | 0.035 | 15 | 15 | 7 | 1.3335e-12 | 5spot_SharedNeighbor | Water | Porous | Wet | R245fa | MinimizeLCOE_Brownfield | IgnoreSilica | 2019 | 1.2625 | 0.12181 | 0.0014643 | 4 | 1366423.0059 | 3281866.667 | 27856.3812 | 66905.2911 | 75.6504 | 0 | 203.3016 | 65961.6051 | 1936.0082 | 65396.3825 | 57810.2291 | 0 | 39525.1453 | 0 | 89945.4544 | 234019.622 | 159723.2006 | 714317.6472 | 961560.8286 | 6327463.8043 | 6327463.8043 | 1478867.319 | 3412706.5916 | 0 | 8003342.2801 | 19222379.9951 | 1333.5214 | 0.0058571 | 1366423.0059 | 3281866.667 | 27856.3812 | 66905.2911
1 | 2100 | 707 | 0.035 | 15 | 15 | 7 | 1.7783e-12 | 5spot_SharedNeighbor | Water | Porous | Wet | R245fa | MinimizeLCOE_Brownfield | IgnoreSilica | 2019 | 1.7292 | 0.17873 | 0.0029717 | 4 | 690899.2945 | 1634723.4449 | 14084.9166 | 33326.0486 | 78.529 | 0 | 293.7504 | 88557.3368 | 2664.3487 | 88657.3877 | 71661.3427 | 0 | 46642.7565 | 0 | 116291.4373 | 302566.4651 | 206507.8295 | 923548.9043 | 961560.8286 | 6327463.8043 | 6327463.8043 | 1478867.319 | 3412706.5916 | 0 | 8212573.5373 | 19431611.2522 | 1778.2794 | 0.011887 | 690899.2945 | 1634723.4449 | 14084.9166 | 33326.0486
1 | 2100 | 707 | 0.035 | 15 | 15 | 7 | 2.3714e-12 | 5spot_SharedNeighbor | Water | Porous | Wet | R245fa | MinimizeLCOE_Brownfield | IgnoreSilica | 2019 | 2.3904 | 0.26022 | 0.0051152 | 4 | 414930.7245 | 963247.6827 | 8458.9241 | 19637.1069 | 80.8061 | 0 | 427.1657 | 117393.9354 | 3601.6437 | 119511.0128 | 91190.105 | 0 | 56006.6985 | 0 | 151204.3242 | 393402.6354 | 268505.3823 | 1200815.7375 | 961560.8286 | 6327463.8043 | 6327463.8043 | 1478867.319 | 3412706.5916 | 0 | 8489840.3704 | 19708878.0853 | 2371.3737 | 0.020461 | 414930.7245 | 963247.6827 | 8458.9241 | 19637.1069
1 | 2100 | 707 | 0.035 | 15 | 15 | 7 | 3.1623e-12 | 5spot_SharedNeighbor | Water | Porous | Wet | R245fa | MinimizeLCOE_Brownfield | IgnoreSilica | 2019 | 3.1567 | 0.35506 | 0.0080215 | 4 | 273811.8647 | 623468.0945 | 5582.0252 | 12710.2404 | 82.3095 | 0 | 104.2862 | 147597.2905 | 4586.6306 | 153059.8543 | 113585.3526 | 0 | 64333.6777 | 0 | 188433.4942 | 490265.2989 | 334616.1404 | 1496477.7391 | 961560.8286 | 6327463.8043 | 6327463.8043 | 1478867.319 | 3412706.5916 | 0 | 8785502.3721 | 20004540.087 | 3162.2777 | 0.032086 | 273811.8647 | 623468.0945 | 5582.0252 | 12710.2404
1 | 2100 | 707 | 0.035 | 15 | 15 | 7 | 4.217e-12 | 5spot_SharedNeighbor | Water | Porous | Wet | R245fa | MinimizeLCOE_Brownfield | IgnoreSilica | 2019 | 4.2091 | 0.48619 | 0.012022 | 4 | 190740.2424 | 424040.3953 | 3888.4978 | 8644.637 | 83.5142 | 0 | 99.511 | 185620.322 | 5830.6414 | 196623.6661 | 144922.6519 | 0 | 75081.395 | 0 | 237150.6838 | 617017.4331 | 421127.0765 | 1883373.8699 | 961560.8286 | 6327463.8043 | 6327463.8043 | 1478867.319 | 3412706.5916 | 0 | 9172398.5029 | 20391436.2178 | 4216.965 | 0.048088 | 190740.2424 | 424040.3953 | 3888.4978 | 8644.637
1 | 2100 | 707 | 0.035 | 15 | 15 | 7 | 5.6234e-12 | 5spot_SharedNeighbor | Water | Porous | Wet | R245fa | MinimizeLCOE_Brownfield | IgnoreSilica | 2019 | 5.4607 | 0.64252 | 0.017323 | 4 | 138597.8511 | 300508.9276 | 2825.5047 | 6126.281 | 84.3559 | 0 | 111.8137 | 227027.2406 | 7186.1105 | 245582.9265 | 182311.0517 | 0 | 85202.5195 | 0 | 291450.8411 | 758295.3037 | 517552.1262 | 2314608.1198 | 961560.8286 | 6327463.8043 | 6327463.8043 | 1478867.319 | 3412706.5916 | 0 | 9603632.7528 | 20822670.4677 | 5623.4133 | 0.069291 | 138597.8511 | 300508.9276 | 2825.5047 | 6126.281
1 | 2100 | 707 | 0.035 | 15 | 15 | 7 | 7.4989e-12 | 5spot_SharedNeighbor | Water | Porous | Wet | R245fa | MinimizeLCOE_Brownfield | IgnoreSilica | 2019 | 7.064 | 0.84205 | 0.024232 | 4 | 104442.8885 | 220187.3987 | 2129.2096 | 4488.8179 | 84.9826 | 0 | 120.5648 | 275474.8353 | 8768.265 | 304750.861 | 229537.3757 | 0 | 96651.8654 | 0 | 356921.4489 | 928636.3955 | 633813.4215 | 2834554.4682 | 961560.8286 | 6327463.8043 | 6327463.8043 | 1478867.319 | 3412706.5916 | 0 | 10123579.1012 | 21342616.8161 | 7498.9421 | 0.096929 | 104442.8885 | 220187.3987 | 2129.2096 | 4488.8179
1 | 2100 | 707 | 0.035 | 15 | 15 | 7 | 1e-11 | 5spot_SharedNeighbor | Water | Porous | Wet | R245fa | MinimizeLCOE_Brownfield | IgnoreSilica | 2019 | 9.3829 | 1.1321 | 0.033741 | 4 | 80371.9757 | 163498.0575 | 1638.4914 | 3333.1291 | 85.569 | 0 | 121.0178 | 340253.5292 | 10885.9867 | 386005.2955 | 298079.4198 | 0 | 113634.7435 | 0 | 448055.0002 | 1165747.2017 | 795646.4189 | 3558307.5956 | 961560.8286 | 6327463.8043 | 6327463.8043 | 1478867.319 | 3412706.5916 | 0 | 10847332.2286 | 22066369.9435 | 10000 | 0.13496 | 80371.9757 | 163498.0575 | 1638.4914 | 3333.1291
1 | 2100 | 707 | 0.035 | 15 | 15 | 7 | 1.3335e-11 | 5spot_SharedNeighbor | Water | Porous | Wet | R245fa | MinimizeLCOE_Brownfield | IgnoreSilica | 2019 | 11.9117 | 1.4482 | 0.045724 | 4 | 63350.7856 | 124691.3329 | 1291.4915 | 2542.0015 | 85.936 | 0 | 111.8406 | 405244.7742 | 13006.9689 | 469896.5553 | 372799.5756 | 0 | 126630.07 | 0 | 541155.3981 | 1407975.3397 | 960972.1004 | 4297680.7821 | 961560.8286 | 6327463.8043 | 6327463.8043 | 1478867.319 | 3412706.5916 | 0 | 11586705.4151 | 22805743.13 | 13335.2143 | 0.1829 | 63350.7856 | 124691.3329 | 1291.4915 | 2542.0015
1 | 2100 | 707 | 0.035 | 15 | 15 | 7 | 1.7783e-11 | 5spot_SharedNeighbor | Water | Porous | Wet | R245fa | MinimizeLCOE_Brownfield | IgnoreSilica | 2019 | 15.2561 | 1.8663 | 0.061471 | 4 | 50945.8148 | 96573.5354 | 1038.5993 | 1968.7821 | 86.2342 | 0 | 123.0015 | 485024.1197 | 15607.6871 | 575490.2603 | 471876.6256 | 0 | 143059.8018 | 0 | 659512.8128 | 1715917.0542 | 1171148.6481 | 5237637.0095 | 961560.8286 | 6327463.8043 | 6327463.8043 | 1478867.319 | 3412706.5916 | 0 | 12526661.6425 | 23745699.3574 | 17782.7941 | 0.24588 | 50945.8148 | 96573.5354 | 1038.5993 | 1968.7821
1 | 2100 | 707 | 0.035 | 15 | 15 | 7 | 2.3714e-11 | 5spot_SharedNeighbor | Water | Porous | Wet | R245fa | MinimizeLCOE_Brownfield | IgnoreSilica | 2019 | 19.3707 | 2.381 | 0.081654 | 4 | 41738.0349 | 76087.5617 | 850.8863 | 1551.1479 | 86.4613 | 0 | 114.9627 | 576180.1073 | 18575.2103 | 699152.4899 | 593847.9956 | 0 | 160253.2871 | 0 | 798723.5452 | 2078114.8238 | 1418356.0682 | 6343203.5274 | 961560.8286 | 6327463.8043 | 6327463.8043 | 1478867.319 | 3412706.5916 | 0 | 13632228.1603 | 24851265.8753 | 23713.7371 | 0.32661 | 41738.0349 | 76087.5617 | 850.8863 | 1551.1479
1 | 2100 | 707 | 0.035 | 15 | 15 | 7 | 3.1623e-11 | 5spot_SharedNeighbor | Water | Porous | Wet | R245fa | MinimizeLCOE_Brownfield | IgnoreSilica | 2019 | 24.3741 | 3.0069 | 0.10717 | 4 | 34805.1298 | 60975.2474 | 709.5496 | 1243.0629 | 86.6354 | 0 | 118.9492 | 679449.7541 | 21932.0394 | 842559.3016 | 742173.4981 | 0 | 177943.403 | 0 | 960982.6185 | 2500279.6487 | 1706492.2359 | 7631812.4993 | 961560.8286 | 6327463.8043 | 6327463.8043 | 1478867.319 | 3412706.5916 | 0 | 14920837.1323 | 26139874.8472 | 31622.7766 | 0.4287 | 34805.1298 | 60975.2474 | 709.5496 | 1243.0629
1 | 2100 | 707 | 0.035 | 15 | 15 | 7 | 4.217e-11 | 5spot_SharedNeighbor | Water | Porous | Wet | R245fa | MinimizeLCOE_Brownfield | IgnoreSilica | 2019 | 30.3739 | 3.7576 | 0.13892 | 4 | 29525.1134 | 49715.1262 | 601.9094 | 1013.5101 | 86.7699 | 0 | 630.4514 | 795213.6022 | 25689.1628 | 1006896.2141 | 920048.8439 | 0 | 195815.9021 | 0 | 1148028.8528 | 2986935.5819 | 2038644.91 | 9117273.0699 | 961560.8286 | 6327463.8043 | 6327463.8043 | 1478867.319 | 3412706.5916 | 0 | 16406297.7028 | 27625335.4177 | 42169.6503 | 0.55567 | 29525.1134 | 49715.1262 | 601.9094 | 1013.5101
1 | 2100 | 707 | 0.035 | 15 | 15 | 7 | 5.6234e-11 | 5spot_SharedNeighbor | Water | Porous | Wet | R245fa | MinimizeLCOE_Brownfield | IgnoreSilica | 2019 | 36.287 | 4.4975 | 0.17502 | 4 | 25424.9014 | 41450.4518 | 518.321 | 845.0235 | 86.8598 | 0 | 247.6504 | 902770.6475 | 29174.8342 | 1162530.4006 | 1095363.4147 | 0 | 203565.3591 | 0 | 1323427.8159 | 3443287.7045 | 2350114.6108 | 10510234.7873 | 961560.8286 | 6327463.8043 | 6327463.8043 | 1478867.319 | 3412706.5916 | 0 | 17799259.4202 | 29018297.1352 | 56234.1325 | 0.70007 | 25424.9014 | 41450.4518 | 518.321 | 845.0235
1 | 2100 | 707 | 0.035 | 15 | 15 | 7 | 7.4989e-11 | 5spot_SharedNeighbor | Water | Porous | Wet | R245fa | MinimizeLCOE_Brownfield | IgnoreSilica | 2019 | 45.407 | 5.6387 | 0.22339 | 4 | 22300.9614 | 34856.3504 | 454.6353 | 710.5938 | 86.9525 | 0 | 128.8739 | 1058964.9233 | 34228.3591 | 1392960.8219 | 1365756.1425 | 0 | 228576.1814 | 0 | 1591389.7071 | 4140469.5789 | 2825955.5657 | 12638301.28 | 961560.8286 | 6327463.8043 | 6327463.8043 | 1478867.319 | 3412706.5916 | 0 | 19927325.913 | 31146363.6279 | 74989.4209 | 0.89356 | 22300.9614 | 34856.3504 | 454.6353 | 710.5938
1 | 2100 | 707 | 0.035 | 15 | 15 | 7 | 1e-10 | 5spot_SharedNeighbor | Water | Porous | Wet | R245fa | MinimizeLCOE_Brownfield | IgnoreSilica | 2019 | 53.748 | 6.6818 | 0.27363 | 4 | 19904.6519 | 30155.0286 | 405.7833 | 614.751 | 87.0051 | 0 | 137.0745 | 1193678.5703 | 38578.392 | 1595481.4252 | 1612977.7386 | 0 | 239758.8157 | 0 | 1825385.2273 | 4749277.9234 | 3241479.7706 | 14496617.863 | 961560.8286 | 6327463.8043 | 6327463.8043 | 1478867.319 | 3412706.5916 | 0 | 21785642.496 | 33004680.2109 | 100000 | 1.0945 | 19904.6519 | 30155.0286 | 405.7833 | 614.751
1 | 2100 | 707 | 0.035 | 15 | 15 | 7 | 1.3335e-10 | 5spot_SharedNeighbor | Water | Porous | Wet | R245fa | MinimizeLCOE_Brownfield | IgnoreSilica | 2019 | 62.089 | 7.7233 | 0.32641 | 4 | 18065.4493 | 26658.0899 | 368.2886 | 543.4612 | 87.0335 | 0 | 145.3354 | 1322021.5966 | 42713.9524 | 1791458.6001 | 1859986.7597 | 0 | 245980.4693 | 0 | 2052242.9375 | 5339515.1503 | 3644328.8062 | 16298248.272 | 961560.8286 | 6327463.8043 | 6327463.8043 | 1478867.319 | 3412706.5916 | 0 | 23587272.905 | 34806310.6199 | 133352.1432 | 1.3057 | 18065.4493 | 26658.0899 | 368.2886 | 543.4612
1 | 2100 | 707 | 0.035 | 15 | 15 | 7 | 1.7783e-10 | 5spot_SharedNeighbor | Water | Porous | Wet | R245fa | MinimizeLCOE_Brownfield | IgnoreSilica | 2019 | 69.965 | 8.7041 | 0.37872 | 4 | 16661.9387 | 24067.91 | 339.6762 | 490.6569 | 87.0401 | 0 | 144.6243 | 1438157.6524 | 46447.3355 | 1971259.7005 | 2092982.0845 | 0 | 247108.327 | 0 | 2260422.489 | 5881155.64 | 4014009.57 | 17951542.799 | 961560.8286 | 6327463.8043 | 6327463.8043 | 1478867.319 | 3412706.5916 | 0 | 25240567.4319 | 36459605.1468 | 177827.941 | 1.5149 | 16661.9387 | 24067.91 | 339.6762 | 490.6569
1 | 2100 | 707 | 0.035 | 15 | 15 | 7 | 2.3714e-10 | 5spot_SharedNeighbor | Water | Porous | Wet | R245fa | MinimizeLCOE_Brownfield | IgnoreSilica | 2019 | 76.9876 | 9.5759 | 0.42759 | 4 | 15596.8031 | 22156.2151 | 317.9619 | 451.6844 | 87.0303 | 0 | 147.241 | 1538003.6345 | 49649.0905 | 2127693.957 | 2300460.0923 | 0 | 243712.4265 | 0 | 2441212.4883 | 6351534.1331 | 4335052.5568 | 19387318.379 | 961560.8286 | 6327463.8043 | 6327463.8043 | 1478867.319 | 3412706.5916 | 0 | 26676343.012 | 37895380.7269 | 237137.3706 | 1.7104 | 15596.8031 | 22156.2151 | 317.9619 | 451.6844
1 | 2100 | 707 | 0.035 | 15 | 15 | 7 | 3.1623e-10 | 5spot_SharedNeighbor | Water | Porous | Wet | R245fa | MinimizeLCOE_Brownfield | IgnoreSilica | 2019 | 83.0265 | 10.3228 | 0.47126 | 4 | 14791.8735 | 20743.5263 | 301.5523 | 422.8848 | 87.0106 | 0 | 139.5798 | 1621291.6226 | 52313.4465 | 2259500.5379 | 2478620.6593 | 0 | 237417.5568 | 0 | 2593166.091 | 6746886.2373 | 4604888.4916 | 20594084.643 | 961560.8286 | 6327463.8043 | 6327463.8043 | 1478867.319 | 3412706.5916 | 0 | 27883109.276 | 39102146.9909 | 316227.766 | 1.885 | 14791.8735 | 20743.5263 | 301.5523 | 422.8848
1 | 2100 | 707 | 0.035 | 15 | 15 | 7 | 4.217e-10 | 5spot_SharedNeighbor | Water | Porous | Wet | R245fa | MinimizeLCOE_Brownfield | IgnoreSilica | 2019 | 90.6 | 11.2555 | 0.51853 | 4 | 14180.9976 | 19590.0502 | 289.0988 | 399.3697 | 86.9722 | 0 | 162.7681 | 1722605.7951 | 55545.533 | 2421468.1958 | 2701597.9868 | 0 | 241917.748 | 0 | 2785822.7509 | 7248139.347 | 4947004.0387 | 22124101.3952 | 961560.8286 | 6327463.8043 | 6327463.8043 | 1478867.319 | 3412706.5916 | 0 | 29413126.0282 | 40632163.7431 | 421696.5034 | 2.0741 | 14180.9976 | 19590.0502 | 289.0988 | 399.3697
1 | 2100 | 707 | 0.035 | 15 | 15 | 7 | 5.6234e-10 | 5spot_SharedNeighbor | Water | Porous | Wet | R245fa | MinimizeLCOE_Brownfield | IgnoreSilica | 2019 | 92.0519 | 11.4337 | 0.53967 | 4 | 13729.1198 | 18926.3303 | 279.8867 | 385.8388 | 86.9631 | 0 | 136.4923 | 1741643.3842 | 56151.6399 | 2452108.5617 | 2744277.4509 | 0 | 221098.1325 | 0 | 2813958.876 | 7321343.7729 | 4996967.5636 | 22347549.3817 | 961560.8286 | 6327463.8043 | 6327463.8043 | 1478867.319 | 3412706.5916 | 0 | 29636574.0146 | 40855611.7296 | 562341.3252 | 2.1587 | 13729.1198 | 18926.3303 | 279.8867 | 385.8388
1 | 2100 | 707 | 0.035 | 15 | 15 | 7 | 7.4989e-10 | 5spot_SharedNeighbor | Water | Porous | Wet | R245fa | MinimizeLCOE_Brownfield | IgnoreSilica | 2019 | 95.2501 | 11.8256 | 0.56482 | 4 | 13386.3158 | 18352.0974 | 272.8982 | 374.1323 | 86.9413 | 0 | 180.7526 | 1783169.9752 | 57472.4396 | 2519163.7804 | 2838222.8025 | 0 | 213139.0908 | 0 | 2890355.5545 | 7520112.2594 | 5132631.1399 | 22954267.0424 | 961560.8286 | 6327463.8043 | 6327463.8043 | 1478867.319 | 3412706.5916 | 0 | 30243291.6754 | 41462329.3903 | 749894.2093 | 2.2593 | 13386.3158 | 18352.0974 | 272.8982 | 374.1323
1 | 2100 | 707 | 0.035 | 15 | 15 | 7 | 1e-09 | 5spot_SharedNeighbor | Water | Porous | Wet | R245fa | MinimizeLCOE_Brownfield | IgnoreSilica | 2019 | 97.725 | 12.1282 | 0.58472 | 4 | 13128.8938 | 17925.6749 | 267.6503 | 365.4391 | 86.9228 | 0 | 165.2791 | 1814918.8444 | 58480.9416 | 2570639.6312 | 2910849.7947 | 0 | 205914.0196 | 0 | 2948713.2603 | 7671947.039 | 5236261.4969 | 23417725.0277 | 961560.8286 | 6327463.8043 | 6327463.8043 | 1478867.319 | 3412706.5916 | 0 | 30706749.6606 | 41925787.3756 | 1000000 | 2.3389 | 13128.8938 | 17925.6749 | 267.6503 | 365.4391
1 | 2100 | 707 | 0.035 | 15 | 15 | 7 | 1.3335e-09 | 5spot_SharedNeighbor | Water | Porous | Wet | R245fa | MinimizeLCOE_Brownfield | IgnoreSilica | 2019 | 99.6593 | 12.3643 | 0.6004 | 4 | 12935.661 | 17607.1843 | 263.7109 | 358.9463 | 86.9073 | 0 | 173.248 | 1839502.207 | 59261.0286 | 2610623.2682 | 2967566.0215 | 0 | 199849.2542 | 0 | 2993952.694 | 7789650.7657 | 5316596.7089 | 23777001.9482 | 961560.8286 | 6327463.8043 | 6327463.8043 | 1478867.319 | 3412706.5916 | 0 | 31066026.5811 | 42285064.2961 | 1333521.4322 | 2.4016 | 12935.661 | 17607.1843 | 263.7109 | 358.9463
1 | 2100 | 707 | 0.035 | 15 | 15 | 7 | 1.7783e-09 | 5spot_SharedNeighbor | Water | Porous | Wet | R245fa | MinimizeLCOE_Brownfield | IgnoreSilica | 2019 | 101.124 | 12.5428 | 0.61247 | 4 | 12790.6466 | 17370.0686 | 260.7546 | 354.1123 | 86.895 | 0 | 170.2655 | 1857985.8593 | 59847.0843 | 2640758.6998 | 3010487.6494 | 0 | 194745.4705 | 0 | 3027891.6577 | 7877952.9873 | 5376864.7896 | 24046534.1978 | 961560.8286 | 6327463.8043 | 6327463.8043 | 1478867.319 | 3412706.5916 | 0 | 31335558.8307 | 42554596.5457 | 1778279.41 | 2.4499 | 12790.6466 | 17370.0686 | 260.7546 | 354.1123
1 | 2100 | 707 | 0.035 | 15 | 15 | 7 | 2.3714e-09 | 5spot_SharedNeighbor | Water | Porous | Wet | R245fa | MinimizeLCOE_Brownfield | IgnoreSilica | 2019 | 102.2493 | 12.6798 | 0.62179 | 4 | 12681.8369 | 17192.6389 | 258.5364 | 350.4952 | 86.8852 | 0 | 157.8537 | 1872111.2417 | 60294.6749 | 2663830.7405 | 3043450.3724 | 0 | 190668.2551 | 0 | 3053838.561 | 7945461.5073 | 5422940.7417 | 24252596.0947 | 961560.8286 | 6327463.8043 | 6327463.8043 | 1478867.319 | 3412706.5916 | 0 | 31541620.7276 | 42760658.4425 | 2371373.7057 | 2.4871 | 12681.8369 | 17192.6389 | 258.5364 | 350.4952
1 | 2100 | 707 | 0.035 | 15 | 15 | 7 | 3.1623e-09 | 5spot_SharedNeighbor | Water | Porous | Wet | R245fa | MinimizeLCOE_Brownfield | IgnoreSilica | 2019 | 103.0971 | 12.7829 | 0.62888 | 4 | 12600.2032 | 17060.1488 | 256.8722 | 347.7942 | 86.8777 | 0 | 161.1028 | 1882708.0988 | 60630.2964 | 2681163.5251 | 3068271.2899 | 0 | 187405.6843 | 0 | 3073269.7689 | 7996017.5243 | 5457446.2621 | 24406912.4498 | 961560.8286 | 6327463.8043 | 6327463.8043 | 1478867.319 | 3412706.5916 | 0 | 31695937.0827 | 42914974.7976 | 3162277.6602 | 2.5155 | 12600.2032 | 17060.1488 | 256.8722 | 347.7942
1 | 2100 | 707 | 0.035 | 15 | 15 | 7 | 4.217e-09 | 5spot_SharedNeighbor | Water | Porous | Wet | R245fa | MinimizeLCOE_Brownfield | IgnoreSilica | 2019 | 103.7297 | 12.8598 | 0.63423 | 4 | 12538.9641 | 16961.2584 | 255.6237 | 345.7782 | 86.8719 | 0 | 175.6145 | 1890591.7906 | 60879.8966 | 2694071.9907 | 3086788.6799 | 0 | 184814.451 | 0 | 3087687.2554 | 8033528.8669 | 5483048.5242 | 24521411.4553 | 961560.8286 | 6327463.8043 | 6327463.8043 | 1478867.319 | 3412706.5916 | 0 | 31810436.0882 | 43029473.8031 | 4216965.0343 | 2.5369 | 12538.9641 | 16961.2584 | 255.6237 | 345.7782
1 | 2100 | 707 | 0.035 | 15 | 15 | 7 | 5.6234e-09 | 5spot_SharedNeighbor | Water | Porous | Wet | R245fa | MinimizeLCOE_Brownfield | IgnoreSilica | 2019 | 104.2218 | 12.9196 | 0.63835 | 4 | 12493.0282 | 16886.8003 | 254.6873 | 344.2603 | 86.8674 | 0 | 194.8855 | 1896710.235 | 61073.5551 | 2704098.0291 | 3101190.1104 | 0 | 182876.1915 | 0 | 3098919.7673 | 8062753.5585 | 5502994.9767 | 24610616.4237 | 961560.8286 | 6327463.8043 | 6327463.8043 | 1478867.319 | 3412706.5916 | 0 | 31899641.0566 | 43118678.7716 | 5623413.2519 | 2.5534 | 12493.0282 | 16886.8003 | 254.6873 | 344.2603
1 | 2100 | 707 | 0.035 | 15 | 15 | 7 | 7.4989e-09 | 5spot_SharedNeighbor | Water | Porous | Wet | R245fa | MinimizeLCOE_Brownfield | IgnoreSilica | 2019 | 104.5728 | 12.9622 | 0.64138 | 4 | 12458.5734 | 16831.5971 | 253.9849 | 343.1349 | 86.8641 | 0 | 176.0941 | 1901066.5108 | 61211.4092 | 2711240.7344 | 3111460.0345 | 0 | 181296.6809 | 0 | 3106847.3942 | 8083379.6178 | 5517072.686 | 24673575.0678 | 961560.8286 | 6327463.8043 | 6327463.8043 | 1478867.319 | 3412706.5916 | 0 | 31962599.7008 | 43181637.4157 | 7498942.0933 | 2.5655 | 12458.5734 | 16831.5971 | 253.9849 | 343.1349
1 | 2100 | 707 | 0.035 | 15 | 15 | 7 | 1e-08 | 5spot_SharedNeighbor | Water | Porous | Wet | R245fa | MinimizeLCOE_Brownfield | IgnoreSilica | 2019 | 104.848 | 12.9956 | 0.64371 | 4 | 12432.7315 | 16789.9235 | 253.458 | 342.2853 | 86.8615 | 0 | 191.6726 | 1904478.0685 | 61319.3512 | 2716836.8978 | 3119512.1641 | 0 | 180141.833 | 0 | 3113092.4427 | 8099627.9528 | 5528162.5085 | 24723171.2187 | 961560.8286 | 6327463.8043 | 6327463.8043 | 1478867.319 | 3412706.5916 | 0 | 32012195.8516 | 43231233.5665 | 10000000 | 2.5748 | 12432.7315 | 16789.9235 | 253.458 | 342.2853
1 | 2200 | 707 | 0.035 | 15 | 15 | 7 | 1e-13 | 5spot_SharedNeighbor | Water | Porous | Wet | R245fa | MinimizeLCOE_Brownfield | IgnoreSilica | 2019 | 0 | 0 | 0 | 0 |  |  |  |  | 15 |  | 20.1666 | [19 empty] | 100 | 0
1 | 2200 | 707 | 0.035 | 15 | 15 | 7 | 1.3335e-13 | 5spot_SharedNeighbor | Water | Porous | Wet | R245fa | MinimizeLCOE_Brownfield | IgnoreSilica | 2019 | 0 | 0 | 0 | 0 |  |  |  |  | 15 |  | 24.7022 | [19 empty] | 133.3521 | 0
1 | 2200 | 707 | 0.035 | 15 | 15 | 7 | 1.7783e-13 | 5spot_SharedNeighbor | Water | Porous | Wet | R245fa | MinimizeLCOE_Brownfield | IgnoreSilica | 2019 | 0 | 0 | 0 | 0 |  |  |  |  | 15 |  | 24.5226 | [19 empty] | 177.8279 | 0
1 | 2200 | 707 | 0.035 | 15 | 15 | 7 | 2.3714e-13 | 5spot_SharedNeighbor | Water | Porous | Wet | R245fa | MinimizeLCOE_Brownfield | IgnoreSilica | 2019 | 0 | 0 | 0 | 0 |  |  |  |  | 15 |  | 25.7627 | [19 empty] | 237.1374 | 0
1 | 2200 | 707 | 0.035 | 15 | 15 | 7 | 3.1623e-13 | 5spot_SharedNeighbor | Water | Porous | Wet | R245fa | MinimizeLCOE_Brownfield | IgnoreSilica | 2019 | 0 | 0 | 0 | 0 |  |  |  |  | 15 |  | 26.2086 | [19 empty] | 316.2278 | 0
1 | 2200 | 707 | 0.035 | 15 | 15 | 7 | 4.217e-13 | 5spot_SharedNeighbor | Water | Porous | Wet | R245fa | MinimizeLCOE_Brownfield | IgnoreSilica | 2019 | 0 | 0 | 0 | 0 |  |  |  |  | 15 |  | 25.5019 | [19 empty] | 421.6965 | 0
1 | 2200 | 707 | 0.035 | 15 | 15 | 7 | 5.6234e-13 | 5spot_SharedNeighbor | Water | Porous | Wet | R245fa | MinimizeLCOE_Brownfield | IgnoreSilica | 2019 | 0 | 0 | 0 | 0 |  |  |  |  | 15 |  | 28.2925 | [19 empty] | 562.3413 | 0
1 | 2200 | 707 | 0.035 | 15 | 15 | 7 | 7.4989e-13 | 5spot_SharedNeighbor | Water | Porous | Wet | R245fa | MinimizeLCOE_Brownfield | IgnoreSilica | 2019 | 0 | 0 | 0 | 0 |  |  |  |  | 15 |  | 27.2943 | [19 empty] | 749.8942 | 0
1 | 2200 | 707 | 0.035 | 15 | 15 | 7 | 1e-12 | 5spot_SharedNeighbor | Water | Porous | Wet | R245fa | MinimizeLCOE_Brownfield | IgnoreSilica | 2019 | 1.068 | 0.10391 | 0.0010289 | 4 | 2008619.5056 | 4846514.8582 | 40948.4255 | 98802.7608 | 76.0003 | 0 | 169.8433 | 59367.8455 | 1742.9726 | 57571.4296 | 52698.7823 | 0 | 38044.8289 | 0 | 81676.0849 | 212504.4189 | 145038.6324 | 648644.995 | 961560.8286 | 6656650.2227 | 6656650.2227 | 1478867.319 | 3544381.159 | 0 | 8266856.0464 | 19946754.7471 | 1000 | 0.0041157 | 2008619.5056 | 4846514.8582 | 40948.4255 | 98802.7608
1 | 2200 | 707 | 0.035 | 15 | 15 | 7 | 1.3335e-12 | 5spot_SharedNeighbor | Water | Porous | Wet | R245fa | MinimizeLCOE_Brownfield | IgnoreSilica | 2019 | 1.5153 | 0.16153 | 0.0024537 | 4 | 864761.5288 | 2054803.8709 | 17629.3334 | 41889.9562 | 79.9029 | 0 | 263.2968 | 83731.1844 | 2539.4908 | 81673.8287 | 66161.1826 | 0 | 46516.0716 | 0 | 109442.4857 | 284746.8979 | 194345.6088 | 869156.7505 | 961560.8286 | 6656650.2227 | 6656650.2227 | 1478867.319 | 3544381.159 | 0 | 8487367.8018 | 20167266.5025 | 1333.5214 | 0.0098147 | 864761.5288 | 2054803.8709 | 17629.3334 | 41889.9562
1 | 2200 | 707 | 0.035 | 15 | 15 | 7 | 1.7783e-12 | 5spot_SharedNeighbor | Water | Porous | Wet | R245fa | MinimizeLCOE_Brownfield | IgnoreSilica | 2019 | 2.0598 | 0.23286 | 0.0045248 | 4 | 482611.6078 | 1127939.9312 | 9838.6904 | 22994.5812 | 82.5447 | 0 | 373.5985 | 110531.8002 | 3426.8442 | 109198.2223 | 82580.6216 | 0 | 54792.322 | 0 | 140606.626 | 365829.5985 | 249686.218 | 1116652.2527 | 961560.8286 | 6656650.2227 | 6656650.2227 | 1478867.319 | 3544381.159 | 0 | 8734863.304 | 20414762.0048 | 1778.2794 | 0.018099 | 482611.6078 | 1127939.9312 | 9838.6904 | 22994.5812
1 | 2200 | 707 | 0.035 | 15 | 15 | 7 | 2.3714e-12 | 5spot_SharedNeighbor | Water | Porous | Wet | R245fa | MinimizeLCOE_Brownfield | IgnoreSilica | 2019 | 2.7741 | 0.32758 | 0.0074523 | 4 | 303273.632 | 695096.4704 | 6182.6432 | 14170.4817 | 84.5282 | 0 | 84.7863 | 142583.6693 | 4496.2458 | 143244.8267 | 104543.419 | 0 | 64284.641 | 0 | 179069.5927 | 465902.348 | 317987.9258 | 1422112.6683 | 961560.8286 | 6656650.2227 | 6656650.2227 | 1478867.319 | 3544381.159 | 0 | 9040323.7197 | 20720222.4204 | 2371.3737 | 0.029809 | 303273.632 | 695096.4704 | 6182.6432 | 14170.4817
1 | 2200 | 707 | 0.035 | 15 | 15 | 7 | 3.1623e-12 | 5spot_SharedNeighbor | Water | Porous | Wet | R245fa | MinimizeLCOE_Brownfield | IgnoreSilica | 2019 | 3.7144 | 0.45242 | 0.011406 | 4 | 206344.0419 | 462344.0743 | 4206.6024 | 9425.5093 | 86.0264 | 0 | 106.1293 | 180669.8488 | 5768.9451 | 185248.1857 | 132893.2116 | 0 | 75337.7778 | 0 | 226168.0079 | 588442.7632 | 401624.2771 | 1796153.0172 | 961560.8286 | 6656650.2227 | 6656650.2227 | 1478867.319 | 3544381.159 | 0 | 9414364.0686 | 21094262.7693 | 3162.2777 | 0.045625 | 206344.0419 | 462344.0743 | 4206.6024 | 9425.5093
1 | 2200 | 707 | 0.035 | 15 | 15 | 7 | 4.217e-12 | 5spot_SharedNeighbor | Water | Porous | Wet | R245fa | MinimizeLCOE_Brownfield | IgnoreSilica | 2019 | 4.8734 | 0.60706 | 0.016735 | 4 | 147117.5335 | 321602.0727 | 2999.1899 | 6556.2933 | 87.1023 | 0 | 118.3751 | 223662.154 | 7208.3558 | 234169.0186 | 168261.2579 | 0 | 86612.9463 | 0 | 280766.3557 | 730496.4644 | 498578.8471 | 2229755.3997 | 961560.8286 | 6656650.2227 | 6656650.2227 | 1478867.319 | 3544381.159 | 0 | 9847966.4511 | 21527865.1518 | 4216.965 | 0.066939 | 147117.5335 | 321602.0727 | 2999.1899 | 6556.2933
1 | 2200 | 707 | 0.035 | 15 | 15 | 7 | 5.6234e-12 | 5spot_SharedNeighbor | Water | Porous | Wet | R245fa | MinimizeLCOE_Brownfield | IgnoreSilica | 2019 | 6.3452 | 0.80346 | 0.023782 | 4 | 108977.4264 | 231758.6081 | 2221.6522 | 4724.7127 | 87.9038 | 0 | 95.5664 | 273631.2992 | 8880.0811 | 292843.8573 | 213050.7787 | 0 | 99014.8035 | 0 | 346094.1197 | 900465.9058 | 614586.4835 | 2748567.3288 | 961560.8286 | 6656650.2227 | 6656650.2227 | 1478867.319 | 3544381.159 | 0 | 10366778.3802 | 22046677.0809 | 5623.4133 | 0.095128 | 108977.4264 | 231758.6081 | 2221.6522 | 4724.7127
1 | 2200 | 707 | 0.035 | 15 | 15 | 7 | 7.4989e-12 | 5spot_SharedNeighbor | Water | Porous | Wet | R245fa | MinimizeLCOE_Brownfield | IgnoreSilica | 2019 | 8.0944 | 1.0359 | 0.032802 | 4 | 83425.2432 | 172444.5113 | 1700.7364 | 3515.5146 | 88.4247 | 0 | 108.4956 | 328016.873 | 10694.5781 | 358708.705 | 266270.3791 | 0 | 110718.0016 | 0 | 419019.3293 | 1090202.3422 | 744085.5 | 3327715.7083 | 961560.8286 | 6656650.2227 | 6656650.2227 | 1478867.319 | 3544381.159 | 0 | 10945926.7597 | 22625825.4604 | 7498.9421 | 0.13121 | 83425.2432 | 172444.5113 | 1700.7364 | 3515.5146
1 | 2200 | 707 | 0.035 | 15 | 15 | 7 | 1e-11 | 5spot_SharedNeighbor | Water | Porous | Wet | R245fa | MinimizeLCOE_Brownfield | IgnoreSilica | 2019 | 10.7083 | 1.3876 | 0.045578 | 4 | 64663.3516 | 128728.3002 | 1318.2499 | 2624.3005 | 89.0383 | 0 | 103.6745 | 404240.9938 | 13247.4202 | 452992.1139 | 346269.3398 | 0 | 129857.5069 | 0 | 525176.8761 | 1366402.503 | 932597.7851 | 4170784.5388 | 961560.8286 | 6656650.2227 | 6656650.2227 | 1478867.319 | 3544381.159 | 0 | 11788995.5902 | 23468894.2909 | 10000 | 0.18231 | 64663.3516 | 128728.3002 | 1318.2499 | 2624.3005
1 | 2200 | 707 | 0.035 | 15 | 15 | 7 | 1.3335e-11 | 5spot_SharedNeighbor | Water | Porous | Wet | R245fa | MinimizeLCOE_Brownfield | IgnoreSilica | 2019 | 13.7292 | 1.7921 | 0.061625 | 4 | 51534.0649 | 98917.1441 | 1050.5916 | 2016.5598 | 89.4017 | 0 | 92.2239 | 484747.6203 | 15934.0125 | 555700.3303 | 438508.1043 | 0 | 146855.6833 | 0 | 640280.8428 | 1665879.4133 | 1136996.93 | 5084902.9368 | 961560.8286 | 6656650.2227 | 6656650.2227 | 1478867.319 | 3544381.159 | 0 | 12703113.9882 | 24383012.6889 | 13335.2143 | 0.2465 | 51534.0649 | 98917.1441 | 1050.5916 | 2016.5598
1 | 2200 | 707 | 0.035 | 15 | 15 | 7 | 1.7783e-11 | 5spot_SharedNeighbor | Water | Porous | Wet | R245fa | MinimizeLCOE_Brownfield | IgnoreSilica | 2019 | 17.505 | 2.2978 | 0.082358 | 4 | 41872.6346 | 77327.1813 | 853.6303 | 1576.4192 | 89.6815 | 0 | 125.4178 | 578073.8909 | 19043.6924 | 677801.5491 | 553805.4158 | 0 | 165305.8342 | 0 | 777671.8491 | 2023342.629 | 1380972.9198 | 6176017.7803 | 961560.8286 | 6656650.2227 | 6656650.2227 | 1478867.319 | 3544381.159 | 0 | 13794228.8317 | 25474127.5324 | 17782.7941 | 0.32943 | 41872.6346 | 77327.1813 | 853.6303 | 1576.4192
1 | 2200 | 707 | 0.035 | 15 | 15 | 7 | 2.3714e-11 | 5spot_SharedNeighbor | Water | Porous | Wet | R245fa | MinimizeLCOE_Brownfield | IgnoreSilica | 2019 | 22.1286 | 2.9172 | 0.10877 | 4 | 34642.7127 | 61488.1172 | 706.2386 | 1253.5184 | 89.8956 | 0 | 117.099 | 684376.3847 | 22580.0535 | 820250.584 | 695001.0555 | 0 | 184485.5655 | 0 | 938610.5209 | 2442072.0399 | 1666764.3468 | 7454140.5508 | 961560.8286 | 6656650.2227 | 6656650.2227 | 1478867.319 | 3544381.159 | 0 | 15072351.6022 | 26752250.3029 | 23713.7371 | 0.43508 | 34642.7127 | 61488.1172 | 706.2386 | 1253.5184
1 | 2200 | 707 | 0.035 | 15 | 15 | 7 | 3.1623e-11 | 5spot_SharedNeighbor | Water | Porous | Wet | R245fa | MinimizeLCOE_Brownfield | IgnoreSilica | 2019 | 27.7387 | 3.6688 | 0.14198 | 4 | 29160.2691 | 49726.9 | 594.4715 | 1013.7501 | 90.0609 | 0 | 132.5934 | 804729.7351 | 26577.0064 | 985233.9244 | 866294.0331 | 0 | 204258.6742 | 0 | 1125966.4155 | 2929533.6457 | 1999466.9091 | 8942060.3435 | 961560.8286 | 6656650.2227 | 6656650.2227 | 1478867.319 | 3544381.159 | 0 | 16560271.3948 | 28240170.0955 | 31622.7766 | 0.56791 | 29160.2691 | 49726.9 | 594.4715 | 1013.7501
1 | 2200 | 707 | 0.035 | 15 | 15 | 7 | 4.217e-11 | 5spot_SharedNeighbor | Water | Porous | Wet | R245fa | MinimizeLCOE_Brownfield | IgnoreSilica | 2019 | 34.3741 | 4.5579 | 0.18281 | 4 | 24960.5929 | 40933.2863 | 508.8554 | 834.4804 | 90.1881 | 0 | 121.2609 | 938016.1506 | 30995.7123 | 1171895.5173 | 1068833.9917 | 0 | 223627.4705 | 0 | 1339013.8486 | 3483839.3645 | 2377791.952 | 10634014.0075 | 961560.8286 | 6656650.2227 | 6656650.2227 | 1478867.319 | 3544381.159 | 0 | 18252225.0589 | 29932123.7596 | 42169.6503 | 0.73124 | 24960.5929 | 40933.2863 | 508.8554 | 834.4804
1 | 2200 | 707 | 0.035 | 15 | 15 | 7 | 5.6234e-11 | 5spot_SharedNeighbor | Water | Porous | Wet | R245fa | MinimizeLCOE_Brownfield | IgnoreSilica | 2019 | 41.9964 | 5.5794 | 0.23163 | 4 | 21721.7825 | 34327.7441 | 442.8279 | 699.8175 | 90.2852 | 0 | 162.3092 | 1081991.2358 | 35760.5727 | 1377557.9895 | 1301508.0624 | 0 | 241546.7724 | 0 | 1574962.2068 | 4097728.5929 | 2796783.9646 | 12507839.3972 | 961560.8286 | 6656650.2227 | 6656650.2227 | 1478867.319 | 3544381.159 | 0 | 20126050.4485 | 31805949.1493 | 56234.1325 | 0.92654 | 21721.7825 | 34327.7441 | 442.8279 | 699.8175
1 | 2200 | 707 | 0.035 | 15 | 15 | 7 | 7.4989e-11 | 5spot_SharedNeighbor | Water | Porous | Wet | R245fa | MinimizeLCOE_Brownfield | IgnoreSilica | 2019 | 50.3787 | 6.7023 | 0.2877 | 4 | 19218.6436 | 29367.9564 | 391.798 | 598.7055 | 90.3554 | 0 | 132.2463 | 1231550.9969 | 40701.1222 | 1595132.758 | 1557347.0003 | 0 | 256426.8445 | 0 | 1825651.9016 | 4749971.7552 | 3241953.3251 | 14498735.7038 | 961560.8286 | 6656650.2227 | 6656650.2227 | 1478867.319 | 3544381.159 | 0 | 22116946.7552 | 33796845.4559 | 74989.4209 | 1.1508 | 19218.6436 | 29367.9564 | 391.798 | 598.7055
1 | 2200 | 707 | 0.035 | 15 | 15 | 7 | 1e-10 | 5spot_SharedNeighbor | Water | Porous | Wet | R245fa | MinimizeLCOE_Brownfield | IgnoreSilica | 2019 | 59.3265 | 7.8995 | 0.35017 | 4 | 17259.1335 | 25597.8919 | 351.8508 | 521.8477 | 90.3989 | 0 | 125.8374 | 1382999.8892 | 45693.2158 | 1819209.4946 | 1830306.1998 | 0 | 267250.4276 | 0 | 2084729.0986 | 5424037.4777 | 3702017.0313 | 16556242.8346 | 961560.8286 | 6656650.2227 | 6656650.2227 | 1478867.319 | 3544381.159 | 0 | 24174453.886 | 35854352.5867 | 100000 | 1.4007 | 17259.1335 | 25597.8919 | 351.8508 | 521.8477
1 | 2200 | 707 | 0.035 | 15 | 15 | 7 | 1.3335e-10 | 5spot_SharedNeighbor | Water | Porous | Wet | R245fa | MinimizeLCOE_Brownfield | IgnoreSilica | 2019 | 67.7964 | 9.03 | 0.41266 | 4 | 15787.9674 | 22863.9578 | 321.8591 | 466.1127 | 90.4141 | 0 | 161.1556 | 1519751.4745 | 50189.3744 | 2024641.6626 | 2088429.9772 | 0 | 271297.3789 | 0 | 2322180.8483 | 6041838.2226 | 4123678.7343 | 18442007.6728 | 961560.8286 | 6656650.2227 | 6656650.2227 | 1478867.319 | 3544381.159 | 0 | 26060218.7241 | 37740117.4248 | 133352.1432 | 1.6506 | 15787.9674 | 22863.9578 | 321.8591 | 466.1127
1 | 2200 | 707 | 0.035 | 15 | 15 | 7 | 1.7783e-10 | 5spot_SharedNeighbor | Water | Porous | Wet | R245fa | MinimizeLCOE_Brownfield | IgnoreSilica | 2019 | 75.5844 | 10.0659 | 0.47293 | 4 | 14666.6523 | 20840.9303 | 298.9995 | 424.8706 | 90.4072 | 0 | 163.6153 | 1640492.7765 | 54148.1764 | 2208429.61 | 2325440.0278 | 0 | 269741.6792 | 0 | 2534318.3852 | 6593776.5782 | 4500388.0032 | 20126735.2364 | 961560.8286 | 6656650.2227 | 6656650.2227 | 1478867.319 | 3544381.159 | 0 | 27744946.2878 | 39424844.9885 | 177827.941 | 1.8917 | 14666.6523 | 20840.9303 | 298.9995 | 424.8706
1 | 2200 | 707 | 0.035 | 15 | 15 | 7 | 2.3714e-10 | 5spot_SharedNeighbor | Water | Porous | Wet | R245fa | MinimizeLCOE_Brownfield | IgnoreSilica | 2019 | 82.4346 | 10.9735 | 0.52817 | 4 | 13816.3248 | 19344.8465 | 281.6645 | 394.3709 | 90.3857 | 0 | 147.2967 | 1743093.5734 | 57502.7685 | 2366380.8653 | 2533575.6207 | 0 | 264009.5562 | 0 | 2716179.3298 | 7066941.4512 | 4823332.7515 | 21571015.9166 | 961560.8286 | 6656650.2227 | 6656650.2227 | 1478867.319 | 3544381.159 | 0 | 29189226.968 | 40869125.6687 | 237137.3706 | 2.1127 | 13816.3248 | 19344.8465 | 281.6645 | 394.3709
1 | 2200 | 707 | 0.035 | 15 | 15 | 7 | 3.1623e-10 | 5spot_SharedNeighbor | Water | Porous | Wet | R245fa | MinimizeLCOE_Brownfield | IgnoreSilica | 2019 | 88.2197 | 11.7369 | 0.57655 | 4 | 13173.8825 | 18238.4774 | 268.5674 | 371.816 | 90.3568 | 0 | 154.3289 | 1827299.2734 | 60248.6398 | 2497244.0482 | 2709063.6372 | 0 | 255628.1669 | 0 | 2866298.6686 | 7457521.177 | 5089911.44 | 22763215.0512 | 961560.8286 | 6656650.2227 | 6656650.2227 | 1478867.319 | 3544381.159 | 0 | 30381426.1025 | 42061324.8033 | 316227.766 | 2.3062 | 13173.8825 | 18238.4774 | 268.5674 | 371.816
1 | 2200 | 707 | 0.035 | 15 | 15 | 7 | 4.217e-10 | 5spot_SharedNeighbor | Water | Porous | Wet | R245fa | MinimizeLCOE_Brownfield | IgnoreSilica | 2019 | 89.6546 | 11.9257 | 0.6034 | 4 | 12675.5865 | 17514.7928 | 258.409 | 357.0627 | 90.3481 | 0 | 135.8898 | 1847849.4187 | 60917.6482 | 2529353.5136 | 2752542.5784 | 0 | 227379.4524 | 0 | 2893036.6184 | 7527087.8378 | 5137392.1155 | 22975559.1831 | 961560.8286 | 6656650.2227 | 6656650.2227 | 1478867.319 | 3544381.159 | 0 | 30593770.2344 | 42273668.9351 | 421696.5034 | 2.4136 | 12675.5865 | 17514.7928 | 258.409 | 357.0627
1 | 2200 | 707 | 0.035 | 15 | 15 | 7 | 5.6234e-10 | 5spot_SharedNeighbor | Water | Porous | Wet | R245fa | MinimizeLCOE_Brownfield | IgnoreSilica | 2019 | 96.7628 | 12.8583 | 0.65099 | 4 | 12325.3771 | 16810.7807 | 251.2695 | 342.7105 | 90.2974 | 0 | 185.4993 | 1947814.8055 | 64165.8314 | 2686497.0362 | 2967660.1422 | 0 | 236611.2488 | 0 | 3082072.135 | 8018919.4753 | 5473077.3142 | 24476817.9885 | 961560.8286 | 6656650.2227 | 6656650.2227 | 1478867.319 | 3544381.159 | 0 | 32095029.0398 | 43774927.7405 | 562341.3252 | 2.604 | 12325.3771 | 16810.7807 | 251.2695 | 342.7105
1 | 2200 | 707 | 0.035 | 15 | 15 | 7 | 7.4989e-10 | 5spot_SharedNeighbor | Water | Porous | Wet | R245fa | MinimizeLCOE_Brownfield | IgnoreSilica | 2019 | 99.7519 | 13.2489 | 0.67794 | 4 | 12051.5047 | 16358.6331 | 245.6862 | 333.4929 | 90.2721 | 0 | 165.9196 | 1988953.0871 | 65499.2665 | 2751636.3818 | 3057969.5665 | 0 | 227813.2084 | 0 | 3155829.889 | 8210822.0215 | 5604054.7452 | 25062578.1662 | 961560.8286 | 6656650.2227 | 6656650.2227 | 1478867.319 | 3544381.159 | 0 | 32680789.2175 | 44360687.9182 | 749894.2093 | 2.7118 | 12051.5047 | 16358.6331 | 245.6862 | 333.4929
1 | 2200 | 707 | 0.035 | 15 | 15 | 7 | 1e-09 | 5spot_SharedNeighbor | Water | Porous | Wet | R245fa | MinimizeLCOE_Brownfield | IgnoreSilica | 2019 | 102.0714 | 13.5513 | 0.6992 | 4 | 11845.7589 | 16021.9412 | 241.4918 | 326.6289 | 90.2509 | 0 | 141.1739 | 2020521.9741 | 66521.1662 | 2801811.6336 | 3127985.0302 | 0 | 220093.4647 | 0 | 3212403.9748 | 8358016.1879 | 5704517.7883 | 25511871.2199 | 961560.8286 | 6656650.2227 | 6656650.2227 | 1478867.319 | 3544381.159 | 0 | 33130082.2712 | 44809980.972 | 1000000 | 2.7968 | 11845.7589 | 16021.9412 | 241.4918 | 326.6289
1 | 2200 | 707 | 0.035 | 15 | 15 | 7 | 1.3335e-09 | 5spot_SharedNeighbor | Water | Porous | Wet | R245fa | MinimizeLCOE_Brownfield | IgnoreSilica | 2019 | 103.854 | 13.7833 | 0.71575 | 4 | 11691.2583 | 15770.8539 | 238.3421 | 321.5102 | 90.2338 | 0 | 177.9209 | 2044577.2706 | 67299.0326 | 2840155.5891 | 3181755.6868 | 0 | 213578.2479 | 0 | 3255472.6725 | 8470072.1046 | 5780998.254 | 25853908.8581 | 961560.8286 | 6656650.2227 | 6656650.2227 | 1478867.319 | 3544381.159 | 0 | 33472119.9095 | 45152018.6102 | 1333521.4322 | 2.863 | 11691.2583 | 15770.8539 | 238.3421 | 321.5102
1 | 2200 | 707 | 0.035 | 15 | 15 | 7 | 1.7783e-09 | 5spot_SharedNeighbor | Water | Porous | Wet | R245fa | MinimizeLCOE_Brownfield | IgnoreSilica | 2019 | 105.2159 | 13.9603 | 0.72852 | 4 | 11575.2745 | 15583.3419 | 235.9776 | 317.6875 | 90.2202 | 0 | 195.9315 | 2062835.7257 | 67888.968 | 2869323.798 | 3222812.4078 | 0 | 208242.4955 | 0 | 3288130.324 | 8555040.6148 | 5838991.0081 | 26113265.342 | 961560.8286 | 6656650.2227 | 6656650.2227 | 1478867.319 | 3544381.159 | 0 | 33731476.3933 | 45411375.094 | 1778279.41 | 2.9141 | 11575.2745 | 15583.3419 | 235.9776 | 317.6875
1 | 2200 | 707 | 0.035 | 15 | 15 | 7 | 2.3714e-09 | 5spot_SharedNeighbor | Water | Porous | Wet | R245fa | MinimizeLCOE_Brownfield | IgnoreSilica | 2019 | 106.2512 | 14.0947 | 0.73831 | 4 | 11488.2252 | 15443.1695 | 234.203 | 314.8299 | 90.2096 | 0 | 168.9932 | 2076648.1466 | 68334.9706 | 2891426.4999 | 3254012.0595 | 0 | 203966.0645 | 0 | 3312811.219 | 8619255.2407 | 5882818.8098 | 26309273.0104 | 961560.8286 | 6656650.2227 | 6656650.2227 | 1478867.319 | 3544381.159 | 0 | 33927484.0618 | 45607382.7625 | 2371373.7057 | 2.9532 | 11488.2252 | 15443.1695 | 234.203 | 314.8299
1 | 2200 | 707 | 0.035 | 15 | 15 | 7 | 3.1623e-09 | 5spot_SharedNeighbor | Water | Porous | Wet | R245fa | MinimizeLCOE_Brownfield | IgnoreSilica | 2019 | 107.0212 | 14.1945 | 0.7457 | 4 | 11422.9041 | 15338.663 | 232.8713 | 312.6994 | 90.2015 | 0 | 175.6696 | 2086881.3327 | 68665.2419 | 2907822.4158 | 3277205.2908 | 0 | 200524.2252 | 0 | 3331028.4175 | 8666652.6544 | 5915168.5185 | 26453948.0968 | 961560.8286 | 6656650.2227 | 6656650.2227 | 1478867.319 | 3544381.159 | 0 | 34072159.1481 | 45752057.8488 | 3162277.6602 | 2.9828 | 11422.9041 | 15338.663 | 232.8713 | 312.6994
1 | 2200 | 707 | 0.035 | 15 | 15 | 7 | 4.217e-09 | 5spot_SharedNeighbor | Water | Porous | Wet | R245fa | MinimizeLCOE_Brownfield | IgnoreSilica | 2019 | 107.613 | 14.2712 | 0.75135 | 4 | 11373.8945 | 15260.1823 | 231.8722 | 311.0995 | 90.1952 | 0 | 168.0788 | 2094724.6312 | 68918.2892 | 2920401.1366 | 3295027.1556 | 0 | 197893.9581 | 0 | 3345016.4166 | 8703046.5587 | 5940008.106 | 26565036.252 | 961560.8286 | 6656650.2227 | 6656650.2227 | 1478867.319 | 3544381.159 | 0 | 34183247.3033 | 45863146.004 | 4216965.0343 | 3.0054 | 11373.8945 | 15260.1823 | 231.8722 | 311.0995
1 | 2200 | 707 | 0.035 | 15 | 15 | 7 | 5.6234e-09 | 5spot_SharedNeighbor | Water | Porous | Wet | R245fa | MinimizeLCOE_Brownfield | IgnoreSilica | 2019 | 108.054 | 14.3284 | 0.75561 | 4 | 11337.1277 | 15201.5373 | 231.1227 | 309.9039 | 90.1905 | 0 | 169.8951 | 2100557.1435 | 69106.4107 | 2929761.8087 | 3308305.5856 | 0 | 195838.9925 | 0 | 3355392.277 | 8730042.4192 | 5958433.3356 | 26647437.973 | 961560.8286 | 6656650.2227 | 6656650.2227 | 1478867.319 | 3544381.159 | 0 | 34265649.0243 | 45945547.725 | 5623413.2519 | 3.0224 | 11337.1277 | 15201.5373 | 231.1227 | 309.9039
1 | 2200 | 707 | 0.035 | 15 | 15 | 7 | 7.4989e-09 | 5spot_SharedNeighbor | Water | Porous | Wet | R245fa | MinimizeLCOE_Brownfield | IgnoreSilica | 2019 | 108.3977 | 14.3729 | 0.75887 | 4 | 11309.5478 | 15157.3203 | 230.5604 | 309.0025 | 90.1867 | 0 | 175.8022 | 2105096.304 | 69252.786 | 2937050.739 | 3318654.5983 | 0 | 194321.188 | 0 | 3363506.49 | 8751153.9369 | 5972842.3802 | 26711878.4224 | 961560.8286 | 6656650.2227 | 6656650.2227 | 1478867.319 | 3544381.159 | 0 | 34330089.4737 | 46009988.1745 | 7498942.0933 | 3.0355 | 11309.5478 | 15157.3203 | 230.5604 | 309.0025
1 | 2200 | 707 | 0.035 | 15 | 15 | 7 | 1e-08 | 5spot_SharedNeighbor | Water | Porous | Wet | R245fa | MinimizeLCOE_Brownfield | IgnoreSilica | 2019 | 108.6413 | 14.4044 | 0.76126 | 4 | 11288.8608 | 15124.5502 | 230.1387 | 308.3344 | 90.1841 | 0 | 158.4177 | 2108308.5423 | 69356.3551 | 2942211.0485 | 3325986.3597 | 0 | 193091.5619 | 0 | 3369192.0083 | 8765946.4894 | 5982938.6012 | 26757030.9665 | 961560.8286 | 6656650.2227 | 6656650.2227 | 1478867.319 | 3544381.159 | 0 | 34375242.0178 | 46055140.7186 | 10000000 | 3.0451 | 11288.8608 | 15124.5502 | 230.1387 | 308.3344
1 | 2300 | 707 | 0.035 | 15 | 15 | 7 | 1e-13 | 5spot_SharedNeighbor | Water | Porous | Wet | R245fa | MinimizeLCOE_Brownfield | IgnoreSilica | 2019 | 0 | 0 | 0 | 0 |  |  |  |  | 15 |  | 22.8435 | [19 empty] | 100 | 0
1 | 2300 | 707 | 0.035 | 15 | 15 | 7 | 1.3335e-13 | 5spot_SharedNeighbor | Water | Porous | Wet | R245fa | MinimizeLCOE_Brownfield | IgnoreSilica | 2019 | 0 | 0 | 0 | 0 |  |  |  |  | 15 |  | 24.8523 | [19 empty] | 133.3521 | 0
1 | 2300 | 707 | 0.035 | 15 | 15 | 7 | 1.7783e-13 | 5spot_SharedNeighbor | Water | Porous | Wet | R245fa | MinimizeLCOE_Brownfield | IgnoreSilica | 2019 | 0 | 0 | 0 | 0 |  |  |  |  | 15 |  | 25.01 | [19 empty] | 177.8279 | 0
1 | 2300 | 707 | 0.035 | 15 | 15 | 7 | 2.3714e-13 | 5spot_SharedNeighbor | Water | Porous | Wet | R245fa | MinimizeLCOE_Brownfield | IgnoreSilica | 2019 | 0 | 0 | 0 | 0 |  |  |  |  | 15 |  | 25.3784 | [19 empty] | 237.1374 | 0
1 | 2300 | 707 | 0.035 | 15 | 15 | 7 | 3.1623e-13 | 5spot_SharedNeighbor | Water | Porous | Wet | R245fa | MinimizeLCOE_Brownfield | IgnoreSilica | 2019 | 0 | 0 | 0 | 0 |  |  |  |  | 15 |  | 24.9218 | [19 empty] | 316.2278 | 0
1 | 2300 | 707 | 0.035 | 15 | 15 | 7 | 4.217e-13 | 5spot_SharedNeighbor | Water | Porous | Wet | R245fa | MinimizeLCOE_Brownfield | IgnoreSilica | 2019 | 0 | 0 | 0 | 0 |  |  |  |  | 15 |  | 24.7391 | [19 empty] | 421.6965 | 0
1 | 2300 | 707 | 0.035 | 15 | 15 | 7 | 5.6234e-13 | 5spot_SharedNeighbor | Water | Porous | Wet | R245fa | MinimizeLCOE_Brownfield | IgnoreSilica | 2019 | 0 | 0 | 0 | 0 |  |  |  |  | 15 |  | 27.0146 | [19 empty] | 562.3413 | 0
1 | 2300 | 707 | 0.035 | 15 | 15 | 7 | 7.4989e-13 | 5spot_SharedNeighbor | Water | Porous | Wet | R245fa | MinimizeLCOE_Brownfield | IgnoreSilica | 2019 | 0.86458 | 0.082217 | 0.00055315 | 4 | 3848460.9733 | 9339280.1797 | 78456.0824 | 190393.8588 | 75.0452 | 0 | 73.5148 | 50034.4036 | 1454.4109 | 47773.2447 | 47059.4122 | 0 | 35075.1165 | 0 | 70744.6693 | 184063.1178 | 125626.86 | 561831.235 | 961560.8286 | 6991696.732 | 6991696.732 | 1478867.319 | 3678399.7627 | 0 | 8515088.7956 | 20664052.6093 | 749.8942 | 0.0022126 | 3848460.9733 | 9339280.1797 | 78456.0824 | 190393.8588
1 | 2300 | 707 | 0.035 | 15 | 15 | 7 | 1e-12 | 5spot_SharedNeighbor | Water | Porous | Wet | R245fa | MinimizeLCOE_Brownfield | IgnoreSilica | 2019 | 1.3013 | 0.14119 | 0.0018469 | 4 | 1184961.3501 | 2829456.4922 | 24157.0399 | 57682.2977 | 80.6607 | 0 | 218.6517 | 76918.0822 | 2341.653 | 73286.6826 | 60546.9015 | 0 | 45467.6338 | 0 | 100838.7717 | 262361.799 | 179067.3188 | 800828.8426 | 961560.8286 | 6991696.732 | 6991696.732 | 1478867.319 | 3678399.7627 | 0 | 8754086.4032 | 20903050.2169 | 1000 | 0.0073877 | 1184961.3501 | 2829456.4922 | 24157.0399 | 57682.2977
1 | 2300 | 707 | 0.035 | 15 | 15 | 7 | 1.3335e-12 | 5spot_SharedNeighbor | Water | Porous | Wet | R245fa | MinimizeLCOE_Brownfield | IgnoreSilica | 2019 | 1.7875 | 0.20872 | 0.0038238 | 4 | 588220.7843 | 1382517.5957 | 11991.6763 | 28184.4912 | 83.9887 | 0 | 316.1607 | 103945.9497 | 3252.1762 | 99920.9821 | 75755.3162 | 0 | 54108.9807 | 0 | 131423.5279 | 341937.061 | 233379.0703 | 1043723.0642 | 961560.8286 | 6991696.732 | 6991696.732 | 1478867.319 | 3678399.7627 | 0 | 8996980.6248 | 21145944.4385 | 1333.5214 | 0.015295 | 588220.7843 | 1382517.5957 | 11991.6763 | 28184.4912
1 | 2300 | 707 | 0.035 | 15 | 15 | 7 | 1.7783e-12 | 5spot_SharedNeighbor | Water | Porous | Wet | R245fa | MinimizeLCOE_Brownfield | IgnoreSilica | 2019 | 2.4488 | 0.30149 | 0.0066246 | 4 | 351113.8075 | 809596.3715 | 7157.9299 | 16504.7171 | 86.539 | 0 | 445.5008 | 137058.3405 | 4377.4729 | 133829.8994 | 96157.5943 | 0 | 64649.219 | 0 | 170068.2852 | 442482.7922 | 302003.5978 | 1350627.2012 | 961560.8286 | 6991696.732 | 6991696.732 | 1478867.319 | 3678399.7627 | 0 | 9303884.7618 | 21452848.5755 | 1778.2794 | 0.026498 | 351113.8075 | 809596.3715 | 7157.9299 | 16504.7171
1 | 2300 | 707 | 0.035 | 15 | 15 | 7 | 2.3714e-12 | 5spot_SharedNeighbor | Water | Porous | Wet | R245fa | MinimizeLCOE_Brownfield | IgnoreSilica | 2019 | 3.254 | 0.41553 | 0.010504 | 4 | 229733.3129 | 518888.2445 | 4683.4243 | 10578.2387 | 88.3169 | 0 | 93.4281 | 173793.3717 | 5632.9251 | 172743.0528 | 121344.6751 | 0 | 75063.0813 | 0 | 213945.0713 | 556641.1895 | 379919.0496 | 1699082.4164 | 961560.8286 | 6991696.732 | 6991696.732 | 1478867.319 | 3678399.7627 | 0 | 9652339.9771 | 21801303.7908 | 2371.3737 | 0.042015 | 229733.3129 | 518888.2445 | 4683.4243 | 10578.2387
1 | 2300 | 707 | 0.035 | 15 | 15 | 7 | 3.1623e-12 | 5spot_SharedNeighbor | Water | Porous | Wet | R245fa | MinimizeLCOE_Brownfield | IgnoreSilica | 2019 | 4.3017 | 0.56457 | 0.015772 | 4 | 159765.796 | 352342.2637 | 3257.0418 | 7182.9736 | 89.6722 | 0 | 91.6574 | 217442.034 | 7128.0468 | 220509.3779 | 154243.6326 | 0 | 87026.1852 | 0 | 267676.2178 | 696438.6108 | 475333.6623 | 2125797.7674 | 961560.8286 | 6991696.732 | 6991696.732 | 1478867.319 | 3678399.7627 | 0 | 10079055.328 | 22228019.1417 | 3162.2777 | 0.063086 | 159765.796 | 352342.2637 | 3257.0418 | 7182.9736
1 | 2300 | 707 | 0.035 | 15 | 15 | 7 | 4.217e-12 | 5spot_SharedNeighbor | Water | Porous | Wet | R245fa | MinimizeLCOE_Brownfield | IgnoreSilica | 2019 | 5.6387 | 0.75509 | 0.0228 | 4 | 116133.0178 | 249348.1686 | 2367.5286 | 5083.2997 | 90.6867 | 0 | 118.5795 | 268344.4752 | 8871.4522 | 278039.4381 | 196150.3306 | 0 | 100267.7976 | 0 | 332152.6625 | 864193.094 | 589829.5441 | 2637848.7943 | 961560.8286 | 6991696.732 | 6991696.732 | 1478867.319 | 3678399.7627 | 0 | 10591106.355 | 22740070.1687 | 4216.965 | 0.091198 | 116133.0178 | 249348.1686 | 2367.5286 | 5083.2997
1 | 2300 | 707 | 0.035 | 15 | 15 | 7 | 5.6234e-12 | 5spot_SharedNeighbor | Water | Porous | Wet | R245fa | MinimizeLCOE_Brownfield | IgnoreSilica | 2019 | 7.2707 | 0.98733 | 0.031962 | 4 | 87437.3169 | 182465.3221 | 1782.528 | 3719.8024 | 91.3968 | 0 | 104.0455 | 325258.2774 | 10817.5532 | 344376.0838 | 247292.7347 | 0 | 113586.3024 | 0 | 406119.071 | 1056638.5164 | 721177.4992 | 3225266.038 | 961560.8286 | 6991696.732 | 6991696.732 | 1478867.319 | 3678399.7627 | 0 | 11178523.5987 | 23327487.4124 | 5623.4133 | 0.12785 | 87437.3169 | 182465.3221 | 1782.528 | 3719.8024
1 | 2300 | 707 | 0.035 | 15 | 15 | 7 | 7.4989e-12 | 5spot_SharedNeighbor | Water | Porous | Wet | R245fa | MinimizeLCOE_Brownfield | IgnoreSilica | 2019 | 9.5487 | 1.3137 | 0.044513 | 4 | 67210.3425 | 135443.4277 | 1370.1737 | 2761.1975 | 92.0644 | 0 | 98.8218 | 399027.203 | 13343.8585 | 432542.5106 | 318938.4999 | 0 | 132007.5816 | 0 | 505385.2649 | 1314908.7904 | 897452.2681 | 4013605.977 | 961560.8286 | 6991696.732 | 6991696.732 | 1478867.319 | 3678399.7627 | 0 | 11966863.5376 | 24115827.3513 | 7498.9421 | 0.17805 | 67210.3425 | 135443.4277 | 1370.1737 | 2761.1975
1 | 2300 | 707 | 0.035 | 15 | 15 | 7 | 1e-11 | 5spot_SharedNeighbor | Water | Porous | Wet | R245fa | MinimizeLCOE_Brownfield | IgnoreSilica | 2019 | 12.2749 | 1.7034 | 0.060718 | 4 | 52926.283 | 102948.6433 | 1078.9739 | 2098.7473 | 92.5119 | 0 | 64.6737 | 480037.6827 | 16110.6215 | 532267.2732 | 404463.5774 | 0 | 149485.2654 | 0 | 617122.1239 | 1605625.1772 | 1095872.1758 | 4900983.8972 | 961560.8286 | 6991696.732 | 6991696.732 | 1478867.319 | 3678399.7627 | 0 | 12854241.4578 | 25003205.2715 | 10000 | 0.24287 | 52926.283 | 102948.6433 | 1078.9739 | 2098.7473
1 | 2300 | 707 | 0.035 | 15 | 15 | 7 | 1.3335e-11 | 5spot_SharedNeighbor | Water | Porous | Wet | R245fa | MinimizeLCOE_Brownfield | IgnoreSilica | 2019 | 15.6823 | 2.1905 | 0.081556 | 4 | 42646.1755 | 79887.2315 | 869.4 | 1628.6093 | 92.8546 | 0 | 79.4811 | 573840.9839 | 19309.1774 | 650742.1816 | 511366.3382 | 0 | 168701.1172 | 0 | 750344.3213 | 1952242.0073 | 1332445.2846 | 5958991.4115 | 961560.8286 | 6991696.732 | 6991696.732 | 1478867.319 | 3678399.7627 | 0 | 13912248.9721 | 26061212.7858 | 13335.2143 | 0.32623 | 42646.1755 | 79887.2315 | 869.4 | 1628.6093
1 | 2300 | 707 | 0.035 | 15 | 15 | 7 | 1.7783e-11 | 5spot_SharedNeighbor | Water | Porous | Wet | R245fa | MinimizeLCOE_Brownfield | IgnoreSilica | 2019 | 19.9165 | 2.7962 | 0.10836 | 4 | 34996.8201 | 63025.3964 | 713.4575 | 1284.858 | 93.1189 | 0 | 65.4867 | 682170.3513 | 22997.2099 | 790930.7368 | 644390.1934 | 0 | 189345.2427 | 0 | 908635.1563 | 2364082.2899 | 1613534.7399 | 7216085.9201 | 961560.8286 | 6991696.732 | 6991696.732 | 1478867.319 | 3678399.7627 | 0 | 15169343.4807 | 27318307.2944 | 17782.7941 | 0.43345 | 34996.8201 | 63025.3964 | 713.4575 | 1284.858
1 | 2300 | 707 | 0.035 | 15 | 15 | 7 | 2.3714e-11 | 5spot_SharedNeighbor | Water | Porous | Wet | R245fa | MinimizeLCOE_Brownfield | IgnoreSilica | 2019 | 25.0929 | 3.537 | 0.14238 | 4 | 29221.2507 | 50553.662 | 595.7147 | 1030.6048 | 93.3223 | 0 | 58.9022 | 805585.2958 | 27191.8631 | 954379.6572 | 807221.664 | 0 | 210835.11 | 0 | 1094033.3001 | 2846450.2299 | 1942760.7706 | 8688457.8908 | 961560.8286 | 6991696.732 | 6991696.732 | 1478867.319 | 3678399.7627 | 0 | 16641715.4514 | 28790679.2651 | 23713.7371 | 0.56951 | 29221.2507 | 50553.662 | 595.7147 | 1030.6048
1 | 2300 | 707 | 0.035 | 15 | 15 | 7 | 3.1623e-11 | 5spot_SharedNeighbor | Water | Porous | Wet | R245fa | MinimizeLCOE_Brownfield | IgnoreSilica | 2019 | 31.3003 | 4.4255 | 0.18475 | 4 | 24811.6703 | 41250.9706 | 505.8195 | 840.9568 | 93.479 | 0 | 54.1121 | 943903.425 | 31884.5697 | 1141638.1959 | 1002500.5392 | 0 | 232414.5728 | 0 | 1307413.108 | 3401620.7198 | 2321676.0376 | 10383051.1682 | 961560.8286 | 6991696.732 | 6991696.732 | 1478867.319 | 3678399.7627 | 0 | 18336308.7288 | 30485272.5425 | 31622.7766 | 0.73902 | 24811.6703 | 41250.9706 | 505.8195 | 840.9568
1 | 2300 | 707 | 0.035 | 15 | 15 | 7 | 4.217e-11 | 5spot_SharedNeighbor | Water | Porous | Wet | R245fa | MinimizeLCOE_Brownfield | IgnoreSilica | 2019 | 38.5741 | 5.4668 | 0.23636 | 4 | 21415.617 | 34265.7048 | 436.5863 | 698.5527 | 93.5997 | 0 | 60.9727 | 1095952.8835 | 37033.7494 | 1351768.0816 | 1231342.3726 | 0 | 253188.7453 | 0 | 1548021.4747 | 4027634.3342 | 2748943.1927 | 12293884.834 | 961560.8286 | 6991696.732 | 6991696.732 | 1478867.319 | 3678399.7627 | 0 | 20247142.3946 | 32396106.2083 | 42169.6503 | 0.94544 | 21415.617 | 34265.7048 | 436.5863 | 698.5527
1 | 2300 | 707 | 0.035 | 15 | 15 | 7 | 5.6234e-11 | 5spot_SharedNeighbor | Water | Porous | Wet | R245fa | MinimizeLCOE_Brownfield | IgnoreSilica | 2019 | 46.7908 | 6.643 | 0.29712 | 4 | 18787.7568 | 29010.0495 | 383.0138 | 591.4091 | 93.6899 | 0 | 62.5955 | 1257758.0659 | 42502.9014 | 1579695.8382 | 1489836.0178 | 0 | 271598.7382 | 0 | 1810142.709 | 4709620.0174 | 3214412.4349 | 14375566.7226 | 961560.8286 | 6991696.732 | 6991696.732 | 1478867.319 | 3678399.7627 | 0 | 22328824.2833 | 34477788.097 | 56234.1325 | 1.1885 | 18787.7568 | 29010.0495 | 383.0138 | 591.4091
1 | 2300 | 707 | 0.035 | 15 | 15 | 7 | 7.4989e-11 | 5spot_SharedNeighbor | Water | Porous | Wet | R245fa | MinimizeLCOE_Brownfield | IgnoreSilica | 2019 | 55.6233 | 7.9062 | 0.36544 | 4 | 16754.3566 | 25065.6186 | 341.5602 | 510.9965 | 93.7502 | 0 | 101.5394 | 1422346.9939 | 48054.131 | 1815670.9782 | 1767578.4489 | 0 | 285717.0993 | 0 | 2082353.384 | 5417856.3557 | 3697798.2886 | 16537375.6796 | 961560.8286 | 6991696.732 | 6991696.732 | 1478867.319 | 3678399.7627 | 0 | 24490633.2402 | 36639597.0539 | 74989.4209 | 1.4617 | 16754.3566 | 25065.6186 | 341.5602 | 510.9965
1 | 2300 | 707 | 0.035 | 15 | 15 | 7 | 1e-10 | 5spot_SharedNeighbor | Water | Porous | Wet | R245fa | MinimizeLCOE_Brownfield | IgnoreSilica | 2019 | 64.5392 | 9.1787 | 0.43789 | 4 | 15187.4179 | 22123.5561 | 309.6161 | 451.0186 | 93.7795 | 0 | 84.8288 | 1580339.6178 | 53369.0825 | 2045873.9115 | 2047644.1888 | 0 | 293655.9163 | 0 | 2348144.2596 | 6109389.6929 | 4169784.0008 | 18648200.6702 | 961560.8286 | 6991696.732 | 6991696.732 | 1478867.319 | 3678399.7627 | 0 | 26601458.2308 | 38750422.0445 | 100000 | 1.7515 | 15187.4179 | 22123.5561 | 309.6161 | 451.0186
1 | 2300 | 707 | 0.035 | 15 | 15 | 7 | 1.3335e-10 | 5spot_SharedNeighbor | Water | Porous | Wet | R245fa | MinimizeLCOE_Brownfield | IgnoreSilica | 2019 | 73.3212 | 10.4278 | 0.51221 | 4 | 13967.9857 | 19897.6247 | 284.7563 | 405.64 | 93.7802 | 0 | 84.605 | 1729023.8443 | 58355.6311 | 2265730.4926 | 2323012.3151 | 0 | 295951.1541 | 0 | 2602108.6405 | 6770152.9166 | 4620768.4783 | 20665103.4726 | 961560.8286 | 6991696.732 | 6991696.732 | 1478867.319 | 3678399.7627 | 0 | 28618361.0332 | 40767324.8469 | 133352.1432 | 2.0489 | 13967.9857 | 19897.6247 | 284.7563 | 405.64
1 | 2300 | 707 | 0.035 | 15 | 15 | 7 | 1.7783e-10 | 5spot_SharedNeighbor | Water | Porous | Wet | R245fa | MinimizeLCOE_Brownfield | IgnoreSilica | 2019 | 80.9971 | 11.5149 | 0.58055 | 4 | 13060.2439 | 18291.914 | 266.2507 | 372.9054 | 93.7594 | 0 | 86.0626 | 1853924.0873 | 62530.7888 | 2452826.1413 | 2563152.6961 | 0 | 291769.6108 | 0 | 2817439.2965 | 7330399.1131 | 5003148.0194 | 22375189.7532 | 961560.8286 | 6991696.732 | 6991696.732 | 1478867.319 | 3678399.7627 | 0 | 30328447.3139 | 42477411.1276 | 177827.941 | 2.3222 | 13060.2439 | 18291.914 | 266.2507 | 372.9054
1 | 2300 | 707 | 0.035 | 15 | 15 | 7 | 2.3714e-10 | 5spot_SharedNeighbor | Water | Porous | Wet | R245fa | MinimizeLCOE_Brownfield | IgnoreSilica | 2019 | 87.613 | 12.4474 | 0.64184 | 4 | 12372.3359 | 17104.4022 | 252.2268 | 348.6964 | 93.7265 | 0 | 84.9429 | 1958094.1869 | 66001.9594 | 2610567.5615 | 2769636.0792 | 0 | 283512.2513 | 0 | 2998246.695 | 7800822.8753 | 5324221.9033 | 23811103.5119 | 961560.8286 | 6991696.732 | 6991696.732 | 1478867.319 | 3678399.7627 | 0 | 31764361.0725 | 43913324.8862 | 237137.3706 | 2.5674 | 12372.3359 | 17104.4022 | 252.2268 | 348.6964
1 | 2300 | 707 | 0.035 | 15 | 15 | 7 | 3.1623e-10 | 5spot_SharedNeighbor | Water | Porous | Wet | R245fa | MinimizeLCOE_Brownfield | IgnoreSilica | 2019 | 93.1554 | 13.2252 | 0.69479 | 4 | 11852.7355 | 16224.1647 | 241.634 | 330.7515 | 93.6889 | 0 | 88.5908 | 2043031.7741 | 68824.0296 | 2740346.28 | 2942216.335 | 0 | 273232.2873 | 0 | 3146383.7753 | 8186245.1713 | 5587280.5399 | 24987560.1925 | 961560.8286 | 6991696.732 | 6991696.732 | 1478867.319 | 3678399.7627 | 0 | 32940817.7531 | 45089781.5668 | 316227.766 | 2.7792 | 11852.7355 | 16224.1647 | 241.634 | 330.7515
1 | 2300 | 707 | 0.035 | 15 | 15 | 7 | 4.217e-10 | 5spot_SharedNeighbor | Water | Porous | Wet | R245fa | MinimizeLCOE_Brownfield | IgnoreSilica | 2019 | 97.6324 | 13.8509 | 0.73885 | 4 | 11461.1244 | 15571.8915 | 233.6505 | 317.4541 | 93.6523 | 0 | 86.8404 | 2110162.4752 | 71048.8042 | 2843666.5302 | 3081330.1618 | 0 | 262159.9037 | 0 | 3263663.4713 | 8491382.8828 | 5795543.298 | 25918957.5271 | 961560.8286 | 6991696.732 | 6991696.732 | 1478867.319 | 3678399.7627 | 0 | 33872215.0877 | 46021178.9014 | 421696.5034 | 2.9554 | 11461.1244 | 15571.8915 | 233.6505 | 317.4541
1 | 2300 | 707 | 0.035 | 15 | 15 | 7 | 5.6234e-10 | 5spot_SharedNeighbor | Water | Porous | Wet | R245fa | MinimizeLCOE_Brownfield | IgnoreSilica | 2019 | 102.7 | 14.5562 | 0.78316 | 4 | 11154.361 | 15032.561 | 227.3967 | 306.4591 | 93.6044 | 0 | 70.4277 | 2184621.048 | 73510.2441 | 2959048.7174 | 3238463.5245 | 0 | 258277.2761 | 0 | 3398429.1159 | 8842015.446 | 6034857.2272 | 26989222.5992 | 961560.8286 | 6991696.732 | 6991696.732 | 1478867.319 | 3678399.7627 | 0 | 34942480.1598 | 47091443.9735 | 562341.3252 | 3.1326 | 11154.361 | 15032.561 | 227.3967 | 306.4591
1 | 2300 | 707 | 0.035 | 15 | 15 | 7 | 7.4989e-10 | 5spot_SharedNeighbor | Water | Porous | Wet | R245fa | MinimizeLCOE_Brownfield | IgnoreSilica | 2019 | 103.9855 | 14.7346 | 0.80323 | 4 | 10944.7894 | 14726.0763 | 223.1243 | 300.211 | 93.5911 | 0 | 94.9272 | 2203251.4369 | 74124.9929 | 2988053.2533 | 3278260.3655 | 0 | 241981.0564 | 0 | 3426411.731 | 8914820.4703 | 6084548.1522 | 27211451.4584 | 961560.8286 | 6991696.732 | 6991696.732 | 1478867.319 | 3678399.7627 | 0 | 35164709.0191 | 47313672.8328 | 749894.2093 | 3.2129 | 10944.7894 | 14726.0763 | 223.1243 | 300.211
1 | 2300 | 707 | 0.035 | 15 | 15 | 7 | 1e-09 | 5spot_SharedNeighbor | Water | Porous | Wet | R245fa | MinimizeLCOE_Brownfield | IgnoreSilica | 2019 | 106.1346 | 15.0324 | 0.82558 | 4 | 10778.2669 | 14457.1675 | 219.7295 | 294.7289 | 93.568 | 0 | 86.6828 | 2234182.4775 | 75144.7267 | 3036320.3853 | 3344743.5546 | 0 | 233706.9924 | 0 | 3480398.2732 | 9055282.3791 | 6180416.2912 | 27640195.08 | 961560.8286 | 6991696.732 | 6991696.732 | 1478867.319 | 3678399.7627 | 0 | 35593452.6406 | 47742416.4543 | 1000000 | 3.3023 | 10778.2669 | 14457.1675 | 219.7295 | 294.7289
1 | 2300 | 707 | 0.035 | 15 | 15 | 7 | 1.3335e-09 | 5spot_SharedNeighbor | Water | Porous | Wet | R245fa | MinimizeLCOE_Brownfield | IgnoreSilica | 2019 | 107.7787 | 15.2598 | 0.8429 | 4 | 10653.1929 | 14256.5108 | 217.1797 | 290.6383 | 93.5496 | 0 | 80.2618 | 2257660.464 | 75917.9159 | 3073055.4679 | 3395560.1538 | 0 | 226804.5413 | 0 | 3521309.4318 | 9161724.8215 | 6253065.4453 | 27965098.2416 | 961560.8286 | 6991696.732 | 6991696.732 | 1478867.319 | 3678399.7627 | 0 | 35918355.8022 | 48067319.6159 | 1333521.4322 | 3.3716 | 10653.1929 | 14256.5108 | 217.1797 | 290.6383
1 | 2300 | 707 | 0.035 | 15 | 15 | 7 | 1.7783e-09 | 5spot_SharedNeighbor | Water | Porous | Wet | R245fa | MinimizeLCOE_Brownfield | IgnoreSilica | 2019 | 109.0286 | 15.4324 | 0.8562 | 4 | 10559.2823 | 14106.633 | 215.2653 | 287.5828 | 93.5352 | 0 | 89.629 | 2275400.6839 | 76501.6602 | 3100869.5308 | 3434160.9773 | 0 | 221189.4296 | 0 | 3552167.6899 | 9242011.6794 | 6307862.8755 | 28210164.5266 | 961560.8286 | 6991696.732 | 6991696.732 | 1478867.319 | 3678399.7627 | 0 | 36163422.0873 | 48312385.901 | 1778279.41 | 3.4248 | 10559.2823 | 14106.633 | 215.2653 | 287.5828
1 | 2300 | 707 | 0.035 | 15 | 15 | 7 | 2.3714e-09 | 5spot_SharedNeighbor | Water | Porous | Wet | R245fa | MinimizeLCOE_Brownfield | IgnoreSilica | 2019 | 109.9862 | 15.5645 | 0.86641 | 4 | 10488.7894 | 13994.3361 | 213.8282 | 285.2935 | 93.5239 | 0 | 78.4988 | 2288930.8961 | 76946.5888 | 3122115.8494 | 3463719.3733 | 0 | 216768.8481 | 0 | 3575707.8067 | 9303258.2345 | 6349664.9079 | 28397112.5048 | 961560.8286 | 6991696.732 | 6991696.732 | 1478867.319 | 3678399.7627 | 0 | 36350370.0655 | 48499333.8792 | 2371373.7057 | 3.4656 | 10488.7894 | 13994.3361 | 213.8282 | 285.2935
1 | 2300 | 707 | 0.035 | 15 | 15 | 7 | 3.1623e-09 | 5spot_SharedNeighbor | Water | Porous | Wet | R245fa | MinimizeLCOE_Brownfield | IgnoreSilica | 2019 | 110.7017 | 15.6631 | 0.87413 | 4 | 10435.8858 | 13910.4843 | 212.7496 | 283.584 | 93.5153 | 0 | 96.4561 | 2299006.7058 | 77277.7603 | 3137956.3788 | 3485797.8906 | 0 | 213255.239 | 0 | 3593184.6501 | 9348729.396 | 6380699.91 | 28535907.9306 | 961560.8286 | 6991696.732 | 6991696.732 | 1478867.319 | 3678399.7627 | 0 | 36489165.4912 | 48638129.305 | 3162277.6602 | 3.4965 | 10435.8858 | 13910.4843 | 212.7496 | 283.584
1 | 2300 | 707 | 0.035 | 15 | 15 | 7 | 4.217e-09 | 5spot_SharedNeighbor | Water | Porous | Wet | R245fa | MinimizeLCOE_Brownfield | IgnoreSilica | 2019 | 111.2398 | 15.7373 | 0.87996 | 4 | 10396.1896 | 13847.7401 | 211.9404 | 282.3049 | 93.5088 | 0 | 99.9203 | 2306563.5672 | 77526.0475 | 3149847.2392 | 3502394.236 | 0 | 210519.5658 | 0 | 3606271.7557 | 9382779.3603 | 6403939.7102 | 28639841.4819 | 961560.8286 | 6991696.732 | 6991696.732 | 1478867.319 | 3678399.7627 | 0 | 36593099.0426 | 48742062.8563 | 4216965.0343 | 3.5199 | 10396.1896 | 13847.7401 | 211.9404 | 282.3049
1 | 2300 | 707 | 0.035 | 15 | 15 | 7 | 5.6234e-09 | 5spot_SharedNeighbor | Water | Porous | Wet | R245fa | MinimizeLCOE_Brownfield | IgnoreSilica | 2019 | 111.6567 | 15.7947 | 0.88444 | 4 | 10366.4075 | 13800.4989 | 211.3332 | 281.3418 | 93.5037 | 0 | 99.3629 | 2312407.5652 | 77718.0033 | 3159049.015 | 3515250.7997 | 0 | 208474.003 | 0 | 3616430.7606 | 9409211.0071 | 6421979.8523 | 28720521.0061 | 961560.8286 | 6991696.732 | 6991696.732 | 1478867.319 | 3678399.7627 | 0 | 36673778.5667 | 48822742.3804 | 5623413.2519 | 3.5378 | 10366.4075 | 13800.4989 | 211.3332 | 281.3418
1 | 2300 | 707 | 0.035 | 15 | 15 | 7 | 7.4989e-09 | 5spot_SharedNeighbor | Water | Porous | Wet | R245fa | MinimizeLCOE_Brownfield | IgnoreSilica | 2019 | 111.9586 | 15.8362 | 0.88775 | 4 | 10344.0659 | 13765.3518 | 210.8778 | 280.6253 | 93.5 | 0 | 94.9715 | 2316633.1522 | 77856.7699 | 3165705.8654 | 3524558.9724 | 0 | 206849.0665 | 0 | 3623725.4923 | 9428190.4027 | 6434933.6798 | 28778453.4013 | 961560.8286 | 6991696.732 | 6991696.732 | 1478867.319 | 3678399.7627 | 0 | 36731710.9619 | 48880674.7756 | 7498942.0933 | 3.551 | 10344.0659 | 13765.3518 | 210.8778 | 280.6253
1 | 2300 | 707 | 0.035 | 15 | 15 | 7 | 1e-08 | 5spot_SharedNeighbor | Water | Porous | Wet | R245fa | MinimizeLCOE_Brownfield | IgnoreSilica | 2019 | 112.1903 | 15.8681 | 0.89027 | 4 | 10327.3075 | 13738.9134 | 210.5361 | 280.0863 | 93.4971 | 0 | 98.2781 | 2319872.5673 | 77963.1343 | 3170811.0324 | 3531701.6015 | 0 | 205636.9647 | 0 | 3629334.2671 | 9442783.2841 | 6444893.6212 | 28822996.4725 | 961560.8286 | 6991696.732 | 6991696.732 | 1478867.319 | 3678399.7627 | 0 | 36776254.0331 | 48925217.8468 | 10000000 | 3.5611 | 10327.3075 | 13738.9134 | 210.5361 | 280.0863
1 | 2400 | 707 | 0.035 | 15 | 15 | 7 | 1e-13 | 5spot_SharedNeighbor | Water | Porous | Wet | R245fa | MinimizeLCOE_Brownfield | IgnoreSilica | 2019 | 0 | 0 | 0 | 0 |  |  |  |  | 15 |  | 22.2264 | [19 empty] | 100 | 0
1 | 2400 | 707 | 0.035 | 15 | 15 | 7 | 1.3335e-13 | 5spot_SharedNeighbor | Water | Porous | Wet | R245fa | MinimizeLCOE_Brownfield | IgnoreSilica | 2019 | 0 | 0 | 0 | 0 |  |  |  |  | 15 |  | 25.0693 | [19 empty] | 133.3521 | 0
1 | 2400 | 707 | 0.035 | 15 | 15 | 7 | 1.7783e-13 | 5spot_SharedNeighbor | Water | Porous | Wet | R245fa | MinimizeLCOE_Brownfield | IgnoreSilica | 2019 | 0 | 0 | 0 | 0 |  |  |  |  | 15 |  | 24.4693 | [19 empty] | 177.8279 | 0
1 | 2400 | 707 | 0.035 | 15 | 15 | 7 | 2.3714e-13 | 5spot_SharedNeighbor | Water | Porous | Wet | R245fa | MinimizeLCOE_Brownfield | IgnoreSilica | 2019 | 0 | 0 | 0 | 0 |  |  |  |  | 15 |  | 25.4186 | [19 empty] | 237.1374 | 0
1 | 2400 | 707 | 0.035 | 15 | 15 | 7 | 3.1623e-13 | 5spot_SharedNeighbor | Water | Porous | Wet | R245fa | MinimizeLCOE_Brownfield | IgnoreSilica | 2019 | 0 | 0 | 0 | 0 |  |  |  |  | 15 |  | 24.8432 | [19 empty] | 316.2278 | 0
1 | 2400 | 707 | 0.035 | 15 | 15 | 7 | 4.217e-13 | 5spot_SharedNeighbor | Water | Porous | Wet | R245fa | MinimizeLCOE_Brownfield | IgnoreSilica | 2019 | 0 | 0 | 0 | 0 |  |  |  |  | 15 |  | 24.173 | [19 empty] | 421.6965 | 0
1 | 2400 | 707 | 0.035 | 15 | 15 | 7 | 5.6234e-13 | 5spot_SharedNeighbor | Water | Porous | Wet | R245fa | MinimizeLCOE_Brownfield | IgnoreSilica | 2019 | 0 | 0 | 0 | 0 |  |  |  |  | 15 |  | 27.7144 | [19 empty] | 562.3413 | 0
1 | 2400 | 707 | 0.035 | 15 | 15 | 7 | 7.4989e-13 | 5spot_SharedNeighbor | Water | Porous | Wet | R245fa | MinimizeLCOE_Brownfield | IgnoreSilica | 2019 | 1.0874 | 0.11756 | 0.0011731 | 4 | 1919855.7138 | 4610559.8526 | 39138.8555 | 93992.4988 | 80.5085 | 0 | 174.6052 | 67714.3114 | 2054.4789 | 63307.871 | 54493.6301 | 0 | 43225.4361 | 0 | 90010.3337 | 234188.4247 | 159838.4119 | 714832.8979 | 961560.8286 | 7332603.3321 | 7332603.3321 | 1478867.319 | 3814762.4027 | 0 | 9008997.0586 | 21635230.1125 | 749.8942 | 0.0046925 | 1919855.7138 | 4610559.8526 | 39138.8555 | 93992.4988
1 | 2400 | 707 | 0.035 | 15 | 15 | 7 | 1e-12 | 5spot_SharedNeighbor | Water | Porous | Wet | R245fa | MinimizeLCOE_Brownfield | IgnoreSilica | 2019 | 1.5153 | 0.17987 | 0.0029642 | 4 | 779538.3396 | 1844414.8195 | 15891.9435 | 37600.8909 | 84.7799 | 0 | 260.0539 | 94479.6039 | 2966.8057 | 88655.9618 | 68096.2633 | 0 | 52142.6148 | 0 | 119473.0873 | 310844.4659 | 212157.7352 | 948816.5379 | 961560.8286 | 7332603.3321 | 7332603.3321 | 1478867.319 | 3814762.4027 | 0 | 9242980.6987 | 21869213.7526 | 1000 | 0.011857 | 779538.3396 | 1844414.8195 | 15891.9435 | 37600.8909
1 | 2400 | 707 | 0.035 | 15 | 15 | 7 | 1.3335e-12 | 5spot_SharedNeighbor | Water | Porous | Wet | R245fa | MinimizeLCOE_Brownfield | IgnoreSilica | 2019 | 2.0987 | 0.26644 | 0.0056076 | 4 | 425320.811 | 988223.3664 | 8670.74 | 20146.27 | 88.0317 | 0 | 378.2409 | 127491.3269 | 4108.8649 | 121089.4831 | 86649.2916 | 0 | 62962.6134 | 0 | 156897.6162 | 408215.4132 | 278615.4075 | 1246030.017 | 961560.8286 | 7332603.3321 | 7332603.3321 | 1478867.319 | 3814762.4027 | 0 | 9540194.1777 | 22166427.2316 | 1333.5214 | 0.022431 | 425320.811 | 988223.3664 | 8670.74 | 20146.27
1 | 2400 | 707 | 0.035 | 15 | 15 | 7 | 1.7783e-12 | 5spot_SharedNeighbor | Water | Porous | Wet | R245fa | MinimizeLCOE_Brownfield | IgnoreSilica | 2019 | 2.8324 | 0.37668 | 0.0093401 | 4 | 264670.1656 | 602628.561 | 5395.6593 | 12285.3983 | 90.3366 | 0 | 88.7043 | 165177.891 | 5423.8578 | 159441.7034 | 110268.2146 | 0 | 74336.9679 | 0 | 200712.9675 | 522213.9696 | 356421.7647 | 1593997.3365 | 961560.8286 | 7332603.3321 | 7332603.3321 | 1478867.319 | 3814762.4027 | 0 | 9888161.4973 | 22514394.5512 | 1778.2794 | 0.03736 | 264670.1656 | 602628.561 | 5395.6593 | 12285.3983
1 | 2400 | 707 | 0.035 | 15 | 15 | 7 | 2.3714e-12 | 5spot_SharedNeighbor | Water | Porous | Wet | R245fa | MinimizeLCOE_Brownfield | IgnoreSilica | 2019 | 3.7681 | 0.5181 | 0.014442 | 4 | 178342.7207 | 396906.2327 | 3635.7576 | 8091.4704 | 92.0338 | 0 | 82.6308 | 208882.9944 | 6953.9848 | 205485.0072 | 140408.1134 | 0 | 86762.8398 | 0 | 252912.2465 | 658025.7858 | 449116.1199 | 2008547.0918 | 961560.8286 | 7332603.3321 | 7332603.3321 | 1478867.319 | 3814762.4027 | 0 | 10302711.2526 | 22928944.3065 | 2371.3737 | 0.057769 | 178342.7207 | 396906.2327 | 3635.7576 | 8091.4704
1 | 2400 | 707 | 0.035 | 15 | 15 | 7 | 3.1623e-12 | 5spot_SharedNeighbor | Water | Porous | Wet | R245fa | MinimizeLCOE_Brownfield | IgnoreSilica | 2019 | 4.9466 | 0.69679 | 0.021321 | 4 | 126543.1063 | 274592.1842 | 2579.7524 | 5597.9331 | 93.2883 | 0 | 66.0096 | 259169.8573 | 8716.5502 | 260198.744 | 178405.7858 | 0 | 100014.339 | 0 | 314537.0577 | 818360.9038 | 558548.1325 | 2497951.3703 | 961560.8286 | 7332603.3321 | 7332603.3321 | 1478867.319 | 3814762.4027 | 0 | 10792115.531 | 23418348.5849 | 3162.2777 | 0.085284 | 126543.1063 | 274592.1842 | 2579.7524 | 5597.9331
1 | 2400 | 707 | 0.035 | 15 | 15 | 7 | 4.217e-12 | 5spot_SharedNeighbor | Water | Porous | Wet | R245fa | MinimizeLCOE_Brownfield | IgnoreSilica | 2019 | 6.4157 | 0.92 | 0.030355 | 4 | 93624.553 | 197611.4247 | 1908.6632 | 4028.5762 | 94.209 | 0 | 68.104 | 316727.5985 | 10733.5072 | 324740.2443 | 226046.0356 | 0 | 114200.0871 | 0 | 387054.5143 | 1007036.4505 | 687323.07 | 3073861.5075 | 961560.8286 | 7332603.3321 | 7332603.3321 | 1478867.319 | 3814762.4027 | 0 | 11368025.6683 | 23994258.7222 | 4216.965 | 0.12142 | 93624.553 | 197611.4247 | 1908.6632 | 4028.5762
1 | 2400 | 707 | 0.035 | 15 | 15 | 7 | 5.6234e-12 | 5spot_SharedNeighbor | Water | Porous | Wet | R245fa | MinimizeLCOE_Brownfield | IgnoreSilica | 2019 | 8.1525 | 1.1824 | 0.04186 | 4 | 71696.802 | 147104.7447 | 1461.6363 | 2998.9292 | 94.8086 | 0 | 67.0554 | 378970.7924 | 12906.7547 | 396738.68 | 282044.5236 | 0 | 127393.8966 | 0 | 467241.3124 | 1215666.0506 | 829717.059 | 3710679.0693 | 961560.8286 | 7332603.3321 | 7332603.3321 | 1478867.319 | 3814762.4027 | 0 | 12004843.2301 | 24631076.2839 | 5623.4133 | 0.16744 | 71696.802 | 147104.7447 | 1461.6363 | 2998.9292
1 | 2400 | 707 | 0.035 | 15 | 15 | 7 | 7.4989e-12 | 5spot_SharedNeighbor | Water | Porous | Wet | R245fa | MinimizeLCOE_Brownfield | IgnoreSilica | 2019 | 10.8593 | 1.5967 | 0.058511 | 4 | 55432.9425 | 109381.5141 | 1130.0755 | 2229.8901 | 95.5435 | 0 | 91.2849 | 469951.267 | 16096.416 | 504231.3887 | 369705.6574 | 0 | 150861.5404 | 0 | 589230.0451 | 1533055.7096 | 1046342.0229 | 4679474.047 | 961560.8286 | 7332603.3321 | 7332603.3321 | 1478867.319 | 3814762.4027 | 0 | 12973638.2078 | 25599871.2617 | 7498.9421 | 0.23404 | 55432.9425 | 109381.5141 | 1130.0755 | 2229.8901
1 | 2400 | 707 | 0.035 | 15 | 15 | 7 | 1e-11 | 5spot_SharedNeighbor | Water | Porous | Wet | R245fa | MinimizeLCOE_Brownfield | IgnoreSilica | 2019 | 13.9191 | 2.0627 | 0.079193 | 4 | 44186.1964 | 84045.31 | 900.7954 | 1713.3773 | 95.9676 | 0 | 114.3697 | 563827.6847 | 19373.4873 | 618678.4253 | 468544.0433 | 0 | 170809.3812 | 0 | 718080.8785 | 1868299.1473 | 1275152.5577 | 5702765.6055 | 961560.8286 | 7332603.3321 | 7332603.3321 | 1478867.319 | 3814762.4027 | 0 | 13996929.7663 | 26623162.8202 | 10000 | 0.31677 | 44186.1964 | 84045.31 | 900.7954 | 1713.3773
1 | 2400 | 707 | 0.035 | 15 | 15 | 7 | 1.3335e-11 | 5spot_SharedNeighbor | Water | Porous | Wet | R245fa | MinimizeLCOE_Brownfield | IgnoreSilica | 2019 | 17.7434 | 2.6455 | 0.10594 | 4 | 35910.9086 | 65707.0971 | 732.0924 | 1339.528 | 96.2945 | 0 | 140.5396 | 672697.7909 | 23167.4841 | 754758.0779 | 592202.0961 | 0 | 192445.7171 | 0 | 871755.7547 | 2268129.6521 | 1548045.093 | 6923201.6659 | 961560.8286 | 7332603.3321 | 7332603.3321 | 1478867.319 | 3814762.4027 | 0 | 15217365.8267 | 27843598.8806 | 13335.2143 | 0.42375 | 35910.9086 | 65707.0971 | 732.0924 | 1339.528
1 | 2400 | 707 | 0.035 | 15 | 15 | 7 | 1.7783e-11 | 5spot_SharedNeighbor | Water | Porous | Wet | R245fa | MinimizeLCOE_Brownfield | IgnoreSilica | 2019 | 22.4575 | 3.364 | 0.14012 | 4 | 29717.1732 | 52245.4776 | 605.8248 | 1065.0947 | 96.546 | 0 | 125.87 | 797522.5106 | 27509.4073 | 914548.1469 | 744659.0899 | 0 | 215297.1431 | 0 | 1052819.1561 | 2739219.4812 | 1869573.5813 | 8361148.5162 | 961560.8286 | 7332603.3321 | 7332603.3321 | 1478867.319 | 3814762.4027 | 0 | 16655312.677 | 29281545.7309 | 17782.7941 | 0.56046 | 29717.1732 | 52245.4776 | 605.8248 | 1065.0947
1 | 2400 | 707 | 0.035 | 15 | 15 | 7 | 2.3714e-11 | 5spot_SharedNeighbor | Water | Porous | Wet | R245fa | MinimizeLCOE_Brownfield | IgnoreSilica | 2019 | 28.1797 | 4.2363 | 0.18316 | 4 | 25015.5471 | 42249.3515 | 509.9758 | 861.3102 | 96.7398 | 0 | 148.3508 | 938874.251 | 32416.8417 | 1099636.8025 | 929729.8322 | 0 | 238764.238 | 0 | 1263374.5665 | 3287041.4683 | 2243473.3441 | 10033311.3443 | 961560.8286 | 7332603.3321 | 7332603.3321 | 1478867.319 | 3814762.4027 | 0 | 18327475.505 | 30953708.5589 | 23713.7371 | 0.73264 | 25015.5471 | 42249.3515 | 509.9758 | 861.3102
1 | 2400 | 707 | 0.035 | 15 | 15 | 7 | 3.1623e-11 | 5spot_SharedNeighbor | Water | Porous | Wet | R245fa | MinimizeLCOE_Brownfield | IgnoreSilica | 2019 | 35.0003 | 5.2762 | 0.23639 | 4 | 21407.3446 | 34760.5545 | 436.4177 | 708.6409 | 96.8895 | 0 | 120.2562 | 1096584.4404 | 37881.6888 | 1310598.1568 | 1150339.6224 | 0 | 262116.6817 | 0 | 1504433.0301 | 3914226.1428 | 2671539.7717 | 11947719.5347 | 961560.8286 | 7332603.3321 | 7332603.3321 | 1478867.319 | 3814762.4027 | 0 | 20241883.6955 | 32868116.7494 | 31622.7766 | 0.94556 | 21407.3446 | 34760.5545 | 436.4177 | 708.6409
1 | 2400 | 707 | 0.035 | 15 | 15 | 7 | 4.217e-11 | 5spot_SharedNeighbor | Water | Porous | Wet | R245fa | MinimizeLCOE_Brownfield | IgnoreSilica | 2019 | 42.9003 | 6.4808 | 0.30047 | 4 | 18617.8832 | 29123.2284 | 379.5507 | 593.7164 | 97.0039 | 0 | 129.1068 | 1268218.4657 | 43817.3576 | 1544812.8698 | 1405861.9474 | 0 | 284033.3269 | 0 | 1773230.1473 | 4613581.1036 | 3148863.9028 | 14082419.121 | 961560.8286 | 7332603.3321 | 7332603.3321 | 1478867.319 | 3814762.4027 | 0 | 22376583.2818 | 35002816.3357 | 42169.6503 | 1.2019 | 18617.8832 | 29123.2284 | 379.5507 | 593.7164
1 | 2400 | 707 | 0.035 | 15 | 15 | 7 | 5.6234e-11 | 5spot_SharedNeighbor | Water | Porous | Wet | R245fa | MinimizeLCOE_Brownfield | IgnoreSilica | 2019 | 51.6675 | 7.8169 | 0.37466 | 4 | 16455.5894 | 24880.8059 | 335.4694 | 507.2289 | 97.0857 | 0 | 168.6973 | 1447897.5431 | 50017.6359 | 1794610.0092 | 1689200.4826 | 0 | 302497.6472 | 0 | 2060847.094 | 5361901.4007 | 3659607.882 | 16366579.6946 | 961560.8286 | 7332603.3321 | 7332603.3321 | 1478867.319 | 3814762.4027 | 0 | 24660743.8554 | 37286976.9093 | 56234.1325 | 1.4986 | 16455.5894 | 24880.8059 | 335.4694 | 507.2289
1 | 2400 | 707 | 0.035 | 15 | 15 | 7 | 7.4989e-11 | 5spot_SharedNeighbor | Water | Porous | Wet | R245fa | MinimizeLCOE_Brownfield | IgnoreSilica | 2019 | 60.8586 | 9.2154 | 0.45618 | 4 | 14782.3542 | 21701.9381 | 301.3583 | 442.4234 | 97.1333 | 0 | 154.0102 | 1626430.2344 | 56162.7183 | 2047097.7926 | 1986065.6627 | 0 | 315181.1978 | 0 | 2352065.6663 | 6119592.3886 | 4176747.5503 | 18679343.2109 | 961560.8286 | 7332603.3321 | 7332603.3321 | 1478867.319 | 3814762.4027 | 0 | 26973507.3716 | 39599740.4255 | 74989.4209 | 1.8247 | 14782.3542 | 21701.9381 | 301.3583 | 442.4234
1 | 2400 | 707 | 0.035 | 15 | 15 | 7 | 1e-10 | 5spot_SharedNeighbor | Water | Porous | Wet | R245fa | MinimizeLCOE_Brownfield | IgnoreSilica | 2019 | 69.9159 | 10.5894 | 0.54055 | 4 | 13494.402 | 19333.889 | 275.1016 | 394.1475 | 97.1469 | 0 | 186.3314 | 1794008.033 | 61913.1633 | 2287824.021 | 2278271.6998 | 0 | 320617.86 | 0 | 2629627.5631 | 6841751.5083 | 4669635.9884 | 20883649.8369 | 961560.8286 | 7332603.3321 | 7332603.3321 | 1478867.319 | 3814762.4027 | 0 | 29177813.9977 | 41804047.0516 | 100000 | 2.1622 | 13494.402 | 19333.889 | 275.1016 | 394.1475
1 | 2400 | 707 | 0.035 | 15 | 15 | 7 | 1.3335e-10 | 5spot_SharedNeighbor | Water | Porous | Wet | R245fa | MinimizeLCOE_Brownfield | IgnoreSilica | 2019 | 77.005 | 11.6609 | 0.61671 | 4 | 12493.7374 | 17612.15 | 254.7017 | 359.0475 | 97.1361 | 0 | 353.1865 | 1920040.2661 | 66224.3727 | 2471226.0808 | 2506647.6459 | 0 | 308663.3717 | 0 | 2836392.6775 | 7379711.9227 | 5036805.0252 | 22525711.3626 | 961560.8286 | 7332603.3321 | 7332603.3321 | 1478867.319 | 3814762.4027 | 0 | 30819875.5234 | 43446108.5773 | 133352.1432 | 2.4668 | 12493.7374 | 17612.15 | 254.7017 | 359.0475
1 | 2400 | 707 | 0.035 | 15 | 15 | 7 | 1.7783e-10 | 5spot_SharedNeighbor | Water | Porous | Wet | R245fa | MinimizeLCOE_Brownfield | IgnoreSilica | 2019 | 86.1787 | 13.0406 | 0.70159 | 4 | 11747.0373 | 16246.1956 | 239.4792 | 331.2007 | 97.0961 | 0 | 141.3827 | 2077070.9689 | 71576.7769 | 2702581.5375 | 2801622.3086 | 0 | 312975.5124 | 0 | 3106672.5707 | 8082924.7627 | 5516762.238 | 24672186.6756 | 961560.8286 | 7332603.3321 | 7332603.3321 | 1478867.319 | 3814762.4027 | 0 | 32966350.8363 | 45592583.8902 | 177827.941 | 2.8064 | 11747.0373 | 16246.1956 | 239.4792 | 331.2007
1 | 2400 | 707 | 0.035 | 15 | 15 | 7 | 2.3714e-10 | 5spot_SharedNeighbor | Water | Porous | Wet | R245fa | MinimizeLCOE_Brownfield | IgnoreSilica | 2019 | 92.5855 | 13.9988 | 0.76898 | 4 | 11183.1958 | 15288.0776 | 227.9846 | 311.6681 | 97.0519 | 0 | 140.3764 | 2182968.2541 | 75172.6075 | 2860412.6089 | 3007186.8891 | 0 | 302469.1766 | 0 | 3287001.7192 | 8552104.2165 | 5836986.8559 | 26104302.3278 | 961560.8286 | 7332603.3321 | 7332603.3321 | 1478867.319 | 3814762.4027 | 0 | 34398466.4886 | 47024699.5425 | 237137.3706 | 3.0759 | 11183.1958 | 15288.0776 | 227.9846 | 311.6681
1 | 2400 | 707 | 0.035 | 15 | 15 | 7 | 3.1623e-10 | 5spot_SharedNeighbor | Water | Porous | Wet | R245fa | MinimizeLCOE_Brownfield | IgnoreSilica | 2019 | 97.8714 | 14.7857 | 0.82629 | 4 | 10757.2544 | 14577.4334 | 219.3012 | 297.1807 | 97.0059 | 0 | 151.665 | 2268142.5612 | 78055.9231 | 2988436.1246 | 3176480.5023 | 0 | 290258.7101 | 0 | 3432535.7903 | 8930754.0165 | 6095423.1249 | 27260086.7529 | 961560.8286 | 7332603.3321 | 7332603.3321 | 1478867.319 | 3814762.4027 | 0 | 35554250.9137 | 48180483.9676 | 316227.766 | 3.3051 | 10757.2544 | 14577.4334 | 219.3012 | 297.1807
1 | 2400 | 707 | 0.035 | 15 | 15 | 7 | 4.217e-10 | 5spot_SharedNeighbor | Water | Porous | Wet | R245fa | MinimizeLCOE_Brownfield | IgnoreSilica | 2019 | 102.1102 | 15.4139 | 0.87347 | 4 | 10436.1467 | 14049.9545 | 212.755 | 286.4273 | 96.9632 | 0 | 150.4176 | 2335044.9168 | 80314.4992 | 3089695.4877 | 3311867.3463 | 0 | 277762.1892 | 0 | 3546926.9313 | 9228376.3004 | 6298556.4492 | 28168544.1199 | 961560.8286 | 7332603.3321 | 7332603.3321 | 1478867.319 | 3814762.4027 | 0 | 36462708.2807 | 49088941.3346 | 421696.5034 | 3.4939 | 10436.1467 | 14049.9545 | 212.755 | 286.4273
1 | 2400 | 707 | 0.035 | 15 | 15 | 7 | 5.6234e-10 | 5spot_SharedNeighbor | Water | Porous | Wet | R245fa | MinimizeLCOE_Brownfield | IgnoreSilica | 2019 | 105.4593 | 15.9085 | 0.91151 | 4 | 10194.3712 | 13657.3837 | 207.826 | 278.4242 | 96.9259 | 0 | 185.0633 | 2387056.4536 | 82066.4848 | 3168844.9951 | 3418643.2989 | 0 | 266092.0948 | 0 | 3635854.2976 | 9459747.0661 | 6456471.751 | 28874776.442 | 961560.8286 | 7332603.3321 | 7332603.3321 | 1478867.319 | 3814762.4027 | 0 | 37168940.6028 | 49795173.6567 | 562341.3252 | 3.646 | 10194.3712 | 13657.3837 | 207.826 | 278.4242
1 | 2400 | 707 | 0.035 | 15 | 15 | 7 | 7.4989e-10 | 5spot_SharedNeighbor | Water | Porous | Wet | R245fa | MinimizeLCOE_Brownfield | IgnoreSilica | 2019 | 108.0734 | 16.2935 | 0.94165 | 4 | 10012.4942 | 13364.6517 | 204.1182 | 272.4565 | 96.8946 | 0 | 174.1755 | 2427150.6918 | 83414.6416 | 3230117.3217 | 3501882.6201 | 0 | 255812.7289 | 0 | 3704367.4216 | 9638004.1607 | 6578135.8809 | 29418885.4673 | 961560.8286 | 7332603.3321 | 7332603.3321 | 1478867.319 | 3814762.4027 | 0 | 37713049.6281 | 50339282.682 | 749894.2093 | 3.7666 | 10012.4942 | 13364.6517 | 204.1182 | 272.4565
1 | 2400 | 707 | 0.035 | 15 | 15 | 7 | 1e-09 | 5spot_SharedNeighbor | Water | Porous | Wet | R245fa | MinimizeLCOE_Brownfield | IgnoreSilica | 2019 | 110.0808 | 16.5884 | 0.96514 | 4 | 9875.7683 | 13146.332 | 201.3309 | 268.0058 | 96.8694 | 0 | 174.8305 | 2457643.3948 | 84438.5055 | 3276868.7964 | 3565735.4554 | 0 | 247043.4579 | 0 | 3756374.5479 | 9773316.0352 | 6670489.0156 | 29831909.2087 | 961560.8286 | 7332603.3321 | 7332603.3321 | 1478867.319 | 3814762.4027 | 0 | 38126073.3695 | 50752306.4233 | 1000000 | 3.8606 | 9875.7683 | 13146.332 | 201.3309 | 268.0058
1 | 2400 | 707 | 0.035 | 15 | 15 | 7 | 1.3335e-09 | 5spot_SharedNeighbor | Water | Porous | Wet | R245fa | MinimizeLCOE_Brownfield | IgnoreSilica | 2019 | 111.6297 | 16.8155 | 0.98338 | 4 | 9773.0375 | 12982.952 | 199.2366 | 264.675 | 96.8493 | 0 | 182.8312 | 2480998.3525 | 85221.8391 | 3312766.4623 | 3614964.0007 | 0 | 239893.3147 | 0 | 3796199.148 | 9876931.4756 | 6741208.6827 | 30148183.2756 | 961560.8286 | 7332603.3321 | 7332603.3321 | 1478867.319 | 3814762.4027 | 0 | 38442347.4364 | 51068580.4903 | 1333521.4322 | 3.9335 | 9773.0375 | 12982.952 | 199.2366 | 264.675
1 | 2400 | 707 | 0.035 | 15 | 15 | 7 | 1.7783e-09 | 5spot_SharedNeighbor | Water | Porous | Wet | R245fa | MinimizeLCOE_Brownfield | IgnoreSilica | 2019 | 112.7823 | 16.9843 | 0.99721 | 4 | 9695.8807 | 12861.2788 | 197.6636 | 262.1946 | 96.8339 | 0 | 182.1148 | 2498280.8647 | 85801.0082 | 3339381.0906 | 3651574.2523 | 0 | 233991.8247 | 0 | 3825521.3258 | 9953221.7674 | 6793278.3745 | 30381050.5082 | 961560.8286 | 7332603.3321 | 7332603.3321 | 1478867.319 | 3814762.4027 | 0 | 38675214.669 | 51301447.7229 | 1778279.41 | 3.9888 | 9695.8807 | 12861.2788 | 197.6636 | 262.1946
1 | 2400 | 707 | 0.035 | 15 | 15 | 7 | 2.3714e-09 | 5spot_SharedNeighbor | Water | Porous | Wet | R245fa | MinimizeLCOE_Brownfield | IgnoreSilica | 2019 | 113.6714 | 17.1144 | 1.0078 | 4 | 9637.9504 | 12769.9302 | 196.4827 | 260.3323 | 96.8218 | 0 | 165.049 | 2511555.7406 | 86245.5867 | 3359853.3917 | 3679800.1756 | 0 | 229407.9337 | 0 | 3848076.5031 | 10011905.7119 | 6833331.3725 | 30560176.4159 | 961560.8286 | 7332603.3321 | 7332603.3321 | 1478867.319 | 3814762.4027 | 0 | 38854340.5766 | 51480573.6305 | 2371373.7057 | 4.0314 | 9637.9504 | 12769.9302 | 196.4827 | 260.3323
1 | 2400 | 707 | 0.035 | 15 | 15 | 7 | 3.1623e-09 | 5spot_SharedNeighbor | Water | Porous | Wet | R245fa | MinimizeLCOE_Brownfield | IgnoreSilica | 2019 | 114.3487 | 17.2134 | 1.016 | 4 | 9594.4671 | 12701.4373 | 195.5962 | 258.936 | 96.8124 | 0 | 176.8602 | 2521636.6689 | 86583.0307 | 3375417.1468 | 3701296.2531 | 0 | 225855.5175 | 0 | 3865207.5607 | 10056477.2098 | 6863752.3356 | 30696225.7231 | 961560.8286 | 7332603.3321 | 7332603.3321 | 1478867.319 | 3814762.4027 | 0 | 38990389.8839 | 51616622.9378 | 3162277.6602 | 4.0638 | 9594.4671 | 12701.4373 | 195.5962 | 258.936
1 | 2400 | 707 | 0.035 | 15 | 15 | 7 | 4.217e-09 | 5spot_SharedNeighbor | Water | Porous | Wet | R245fa | MinimizeLCOE_Brownfield | IgnoreSilica | 2019 | 114.846 | 17.286 | 1.022 | 4 | 9561.8348 | 12650.3875 | 194.9309 | 257.8953 | 96.8055 | 0 | 190.5068 | 2529020.4387 | 86830.0976 | 3386826.2497 | 3717074.8329 | 0 | 223033.9801 | 0 | 3877686.3836 | 10088944.5473 | 6885911.9606 | 30795328.4905 | 961560.8286 | 7332603.3321 | 7332603.3321 | 1478867.319 | 3814762.4027 | 0 | 39089492.6513 | 51715725.7052 | 4216965.0343 | 4.0881 | 9561.8348 | 12650.3875 | 194.9309 | 257.8953
1 | 2400 | 707 | 0.035 | 15 | 15 | 7 | 5.6234e-09 | 5spot_SharedNeighbor | Water | Porous | Wet | R245fa | MinimizeLCOE_Brownfield | IgnoreSilica | 2019 | 115.2307 | 17.3422 | 1.0267 | 4 | 9537.35 | 12611.9525 | 194.4318 | 257.1117 | 96.8001 | 0 | 184.8242 | 2534721.6264 | 87020.8101 | 3395640.9293 | 3729277.3532 | 0 | 220923.3355 | 0 | 3887357.7812 | 10114107.5401 | 6903086.2202 | 30872135.596 | 961560.8286 | 7332603.3321 | 7332603.3321 | 1478867.319 | 3814762.4027 | 0 | 39166299.7568 | 51792532.8107 | 5623413.2519 | 4.1066 | 9537.35 | 12611.9525 | 194.4318 | 257.1117
1 | 2400 | 707 | 0.035 | 15 | 15 | 7 | 7.4989e-09 | 5spot_SharedNeighbor | Water | Porous | Wet | R245fa | MinimizeLCOE_Brownfield | IgnoreSilica | 2019 | 115.5083 | 17.3827 | 1.0301 | 4 | 9518.9808 | 12583.3637 | 194.0573 | 256.5289 | 96.7961 | 0 | 177.2014 | 2538830.9634 | 87158.2431 | 3401997.4104 | 3738083.4112 | 0 | 219249.0965 | 0 | 3894274.4586 | 10132103.3158 | 6915368.7069 | 30927065.6059 | 961560.8286 | 7332603.3321 | 7332603.3321 | 1478867.319 | 3814762.4027 | 0 | 39221229.7667 | 51847462.8206 | 7498942.0933 | 4.1203 | 9518.9808 | 12583.3637 | 194.0573 | 256.5289
1 | 2400 | 707 | 0.035 | 15 | 15 | 7 | 1e-08 | 5spot_SharedNeighbor | Water | Porous | Wet | R245fa | MinimizeLCOE_Brownfield | IgnoreSilica | 2019 | 115.7176 | 17.4132 | 1.0327 | 4 | 9505.2011 | 12561.9244 | 193.7764 | 256.0918 | 96.7932 | 0 | 173.85 | 2541925.5117 | 87261.7211 | 3406785.8124 | 3744720.6976 | 0 | 217980.4115 | 0 | 3899482.9202 | 10145654.6643 | 6924617.7808 | 30968429.5195 | 961560.8286 | 7332603.3321 | 7332603.3321 | 1478867.319 | 3814762.4027 | 0 | 39262593.6803 | 51888826.7342 | 10000000 | 4.1306 | 9505.2011 | 12561.9244 | 193.7764 | 256.0918
1 | 2500 | 707 | 0.035 | 15 | 15 | 7 | 1e-13 | 5spot_SharedNeighbor | Water | Porous | Wet | R245fa | MinimizeLCOE_Brownfield | IgnoreSilica | 2019 | 0 | 0 | 0 | 0 |  |  |  |  | 15 |  | 22.2586 | [19 empty] | 100 | 0
1 | 2500 | 707 | 0.035 | 15 | 15 | 7 | 1.3335e-13 | 5spot_SharedNeighbor | Water | Porous | Wet | R245fa | MinimizeLCOE_Brownfield | IgnoreSilica | 2019 | 0 | 0 | 0 | 0 |  |  |  |  | 15 |  | 24.4239 | [19 empty] | 133.3521 | 0
1 | 2500 | 707 | 0.035 | 15 | 15 | 7 | 1.7783e-13 | 5spot_SharedNeighbor | Water | Porous | Wet | R245fa | MinimizeLCOE_Brownfield | IgnoreSilica | 2019 | 0 | 0 | 0 | 0 |  |  |  |  | 15 |  | 24.2582 | [19 empty] | 177.8279 | 0
1 | 2500 | 707 | 0.035 | 15 | 15 | 7 | 2.3714e-13 | 5spot_SharedNeighbor | Water | Porous | Wet | R245fa | MinimizeLCOE_Brownfield | IgnoreSilica | 2019 | 0 | 0 | 0 | 0 |  |  |  |  | 15 |  | 25.7608 | [19 empty] | 237.1374 | 0
1 | 2500 | 707 | 0.035 | 15 | 15 | 7 | 3.1623e-13 | 5spot_SharedNeighbor | Water | Porous | Wet | R245fa | MinimizeLCOE_Brownfield | IgnoreSilica | 2019 | 0 | 0 | 0 | 0 |  |  |  |  | 15 |  | 25.2121 | [19 empty] | 316.2278 | 0
1 | 2500 | 707 | 0.035 | 15 | 15 | 7 | 4.217e-13 | 5spot_SharedNeighbor | Water | Porous | Wet | R245fa | MinimizeLCOE_Brownfield | IgnoreSilica | 2019 | 0 | 0 | 0 | 0 |  |  |  |  | 15 |  | 24.1591 | [19 empty] | 421.6965 | 0
1 | 2500 | 707 | 0.035 | 15 | 15 | 7 | 5.6234e-13 | 5spot_SharedNeighbor | Water | Porous | Wet | R245fa | MinimizeLCOE_Brownfield | IgnoreSilica | 2019 | 0.84513 | 0.086982 | 0.00051207 | 4 | 4507139.6134 | 10908451.3675 | 91884.1374 | 222383.5359 | 78.338 | 0 | 66.9457 | 53885.326 | 1604.2368 | 49837.9112 | 47309.5834 | 0 | 38168.2728 | 0 | 74414.0788 | 193610.1685 | 132142.9183 | 590972.4957 | 961560.8286 | 7679370.0231 | 7679370.0231 | 1478867.319 | 3953469.0791 | 0 | 9231903.3475 | 22343609.7688 | 562.3413 | 0.0020483 | 4507139.6134 | 10908451.3675 | 91884.1374 | 222383.5359
1 | 2500 | 707 | 0.035 | 15 | 15 | 7 | 7.4989e-13 | 5spot_SharedNeighbor | Water | Porous | Wet | R245fa | MinimizeLCOE_Brownfield | IgnoreSilica | 2019 | 1.2625 | 0.14986 | 0.0020469 | 4 | 1158538.7227 | 2759979.1835 | 23618.3789 | 56265.9088 | 84.7803 | 0 | 208.9696 | 83320.0294 | 2610.9645 | 76610.6677 | 60751.7143 | 0 | 49381.0178 | 0 | 106343.0135 | 276682.7072 | 188841.6329 | 844541.7473 | 961560.8286 | 7679370.0231 | 7679370.0231 | 1478867.319 | 3953469.0791 | 0 | 9485472.5991 | 22597179.0204 | 749.8942 | 0.0081874 | 1158538.7227 | 2759979.1835 | 23618.3789 | 56265.9088
1 | 2500 | 707 | 0.035 | 15 | 15 | 7 | 1e-12 | 5spot_SharedNeighbor | Water | Porous | Wet | R245fa | MinimizeLCOE_Brownfield | IgnoreSilica | 2019 | 1.7875 | 0.2317 | 0.0044599 | 4 | 548191.7881 | 1283171.1421 | 11175.6311 | 26159.1793 | 89.0511 | 0 | 314.8921 | 116781.6504 | 3785.0434 | 108194.3701 | 77866.9807 | 0 | 60977.6479 | 0 | 143366.2201 | 373009.4963 | 254586.6458 | 1138568.0548 | 961560.8286 | 7679370.0231 | 7679370.0231 | 1478867.319 | 3953469.0791 | 0 | 9779498.9065 | 22891205.3278 | 1000 | 0.01784 | 548191.7881 | 1283171.1421 | 11175.6311 | 26159.1793
1 | 2500 | 707 | 0.035 | 15 | 15 | 7 | 1.3335e-12 | 5spot_SharedNeighbor | Water | Porous | Wet | R245fa | MinimizeLCOE_Brownfield | IgnoreSilica | 2019 | 2.4293 | 0.33349 | 0.0079509 | 4 | 317943.6467 | 730213.1972 | 6481.7113 | 14886.3837 | 91.9515 | 0 | 440.5232 | 153842.8488 | 5102.3544 | 144458.261 | 99024.432 | 0 | 72464.0168 | 0 | 185207.8461 | 481872.8242 | 328888.104 | 1470860.6873 | 961560.8286 | 7679370.0231 | 7679370.0231 | 1478867.319 | 3953469.0791 | 0 | 10111791.539 | 23223497.9603 | 1333.5214 | 0.031804 | 317943.6467 | 730213.1972 | 6481.7113 | 14886.3837
1 | 2500 | 707 | 0.035 | 15 | 15 | 7 | 1.7783e-12 | 5spot_SharedNeighbor | Water | Porous | Wet | R245fa | MinimizeLCOE_Brownfield | IgnoreSilica | 2019 | 3.2345 | 0.46246 | 0.01279 | 4 | 205250.2165 | 461534.1922 | 4184.3033 | 9408.9988 | 94.0537 | 0 | 54.2282 | 196189.3949 | 6616.8697 | 187334.105 | 125764.8104 | 0 | 84576.8048 | 0 | 234187.9741 | 609309.0701 | 415865.9604 | 1859844.9895 | 961560.8286 | 7679370.0231 | 7679370.0231 | 1478867.319 | 3953469.0791 | 0 | 10500775.8413 | 23612482.2626 | 1778.2794 | 0.051161 | 205250.2165 | 461534.1922 | 4184.3033 | 9408.9988
1 | 2500 | 707 | 0.035 | 15 | 15 | 7 | 2.3714e-12 | 5spot_SharedNeighbor | Water | Porous | Wet | R245fa | MinimizeLCOE_Brownfield | IgnoreSilica | 2019 | 4.3017 | 0.63407 | 0.019396 | 4 | 141583.2862 | 310583.4082 | 2886.3668 | 6331.6629 | 95.6778 | 0 | 86.2743 | 247295.3605 | 8449.0667 | 240837.8782 | 161134.492 | 0 | 98975.3995 | 0 | 295109.9568 | 767815.5722 | 524049.9051 | 2343667.6309 | 961560.8286 | 7679370.0231 | 7679370.0231 | 1478867.319 | 3953469.0791 | 0 | 10984598.4827 | 24096304.904 | 2371.3737 | 0.077584 | 141583.2862 | 310583.4082 | 2886.3668 | 6331.6629
1 | 2500 | 707 | 0.035 | 15 | 15 | 7 | 3.1623e-12 | 5spot_SharedNeighbor | Water | Porous | Wet | R245fa | MinimizeLCOE_Brownfield | IgnoreSilica | 2019 | 5.6434 | 0.85042 | 0.028213 | 4 | 102392.8253 | 218578.1318 | 2087.4162 | 4456.0109 | 96.8702 | 0 | 124.0509 | 306005.9868 | 10554.2578 | 304315.8459 | 205643.4845 | 0 | 114401.4308 | 0 | 366959.1922 | 954752.5446 | 651638.2299 | 2914270.9724 | 961560.8286 | 7679370.0231 | 7679370.0231 | 1478867.319 | 3953469.0791 | 0 | 11555201.8242 | 24666908.2455 | 3162.2777 | 0.11285 | 102392.8253 | 218578.1318 | 2087.4162 | 4456.0109
1 | 2500 | 707 | 0.035 | 15 | 15 | 7 | 4.217e-12 | 5spot_SharedNeighbor | Water | Porous | Wet | R245fa | MinimizeLCOE_Brownfield | IgnoreSilica | 2019 | 7.2512 | 1.1092 | 0.039653 | 4 | 76884.5388 | 159549.758 | 1567.3953 | 3252.6376 | 97.6953 | 0 | 107.022 | 370413.1432 | 12858.6876 | 376146.6057 | 258768.4641 | 0 | 129245.6355 | 0 | 447498.6891 | 1164299.7945 | 794658.5337 | 3553889.5534 | 961560.8286 | 7679370.0231 | 7679370.0231 | 1478867.319 | 3953469.0791 | 0 | 12194820.4052 | 25306526.8265 | 4216.965 | 0.15861 | 76884.5388 | 159549.758 | 1567.3953 | 3252.6376
1 | 2500 | 707 | 0.035 | 15 | 15 | 7 | 5.6234e-12 | 5spot_SharedNeighbor | Water | Porous | Wet | R245fa | MinimizeLCOE_Brownfield | IgnoreSilica | 2019 | 9.5487 | 1.4816 | 0.055416 | 4 | 58987.623 | 118139.1671 | 1202.5425 | 2408.4267 | 98.484 | 0 | 108.4596 | 455893.2738 | 15921.9887 | 473889.8658 | 335023.2119 | 0 | 151004.713 | 0 | 558375.8908 | 1452779.5291 | 991551.8803 | 4434440.3534 | 961560.8286 | 7679370.0231 | 7679370.0231 | 1478867.319 | 3953469.0791 | 0 | 13075371.2052 | 26187077.6265 | 5623.4133 | 0.22166 | 58987.623 | 118139.1671 | 1202.5425 | 2408.4267
1 | 2500 | 707 | 0.035 | 15 | 15 | 7 | 7.4989e-12 | 5spot_SharedNeighbor | Water | Porous | Wet | R245fa | MinimizeLCOE_Brownfield | IgnoreSilica | 2019 | 12.2749 | 1.9228 | 0.075622 | 4 | 46473.4864 | 89819.9603 | 947.4249 | 1831.1014 | 99.0099 | 0 | 99.0793 | 549018.2832 | 19250.1166 | 583526.6683 | 425528.341 | 0 | 171533.5325 | 0 | 682054.2073 | 1774565.1387 | 1211177.1709 | 5416653.4585 | 961560.8286 | 7679370.0231 | 7679370.0231 | 1478867.319 | 3953469.0791 | 0 | 14057584.3103 | 27169290.7316 | 7498.9421 | 0.30249 | 46473.4864 | 89819.9603 | 947.4249 | 1831.1014
1 | 2500 | 707 | 0.035 | 15 | 15 | 7 | 1e-11 | 5spot_SharedNeighbor | Water | Porous | Wet | R245fa | MinimizeLCOE_Brownfield | IgnoreSilica | 2019 | 15.6971 | 2.4766 | 0.10184 | 4 | 37388.5379 | 69575.8136 | 762.2159 | 1418.3971 | 99.4142 | 0 | 129.9026 | 657244.7737 | 23110.1019 | 714280.5917 | 538964.3779 | 0 | 193944.7606 | 0 | 829742.3963 | 2158819.5116 | 1473438.676 | 6589545.1898 | 961560.8286 | 7679370.0231 | 7679370.0231 | 1478867.319 | 3953469.0791 | 0 | 15230476.0416 | 28342182.4629 | 10000 | 0.40736 | 37388.5379 | 69575.8136 | 762.2159 | 1418.3971
1 | 2500 | 707 | 0.035 | 15 | 15 | 7 | 1.3335e-11 | 5spot_SharedNeighbor | Water | Porous | Wet | R245fa | MinimizeLCOE_Brownfield | IgnoreSilica | 2019 | 19.936 | 3.1628 | 0.13553 | 4 | 30649.7618 | 54835.0275 | 624.8369 | 1117.8862 | 99.7248 | 0 | 129.8096 | 781761.8456 | 27542.4845 | 868434.0487 | 679486.4845 | 0 | 217770.1354 | 0 | 1004248.0495 | 2612847.4252 | 1783322.0563 | 7975412.5297 | 961560.8286 | 7679370.0231 | 7679370.0231 | 1478867.319 | 3953469.0791 | 0 | 16616343.3815 | 29728049.8028 | 13335.2143 | 0.54214 | 30649.7618 | 54835.0275 | 624.8369 | 1117.8862
1 | 2500 | 707 | 0.035 | 15 | 15 | 7 | 1.7783e-11 | 5spot_SharedNeighbor | Water | Porous | Wet | R245fa | MinimizeLCOE_Brownfield | IgnoreSilica | 2019 | 25.1318 | 4.0041 | 0.17835 | 4 | 25569.3149 | 43948.6845 | 521.2651 | 895.9534 | 99.9644 | 0 | 118.2271 | 923935.5235 | 32593.2758 | 1048578.4241 | 851744.6369 | 0 | 242677.7609 | 0 | 1208816.5523 | 3145092.7066 | 2146590.3975 | 9600029.2776 | 961560.8286 | 7679370.0231 | 7679370.0231 | 1478867.319 | 3953469.0791 | 0 | 18240960.1294 | 31352666.5507 | 17782.7941 | 0.71339 | 25569.3149 | 43948.6845 | 521.2651 | 895.9534
1 | 2500 | 707 | 0.035 | 15 | 15 | 7 | 2.3714e-11 | 5spot_SharedNeighbor | Water | Porous | Wet | R245fa | MinimizeLCOE_Brownfield | IgnoreSilica | 2019 | 31.4318 | 5.0244 | 0.23205 | 4 | 21688.1972 | 35814.4136 | 442.1432 | 730.1253 | 100.1503 | 0 | 105.3949 | 1085013.4382 | 38304.6828 | 1257194.7827 | 1060758.2124 | 0 | 268361.6982 | 0 | 1446756.7976 | 3764164.4166 | 2569119.5602 | 11489673.5886 | 961560.8286 | 7679370.0231 | 7679370.0231 | 1478867.319 | 3953469.0791 | 0 | 20130604.4404 | 33242310.8617 | 23713.7371 | 0.92818 | 21688.1972 | 35814.4136 | 442.1432 | 730.1253
1 | 2500 | 707 | 0.035 | 15 | 15 | 7 | 3.1623e-11 | 5spot_SharedNeighbor | Water | Porous | Wet | R245fa | MinimizeLCOE_Brownfield | IgnoreSilica | 2019 | 38.8714 | 6.2294 | 0.29786 | 4 | 18695.4039 | 29700.1471 | 381.1311 | 605.4777 | 100.2936 | 0 | 106.1549 | 1263312.2312 | 44613.9057 | 1492954.7807 | 1307623.5117 | 0 | 293423.3732 | 0 | 1716751.843 | 4466636.1412 | 3048570.9466 | 13633886.7334 | 961560.8286 | 7679370.0231 | 7679370.0231 | 1478867.319 | 3953469.0791 | 0 | 22274817.5851 | 35386524.0064 | 31622.7766 | 1.1915 | 18695.4039 | 29700.1471 | 381.1311 | 605.4777
1 | 2500 | 707 | 0.035 | 15 | 15 | 7 | 4.217e-11 | 5spot_SharedNeighbor | Water | Porous | Wet | R245fa | MinimizeLCOE_Brownfield | IgnoreSilica | 2019 | 47.3749 | 7.6065 | 0.37612 | 4 | 16374.548 | 25089.7668 | 333.8173 | 511.4888 | 100.4007 | 0 | 177.2866 | 1455069.918 | 51384.8336 | 1751481.4459 | 1589775.5523 | 0 | 316197.6577 | 0 | 2013924.6689 | 5239818.8759 | 3576284.0503 | 15993937.0026 | 961560.8286 | 7679370.0231 | 7679370.0231 | 1478867.319 | 3953469.0791 | 0 | 24634867.8544 | 37746574.2757 | 42169.6503 | 1.5045 | 16374.548 | 25089.7668 | 333.8173 | 511.4888
1 | 2500 | 707 | 0.035 | 15 | 15 | 7 | 5.6234e-11 | 5spot_SharedNeighbor | Water | Porous | Wet | R245fa | MinimizeLCOE_Brownfield | IgnoreSilica | 2019 | 56.6003 | 9.0991 | 0.46495 | 4 | 14573.3959 | 21623.5143 | 297.0984 | 440.8246 | 100.4713 | 0 | 145.9737 | 1651628.1592 | 58308.0566 | 2021309.9447 | 1895740.9478 | 0 | 333924.853 | 0 | 2324755.6649 | 6048537.367 | 4128251.038 | 18462456.0311 | 961560.8286 | 7679370.0231 | 7679370.0231 | 1478867.319 | 3953469.0791 | 0 | 27103386.8829 | 40215093.3042 | 56234.1325 | 1.8598 | 14573.3959 | 21623.5143 | 297.0984 | 440.8246
1 | 2500 | 707 | 0.035 | 15 | 15 | 7 | 7.4989e-11 | 5spot_SharedNeighbor | Water | Porous | Wet | R245fa | MinimizeLCOE_Brownfield | IgnoreSilica | 2019 | 66.0324 | 10.6215 | 0.56028 | 4 | 13180.722 | 19031.2396 | 268.7068 | 387.9776 | 100.5033 | 0 | 166.0114 | 1842359.2358 | 65005.5731 | 2287548.1107 | 2208212.0412 | 0 | 344348.551 | 0 | 2631514.6696 | 6846661.3724 | 4672987.0715 | 20898636.6253 | 961560.8286 | 7679370.0231 | 7679370.0231 | 1478867.319 | 3953469.0791 | 0 | 29539567.477 | 42651273.8983 | 74989.4209 | 2.2411 | 13180.722 | 19031.2396 | 268.7068 | 387.9776
1 | 2500 | 707 | 0.035 | 15 | 15 | 7 | 1e-10 | 5spot_SharedNeighbor | Water | Porous | Wet | R245fa | MinimizeLCOE_Brownfield | IgnoreSilica | 2019 | 75.1628 | 12.0893 | 0.65689 | 4 | 12110.2474 | 17100.3173 | 246.8838 | 348.6131 | 100.4994 | 0 | 189.029 | 2018457.5537 | 71166.8833 | 2537137.6783 | 2510135.9981 | 0 | 346979.3947 | 0 | 2918712.2282 | 7593890.5076 | 5182986.3103 | 23179466.5543 | 961560.8286 | 7679370.0231 | 7679370.0231 | 1478867.319 | 3953469.0791 | 0 | 31820397.4061 | 44932103.8274 | 100000 | 2.6276 | 12110.2474 | 17100.3173 | 246.8838 | 348.6131
1 | 2500 | 707 | 0.035 | 15 | 15 | 7 | 1.3335e-10 | 5spot_SharedNeighbor | Water | Porous | Wet | R245fa | MinimizeLCOE_Brownfield | IgnoreSilica | 2019 | 83.5233 | 13.4265 | 0.74928 | 4 | 11292.3216 | 15667.0879 | 230.2093 | 319.3948 | 100.4678 | 0 | 205.1917 | 2173109.7659 | 76556.4203 | 2759331.8975 | 2785955.075 | 0 | 342427.1432 | 0 | 3173578.3177 | 8256999.7923 | 5635572.0226 | 25203530.4344 | 961560.8286 | 7679370.0231 | 7679370.0231 | 1478867.319 | 3953469.0791 | 0 | 33844461.2862 | 46956167.7075 | 133352.1432 | 2.9971 | 11292.3216 | 15667.0879 | 230.2093 | 319.3948
1 | 2500 | 707 | 0.035 | 15 | 15 | 7 | 1.7783e-10 | 5spot_SharedNeighbor | Water | Porous | Wet | R245fa | MinimizeLCOE_Brownfield | IgnoreSilica | 2019 | 91.1286 | 14.6361 | 0.83586 | 4 | 10658.7531 | 14580.3787 | 217.2931 | 297.2407 | 100.4176 | 0 | 171.9431 | 2308764.4618 | 81264.784 | 2956577.9008 | 3036212.1231 | 0 | 333268.3608 | 0 | 3399274.1759 | 8844214.1186 | 6036357.8664 | 26995933.7912 | 961560.8286 | 7679370.0231 | 7679370.0231 | 1478867.319 | 3953469.0791 | 0 | 35636864.643 | 48748571.0643 | 177827.941 | 3.3434 | 10658.7531 | 14580.3787 | 217.2931 | 297.2407
1 | 2500 | 707 | 0.035 | 15 | 15 | 7 | 2.3714e-10 | 5spot_SharedNeighbor | Water | Porous | Wet | R245fa | MinimizeLCOE_Brownfield | IgnoreSilica | 2019 | 97.277 | 15.6084 | 0.90878 | 4 | 10191.3856 | 13798.356 | 207.7652 | 281.2982 | 100.363 | 0 | 185.8034 | 2415147.6146 | 84943.1341 | 3112830.2893 | 3238011.5256 | 0 | 320353.306 | 0 | 3576801.4891 | 9306103.7718 | 6351607.0456 | 28405798.1761 | 961560.8286 | 7679370.0231 | 7679370.0231 | 1478867.319 | 3953469.0791 | 0 | 37046729.0279 | 50158435.4492 | 237137.3706 | 3.6351 | 10191.3856 | 13798.356 | 207.7652 | 281.2982
1 | 2500 | 707 | 0.035 | 15 | 15 | 7 | 3.1623e-10 | 5spot_SharedNeighbor | Water | Porous | Wet | R245fa | MinimizeLCOE_Brownfield | IgnoreSilica | 2019 | 102.307 | 16.4 | 0.97007 | 4 | 9838.3096 | 13217.3845 | 200.5672 | 269.4543 | 100.3095 | 0 | 188.4476 | 2500103.334 | 87870.9417 | 3238622.0295 | 3402731.0519 | 0 | 306320.1425 | 0 | 3718902.5248 | 9675821.5178 | 6603947.0041 | 29534318.5463 | 961560.8286 | 7679370.0231 | 7679370.0231 | 1478867.319 | 3953469.0791 | 0 | 38175249.3981 | 51286955.8194 | 316227.766 | 3.8803 | 9838.3096 | 13217.3845 | 200.5672 | 269.4543
1 | 2500 | 707 | 0.035 | 15 | 15 | 7 | 4.217e-10 | 5spot_SharedNeighbor | Water | Porous | Wet | R245fa | MinimizeLCOE_Brownfield | IgnoreSilica | 2019 | 106.3218 | 17.029 | 1.0201 | 4 | 9572.0553 | 12785.2866 | 195.1393 | 260.6454 | 100.2615 | 0 | 182.8943 | 2566618.0789 | 90156.8311 | 3337748.3732 | 3533946.0842 | 0 | 292549.4614 | 0 | 3830197.3432 | 9965387.8055 | 6801581.9455 | 30418185.9229 | 961560.8286 | 7679370.0231 | 7679370.0231 | 1478867.319 | 3953469.0791 | 0 | 39059116.7747 | 52170823.196 | 421696.5034 | 4.0805 | 9572.0553 | 12785.2866 | 195.1393 | 260.6454
1 | 2500 | 707 | 0.035 | 15 | 15 | 7 | 5.6234e-10 | 5spot_SharedNeighbor | Water | Porous | Wet | R245fa | MinimizeLCOE_Brownfield | IgnoreSilica | 2019 | 109.487 | 17.5232 | 1.0603 | 4 | 9371.5268 | 12463.1254 | 191.0513 | 254.0777 | 100.2203 | 0 | 179.7611 | 2618269.8583 | 91927.8592 | 3415119.0542 | 3637225.8843 | 0 | 280042.3754 | 0 | 3916608.1622 | 10190211.0314 | 6955028.4168 | 31104432.6418 | 961560.8286 | 7679370.0231 | 7679370.0231 | 1478867.319 | 3953469.0791 | 0 | 39745363.4936 | 52857069.9149 | 562341.3252 | 4.2411 | 9371.5268 | 12463.1254 | 191.0513 | 254.0777
1 | 2500 | 707 | 0.035 | 15 | 15 | 7 | 7.4989e-10 | 5spot_SharedNeighbor | Water | Porous | Wet | R245fa | MinimizeLCOE_Brownfield | IgnoreSilica | 2019 | 111.5641 | 17.8466 | 1.0905 | 4 | 9209.9459 | 12215.9499 | 187.7572 | 249.0387 | 100.1918 | 0 | 185.9343 | 2651795.7317 | 93075.4117 | 3465525.7297 | 3704918.9212 | 0 | 265114.2184 | 0 | 3970367.7049 | 10330082.3339 | 7050493.4548 | 31531373.5063 | 961560.8286 | 7679370.0231 | 7679370.0231 | 1478867.319 | 3953469.0791 | 0 | 40172304.3581 | 53284010.7794 | 749894.2093 | 4.3618 | 9209.9459 | 12215.9499 | 187.7572 | 249.0387
1 | 2500 | 707 | 0.035 | 15 | 15 | 7 | 1e-09 | 5spot_SharedNeighbor | Water | Porous | Wet | R245fa | MinimizeLCOE_Brownfield | IgnoreSilica | 2019 | 113.7956 | 18.1933 | 1.1162 | 4 | 9107.1813 | 12043.8442 | 185.6622 | 245.5301 | 100.1599 | 0 | 169.4246 | 2687491.7345 | 94295.4837 | 3519359.2901 | 3777568.2451 | 0 | 259833.0373 | 0 | 4032033.6383 | 10490524.4431 | 7159998.4912 | 32021104.3632 | 961560.8286 | 7679370.0231 | 7679370.0231 | 1478867.319 | 3953469.0791 | 0 | 40662035.215 | 53773741.6363 | 1000000 | 4.4648 | 9107.1813 | 12043.8442 | 185.6622 | 245.5301
1 | 2500 | 707 | 0.035 | 15 | 15 | 7 | 1.3335e-09 | 5spot_SharedNeighbor | Water | Porous | Wet | R245fa | MinimizeLCOE_Brownfield | IgnoreSilica | 2019 | 115.2307 | 18.4158 | 1.1351 | 4 | 9021.9167 | 11909.7064 | 183.924 | 242.7955 | 100.1387 | 0 | 177.063 | 2710273.387 | 95073.1788 | 3553805.8713 | 3824246.4374 | 0 | 252341.9715 | 0 | 4069938.9299 | 10589146.2364 | 7227309.8915 | 32322135.9038 | 961560.8286 | 7679370.0231 | 7679370.0231 | 1478867.319 | 3953469.0791 | 0 | 40963066.7555 | 54074773.1768 | 1333521.4322 | 4.5404 | 9021.9167 | 11909.7064 | 183.924 | 242.7955
1 | 2500 | 707 | 0.035 | 15 | 15 | 7 | 1.7783e-09 | 5spot_SharedNeighbor | Water | Porous | Wet | R245fa | MinimizeLCOE_Brownfield | IgnoreSilica | 2019 | 116.3218 | 18.5847 | 1.1496 | 4 | 8957.8675 | 11809.3308 | 182.6182 | 240.7492 | 100.1221 | 0 | 185.3216 | 2727504.6923 | 95660.8905 | 3579906.7641 | 3859715.2573 | 0 | 246353.3818 | 0 | 4098564.9846 | 10663625.3585 | 7278143.4228 | 32549474.7519 | 961560.8286 | 7679370.0231 | 7679370.0231 | 1478867.319 | 3953469.0791 | 0 | 41190405.6037 | 54302112.025 | 1778279.41 | 4.5982 | 8957.8675 | 11809.3308 | 182.6182 | 240.7492
1 | 2500 | 707 | 0.035 | 15 | 15 | 7 | 2.3714e-09 | 5spot_SharedNeighbor | Water | Porous | Wet | R245fa | MinimizeLCOE_Brownfield | IgnoreSilica | 2019 | 117.1332 | 18.7102 | 1.1605 | 4 | 8909.7725 | 11734.4306 | 181.6378 | 239.2222 | 100.1097 | 0 | 175.136 | 2740268.7851 | 96095.9495 | 3599267.0865 | 3886079.8652 | 0 | 241552.8943 | 0 | 4119673.1864 | 10718544.5699 | 7315626.913 | 32717109.25 | 961560.8286 | 7679370.0231 | 7679370.0231 | 1478867.319 | 3953469.0791 | 0 | 41358040.1018 | 54469746.5231 | 2371373.7057 | 4.6419 | 8909.7725 | 11734.4306 | 181.6378 | 239.2222
1 | 2500 | 707 | 0.035 | 15 | 15 | 7 | 3.1623e-09 | 5spot_SharedNeighbor | Water | Porous | Wet | R245fa | MinimizeLCOE_Brownfield | IgnoreSilica | 2019 | 117.7586 | 18.8068 | 1.1688 | 4 | 8873.6681 | 11678.1255 | 180.9017 | 238.0744 | 100.0999 | 0 | 193.9762 | 2750077.1906 | 96430.0976 | 3614159.3747 | 3906392.1607 | 0 | 237889.6843 | 0 | 4135929.9181 | 10760841.2511 | 7344495.267 | 32846214.9442 | 961560.8286 | 7679370.0231 | 7679370.0231 | 1478867.319 | 3953469.0791 | 0 | 41487145.7959 | 54598852.2172 | 3162277.6602 | 4.6753 | 8873.6681 | 11678.1255 | 180.9017 | 238.0744
1 | 2500 | 707 | 0.035 | 15 | 15 | 7 | 4.217e-09 | 5spot_SharedNeighbor | Water | Porous | Wet | R245fa | MinimizeLCOE_Brownfield | IgnoreSilica | 2019 | 118.2339 | 18.8802 | 1.1752 | 4 | 8846.5714 | 11635.8809 | 180.3493 | 237.2132 | 100.0925 | 0 | 180.5981 | 2757514.2073 | 96683.3606 | 3625459.9219 | 3921824.2056 | 0 | 235085.5337 | 0 | 4148261.2194 | 10792924.7674 | 7366392.9262 | 32944146.142 | 961560.8286 | 7679370.0231 | 7679370.0231 | 1478867.319 | 3953469.0791 | 0 | 41585076.9938 | 54696783.415 | 4216965.0343 | 4.7007 | 8846.5714 | 11635.8809 | 180.3493 | 237.2132
1 | 2500 | 707 | 0.035 | 15 | 15 | 7 | 5.6234e-09 | 5spot_SharedNeighbor | Water | Porous | Wet | R245fa | MinimizeLCOE_Brownfield | IgnoreSilica | 2019 | 118.5823 | 18.934 | 1.1799 | 4 | 8826.2389 | 11604.3762 | 179.9348 | 236.5709 | 100.087 | 0 | 189.8996 | 2762956.5651 | 96868.6423 | 3633734.4304 | 3933134.1523 | 0 | 232883.9417 | 0 | 4157235.3154 | 10816273.5244 | 7382328.9326 | 33015415.5042 | 961560.8286 | 7679370.0231 | 7679370.0231 | 1478867.319 | 3953469.0791 | 0 | 41656346.356 | 54768052.7772 | 5623413.2519 | 4.7196 | 8826.2389 | 11604.3762 | 179.9348 | 236.5709
1 | 2500 | 707 | 0.035 | 15 | 15 | 7 | 7.4989e-09 | 5spot_SharedNeighbor | Water | Porous | Wet | R245fa | MinimizeLCOE_Brownfield | IgnoreSilica | 2019 | 118.8381 | 18.9735 | 1.1834 | 4 | 8810.9842 | 11580.8629 | 179.6238 | 236.0916 | 100.0829 | 0 | 199.0402 | 2766947.2192 | 97004.4722 | 3639804.3942 | 3941436.3577 | 0 | 231171.4162 | 0 | 4163781.9052 | 10833306.4083 | 7393954.2258 | 33067406.3989 | 961560.8286 | 7679370.0231 | 7679370.0231 | 1478867.319 | 3953469.0791 | 0 | 41708337.2507 | 54820043.672 | 7498942.0933 | 4.7337 | 8810.9842 | 11580.8629 | 179.6238 | 236.0916
1 | 2500 | 707 | 0.035 | 15 | 15 | 7 | 1e-08 | 5spot_SharedNeighbor | Water | Porous | Wet | R245fa | MinimizeLCOE_Brownfield | IgnoreSilica | 2019 | 119.0427 | 19.0051 | 1.1862 | 4 | 8799.5405 | 11563.0378 | 179.3905 | 235.7282 | 100.0796 | 0 | 196.1402 | 2770137.4613 | 97113.0415 | 3644658.4394 | 3948078.8033 | 0 | 229942.2723 | 0 | 4169072.7069 | 10847071.989 | 7403349.5176 | 33109424.2313 | 961560.8286 | 7679370.0231 | 7679370.0231 | 1478867.319 | 3953469.0791 | 0 | 41750355.083 | 54862061.5043 | 10000000 | 4.7446 | 8799.5405 | 11563.0378 | 179.3905 | 235.7282
1 | 2600 | 707 | 0.035 | 15 | 15 | 7 | 1e-13 | 5spot_SharedNeighbor | Water | Porous | Wet | R245fa | MinimizeLCOE_Brownfield | IgnoreSilica | 2019 | 0 | 0 | 0 | 0 |  |  |  |  | 15 |  | 22.455 | [19 empty] | 100 | 0
1 | 2600 | 707 | 0.035 | 15 | 15 | 7 | 1.3335e-13 | 5spot_SharedNeighbor | Water | Porous | Wet | R245fa | MinimizeLCOE_Brownfield | IgnoreSilica | 2019 | 0 | 0 | 0 | 0 |  |  |  |  | 15 |  | 24.0649 | [19 empty] | 133.3521 | 0
1 | 2600 | 707 | 0.035 | 15 | 15 | 7 | 1.7783e-13 | 5spot_SharedNeighbor | Water | Porous | Wet | R245fa | MinimizeLCOE_Brownfield | IgnoreSilica | 2019 | 0 | 0 | 0 | 0 |  |  |  |  | 15 |  | 25.6392 | [19 empty] | 177.8279 | 0
1 | 2600 | 707 | 0.035 | 15 | 15 | 7 | 2.3714e-13 | 5spot_SharedNeighbor | Water | Porous | Wet | R245fa | MinimizeLCOE_Brownfield | IgnoreSilica | 2019 | 0 | 0 | 0 | 0 |  |  |  |  | 15 |  | 25.3787 | [19 empty] | 237.1374 | 0
1 | 2600 | 707 | 0.035 | 15 | 15 | 7 | 3.1623e-13 | 5spot_SharedNeighbor | Water | Porous | Wet | R245fa | MinimizeLCOE_Brownfield | IgnoreSilica | 2019 | 0 | 0 | 0 | 0 |  |  |  |  | 15 |  | 25.5159 | [19 empty] | 316.2278 | 0
1 | 2600 | 707 | 0.035 | 15 | 15 | 7 | 4.217e-13 | 5spot_SharedNeighbor | Water | Porous | Wet | R245fa | MinimizeLCOE_Brownfield | IgnoreSilica | 2019 | 0 | 0 | 0 | 0 |  |  |  |  | 15 |  | 25.6614 | [19 empty] | 421.6965 | 0
1 | 2600 | 707 | 0.035 | 15 | 15 | 7 | 5.6234e-13 | 5spot_SharedNeighbor | Water | Porous | Wet | R245fa | MinimizeLCOE_Brownfield | IgnoreSilica | 2019 | 1.0452 | 0.12193 | 0.0011356 | 4 | 2143439.6821 | 5138680.7219 | 43696.9171 | 104758.9571 | 83.9518 | 0 | 62.3445 | 71768.816 | 2230.9808 | 65001.4421 | 54276.7827 | 0 | 46502.2738 | 0 | 93514.3152 | 243305.0657 | 166060.7068 | 742660.383 | 961560.8286 | 8031996.805 | 8031996.805 | 1478867.319 | 4094519.7919 | 0 | 9736218.0167 | 23341601.9326 | 562.3413 | 0.0045423 | 2143439.6821 | 5138680.7219 | 43696.9171 | 104758.9571
1 | 2600 | 707 | 0.035 | 15 | 15 | 7 | 7.4989e-13 | 5spot_SharedNeighbor | Water | Porous | Wet | R245fa | MinimizeLCOE_Brownfield | IgnoreSilica | 2019 | 1.4958 | 0.19502 | 0.0032325 | 4 | 774299.2765 | 1826528.05 | 15785.1381 | 37236.2449 | 89.3414 | 0 | 256.5837 | 103947.1525 | 3369.9283 | 94238.8221 | 69205.822 | 0 | 57974.8322 | 0 | 128207.2573 | 333568.9846 | 227667.6861 | 1018180.4852 | 961560.8286 | 8031996.805 | 8031996.805 | 1478867.319 | 4094519.7919 | 0 | 10011738.1188 | 23617122.0347 | 749.8942 | 0.01293 | 774299.2765 | 1826528.05 | 15785.1381 | 37236.2449
1 | 2600 | 707 | 0.035 | 15 | 15 | 7 | 1e-12 | 5spot_SharedNeighbor | Water | Porous | Wet | R245fa | MinimizeLCOE_Brownfield | IgnoreSilica | 2019 | 2.0598 | 0.28891 | 0.0064253 | 4 | 401974.0773 | 931343.7874 | 8194.7853 | 18986.7028 | 93.0696 | 0 | 342.9196 | 140552.7762 | 4691.2995 | 128680.5567 | 88199.564 | 0 | 69748.211 | 0 | 168430.2389 | 438220.9317 | 299094.7904 | 1337618.3684 | 961560.8286 | 8031996.805 | 8031996.805 | 1478867.319 | 4094519.7919 | 0 | 10331176.002 | 23936559.9179 | 1000 | 0.025701 | 401974.0773 | 931343.7874 | 8194.7853 | 18986.7028
1 | 2600 | 707 | 0.035 | 15 | 15 | 7 | 1.3335e-12 | 5spot_SharedNeighbor | Water | Porous | Wet | R245fa | MinimizeLCOE_Brownfield | IgnoreSilica | 2019 | 2.7935 | 0.41284 | 0.010941 | 4 | 244932.7255 | 555808.2829 | 4993.2849 | 11330.9036 | 95.8185 | 0 | 77.2617 | 183822.2823 | 6269.4146 | 170839.9767 | 113177.8641 | 0 | 83111.9458 | 0 | 217316.3785 | 565412.6392 | 385905.7443 | 1725856.2454 | 961560.8286 | 8031996.805 | 8031996.805 | 1478867.319 | 4094519.7919 | 0 | 10719413.879 | 24324797.7949 | 1333.5214 | 0.043765 | 244932.7255 | 555808.2829 | 4993.2849 | 11330.9036
1 | 2600 | 707 | 0.035 | 15 | 15 | 7 | 1.7783e-12 | 5spot_SharedNeighbor | Water | Porous | Wet | R245fa | MinimizeLCOE_Brownfield | IgnoreSilica | 2019 | 3.7 | 0.56691 | 0.01713 | 4 | 162935.3651 | 361494.1589 | 3321.6578 | 7369.5474 | 97.7857 | 0 | 96.3593 | 232398.172 | 8048.0315 | 219849.4263 | 143905.8772 | 0 | 96704.8238 | 0 | 273353.4691 | 711209.654 | 485415.2027 | 2170884.6566 | 961560.8286 | 8031996.805 | 8031996.805 | 1478867.319 | 4094519.7919 | 0 | 11164442.2903 | 24769826.2062 | 1778.2794 | 0.068521 | 162935.3651 | 361494.1589 | 3321.6578 | 7369.5474
1 | 2600 | 707 | 0.035 | 15 | 15 | 7 | 2.3714e-12 | 5spot_SharedNeighbor | Water | Porous | Wet | R245fa | MinimizeLCOE_Brownfield | IgnoreSilica | 2019 | 4.8935 | 0.77059 | 0.025521 | 4 | 114767.9401 | 248043.7722 | 2339.6997 | 5056.7078 | 99.3054 | 0 | 84.1677 | 290827.681 | 10191.1989 | 280720.8757 | 184464.7121 | 0 | 112786.8917 | 0 | 342806.6301 | 891912.5323 | 608748.6303 | 2722459.152 | 961560.8286 | 8031996.805 | 8031996.805 | 1478867.319 | 4094519.7919 | 0 | 11716016.7856 | 25321400.7015 | 2371.3737 | 0.10208 | 114767.9401 | 248043.7722 | 2339.6997 | 5056.7078
1 | 2600 | 707 | 0.035 | 15 | 15 | 7 | 3.1623e-12 | 5spot_SharedNeighbor | Water | Porous | Wet | R245fa | MinimizeLCOE_Brownfield | IgnoreSilica | 2019 | 6.3692 | 1.0227 | 0.036622 | 4 | 84340.2346 | 177216.1358 | 1719.3898 | 3612.7906 | 100.4041 | 0 | 89.9485 | 356923.4011 | 12613.9655 | 351768.8603 | 234581.0067 | 0 | 129408.8162 | 0 | 423265.4594 | 1101249.9017 | 751625.6863 | 3361437.0973 | 961560.8286 | 8031996.805 | 8031996.805 | 1478867.319 | 4094519.7919 | 0 | 12354994.7309 | 25960378.6468 | 3162.2777 | 0.14649 | 84340.2346 | 177216.1358 | 1719.3898 | 3612.7906
1 | 2600 | 707 | 0.035 | 15 | 15 | 7 | 4.217e-12 | 5spot_SharedNeighbor | Water | Porous | Wet | R245fa | MinimizeLCOE_Brownfield | IgnoreSilica | 2019 | 8.0944 | 1.3162 | 0.050788 | 4 | 64252.5893 | 131224.0809 | 1309.8759 | 2675.1804 | 101.1183 | 0 | 102.4104 | 427695.2383 | 15199.1123 | 430205.6213 | 293124.6303 | 0 | 144445.0124 | 0 | 511161.1497 | 1329936.4579 | 907708.96 | 4059476.1822 | 961560.8286 | 8031996.805 | 8031996.805 | 1478867.319 | 4094519.7919 | 0 | 13053033.8158 | 26658417.7317 | 4216.965 | 0.20315 | 64252.5893 | 131224.0809 | 1309.8759 | 2675.1804
1 | 2600 | 707 | 0.035 | 15 | 15 | 7 | 5.6234e-12 | 5spot_SharedNeighbor | Water | Porous | Wet | R245fa | MinimizeLCOE_Brownfield | IgnoreSilica | 2019 | 10.7324 | 1.7709 | 0.070972 | 4 | 49647.0039 | 97572.0248 | 1012.1213 | 1989.1377 | 101.9589 | 0 | 109.5547 | 529202.7721 | 18921.6912 | 545146.8776 | 382994.3179 | 0 | 170573.413 | 0 | 642267.238 | 1671047.6061 | 1140524.3277 | 5100678.2435 | 961560.8286 | 8031996.805 | 8031996.805 | 1478867.319 | 4094519.7919 | 0 | 14094235.8771 | 27699619.793 | 5623.4133 | 0.28389 | 49647.0039 | 97572.0248 | 1012.1213 | 1989.1377
1 | 2600 | 707 | 0.035 | 15 | 15 | 7 | 7.4989e-12 | 5spot_SharedNeighbor | Water | Porous | Wet | R245fa | MinimizeLCOE_Brownfield | IgnoreSilica | 2019 | 13.783 | 2.2944 | 0.096386 | 4 | 39478.1754 | 74767.0674 | 804.816 | 1524.2278 | 102.4633 | 0 | 103.5947 | 636483.6851 | 22839.9688 | 670373.4053 | 486963.186 | 0 | 193822.5384 | 0 | 784088.2856 | 2040036.8806 | 1392367.0896 | 6226975.0394 | 961560.8286 | 8031996.805 | 8031996.805 | 1478867.319 | 4094519.7919 | 0 | 15220532.6731 | 28825916.589 | 7498.9421 | 0.38554 | 39478.1754 | 74767.0674 | 804.816 | 1524.2278
1 | 2600 | 707 | 0.035 | 15 | 15 | 7 | 1e-11 | 5spot_SharedNeighbor | Water | Porous | Wet | R245fa | MinimizeLCOE_Brownfield | IgnoreSilica | 2019 | 17.5802 | 2.9462 | 0.12924 | 4 | 32024.733 | 58343.3056 | 652.8675 | 1189.4072 | 102.8496 | 0 | 116.8642 | 760312.3335 | 27353.6255 | 818589.1942 | 616424.295 | 0 | 218717.4891 | 0 | 952144.8055 | 2477285.4723 | 1690798.2379 | 7561625.453 | 961560.8286 | 8031996.805 | 8031996.805 | 1478867.319 | 4094519.7919 | 0 | 16555183.0867 | 30160567.0026 | 10000 | 0.51695 | 32024.733 | 58343.3056 | 652.8675 | 1189.4072
1 | 2600 | 707 | 0.035 | 15 | 15 | 7 | 1.3335e-11 | 5spot_SharedNeighbor | Water | Porous | Wet | R245fa | MinimizeLCOE_Brownfield | IgnoreSilica | 2019 | 22.2555 | 3.7489 | 0.17124 | 4 | 26458.8069 | 46322.0378 | 539.3986 | 944.3374 | 103.1462 | 0 | 95.5408 | 902079.7586 | 32509.7659 | 992395.6963 | 775767.862 | 0 | 244854.1977 | 0 | 1149566.8394 | 2990937.1074 | 2041376.0334 | 9129487.2606 | 961560.8286 | 8031996.805 | 8031996.805 | 1478867.319 | 4094519.7919 | 0 | 18123044.8943 | 31728428.8102 | 13335.2143 | 0.68495 | 26458.8069 | 46322.0378 | 539.3986 | 944.3374
1 | 2600 | 707 | 0.035 | 15 | 15 | 7 | 1.7783e-11 | 5spot_SharedNeighbor | Water | Porous | Wet | R245fa | MinimizeLCOE_Brownfield | IgnoreSilica | 2019 | 27.9823 | 4.7324 | 0.22441 | 4 | 22237.7866 | 37394.9043 | 453.3474 | 762.3457 | 103.3764 | 0 | 115.9749 | 1064013.847 | 38386.3073 | 1195500.4188 | 970898.2908 | 0 | 272273.9291 | 0 | 1381018.3893 | 3593126.563 | 2452382.7106 | 10967600.4559 | 961560.8286 | 8031996.805 | 8031996.805 | 1478867.319 | 4094519.7919 | 0 | 19961158.0895 | 33566542.0054 | 17782.7941 | 0.89762 | 22237.7866 | 37394.9043 | 453.3474 | 762.3457
1 | 2600 | 707 | 0.035 | 15 | 15 | 7 | 2.3714e-11 | 5spot_SharedNeighbor | Water | Porous | Wet | R245fa | MinimizeLCOE_Brownfield | IgnoreSilica | 2019 | 34.854 | 5.9127 | 0.29052 | 4 | 18997.356 | 30705.058 | 387.2868 | 625.9641 | 103.5545 | 0 | 134.5421 | 1245768.7857 | 44968.0321 | 1428416.2505 | 1205054.9801 | 0 | 299872.3373 | 0 | 1647391.3504 | 4286174.3674 | 2925402.0778 | 13083048.1812 | 961560.8286 | 8031996.805 | 8031996.805 | 1478867.319 | 4094519.7919 | 0 | 22076605.8149 | 35681989.7308 | 23713.7371 | 1.1621 | 18997.356 | 30705.058 | 387.2868 | 625.9641
1 | 2600 | 707 | 0.035 | 15 | 15 | 7 | 3.1623e-11 | 5spot_SharedNeighbor | Water | Porous | Wet | R245fa | MinimizeLCOE_Brownfield | IgnoreSilica | 2019 | 42.9003 | 7.2948 | 0.37083 | 4 | 16488.6619 | 25660.8923 | 336.1437 | 523.132 | 103.6909 | 0 | 121.7116 | 1445536.1293 | 52186.2851 | 1689639.4173 | 1479245.1627 | 0 | 326351.9321 | 0 | 1947253.9813 | 5066355.4227 | 3457891.6792 | 15464460.0098 | 961560.8286 | 8031996.805 | 8031996.805 | 1478867.319 | 4094519.7919 | 0 | 24458017.6434 | 38063401.5593 | 31622.7766 | 1.4833 | 16488.6619 | 25660.8923 | 336.1437 | 523.132
1 | 2600 | 707 | 0.035 | 15 | 15 | 7 | 4.217e-11 | 5spot_SharedNeighbor | Water | Porous | Wet | R245fa | MinimizeLCOE_Brownfield | IgnoreSilica | 2019 | 51.9381 | 8.8464 | 0.46485 | 4 | 14538.9384 | 21856.0767 | 296.3959 | 445.5657 | 103.7886 | 0 | 149.3793 | 1656947.5821 | 59807.0013 | 1971366.0411 | 1787150.6582 | 0 | 349224.2389 | 0 | 2271553.2534 | 5910115.6057 | 4033775.3416 | 18039939.7222 | 961560.8286 | 8031996.805 | 8031996.805 | 1478867.319 | 4094519.7919 | 0 | 27033497.3559 | 40638881.2718 | 42169.6503 | 1.8594 | 14538.9384 | 21856.0767 | 296.3959 | 445.5657
1 | 2600 | 707 | 0.035 | 15 | 15 | 7 | 5.6234e-11 | 5spot_SharedNeighbor | Water | Porous | Wet | R245fa | MinimizeLCOE_Brownfield | IgnoreSilica | 2019 | 61.536 | 10.4914 | 0.56945 | 4 | 13025.5024 | 18998.5349 | 265.5425 | 387.3108 | 103.8449 | 0 | 156.6599 | 1869340.3303 | 67440.8197 | 2259436.5271 | 2113877.2247 | 0 | 365482.0843 | 0 | 2603475.0246 | 6773707.9678 | 4623194.8738 | 20675954.8523 | 961560.8286 | 8031996.805 | 8031996.805 | 1478867.319 | 4094519.7919 | 0 | 29669512.486 | 43274896.4019 | 56234.1325 | 2.2778 | 13025.5024 | 18998.5349 | 265.5425 | 387.3108
1 | 2600 | 707 | 0.035 | 15 | 15 | 7 | 7.4989e-11 | 5spot_SharedNeighbor | Water | Porous | Wet | R245fa | MinimizeLCOE_Brownfield | IgnoreSilica | 2019 | 71.148 | 12.133 | 0.67931 | 4 | 11856.4952 | 16863.55 | 241.7107 | 343.7863 | 103.8588 | 0 | 185.5031 | 2071458.5863 | 74679.2502 | 2538083.4823 | 2440571.7226 | 0 | 373275.264 | 0 | 2924246.6391 | 7608289.9094 | 5192814.1979 | 23223419.0517 | 961560.8286 | 8031996.805 | 8031996.805 | 1478867.319 | 4094519.7919 | 0 | 32216976.6853 | 45822360.6012 | 74989.4209 | 2.7172 | 11856.4952 | 16863.55 | 241.7107 | 343.7863
1 | 2600 | 707 | 0.035 | 15 | 15 | 7 | 1e-10 | 5spot_SharedNeighbor | Water | Porous | Wet | R245fa | MinimizeLCOE_Brownfield | IgnoreSilica | 2019 | 80.266 | 13.6826 | 0.78824 | 4 | 10959.0646 | 15274.1739 | 223.4154 | 311.3847 | 103.836 | 0 | 178.6431 | 2254563.6042 | 81209.5023 | 2794294.0635 | 2749772.5026 | 0 | 372625.5 | 0 | 3218461.4173 | 8373776.4107 | 5715274.4642 | 25559977.4649 | 961560.8286 | 8031996.805 | 8031996.805 | 1478867.319 | 4094519.7919 | 0 | 34553535.0986 | 48158919.0145 | 100000 | 3.153 | 10959.0646 | 15274.1739 | 223.4154 | 311.3847
1 | 2600 | 707 | 0.035 | 15 | 15 | 7 | 1.3335e-10 | 5spot_SharedNeighbor | Water | Porous | Wet | R245fa | MinimizeLCOE_Brownfield | IgnoreSilica | 2019 | 88.4755 | 15.0695 | 0.89041 | 4 | 10273.9894 | 14093.9574 | 209.4492 | 287.3244 | 103.7877 | 0 | 185.9782 | 2412906.3197 | 86831.789 | 3018785.756 | 3027419.4555 | 0 | 364784.218 | 0 | 3475183.7399 | 9041715.2331 | 6171156.4352 | 27598782.9465 | 961560.8286 | 8031996.805 | 8031996.805 | 1478867.319 | 4094519.7919 | 0 | 36592340.5802 | 50197724.4961 | 133352.1432 | 3.5616 | 10273.9894 | 14093.9574 | 209.4492 | 287.3244
1 | 2600 | 707 | 0.035 | 15 | 15 | 7 | 1.7783e-10 | 5spot_SharedNeighbor | Water | Porous | Wet | R245fa | MinimizeLCOE_Brownfield | IgnoreSilica | 2019 | 95.5667 | 16.2602 | 0.98183 | 4 | 9753.3594 | 13217.6662 | 198.8354 | 269.46 | 103.7265 | 0 | 175.3302 | 2545065.9326 | 91504.2363 | 3208280.3681 | 3266578.4594 | 0 | 352066.0942 | 0 | 3690763.0853 | 9602608.4684 | 6553977.5935 | 29310844.2377 | 961560.8286 | 8031996.805 | 8031996.805 | 1478867.319 | 4094519.7919 | 0 | 38304401.8714 | 51909785.7873 | 177827.941 | 3.9273 | 9753.3594 | 13217.6662 | 198.8354 | 269.46
1 | 2600 | 707 | 0.035 | 15 | 15 | 7 | 2.3714e-10 | 5spot_SharedNeighbor | Water | Porous | Wet | R245fa | MinimizeLCOE_Brownfield | IgnoreSilica | 2019 | 101.7935 | 17.2994 | 1.0634 | 4 | 9351.3521 | 12550.0219 | 190.64 | 255.8492 | 103.6587 | 0 | 153.9262 | 2657792.2603 | 95473.5895 | 3371474.146 | 3476021.6863 | 0 | 337706.2757 | 0 | 3876002.5035 | 10084563.4367 | 6882921.7626 | 30781955.6607 | 961560.8286 | 8031996.805 | 8031996.805 | 1478867.319 | 4094519.7919 | 0 | 39775513.2943 | 53380897.2102 | 237137.3706 | 4.2535 | 9351.3521 | 12550.0219 | 190.64 | 255.8492
1 | 2600 | 707 | 0.035 | 15 | 15 | 7 | 3.1623e-10 | 5spot_SharedNeighbor | Water | Porous | Wet | R245fa | MinimizeLCOE_Brownfield | IgnoreSilica | 2019 | 106.5756 | 18.0933 | 1.1285 | 4 | 9055.9165 | 12070.0764 | 184.6171 | 246.0648 | 103.5983 | 0 | 164.8151 | 2742339.7307 | 98440.1598 | 3494842.7652 | 3636479.5457 | 0 | 321935.6797 | 0 | 4014674.7736 | 10445360.2379 | 7129172.993 | 31883245.8855 | 961560.8286 | 8031996.805 | 8031996.805 | 1478867.319 | 4094519.7919 | 0 | 40876803.5192 | 54482187.4351 | 316227.766 | 4.5138 | 9055.9165 | 12070.0764 | 184.6171 | 246.0648
1 | 2600 | 707 | 0.035 | 15 | 15 | 7 | 4.217e-10 | 5spot_SharedNeighbor | Water | Porous | Wet | R245fa | MinimizeLCOE_Brownfield | IgnoreSilica | 2019 | 110.3682 | 18.7201 | 1.1812 | 4 | 8833.0837 | 11712.6823 | 180.0744 | 238.7789 | 103.5455 | 0 | 176.0446 | 2808185.9621 | 100743.9081 | 3591510.7919 | 3763485.2712 | 0 | 306908.5262 | 0 | 4122625.4392 | 10726225.726 | 7320869.4599 | 32740555.0846 | 961560.8286 | 8031996.805 | 8031996.805 | 1478867.319 | 4094519.7919 | 0 | 41734112.7183 | 55339496.6342 | 421696.5034 | 4.7248 | 8833.0837 | 11712.6823 | 180.0744 | 238.7789
1 | 2600 | 707 | 0.035 | 15 | 15 | 7 | 5.6234e-10 | 5spot_SharedNeighbor | Water | Porous | Wet | R245fa | MinimizeLCOE_Brownfield | IgnoreSilica | 2019 | 113.3398 | 19.2094 | 1.2232 | 4 | 8665.2177 | 11446.0089 | 176.6522 | 233.3424 | 103.5011 | 0 | 176.9847 | 2859049.8923 | 102519.3052 | 3666542.2715 | 3862836.4331 | 0 | 293493.6189 | 0 | 4205932.1932 | 10942972.8114 | 7468803.7994 | 33402150.3251 | 961560.8286 | 8031996.805 | 8031996.805 | 1478867.319 | 4094519.7919 | 0 | 42395707.9587 | 56001091.8746 | 562341.3252 | 4.8926 | 8665.2177 | 11446.0089 | 176.6522 | 233.3424
1 | 2600 | 707 | 0.035 | 15 | 15 | 7 | 7.4989e-10 | 5spot_SharedNeighbor | Water | Porous | Wet | R245fa | MinimizeLCOE_Brownfield | IgnoreSilica | 2019 | 115.623 | 19.5843 | 1.2559 | 4 | 8538.8768 | 11247.0966 | 174.0766 | 229.2873 | 103.4654 | 0 | 166.5431 | 2897702.6415 | 103865.9544 | 3723772.9476 | 3939071.1069 | 0 | 281902.3 | 0 | 4269062.8306 | 11107225.7801 | 7580909.8256 | 33903513.3868 | 961560.8286 | 8031996.805 | 8031996.805 | 1478867.319 | 4094519.7919 | 0 | 42897071.0204 | 56502454.9363 | 749894.2093 | 5.0237 | 8538.8768 | 11247.0966 | 174.0766 | 229.2873
1 | 2600 | 707 | 0.035 | 15 | 15 | 7 | 1e-09 | 5spot_SharedNeighbor | Water | Porous | Wet | R245fa | MinimizeLCOE_Brownfield | IgnoreSilica | 2019 | 117.3714 | 19.8707 | 1.2813 | 4 | 8443.8579 | 11098.4359 | 172.1395 | 226.2566 | 103.437 | 0 | 172.1734 | 2927053.1962 | 104887.0257 | 3767354.5022 | 3997388.0811 | 0 | 272269.4354 | 0 | 4316891.3738 | 11231665.8385 | 7665842.7224 | 34283352.1753 | 961560.8286 | 8031996.805 | 8031996.805 | 1478867.319 | 4094519.7919 | 0 | 43276909.8089 | 56882293.7248 | 1000000 | 5.1253 | 8443.8579 | 11098.4359 | 172.1395 | 226.2566
1 | 2600 | 707 | 0.035 | 15 | 15 | 7 | 1.3335e-09 | 5spot_SharedNeighbor | Water | Porous | Wet | R245fa | MinimizeLCOE_Brownfield | IgnoreSilica | 2019 | 118.7092 | 20.0895 | 1.3009 | 4 | 8372.4378 | 10987.1382 | 170.6835 | 223.9877 | 103.4147 | 0 | 185.8016 | 2949368.2003 | 105662.4589 | 3800561.5707 | 4041976.0331 | 0 | 264498.4785 | 0 | 4353206.0292 | 11326149.1226 | 7730329.5053 | 34571751.3986 | 961560.8286 | 8031996.805 | 8031996.805 | 1478867.319 | 4094519.7919 | 0 | 43565309.0322 | 57170692.9481 | 1333521.4322 | 5.2034 | 8372.4378 | 10987.1382 | 170.6835 | 223.9877
1 | 2600 | 707 | 0.035 | 15 | 15 | 7 | 1.7783e-09 | 5spot_SharedNeighbor | Water | Porous | Wet | R245fa | MinimizeLCOE_Brownfield | IgnoreSilica | 2019 | 119.7271 | 20.2557 | 1.3158 | 4 | 8318.7811 | 10903.7844 | 169.5896 | 222.2884 | 103.3974 | 0 | 180.59 | 2966265.1252 | 106249.1035 | 3825747.8657 | 4075882.7318 | 0 | 258333.7 | 0 | 4380666.6252 | 11397595.9605 | 7779093.4402 | 34789834.5521 | 961560.8286 | 8031996.805 | 8031996.805 | 1478867.319 | 4094519.7919 | 0 | 43783392.1857 | 57388776.1016 | 1778279.41 | 5.2632 | 8318.7811 | 10903.7844 | 169.5896 | 222.2884
1 | 2600 | 707 | 0.035 | 15 | 15 | 7 | 2.3714e-09 | 5spot_SharedNeighbor | Water | Porous | Wet | R245fa | MinimizeLCOE_Brownfield | IgnoreSilica | 2019 | 120.4823 | 20.3789 | 1.327 | 4 | 8278.4856 | 10841.5797 | 168.7681 | 221.0203 | 103.3844 | 0 | 203.9897 | 2978753.1671 | 106682.3871 | 3844385.7457 | 4101022.9291 | 0 | 253409.6821 | 0 | 4400859.0253 | 11450132.4435 | 7814950.6694 | 34950196.0493 | 961560.8286 | 8031996.805 | 8031996.805 | 1478867.319 | 4094519.7919 | 0 | 43943753.683 | 57549137.5989 | 2371373.7057 | 5.3082 | 8278.4856 | 10841.5797 | 168.7681 | 221.0203
1 | 2600 | 707 | 0.035 | 15 | 15 | 7 | 3.1623e-09 | 5spot_SharedNeighbor | Water | Porous | Wet | R245fa | MinimizeLCOE_Brownfield | IgnoreSilica | 2019 | 121.0501 | 20.4714 | 1.3356 | 4 | 8248.2339 | 10795.0059 | 168.1514 | 220.0708 | 103.3745 | 0 | 191.4633 | 2988118.8143 | 107007.1743 | 3858376.6724 | 4119922.4615 | 0 | 249579.2439 | 0 | 4415971.7029 | 11489452.5306 | 7841787.4367 | 35070216.0365 | 961560.8286 | 8031996.805 | 8031996.805 | 1478867.319 | 4094519.7919 | 0 | 44063773.6702 | 57669157.5861 | 3162277.6602 | 5.3422 | 8248.2339 | 10795.0059 | 168.1514 | 220.0708
1 | 2600 | 707 | 0.035 | 15 | 15 | 7 | 4.217e-09 | 5spot_SharedNeighbor | Water | Porous | Wet | R245fa | MinimizeLCOE_Brownfield | IgnoreSilica | 2019 | 121.4936 | 20.5437 | 1.3421 | 4 | 8225.5282 | 10759.881 | 167.6885 | 219.3547 | 103.3667 | 0 | 167.2267 | 2995416.7955 | 107260.1621 | 3869286.5508 | 4134676.2976 | 0 | 246725.3194 | 0 | 4427812.3989 | 11520259.5927 | 7862813.8897 | 35164251.0067 | 961560.8286 | 8031996.805 | 8031996.805 | 1478867.319 | 4094519.7919 | 0 | 44157808.6403 | 57763192.5562 | 4216965.0343 | 5.3684 | 8225.5282 | 10759.881 | 167.6885 | 219.3547
1 | 2600 | 707 | 0.035 | 15 | 15 | 7 | 5.6234e-09 | 5spot_SharedNeighbor | Water | Porous | Wet | R245fa | MinimizeLCOE_Brownfield | IgnoreSilica | 2019 | 121.8077 | 20.5948 | 1.3469 | 4 | 8208.4897 | 10733.8357 | 167.3412 | 218.8238 | 103.3612 | 0 | 170.9339 | 3000578.4779 | 107439.0411 | 3877007.0406 | 4145125.7435 | 0 | 244426.6956 | 0 | 4436085.0295 | 11541783.2806 | 7877504.2489 | 35229949.5577 | 961560.8286 | 8031996.805 | 8031996.805 | 1478867.319 | 4094519.7919 | 0 | 44223507.1913 | 57828891.1072 | 5623413.2519 | 5.3875 | 8208.4897 | 10733.8357 | 167.3412 | 218.8238
1 | 2600 | 707 | 0.035 | 15 | 15 | 7 | 7.4989e-09 | 5spot_SharedNeighbor | Water | Porous | Wet | R245fa | MinimizeLCOE_Brownfield | IgnoreSilica | 2019 | 122.0512 | 20.6345 | 1.3505 | 4 | 8195.7061 | 10714.2062 | 167.0806 | 218.4236 | 103.3569 | 0 | 175.1322 | 3004576.1459 | 107577.5522 | 3882988.811 | 4153226.801 | 0 | 242722.0552 | 0 | 4442525.6325 | 11558540.4084 | 7888941.333 | 35281098.7392 | 961560.8286 | 8031996.805 | 8031996.805 | 1478867.319 | 4094519.7919 | 0 | 44274656.3729 | 57880040.2888 | 7498942.0933 | 5.4022 | 8195.7061 | 10714.2062 | 167.0806 | 218.4236
1 | 2600 | 707 | 0.035 | 15 | 15 | 7 | 1e-08 | 5spot_SharedNeighbor | Water | Porous | Wet | R245fa | MinimizeLCOE_Brownfield | IgnoreSilica | 2019 | 122.2487 | 20.6666 | 1.3534 | 4 | 8186.1159 | 10699.2859 | 166.885 | 218.1194 | 103.3534 | 0 | 175.5909 | 3007813.8232 | 107689.7134 | 3887834.8572 | 4159792.8695 | 0 | 241515.0601 | 0 | 4447812.0661 | 11572294.6244 | 7898328.868 | 35323081.8819 | 961560.8286 | 8031996.805 | 8031996.805 | 1478867.319 | 4094519.7919 | 0 | 44316639.5155 | 57922023.4314 | 10000000 | 5.4136 | 8186.1159 | 10699.2859 | 166.885 | 218.1194
1 | 2700 | 707 | 0.035 | 15 | 15 | 7 | 1e-13 | 5spot_SharedNeighbor | Water | Porous | Wet | R245fa | MinimizeLCOE_Brownfield | IgnoreSilica | 2019 | 0 | 0 | 0 | 0 |  |  |  |  | 15 |  | 21.9116 | [19 empty] | 100 | 0
1 | 2700 | 707 | 0.035 | 15 | 15 | 7 | 1.3335e-13 | 5spot_SharedNeighbor | Water | Porous | Wet | R245fa | MinimizeLCOE_Brownfield | IgnoreSilica | 2019 | 0 | 0 | 0 | 0 |  |  |  |  | 15 |  | 24.6263 | [19 empty] | 133.3521 | 0
1 | 2700 | 707 | 0.035 | 15 | 15 | 7 | 1.7783e-13 | 5spot_SharedNeighbor | Water | Porous | Wet | R245fa | MinimizeLCOE_Brownfield | IgnoreSilica | 2019 | 0 | 0 | 0 | 0 |  |  |  |  | 15 |  | 25.602 | [19 empty] | 177.8279 | 0
1 | 2700 | 707 | 0.035 | 15 | 15 | 7 | 2.3714e-13 | 5spot_SharedNeighbor | Water | Porous | Wet | R245fa | MinimizeLCOE_Brownfield | IgnoreSilica | 2019 | 0 | 0 | 0 | 0 |  |  |  |  | 15 |  | 25.0992 | [19 empty] | 237.1374 | 0
1 | 2700 | 707 | 0.035 | 15 | 15 | 7 | 3.1623e-13 | 5spot_SharedNeighbor | Water | Porous | Wet | R245fa | MinimizeLCOE_Brownfield | IgnoreSilica | 2019 | 0 | 0 | 0 | 0 |  |  |  |  | 15 |  | 25.0226 | [19 empty] | 316.2278 | 0
1 | 2700 | 707 | 0.035 | 15 | 15 | 7 | 4.217e-13 | 5spot_SharedNeighbor | Water | Porous | Wet | R245fa | MinimizeLCOE_Brownfield | IgnoreSilica | 2019 | 0 | 0 | 0 | 0 |  |  |  |  | 15 |  | 25.5278 | [19 empty] | 421.6965 | 0
1 | 2700 | 707 | 0.035 | 15 | 15 | 7 | 5.6234e-13 | 5spot_SharedNeighbor | Water | Porous | Wet | R245fa | MinimizeLCOE_Brownfield | IgnoreSilica | 2019 | 1.2041 | 0.15383 | 0.0020004 | 4 | 1277632.0604 | 3040651.0583 | 26046.2577 | 61987.7846 | 88.34 | 0 | 194.7949 | 87521.7641 | 2810.6581 | 78011.2518 | 60077.7259 | 0 | 52882.1136 | 0 | 109708.3703 | 285438.6753 | 194817.7611 | 871268.3203 | 961560.8286 | 8390483.6777 | 8390483.6777 | 1478867.319 | 4237914.541 | 0 | 10223312.8266 | 24330578.3643 | 562.3413 | 0.0080018 | 1277632.0604 | 3040651.0583 | 26046.2577 | 61987.7846
1 | 2700 | 707 | 0.035 | 15 | 15 | 7 | 7.4989e-13 | 5spot_SharedNeighbor | Water | Porous | Wet | R245fa | MinimizeLCOE_Brownfield | IgnoreSilica | 2019 | 1.7098 | 0.2415 | 0.0047995 | 4 | 548982.8447 | 1283813.3115 | 11191.7578 | 26172.2708 | 93.4288 | 0 | 279.3279 | 124537.2894 | 4160.3306 | 111458.6434 | 77495.6424 | 0 | 65694.4411 | 0 | 149505.0753 | 388981.5382 | 265487.8926 | 1187320.853 | 961560.8286 | 8390483.6777 | 8390483.6777 | 1478867.319 | 4237914.541 | 0 | 10539365.3594 | 24646630.8971 | 749.8942 | 0.019198 | 548982.8447 | 1283813.3115 | 11191.7578 | 26172.2708
1 | 2700 | 707 | 0.035 | 15 | 15 | 7 | 1e-12 | 5spot_SharedNeighbor | Water | Porous | Wet | R245fa | MinimizeLCOE_Brownfield | IgnoreSilica | 2019 | 2.3515 | 0.35521 | 0.0089055 | 4 | 306304.2719 | 702332.8998 | 6244.4269 | 14318.0061 | 96.999 | 0 | 384.5879 | 167110.5232 | 5738.7049 | 151342.3973 | 99815.7261 | 0 | 79366.034 | 0 | 196315.6203 | 510772.9743 | 348613.0503 | 1559075.0304 | 961560.8286 | 8390483.6777 | 8390483.6777 | 1478867.319 | 4237914.541 | 0 | 10911119.5368 | 25018385.0745 | 1000 | 0.035622 | 306304.2719 | 702332.8998 | 6244.4269 | 14318.0061
1 | 2700 | 707 | 0.035 | 15 | 15 | 7 | 1.3335e-12 | 5spot_SharedNeighbor | Water | Porous | Wet | R245fa | MinimizeLCOE_Brownfield | IgnoreSilica | 2019 | 3.1614 | 0.50011 | 0.014641 | 4 | 193726.744 | 434607.084 | 3949.3817 | 8860.0533 | 99.5632 | 0 | 92.2832 | 215778.992 | 7556.7356 | 198601.9004 | 127886.8865 | 0 | 93858.4769 | 0 | 251036.3666 | 653145.1314 | 445784.9729 | 1993649.4623 | 961560.8286 | 8390483.6777 | 8390483.6777 | 1478867.319 | 4237914.541 | 0 | 11345693.9687 | 25452959.5064 | 1333.5214 | 0.058565 | 193726.744 | 434607.084 | 3949.3817 | 8860.0533
1 | 2700 | 707 | 0.035 | 15 | 15 | 7 | 1.7783e-12 | 5spot_SharedNeighbor | Water | Porous | Wet | R245fa | MinimizeLCOE_Brownfield | IgnoreSilica | 2019 | 4.1897 | 0.68531 | 0.022475 | 4 | 131943.3568 | 288866.4426 | 2689.8438 | 5888.9332 | 101.4568 | 0 | 87.4841 | 272134.4102 | 9669.5046 | 255166.0158 | 163680.3363 | 0 | 109603.8504 | 0 | 315999.1057 | 822164.8528 | 561144.4059 | 2509562.4817 | 961560.8286 | 8390483.6777 | 8390483.6777 | 1478867.319 | 4237914.541 | 0 | 11861606.9881 | 25968872.5258 | 1778.2794 | 0.089899 | 131943.3568 | 288866.4426 | 2689.8438 | 5888.9332
1 | 2700 | 707 | 0.035 | 15 | 15 | 7 | 2.3714e-12 | 5spot_SharedNeighbor | Water | Porous | Wet | R245fa | MinimizeLCOE_Brownfield | IgnoreSilica | 2019 | 5.5197 | 0.9257 | 0.033028 | 4 | 94534.3609 | 201317.5797 | 1927.2108 | 4104.1312 | 102.8913 | 0 | 79.9353 | 338779.1706 | 12170.5495 | 324205.2891 | 210125.1092 | 0 | 127555.5697 | 0 | 395005.9183 | 1027724.3726 | 701443.002 | 3137008.9809 | 961560.8286 | 8390483.6777 | 8390483.6777 | 1478867.319 | 4237914.541 | 0 | 12489053.4873 | 26596319.025 | 2371.3737 | 0.13211 | 94534.3609 | 201317.5797 | 1927.2108 | 4104.1312
1 | 2700 | 707 | 0.035 | 15 | 15 | 7 | 3.1623e-12 | 5spot_SharedNeighbor | Water | Porous | Wet | R245fa | MinimizeLCOE_Brownfield | IgnoreSilica | 2019 | 7.1197 | 1.2148 | 0.046802 | 4 | 70481.3615 | 145837.0221 | 1436.8579 | 2973.085 | 103.8895 | 0 | 92.4273 | 412172.1035 | 14919.3496 | 402643.6884 | 265952.4349 | 0 | 144994.7741 | 0 | 483866.1167 | 1258920.381 | 859239.0282 | 3842707.8763 | 961560.8286 | 8390483.6777 | 8390483.6777 | 1478867.319 | 4237914.541 | 0 | 13194752.3826 | 27302017.9203 | 3162.2777 | 0.18721 | 70481.3615 | 145837.0221 | 1436.8579 | 2973.085
1 | 2700 | 707 | 0.035 | 15 | 15 | 7 | 4.217e-12 | 5spot_SharedNeighbor | Water | Porous | Wet | R245fa | MinimizeLCOE_Brownfield | IgnoreSilica | 2019 | 9.4218 | 1.6331 | 0.065769 | 4 | 53860.9859 | 107484.9108 | 1098.029 | 2191.2253 | 104.8213 | 0 | 118.893 | 509882.0309 | 18583.153 | 509834.8394 | 346376.4303 | 0 | 170761.7269 | 0 | 606620.8904 | 1578303.1217 | 1077224.3115 | 4817586.504 | 961560.8286 | 8390483.6777 | 8390483.6777 | 1478867.319 | 4237914.541 | 0 | 14169631.0104 | 28276896.5481 | 4216.965 | 0.26308 | 53860.9859 | 107484.9108 | 1098.029 | 2191.2253
1 | 2700 | 707 | 0.035 | 15 | 15 | 7 | 5.6234e-12 | 5spot_SharedNeighbor | Water | Porous | Wet | R245fa | MinimizeLCOE_Brownfield | IgnoreSilica | 2019 | 12.0165 | 2.104 | 0.089833 | 4 | 42288.002 | 81547.7915 | 862.0981 | 1662.462 | 105.4241 | 0 | 111.1056 | 611084.5784 | 22366.5136 | 624118.4816 | 436895.6815 | 0 | 192158.4836 | 0 | 735783.2581 | 1914357.1078 | 1306588.0622 | 5843352.1669 | 961560.8286 | 8390483.6777 | 8390483.6777 | 1478867.319 | 4237914.541 | 0 | 15195396.6732 | 29302662.2109 | 5623.4133 | 0.35933 | 42288.002 | 81547.7915 | 862.0981 | 1662.462
1 | 2700 | 707 | 0.035 | 15 | 15 | 7 | 7.4989e-12 | 5spot_SharedNeighbor | Water | Porous | Wet | R245fa | MinimizeLCOE_Brownfield | IgnoreSilica | 2019 | 15.3681 | 2.7125 | 0.12129 | 4 | 33926.4863 | 63003.718 | 691.6373 | 1284.416 | 105.9034 | 0 | 115.2599 | 732272.47 | 26887.2119 | 764489.9673 | 553806.5362 | 0 | 217451.5986 | 0 | 895014.0358 | 2328642.9284 | 1589346.6475 | 7107911.3956 | 961560.8286 | 8390483.6777 | 8390483.6777 | 1478867.319 | 4237914.541 | 0 | 16459955.902 | 30567221.4397 | 7498.9421 | 0.48517 | 33926.4863 | 63003.718 | 691.6373 | 1284.416
1 | 2700 | 707 | 0.035 | 15 | 15 | 7 | 1e-11 | 5spot_SharedNeighbor | Water | Porous | Wet | R245fa | MinimizeLCOE_Brownfield | IgnoreSilica | 2019 | 19.5681 | 3.4754 | 0.16196 | 4 | 27741.5949 | 49517.865 | 565.5499 | 1009.4887 | 106.2749 | 0 | 110.3091 | 873322.822 | 32138.5453 | 931886.5526 | 700545.7078 | 0 | 245127.4918 | 0 | 1085378.2366 | 2823931.53 | 1927391.2952 | 8619722.1814 | 961560.8286 | 8390483.6777 | 8390483.6777 | 1478867.319 | 4237914.541 | 0 | 17971766.6878 | 32079032.2255 | 10000 | 0.64783 | 27741.5949 | 49517.865 | 565.5499 | 1009.4887
1 | 2700 | 707 | 0.035 | 15 | 15 | 7 | 1.3335e-11 | 5spot_SharedNeighbor | Water | Porous | Wet | R245fa | MinimizeLCOE_Brownfield | IgnoreSilica | 2019 | 24.7102 | 4.4098 | 0.21372 | 4 | 23089.1538 | 39590.9509 | 470.7036 | 807.1151 | 106.56 | 0 | 113.7461 | 1034094.8088 | 38111.1129 | 1127190.0007 | 880292.7843 | 0 | 273831.9932 | 0 | 1307873.073 | 3402817.4543 | 2322492.8334 | 10386704.0607 | 961560.8286 | 8390483.6777 | 8390483.6777 | 1478867.319 | 4237914.541 | 0 | 19738748.567 | 33846014.1048 | 13335.2143 | 0.85489 | 23089.1538 | 39590.9509 | 470.7036 | 807.1151
1 | 2700 | 707 | 0.035 | 15 | 15 | 7 | 1.7783e-11 | 5spot_SharedNeighbor | Water | Porous | Wet | R245fa | MinimizeLCOE_Brownfield | IgnoreSilica | 2019 | 30.9714 | 5.5477 | 0.2789 | 4 | 19540.2138 | 32185.6918 | 398.3537 | 656.1489 | 106.7812 | 0 | 92.5281 | 1216865.3352 | 44885.6543 | 1354195.1026 | 1099175.5795 | 0 | 303590.8936 | 0 | 1567297.9004 | 4077787.6399 | 2783173.8544 | 12446971.9598 | 961560.8286 | 8390483.6777 | 8390483.6777 | 1478867.319 | 4237914.541 | 0 | 21799016.4662 | 35906282.0039 | 17782.7941 | 1.1156 | 19540.2138 | 32185.6918 | 398.3537 | 656.1489
1 | 2700 | 707 | 0.035 | 15 | 15 | 7 | 2.3714e-11 | 5spot_SharedNeighbor | Water | Porous | Wet | R245fa | MinimizeLCOE_Brownfield | IgnoreSilica | 2019 | 38.4427 | 6.9057 | 0.35943 | 4 | 16803.2964 | 26615.5539 | 342.5579 | 542.5941 | 106.9524 | 0 | 125.188 | 1421120.2955 | 52439.4588 | 1613264.6297 | 1360388.2211 | 0 | 333270.3394 | 0 | 1864388.3484 | 4850756.0439 | 3310740.6731 | 14806368.01 | 961560.8286 | 8390483.6777 | 8390483.6777 | 1478867.319 | 4237914.541 | 0 | 24158412.5164 | 38265678.0541 | 23713.7371 | 1.4377 | 16803.2964 | 26615.5539 | 342.5579 | 542.5941
1 | 2700 | 707 | 0.035 | 15 | 15 | 7 | 3.1623e-11 | 5spot_SharedNeighbor | Water | Porous | Wet | R245fa | MinimizeLCOE_Brownfield | IgnoreSilica | 2019 | 47.0607 | 8.472 | 0.45604 | 4 | 14677.8281 | 22411.4459 | 299.2274 | 456.8876 | 107.0807 | 0 | 146.1189 | 1642543.4964 | 60608.9678 | 1899698.3875 | 1661665.0672 | 0 | 360625.7876 | 0 | 2193805.2656 | 5707831.2897 | 3895712.1394 | 17422490.4013 | 961560.8286 | 8390483.6777 | 8390483.6777 | 1478867.319 | 4237914.541 | 0 | 26774534.9077 | 40881800.4454 | 31622.7766 | 1.8241 | 14677.8281 | 22411.4459 | 299.2274 | 456.8876
1 | 2700 | 707 | 0.035 | 15 | 15 | 7 | 4.217e-11 | 5spot_SharedNeighbor | Water | Porous | Wet | R245fa | MinimizeLCOE_Brownfield | IgnoreSilica | 2019 | 56.564 | 10.1973 | 0.56725 | 4 | 13024.0503 | 19241.4473 | 265.5129 | 392.2629 | 107.1662 | 0 | 157.4004 | 1872877.7801 | 69083.9237 | 2203217.0457 | 1993717.4726 | 0 | 382852.1962 | 0 | 2543481.8831 | 6617618.12 | 4516660.3454 | 20199508.7669 | 961560.8286 | 8390483.6777 | 8390483.6777 | 1478867.319 | 4237914.541 | 0 | 29551553.2732 | 43658818.8109 | 42169.6503 | 2.269 | 13024.0503 | 19241.4473 | 265.5129 | 392.2629
1 | 2700 | 707 | 0.035 | 15 | 15 | 7 | 5.6234e-11 | 5spot_SharedNeighbor | Water | Porous | Wet | R245fa | MinimizeLCOE_Brownfield | IgnoreSilica | 2019 | 66.454 | 11.988 | 0.68852 | 4 | 11741.0671 | 16863.3987 | 239.3575 | 343.7832 | 107.205 | 0 | 160.4594 | 2099885.4813 | 77407.5242 | 2507578.1089 | 2338829.907 | 0 | 396966.5565 | 0 | 2894060.3554 | 7529751.3914 | 5139210.0455 | 22983689.3702 | 961560.8286 | 8390483.6777 | 8390483.6777 | 1478867.319 | 4237914.541 | 0 | 32335733.8766 | 46442999.4143 | 56234.1325 | 2.7541 | 11741.0671 | 16863.3987 | 239.3575 | 343.7832
1 | 2700 | 707 | 0.035 | 15 | 15 | 7 | 7.4989e-11 | 5spot_SharedNeighbor | Water | Porous | Wet | R245fa | MinimizeLCOE_Brownfield | IgnoreSilica | 2019 | 76.1787 | 13.7408 | 0.81331 | 4 | 10751.3583 | 15087.7308 | 219.181 | 307.5838 | 107.1986 | 0 | 146.2921 | 2312205.775 | 85159.5402 | 2796854.5148 | 2677430.0157 | 0 | 401717.3854 | 0 | 3226613.2202 | 8394985.7295 | 5729750.2601 | 25624716.441 | 961560.8286 | 8390483.6777 | 8390483.6777 | 1478867.319 | 4237914.541 | 0 | 34976760.9473 | 49084026.4851 | 74989.4209 | 3.2532 | 10751.3583 | 15087.7308 | 219.181 | 307.5838
1 | 2700 | 707 | 0.035 | 15 | 15 | 7 | 1e-10 | 5spot_SharedNeighbor | Water | Porous | Wet | R245fa | MinimizeLCOE_Brownfield | IgnoreSilica | 2019 | 85.2165 | 15.3602 | 0.93442 | 4 | 9992.4897 | 13766.828 | 203.7104 | 280.6554 | 107.1563 | 0 | 174.373 | 2500871.7601 | 92015.0644 | 3057667.2555 | 2991202.201 | 0 | 397437.6875 | 0 | 3525285.6477 | 9172070.1199 | 6260126.324 | 27996676.0602 | 961560.8286 | 8390483.6777 | 8390483.6777 | 1478867.319 | 4237914.541 | 0 | 37348720.5666 | 51455986.1043 | 100000 | 3.7377 | 9992.4897 | 13766.828 | 203.7104 | 280.6554
1 | 2700 | 707 | 0.035 | 15 | 15 | 7 | 1.3335e-10 | 5spot_SharedNeighbor | Water | Porous | Wet | R245fa | MinimizeLCOE_Brownfield | IgnoreSilica | 2019 | 93.246 | 16.7893 | 1.0461 | 4 | 9413.6454 | 12784.9767 | 191.9099 | 260.639 | 107.0915 | 0 | 198.8271 | 2662074.6831 | 97843.9636 | 3283379.8681 | 3269073.8082 | 0 | 386271.3208 | 0 | 3782471.0211 | 9841213.7053 | 6716830.5706 | 30039158.9407 | 961560.8286 | 8390483.6777 | 8390483.6777 | 1478867.319 | 4237914.541 | 0 | 39391203.4471 | 53498468.9848 | 133352.1432 | 4.1845 | 9413.6454 | 12784.9767 | 191.9099 | 260.639
1 | 2700 | 707 | 0.035 | 15 | 15 | 7 | 1.7783e-10 | 5spot_SharedNeighbor | Water | Porous | Wet | R245fa | MinimizeLCOE_Brownfield | IgnoreSilica | 2019 | 100.1003 | 18.0013 | 1.1446 | 4 | 8973.9099 | 12055.1589 | 182.9453 | 245.7607 | 107.0176 | 0 | 209.9614 | 2795216.2547 | 102635.6679 | 3471845.3024 | 3505516.454 | 0 | 370742.2461 | 0 | 3995922.8108 | 10396571.4771 | 7095873.6613 | 31734323.8742 | 961560.8286 | 8390483.6777 | 8390483.6777 | 1478867.319 | 4237914.541 | 0 | 41086368.3806 | 55193633.9183 | 177827.941 | 4.5784 | 8973.9099 | 12055.1589 | 182.9453 | 245.7607
1 | 2700 | 707 | 0.035 | 15 | 15 | 7 | 2.3714e-10 | 5spot_SharedNeighbor | Water | Porous | Wet | R245fa | MinimizeLCOE_Brownfield | IgnoreSilica | 2019 | 106.066 | 19.0494 | 1.2315 | 4 | 8633.5066 | 11497.2397 | 176.0057 | 234.3868 | 106.9402 | 0 | 184.1053 | 2907919.6505 | 106674.4479 | 3632859.0348 | 3710682.6643 | 0 | 353988.397 | 0 | 4177728.4359 | 10869592.4202 | 7418720.1746 | 33178165.2251 | 961560.8286 | 8390483.6777 | 8390483.6777 | 1478867.319 | 4237914.541 | 0 | 42530209.7314 | 56637475.2692 | 237137.3706 | 4.9262 | 8633.5066 | 11497.2397 | 176.0057 | 234.3868
1 | 2700 | 707 | 0.035 | 15 | 15 | 7 | 3.1623e-10 | 5spot_SharedNeighbor | Water | Porous | Wet | R245fa | MinimizeLCOE_Brownfield | IgnoreSilica | 2019 | 110.6091 | 19.8432 | 1.3002 | 4 | 8384.073 | 11096.6945 | 170.9207 | 226.2211 | 106.8735 | 0 | 189.0081 | 2991833.1389 | 109670.3041 | 3753649.7626 | 3866503.6828 | 0 | 336586.2667 | 0 | 4312714.8305 | 11220799.3296 | 7658426.1068 | 34250183.4222 | 961560.8286 | 8390483.6777 | 8390483.6777 | 1478867.319 | 4237914.541 | 0 | 43602227.9286 | 57709493.4663 | 316227.766 | 5.2006 | 8384.073 | 11096.6945 | 170.9207 | 226.2211
1 | 2700 | 707 | 0.035 | 15 | 15 | 7 | 4.217e-10 | 5spot_SharedNeighbor | Water | Porous | Wet | R245fa | MinimizeLCOE_Brownfield | IgnoreSilica | 2019 | 114.2024 | 20.4682 | 1.3554 | 4 | 8195.9007 | 10797.9472 | 167.0845 | 220.1308 | 106.8162 | 0 | 181.6323 | 3057065.7924 | 111992.2197 | 3848097.7052 | 3989478.721 | 0 | 320459.7141 | 0 | 4417566.7194 | 11493602.4364 | 7844619.8327 | 35082883.1408 | 961560.8286 | 8390483.6777 | 8390483.6777 | 1478867.319 | 4237914.541 | 0 | 44434927.6472 | 58542193.1849 | 421696.5034 | 5.4216 | 8195.9007 | 10797.9472 | 167.0845 | 220.1308
1 | 2700 | 707 | 0.035 | 15 | 15 | 7 | 5.6234e-10 | 5spot_SharedNeighbor | Water | Porous | Wet | R245fa | MinimizeLCOE_Brownfield | IgnoreSilica | 2019 | 116.9823 | 20.9499 | 1.3989 | 4 | 8054.1146 | 10575.1876 | 164.194 | 215.5895 | 106.7693 | 0 | 162.4353 | 3106859.3672 | 113760.284 | 3920520.7976 | 4084452.3 | 0 | 306131.8417 | 0 | 4497372.5903 | 11701240.9419 | 7986337.3793 | 35716675.502 | 961560.8286 | 8390483.6777 | 8390483.6777 | 1478867.319 | 4237914.541 | 0 | 45068720.0084 | 59175985.5461 | 562341.3252 | 5.5957 | 8054.1146 | 10575.1876 | 164.194 | 215.5895
1 | 2700 | 707 | 0.035 | 15 | 15 | 7 | 7.4989e-10 | 5spot_SharedNeighbor | Water | Porous | Wet | R245fa | MinimizeLCOE_Brownfield | IgnoreSilica | 2019 | 119.1398 | 21.3227 | 1.433 | 4 | 7947.3801 | 10408.4909 | 162.0181 | 212.1912 | 106.7313 | 0 | 188.9601 | 3145105.3278 | 115115.7015 | 3976344.6067 | 4158058.6421 | 0 | 294090.8375 | 0 | 4558598.8951 | 11860539.2278 | 8095061.7327 | 36202914.9713 | 961560.8286 | 8390483.6777 | 8390483.6777 | 1478867.319 | 4237914.541 | 0 | 45554959.4776 | 59662225.0153 | 749894.2093 | 5.7321 | 7947.3801 | 10408.4909 | 162.0181 | 212.1912
1 | 2700 | 707 | 0.035 | 15 | 15 | 7 | 1e-09 | 5spot_SharedNeighbor | Water | Porous | Wet | R245fa | MinimizeLCOE_Brownfield | IgnoreSilica | 2019 | 117.3149 | 21.0073 | 1.4311 | 4 | 7862.5098 | 10326.888 | 160.2879 | 210.5276 | 106.7632 | 0 | 182.7808 | 3112758.2928 | 113969.2195 | 3929130.9226 | 4095793.1716 | 0 | 260701.9898 | 0 | 4489817.9026 | 11681585.1942 | 7972921.9276 | 35656678.6207 | 961560.8286 | 8390483.6777 | 8390483.6777 | 1478867.319 | 4237914.541 | 0 | 45008723.127 | 59115988.6648 | 1000000 | 5.7245 | 7862.5098 | 10326.888 | 160.2879 | 210.5276
1 | 2700 | 707 | 0.035 | 15 | 15 | 7 | 1.3335e-09 | 5spot_SharedNeighbor | Water | Porous | Wet | R245fa | MinimizeLCOE_Brownfield | IgnoreSilica | 2019 | 124.3 | 22.2105 | 1.4992 | 4 | 7800.8 | 10153.25 | 159.0299 | 206.9877 | 106.6352 | 0 | 170.1142 | 3235207.0347 | 118299.7693 | 4108534.4477 | 4333740.4259 | 0 | 288505.4257 | 0 | 4712871.9703 | 12261926.1238 | 8369016.5369 | 37428101.7343 | 961560.8286 | 8390483.6777 | 8390483.6777 | 1478867.319 | 4237914.541 | 0 | 46780146.2407 | 60887411.7784 | 1333521.4322 | 5.9968 | 7800.8 | 10153.25 | 159.0299 | 206.9877
1 | 2700 | 707 | 0.035 | 15 | 15 | 7 | 1.7783e-09 | 5spot_SharedNeighbor | Water | Porous | Wet | R245fa | MinimizeLCOE_Brownfield | IgnoreSilica | 2019 | 122.9675 | 21.9817 | 1.4946 | 4 | 7761.3864 | 10121.0145 | 158.2264 | 206.3306 | 106.6605 | 0 | 166.2371 | 3212113.1029 | 117484.7505 | 4074567.7733 | 4288418.7605 | 0 | 269677.2456 | 0 | 4665282.0368 | 12138106.8787 | 8284507.3579 | 37050157.9061 | 961560.8286 | 8390483.6777 | 8390483.6777 | 1478867.319 | 4237914.541 | 0 | 46402202.4124 | 60509467.9502 | 1778279.41 | 5.9786 | 7761.3864 | 10121.0145 | 158.2264 | 206.3306
1 | 2700 | 707 | 0.035 | 15 | 15 | 7 | 2.3714e-09 | 5spot_SharedNeighbor | Water | Porous | Wet | R245fa | MinimizeLCOE_Brownfield | IgnoreSilica | 2019 | 123.6714 | 22.1025 | 1.5062 | 4 | 7727.3262 | 10068.8651 | 157.532 | 205.2674 | 106.6471 | 0 | 159.2632 | 3224318.051 | 117915.456 | 4092516.5575 | 4312357.1852 | 0 | 264639.1857 | 0 | 4684581.1098 | 12188319.1079 | 8318778.2361 | 37203424.8891 | 961560.8286 | 8390483.6777 | 8390483.6777 | 1478867.319 | 4237914.541 | 0 | 46555469.3954 | 60662734.9331 | 2371373.7057 | 6.0248 | 7727.3262 | 10068.8651 | 157.532 | 205.2674
1 | 2700 | 707 | 0.035 | 15 | 15 | 7 | 3.1623e-09 | 5spot_SharedNeighbor | Water | Porous | Wet | R245fa | MinimizeLCOE_Brownfield | IgnoreSilica | 2019 | 124.2024 | 22.1936 | 1.5149 | 4 | 7701.7538 | 10029.7845 | 157.0107 | 204.4707 | 106.6368 | 0 | 184.3439 | 3233502.3021 | 118239.3977 | 4106035.0005 | 4330410.7486 | 0 | 260743.7102 | 0 | 4699083.1521 | 12226050.4472 | 8344530.6504 | 37318595.4087 | 961560.8286 | 8390483.6777 | 8390483.6777 | 1478867.319 | 4237914.541 | 0 | 46670639.9151 | 60777905.4528 | 3162277.6602 | 6.0597 | 7701.7538 | 10029.7845 | 157.0107 | 204.4707
1 | 2700 | 707 | 0.035 | 15 | 15 | 7 | 4.217e-09 | 5spot_SharedNeighbor | Water | Porous | Wet | R245fa | MinimizeLCOE_Brownfield | IgnoreSilica | 2019 | 124.6038 | 22.2624 | 1.5215 | 4 | 7682.5592 | 10000.4739 | 156.6194 | 203.8732 | 106.629 | 0 | 223.1313 | 3240432.199 | 118483.7307 | 4116242.0304 | 4344055.6144 | 0 | 257762.9644 | 0 | 4710020.8502 | 12254508.094 | 8363953.5791 | 37405459.0623 | 961560.8286 | 8390483.6777 | 8390483.6777 | 1478867.319 | 4237914.541 | 0 | 46757503.5686 | 60864769.1064 | 4216965.0343 | 6.0862 | 7682.5592 | 10000.4739 | 156.6194 | 203.8732
1 | 2700 | 707 | 0.035 | 15 | 15 | 7 | 5.6234e-09 | 5spot_SharedNeighbor | Water | Porous | Wet | R245fa | MinimizeLCOE_Brownfield | IgnoreSilica | 2019 | 124.9157 | 22.3159 | 1.5266 | 4 | 7668.155 | 9978.3762 | 156.3257 | 203.4227 | 106.6229 | 0 | 196.842 | 3245808.7185 | 118673.2398 | 4124165.099 | 4354655.2998 | 0 | 255549.1783 | 0 | 4718552.0988 | 12276704.6529 | 8379103.1867 | 37473211.4737 | 961560.8286 | 8390483.6777 | 8390483.6777 | 1478867.319 | 4237914.541 | 0 | 46825255.98 | 60932521.5177 | 5623413.2519 | 6.1065 | 7668.155 | 9978.3762 | 156.3257 | 203.4227
1 | 2700 | 707 | 0.035 | 15 | 15 | 7 | 7.4989e-09 | 5spot_SharedNeighbor | Water | Porous | Wet | R245fa | MinimizeLCOE_Brownfield | IgnoreSilica | 2019 | 125.1445 | 22.3551 | 1.5304 | 4 | 7657.3475 | 9961.8833 | 156.1054 | 203.0865 | 106.6185 | 0 | 203.7981 | 3249747.0866 | 118812.0257 | 4129971.1183 | 4362427.2521 | 0 | 253830.7728 | 0 | 4724767.4197 | 12292875.6429 | 8390140.2196 | 37522571.5377 | 961560.8286 | 8390483.6777 | 8390483.6777 | 1478867.319 | 4237914.541 | 0 | 46874616.044 | 60981881.5817 | 7498942.0933 | 6.1215 | 7657.3475 | 9961.8833 | 156.1054 | 203.0865
1 | 2700 | 707 | 0.035 | 15 | 15 | 7 | 1e-08 | 5spot_SharedNeighbor | Water | Porous | Wet | R245fa | MinimizeLCOE_Brownfield | IgnoreSilica | 2019 | 125.3102 | 22.3835 | 1.5332 | 4 | 7649.2395 | 9949.5949 | 155.9401 | 202.8359 | 106.6152 | 0 | 190.8507 | 3252598.8149 | 118912.5019 | 4134176.4063 | 4368058.857 | 0 | 252491.4739 | 0 | 4729232.841 | 12304493.7533 | 8398069.8187 | 37558034.467 | 961560.8286 | 8390483.6777 | 8390483.6777 | 1478867.319 | 4237914.541 | 0 | 46910078.9734 | 61017344.5111 | 10000000 | 6.1326 | 7649.2395 | 9949.5949 | 155.9401 | 202.8359
1 | 2800 | 707 | 0.035 | 15 | 15 | 7 | 1e-13 | 5spot_SharedNeighbor | Water | Porous | Wet | R245fa | MinimizeLCOE_Brownfield | IgnoreSilica | 2019 | 0 | 0 | 0 | 0 |  |  |  |  | 15 |  | 21.8805 | [19 empty] | 100 | 0
1 | 2800 | 707 | 0.035 | 15 | 15 | 7 | 1.3335e-13 | 5spot_SharedNeighbor | Water | Porous | Wet | R245fa | MinimizeLCOE_Brownfield | IgnoreSilica | 2019 | 0 | 0 | 0 | 0 |  |  |  |  | 15 |  | 25.0201 | [19 empty] | 133.3521 | 0
1 | 2800 | 707 | 0.035 | 15 | 15 | 7 | 1.7783e-13 | 5spot_SharedNeighbor | Water | Porous | Wet | R245fa | MinimizeLCOE_Brownfield | IgnoreSilica | 2019 | 0 | 0 | 0 | 0 |  |  |  |  | 15 |  | 26.2502 | [19 empty] | 177.8279 | 0
1 | 2800 | 707 | 0.035 | 15 | 15 | 7 | 2.3714e-13 | 5spot_SharedNeighbor | Water | Porous | Wet | R245fa | MinimizeLCOE_Brownfield | IgnoreSilica | 2019 | 0 | 0 | 0 | 0 |  |  |  |  | 15 |  | 25.3933 | [19 empty] | 237.1374 | 0
1 | 2800 | 707 | 0.035 | 15 | 15 | 7 | 3.1623e-13 | 5spot_SharedNeighbor | Water | Porous | Wet | R245fa | MinimizeLCOE_Brownfield | IgnoreSilica | 2019 | 0 | 0 | 0 | 0 |  |  |  |  | 15 |  | 24.8189 | [19 empty] | 316.2278 | 0
1 | 2800 | 707 | 0.035 | 15 | 15 | 7 | 4.217e-13 | 5spot_SharedNeighbor | Water | Porous | Wet | R245fa | MinimizeLCOE_Brownfield | IgnoreSilica | 2019 | 0.93774 | 0.11336 | 0.00087048 | 4 | 2995827.5665 | 7193882.8115 | 61073.9971 | 146657.0316 | 85.661 | 0 | 60.724 | 69304.2786 | 2177.1365 | 61237.5302 | 51478.4956 | 0 | 46614.2656 | 0 | 90016.5655 | 234204.6386 | 159849.4783 | 714882.3889 | 961560.8286 | 8754830.6413 | 8754830.6413 | 1478867.319 | 4383653.3264 | 0 | 10431273.8588 | 25048625.1456 | 421.6965 | 0.0034819 | 2995827.5665 | 7193882.8115 | 61073.9971 | 146657.0316
1 | 2800 | 707 | 0.035 | 15 | 15 | 7 | 5.6234e-13 | 5spot_SharedNeighbor | Water | Porous | Wet | R245fa | MinimizeLCOE_Brownfield | IgnoreSilica | 2019 | 1.3791 | 0.19191 | 0.0031904 | 4 | 841158.8784 | 1986577.9764 | 17148.1615 | 40499.0791 | 92.6572 | 0 | 221.8561 | 105621.1967 | 3501.8593 | 92794.3375 | 66864.0648 | 0 | 59935.6742 | 0 | 128199.6817 | 333549.2744 | 227654.2335 | 1018120.3222 | 961560.8286 | 8754830.6413 | 8754830.6413 | 1478867.319 | 4383653.3264 | 0 | 10734511.7922 | 25351863.0789 | 562.3413 | 0.012762 | 841158.8784 | 1986577.9764 | 17148.1615 | 40499.0791
1 | 2800 | 707 | 0.035 | 15 | 15 | 7 | 7.4989e-13 | 5spot_SharedNeighbor | Water | Porous | Wet | R245fa | MinimizeLCOE_Brownfield | IgnoreSilica | 2019 | 1.9626 | 0.29958 | 0.0068024 | 4 | 408199.4346 | 945408.5942 | 8321.6976 | 19273.433 | 97.5788 | 0 | 320.0574 | 149158.5084 | 5135.0719 | 132007.1437 | 87545.5283 | 0 | 75142.3625 | 0 | 175105.5597 | 455588.7473 | 310948.6815 | 1390631.6032 | 961560.8286 | 8754830.6413 | 8754830.6413 | 1478867.319 | 4383653.3264 | 0 | 11107023.0732 | 25724374.3599 | 749.8942 | 0.02721 | 408199.4346 | 945408.5942 | 8321.6976 | 19273.433
1 | 2800 | 707 | 0.035 | 15 | 15 | 7 | 1e-12 | 5spot_SharedNeighbor | Water | Porous | Wet | R245fa | MinimizeLCOE_Brownfield | IgnoreSilica | 2019 | 2.6887 | 0.43588 | 0.012019 | 4 | 239919.7799 | 543976.0713 | 4891.0892 | 11089.688 | 100.946 | 0 | 76.6569 | 198078.0015 | 6995.7152 | 177733.4883 | 113330.6041 | 0 | 90714.2659 | 0 | 228872.3093 | 595478.8006 | 406426.5173 | 1817629.7022 | 961560.8286 | 8754830.6413 | 8754830.6413 | 1478867.319 | 4383653.3264 | 0 | 11534021.1721 | 26151372.4588 | 1000 | 0.048074 | 239919.7799 | 543976.0713 | 4891.0892 | 11089.688
1 | 2800 | 707 | 0.035 | 15 | 15 | 7 | 1.3335e-12 | 5spot_SharedNeighbor | Water | Porous | Wet | R245fa | MinimizeLCOE_Brownfield | IgnoreSilica | 2019 | 3.5855 | 0.60588 | 0.019244 | 4 | 156201.091 | 346095.3656 | 3184.3705 | 7055.6222 | 103.3284 | 0 | 64.4168 | 253030.4948 | 9099.4005 | 230893.5606 | 145352.5538 | 0 | 106601.578 | 0 | 290541.2592 | 755928.7581 | 515936.9102 | 2307384.5151 | 961560.8286 | 8754830.6413 | 8754830.6413 | 1478867.319 | 4383653.3264 | 0 | 12023775.9851 | 26641127.2718 | 1333.5214 | 0.076976 | 156201.091 | 346095.3656 | 3184.3705 | 7055.6222
1 | 2800 | 707 | 0.035 | 15 | 15 | 7 | 1.7783e-12 | 5spot_SharedNeighbor | Water | Porous | Wet | R245fa | MinimizeLCOE_Brownfield | IgnoreSilica | 2019 | 4.7233 | 0.82258 | 0.029027 | 4 | 108562.7225 | 234458.6351 | 2213.1979 | 4779.7564 | 105.1033 | 0 | 87.0011 | 316675.4969 | 11541.4395 | 294491.8585 | 185979.5384 | 0 | 123899.6122 | 0 | 363709.2988 | 946296.9883 | 645867.139 | 2888461.3716 | 961560.8286 | 8754830.6413 | 8754830.6413 | 1478867.319 | 4383653.3264 | 0 | 12604852.8415 | 27222204.1283 | 1778.2794 | 0.11611 | 108562.7225 | 234458.6351 | 2213.1979 | 4779.7564
1 | 2800 | 707 | 0.035 | 15 | 15 | 7 | 2.3714e-12 | 5spot_SharedNeighbor | Water | Porous | Wet | R245fa | MinimizeLCOE_Brownfield | IgnoreSilica | 2019 | 6.1628 | 1.0974 | 0.042057 | 4 | 79029.78 | 165919.9125 | 1611.129 | 3382.5018 | 106.4268 | 0 | 107.0569 | 390401.461 | 14369.3531 | 370496.7651 | 237388.3989 | 0 | 142763.9736 | 0 | 450613.7812 | 1172404.625 | 800190.247 | 3578628.6048 | 961560.8286 | 8754830.6413 | 8754830.6413 | 1478867.319 | 4383653.3264 | 0 | 13295020.0748 | 27912371.3615 | 2371.3737 | 0.16823 | 79029.78 | 165919.9125 | 1611.129 | 3382.5018
1 | 2800 | 707 | 0.035 | 15 | 15 | 7 | 3.1623e-12 | 5spot_SharedNeighbor | Water | Porous | Wet | R245fa | MinimizeLCOE_Brownfield | IgnoreSilica | 2019 | 7.8702 | 1.4224 | 0.05883 | 4 | 59750.2791 | 121866.963 | 1218.0903 | 2484.4229 | 107.3148 | 0 | 95.8391 | 470534.8549 | 17433.911 | 455646.5747 | 298460.6408 | 0 | 160487.6965 | 0 | 546999.8344 | 1423181.3639 | 971350.5243 | 4344095.4005 | 961560.8286 | 8754830.6413 | 8754830.6413 | 1478867.319 | 4383653.3264 | 0 | 14060486.8705 | 28677838.1572 | 3162.2777 | 0.23532 | 59750.2791 | 121866.963 | 1218.0903 | 2484.4229
1 | 2800 | 707 | 0.035 | 15 | 15 | 7 | 4.217e-12 | 5spot_SharedNeighbor | Water | Porous | Wet | R245fa | MinimizeLCOE_Brownfield | IgnoreSilica | 2019 | 10.4159 | 1.9125 | 0.082493 | 4 | 45968.2486 | 90266.8169 | 937.1249 | 1840.2112 | 108.277 | 0 | 123.4767 | 582241.5115 | 21721.4388 | 577038.0059 | 389928.2863 | 0 | 189310.8612 | 0 | 686493.6404 | 1786115.6332 | 1219060.6206 | 5451909.9978 | 961560.8286 | 8754830.6413 | 8754830.6413 | 1478867.319 | 4383653.3264 | 0 | 15168301.4678 | 29785652.7545 | 4216.965 | 0.32997 | 45968.2486 | 90266.8169 | 937.1249 | 1840.2112
1 | 2800 | 707 | 0.035 | 15 | 15 | 7 | 5.6234e-12 | 5spot_SharedNeighbor | Water | Porous | Wet | R245fa | MinimizeLCOE_Brownfield | IgnoreSilica | 2019 | 13.366 | 2.4781 | 0.11234 | 4 | 36419.2844 | 68947.2419 | 742.4564 | 1405.5828 | 108.8744 | 0 | 100.8887 | 700568.6032 | 26241.7995 | 709612.2107 | 495481.801 | 0 | 215041.7985 | 0 | 837309.023 | 2178506.3222 | 1486875.3287 | 6649636.8867 | 961560.8286 | 8754830.6413 | 8754830.6413 | 1478867.319 | 4383653.3264 | 0 | 16366028.3567 | 30983379.6434 | 5623.4133 | 0.44938 | 36419.2844 | 68947.2419 | 742.4564 | 1405.5828
1 | 2800 | 707 | 0.035 | 15 | 15 | 7 | 7.4989e-12 | 5spot_SharedNeighbor | Water | Porous | Wet | R245fa | MinimizeLCOE_Brownfield | IgnoreSilica | 2019 | 17.066 | 3.1877 | 0.15105 | 4 | 29452.0148 | 53644.8089 | 600.4192 | 1093.622 | 109.3354 | 0 | 113.1664 | 838148.7574 | 31485.5734 | 867696.1259 | 627864.9467 | 0 | 243113.8282 | 0 | 1017240.6004 | 2646651.3774 | 1806393.9483 | 8078595.1578 | 961560.8286 | 8754830.6413 | 8754830.6413 | 1478867.319 | 4383653.3264 | 0 | 17794986.6277 | 32412337.9144 | 7498.9421 | 0.6042 | 29452.0148 | 53644.8089 | 600.4192 | 1093.622
1 | 2800 | 707 | 0.035 | 15 | 15 | 7 | 1e-11 | 5spot_SharedNeighbor | Water | Porous | Wet | R245fa | MinimizeLCOE_Brownfield | IgnoreSilica | 2019 | 21.6487 | 4.0669 | 0.20073 | 4 | 24263.7488 | 42468.9297 | 494.6493 | 865.7866 | 109.6905 | 0 | 99.9045 | 996531.9581 | 37508.1566 | 1054106.7167 | 791841.2041 | 0 | 272973.3254 | 0 | 1229654.9307 | 3199309.8929 | 2183594.7411 | 9765520.9256 | 961560.8286 | 8754830.6413 | 8754830.6413 | 1478867.319 | 4383653.3264 | 0 | 19481912.3956 | 34099263.6823 | 10000 | 0.80292 | 24263.7488 | 42468.9297 | 494.6493 | 865.7866
1 | 2800 | 707 | 0.035 | 15 | 15 | 7 | 1.3335e-11 | 5spot_SharedNeighbor | Water | Porous | Wet | R245fa | MinimizeLCOE_Brownfield | IgnoreSilica | 2019 | 27.2829 | 5.1481 | 0.26387 | 4 | 20336.1357 | 34185.3021 | 414.5796 | 696.9136 | 109.9658 | 0 | 124.5517 | 1178009.676 | 44392.7447 | 1272636.5702 | 993464.647 | 0 | 304452.8181 | 0 | 1479253.0179 | 3848712.916 | 2626825.6483 | 11747748.0382 | 961560.8286 | 8754830.6413 | 8754830.6413 | 1478867.319 | 4383653.3264 | 0 | 21464139.5082 | 36081490.7949 | 13335.2143 | 1.0555 | 20336.1357 | 34185.3021 | 414.5796 | 696.9136
1 | 2800 | 707 | 0.035 | 15 | 15 | 7 | 1.7783e-11 | 5spot_SharedNeighbor | Water | Porous | Wet | R245fa | MinimizeLCOE_Brownfield | IgnoreSilica | 2019 | 34.0964 | 6.456 | 0.34292 | 4 | 17322.5124 | 27978.9286 | 353.1428 | 570.3883 | 110.1791 | 0 | 148.0352 | 1383183.0499 | 52159.5851 | 1525069.7721 | 1237578.4383 | 0 | 336610.2958 | 0 | 1768494.4451 | 4601259.778 | 3140454.3449 | 14044809.7091 | 961560.8286 | 8754830.6413 | 8754830.6413 | 1478867.319 | 4383653.3264 | 0 | 23761201.1791 | 38378552.4658 | 17782.7941 | 1.3717 | 17322.5124 | 27978.9286 | 353.1428 | 570.3883
1 | 2800 | 707 | 0.035 | 15 | 15 | 7 | 2.3714e-11 | 5spot_SharedNeighbor | Water | Porous | Wet | R245fa | MinimizeLCOE_Brownfield | IgnoreSilica | 2019 | 42.1427 | 8.0007 | 0.43974 | 4 | 14988.8726 | 23299.013 | 305.5684 | 474.9819 | 110.343 | 0 | 142.1881 | 1610378.2407 | 60739.8492 | 1810378.1664 | 1525921.8687 | 0 | 367892.552 | 0 | 2096371.164 | 5454327.7439 | 3722690.7604 | 16648700.3453 | 961560.8286 | 8754830.6413 | 8754830.6413 | 1478867.319 | 4383653.3264 | 0 | 26365091.8152 | 40982443.1019 | 23713.7371 | 1.759 | 14988.8726 | 23299.013 | 305.5684 | 474.9819
1 | 2800 | 707 | 0.035 | 15 | 15 | 7 | 3.1623e-11 | 5spot_SharedNeighbor | Water | Porous | Wet | R245fa | MinimizeLCOE_Brownfield | IgnoreSilica | 2019 | 51.2996 | 9.7578 | 0.55445 | 4 | 13172.376 | 19763.2866 | 268.5367 | 402.9013 | 110.4616 | 0 | 145.7279 | 1853655.9298 | 69903.5061 | 2121830.749 | 1853987.8188 | 0 | 395671.1231 | 0 | 2455069.1594 | 6387586.349 | 4359658.9349 | 19497363.5701 | 961560.8286 | 8754830.6413 | 8754830.6413 | 1478867.319 | 4383653.3264 | 0 | 29213755.0401 | 43831106.3268 | 31622.7766 | 2.2178 | 13172.376 | 19763.2866 | 268.5367 | 402.9013
1 | 2800 | 707 | 0.035 | 15 | 15 | 7 | 4.217e-11 | 5spot_SharedNeighbor | Water | Porous | Wet | R245fa | MinimizeLCOE_Brownfield | IgnoreSilica | 2019 | 61.207 | 11.6555 | 0.68417 | 4 | 11758.4829 | 17099.7245 | 239.7126 | 348.601 | 110.5317 | 0 | 149.722 | 2102201.8973 | 79235.4499 | 2445860.9739 | 2208624.377 | 0 | 416629.9299 | 0 | 2828495.5249 | 7359165.1517 | 5022781.4317 | 22462994.7364 | 961560.8286 | 8754830.6413 | 8754830.6413 | 1478867.319 | 4383653.3264 | 0 | 32179386.2063 | 46796737.4931 | 42169.6503 | 2.7367 | 11758.4829 | 17099.7245 | 239.7126 | 348.601
1 | 2800 | 707 | 0.035 | 15 | 15 | 7 | 5.6234e-11 | 5spot_SharedNeighbor | Water | Porous | Wet | R245fa | MinimizeLCOE_Brownfield | IgnoreSilica | 2019 | 71.3332 | 13.5879 | 0.82293 | 4 | 10662.6463 | 15103.2954 | 217.3725 | 307.9011 | 110.5503 | 0 | 174.3432 | 2342981.8414 | 88238.6367 | 2765175.1427 | 2570420.1073 | 0 | 428186.8496 | 0 | 3196051.0053 | 8315469.1156 | 5675478.5372 | 25382001.2357 | 961560.8286 | 8754830.6413 | 8754830.6413 | 1478867.319 | 4383653.3264 | 0 | 35098392.7057 | 49715743.9924 | 56234.1325 | 3.2917 | 10662.6463 | 15103.2954 | 217.3725 | 307.9011
1 | 2800 | 707 | 0.035 | 15 | 15 | 7 | 7.4989e-11 | 5spot_SharedNeighbor | Water | Porous | Wet | R245fa | MinimizeLCOE_Brownfield | IgnoreSilica | 2019 | 81.0749 | 15.4365 | 0.96262 | 4 | 9818.3915 | 13614.6412 | 200.1612 | 277.5529 | 110.5221 | 0 | 191.3781 | 2563525.4781 | 96444.6025 | 3062308.7329 | 2917507.0647 | 0 | 429230.9691 | 0 | 3536916.5704 | 9202331.3949 | 6280780.266 | 28089045.0787 | 961560.8286 | 8754830.6413 | 8754830.6413 | 1478867.319 | 4383653.3264 | 0 | 37805436.5487 | 52422787.8354 | 74989.4209 | 3.8505 | 9818.3915 | 13614.6412 | 200.1612 | 277.5529
1 | 2800 | 707 | 0.035 | 15 | 15 | 7 | 1e-10 | 5spot_SharedNeighbor | Water | Porous | Wet | R245fa | MinimizeLCOE_Brownfield | IgnoreSilica | 2019 | 90 | 17.1186 | 1.0958 | 4 | 9171.7128 | 12506.5024 | 186.9778 | 254.962 | 110.46 | 0 | 166.7502 | 2756950.7953 | 103603.0258 | 3326634.875 | 3234429.707 | 0 | 421259.5271 | 0 | 3838722.3928 | 9987568.2358 | 6816720.545 | 30485889.1038 | 961560.8286 | 8754830.6413 | 8754830.6413 | 1478867.319 | 4383653.3264 | 0 | 40202280.5738 | 54819631.8605 | 100000 | 4.3833 | 9171.7128 | 12506.5024 | 186.9778 | 254.962
1 | 2800 | 707 | 0.035 | 15 | 15 | 7 | 1.3335e-10 | 5spot_SharedNeighbor | Water | Porous | Wet | R245fa | MinimizeLCOE_Brownfield | IgnoreSilica | 2019 | 97.8176 | 18.5814 | 1.2167 | 4 | 8678.7451 | 11682.2831 | 176.928 | 238.1591 | 110.3794 | 0 | 176.8176 | 2920098.3913 | 109608.5396 | 3552367.7165 | 3511032.9768 | 0 | 406694.9709 | 0 | 4094923.0121 | 10654149.6932 | 7271676.0865 | 32520551.3867 | 961560.8286 | 8754830.6413 | 8754830.6413 | 1478867.319 | 4383653.3264 | 0 | 42236942.8567 | 56854294.1434 | 133352.1432 | 4.8667 | 8678.7451 | 11682.2831 | 176.928 | 238.1591
1 | 2800 | 707 | 0.035 | 15 | 15 | 7 | 1.7783e-10 | 5spot_SharedNeighbor | Water | Porous | Wet | R245fa | MinimizeLCOE_Brownfield | IgnoreSilica | 2019 | 104.4413 | 19.812 | 1.322 | 4 | 8304.3455 | 11068.5624 | 169.2953 | 225.6476 | 110.2934 | 0 | 183.3173 | 3054008.056 | 114513.0332 | 3739608.0659 | 3744580.6168 | 0 | 388525.6244 | 0 | 4306081.8046 | 11203541.5566 | 7646647.3222 | 34197506.0797 | 961560.8286 | 8754830.6413 | 8754830.6413 | 1478867.319 | 4383653.3264 | 0 | 43913897.5496 | 58531248.8364 | 177827.941 | 5.2881 | 8304.3455 | 11068.5624 | 169.2953 | 225.6476
1 | 2800 | 707 | 0.035 | 15 | 15 | 7 | 2.3714e-10 | 5spot_SharedNeighbor | Water | Porous | Wet | R245fa | MinimizeLCOE_Brownfield | IgnoreSilica | 2019 | 108.546 | 20.5703 | 1.4 | 4 | 8014.4972 | 10624.7452 | 163.3864 | 216.5998 | 110.2323 | 0 | 345.6498 | 3135080.3059 | 117470.4707 | 3853855.194 | 3888906.8424 | 0 | 358190.2948 | 0 | 4427866.2121 | 11520399.6036 | 7862909.45 | 35164678.3735 | 961560.8286 | 8754830.6413 | 8754830.6413 | 1478867.319 | 4383653.3264 | 0 | 44881069.8434 | 59498421.1302 | 237137.3706 | 5.6 | 8014.4972 | 10624.7452 | 163.3864 | 216.5998
1 | 2800 | 707 | 0.035 | 15 | 15 | 7 | 3.1623e-10 | 5spot_SharedNeighbor | Water | Porous | Wet | R245fa | MinimizeLCOE_Brownfield | IgnoreSilica | 2019 | 114.4802 | 21.6606 | 1.4861 | 4 | 7801.4679 | 10260.4934 | 159.0435 | 209.174 | 110.1344 | 0 | 175.2744 | 3249814.4193 | 121639.8584 | 4016699.9298 | 4096996.4509 | 0 | 350626.0803 | 0 | 4615952.9281 | 12009762.6568 | 8196909.7892 | 36658402.1128 | 961560.8286 | 8754830.6413 | 8754830.6413 | 1478867.319 | 4383653.3264 | 0 | 46374793.5827 | 60992144.8695 | 316227.766 | 5.9444 | 7801.4679 | 10260.4934 | 159.0435 | 209.174
1 | 2800 | 707 | 0.035 | 15 | 15 | 7 | 4.217e-10 | 5spot_SharedNeighbor | Water | Porous | Wet | R245fa | MinimizeLCOE_Brownfield | IgnoreSilica | 2019 | 117.8707 | 22.28 | 1.5436 | 4 | 7641.2867 | 10008.7555 | 155.778 | 204.042 | 110.0733 | 0 | 186.8634 | 3314073.9793 | 123966.141 | 4108522.9354 | 4215568.2427 | 0 | 333372.9149 | 0 | 4717246.6432 | 12273308.1252 | 8376784.9867 | 37462843.9684 | 961560.8286 | 8754830.6413 | 8754830.6413 | 1478867.319 | 4383653.3264 | 0 | 47179235.4383 | 61796586.725 | 421696.5034 | 6.1743 | 7641.2867 | 10008.7555 | 155.778 | 204.042
1 | 2800 | 707 | 0.035 | 15 | 15 | 7 | 5.6234e-10 | 5spot_SharedNeighbor | Water | Porous | Wet | R245fa | MinimizeLCOE_Brownfield | IgnoreSilica | 2019 | 120.4971 | 22.7581 | 1.5887 | 4 | 7520.5685 | 9820.7195 | 153.317 | 200.2087 | 110.0235 | 0 | 181.2677 | 3363220.8089 | 125740.8493 | 4179055.8055 | 4307252.9822 | 0 | 318352.3971 | 0 | 4794512.9088 | 12474339.0988 | 8513992.757 | 38076467.6076 | 961560.8286 | 8754830.6413 | 8754830.6413 | 1478867.319 | 4383653.3264 | 0 | 47792859.0776 | 62410210.3643 | 562341.3252 | 6.355 | 7520.5685 | 9820.7195 | 153.317 | 200.2087
1 | 2800 | 707 | 0.035 | 15 | 15 | 7 | 7.4989e-10 | 5spot_SharedNeighbor | Water | Porous | Wet | R245fa | MinimizeLCOE_Brownfield | IgnoreSilica | 2019 | 122.5265 | 23.1265 | 1.624 | 4 | 7429.6727 | 9679.9398 | 151.4639 | 197.3387 | 109.9837 | 0 | 160.001 | 3400840.0835 | 127096.9684 | 4233211.9739 | 4378086.9466 | 0 | 305820.4155 | 0 | 4853571.9913 | 12627998.7168 | 8618868.6037 | 38545495.6997 | 961560.8286 | 8754830.6413 | 8754830.6413 | 1478867.319 | 4383653.3264 | 0 | 48261887.1696 | 62879238.4563 | 749894.2093 | 6.4958 | 7429.6727 | 9679.9398 | 151.4639 | 197.3387
1 | 2800 | 707 | 0.035 | 15 | 15 | 7 | 1e-09 | 5spot_SharedNeighbor | Water | Porous | Wet | R245fa | MinimizeLCOE_Brownfield | IgnoreSilica | 2019 | 124.0586 | 23.4041 | 1.6509 | 4 | 7361.2846 | 9574.7761 | 150.0697 | 195.1948 | 109.9528 | 0 | 169.4563 | 3429044.8189 | 128112.5696 | 4273902.7983 | 4431607.4182 | 0 | 295462.2683 | 0 | 4897670.6505 | 12742734.3823 | 8697178.0529 | 38895712.959 | 961560.8286 | 8754830.6413 | 8754830.6413 | 1478867.319 | 4383653.3264 | 0 | 48612104.4289 | 63229455.7156 | 1000000 | 6.6038 | 7361.2846 | 9574.7761 | 150.0697 | 195.1948
1 | 2800 | 707 | 0.035 | 15 | 15 | 7 | 1.3335e-09 | 5spot_SharedNeighbor | Water | Porous | Wet | R245fa | MinimizeLCOE_Brownfield | IgnoreSilica | 2019 | 125.2176 | 23.6137 | 1.6715 | 4 | 7309.8687 | 9496.0907 | 149.0216 | 193.5907 | 109.9289 | 0 | 186.5254 | 3450260.883 | 128875.6382 | 4304569.865 | 4472065.072 | 0 | 287137.7069 | 0 | 4930734.5744 | 12828759.93 | 8755892.2568 | 39158295.9265 | 961560.8286 | 8754830.6413 | 8754830.6413 | 1478867.319 | 4383653.3264 | 0 | 48874687.3964 | 63492038.6831 | 1333521.4322 | 6.6861 | 7309.8687 | 9496.0907 | 149.0216 | 193.5907
1 | 2800 | 707 | 0.035 | 15 | 15 | 7 | 1.7783e-09 | 5spot_SharedNeighbor | Water | Porous | Wet | R245fa | MinimizeLCOE_Brownfield | IgnoreSilica | 2019 | 128 | 24.1157 | 1.7052 | 4 | 7268.6718 | 9411.6815 | 148.1817 | 191.8699 | 109.8704 | 0 | 170.1516 | 3500793.3425 | 130690.2672 | 4377807.8725 | 4569096.4579 | 0 | 291988.5178 | 0 | 5019446.8186 | 13059570.9918 | 8913425.5492 | 39862819.8174 | 961560.8286 | 8754830.6413 | 8754830.6413 | 1478867.319 | 4383653.3264 | 0 | 49579211.2873 | 64196562.574 | 1778279.41 | 6.8209 | 7268.6718 | 9411.6815 | 148.1817 | 191.8699
1 | 2800 | 707 | 0.035 | 15 | 15 | 7 | 2.3714e-09 | 5spot_SharedNeighbor | Water | Porous | Wet | R245fa | MinimizeLCOE_Brownfield | IgnoreSilica | 2019 | 126.7575 | 23.8917 | 1.6991 | 4 | 7242.2145 | 9392.9818 | 147.6423 | 191.4886 | 109.8967 | 0 | 199.2781 | 3478290.6 | 129882.5895 | 4345163.8607 | 4525779.6752 | 0 | 275466.3683 | 0 | 4974287.4066 | 12942075.4652 | 8833232.4381 | 39504178.4036 | 961560.8286 | 8754830.6413 | 8754830.6413 | 1478867.319 | 4383653.3264 | 0 | 49220569.8735 | 63837921.1603 | 2371373.7057 | 6.7963 | 7242.2145 | 9392.9818 | 147.6423 | 191.4886
1 | 2800 | 707 | 0.035 | 15 | 15 | 7 | 3.1623e-09 | 5spot_SharedNeighbor | Water | Porous | Wet | R245fa | MinimizeLCOE_Brownfield | IgnoreSilica | 2019 | 127.2593 | 23.9822 | 1.7081 | 4 | 7220.4262 | 9359.8526 | 147.1982 | 190.8133 | 109.886 | 0 | 173.6744 | 3487385.2096 | 130209.016 | 4358354.3251 | 4543272.9997 | 0 | 271537.9503 | 0 | 4988396.2053 | 12978783.6654 | 8858286.539 | 39616225.9104 | 961560.8286 | 8754830.6413 | 8754830.6413 | 1478867.319 | 4383653.3264 | 0 | 49332617.3804 | 63949968.6671 | 3162277.6602 | 6.8324 | 7220.4262 | 9359.8526 | 147.1982 | 190.8133
1 | 2800 | 707 | 0.035 | 15 | 15 | 7 | 4.217e-09 | 5spot_SharedNeighbor | Water | Porous | Wet | R245fa | MinimizeLCOE_Brownfield | IgnoreSilica | 2019 | 127.6271 | 24.0484 | 1.7148 | 4 | 7204.0714 | 9335.1334 | 146.8647 | 190.3093 | 109.8781 | 0 | 181.9088 | 3494040.0826 | 130447.7818 | 4368012.3389 | 4556093.915 | 0 | 268463.0509 | 0 | 4998652.296 | 13005467.9095 | 8876499.0839 | 39697676.4585 | 961560.8286 | 8754830.6413 | 8754830.6413 | 1478867.319 | 4383653.3264 | 0 | 49414067.9285 | 64031419.2152 | 4216965.0343 | 6.8592 | 7204.0714 | 9335.1334 | 146.8647 | 190.3093
1 | 2800 | 707 | 0.035 | 15 | 15 | 7 | 5.6234e-09 | 5spot_SharedNeighbor | Water | Porous | Wet | R245fa | MinimizeLCOE_Brownfield | IgnoreSilica | 2019 | 127.9024 | 24.098 | 1.7198 | 4 | 7191.7979 | 9316.6175 | 146.6145 | 189.9318 | 109.8722 | 0 | 196.9722 | 3499012.77 | 130626.1426 | 4375232.3734 | 4565685.2473 | 0 | 266110.4893 | 0 | 5006300.1388 | 13025366.0279 | 8890079.9585 | 39758413.1479 | 961560.8286 | 8754830.6413 | 8754830.6413 | 1478867.319 | 4383653.3264 | 0 | 49474804.6178 | 64092155.9046 | 5623413.2519 | 6.8793 | 7191.7979 | 9316.6175 | 146.6145 | 189.9318
1 | 2800 | 707 | 0.035 | 15 | 15 | 7 | 7.4989e-09 | 5spot_SharedNeighbor | Water | Porous | Wet | R245fa | MinimizeLCOE_Brownfield | IgnoreSilica | 2019 | 128.107 | 24.1349 | 1.7236 | 4 | 7182.5889 | 9302.76 | 146.4268 | 189.6493 | 109.8678 | 0 | 191.5738 | 3502706.8883 | 130758.6151 | 4380597.8568 | 4572816.7163 | 0 | 264310.703 | 0 | 5011964.4041 | 13040103.2841 | 8900138.4387 | 39803396.9065 | 961560.8286 | 8754830.6413 | 8754830.6413 | 1478867.319 | 4383653.3264 | 0 | 49519788.3764 | 64137139.6631 | 7498942.0933 | 6.8944 | 7182.5889 | 9302.76 | 146.4268 | 189.6493
1 | 2800 | 707 | 0.035 | 15 | 15 | 7 | 1e-08 | 5spot_SharedNeighbor | Water | Porous | Wet | R245fa | MinimizeLCOE_Brownfield | IgnoreSilica | 2019 | 128.2728 | 24.1647 | 1.7266 | 4 | 7175.6801 | 9292.2322 | 146.2859 | 189.4347 | 109.8642 | 0 | 182.0528 | 3505696.7493 | 130865.8167 | 4384941.5366 | 4578592.3537 | 0 | 263026.5362 | 0 | 5016617.9671 | 13052210.9006 | 8908402.1358 | 39840353.996 | 961560.8286 | 8754830.6413 | 8754830.6413 | 1478867.319 | 4383653.3264 | 0 | 49556745.4659 | 64174096.7527 | 10000000 | 6.9062 | 7175.6801 | 9292.2322 | 146.2859 | 189.4347
1 | 2900 | 707 | 0.035 | 15 | 15 | 7 | 1e-13 | 5spot_SharedNeighbor | Water | Porous | Wet | R245fa | MinimizeLCOE_Brownfield | IgnoreSilica | 2019 | 0 | 0 | 0 | 0 |  |  |  |  | 15 |  | 22.3026 | [19 empty] | 100 | 0
1 | 2900 | 707 | 0.035 | 15 | 15 | 7 | 1.3335e-13 | 5spot_SharedNeighbor | Water | Porous | Wet | R245fa | MinimizeLCOE_Brownfield | IgnoreSilica | 2019 | 0 | 0 | 0 | 0 |  |  |  |  | 15 |  | 24.5895 | [19 empty] | 133.3521 | 0
1 | 2900 | 707 | 0.035 | 15 | 15 | 7 | 1.7783e-13 | 5spot_SharedNeighbor | Water | Porous | Wet | R245fa | MinimizeLCOE_Brownfield | IgnoreSilica | 2019 | 0 | 0 | 0 | 0 |  |  |  |  | 15 |  | 25.5034 | [19 empty] | 177.8279 | 0
1 | 2900 | 707 | 0.035 | 15 | 15 | 7 | 2.3714e-13 | 5spot_SharedNeighbor | Water | Porous | Wet | R245fa | MinimizeLCOE_Brownfield | IgnoreSilica | 2019 | 0 | 0 | 0 | 0 |  |  |  |  | 15 |  | 24.9585 | [19 empty] | 237.1374 | 0
1 | 2900 | 707 | 0.035 | 15 | 15 | 7 | 3.1623e-13 | 5spot_SharedNeighbor | Water | Porous | Wet | R245fa | MinimizeLCOE_Brownfield | IgnoreSilica | 2019 | 0 | 0 | 0 | 0 |  |  |  |  | 15 |  | 24.3964 | [19 empty] | 316.2278 | 0
1 | 2900 | 707 | 0.035 | 15 | 15 | 7 | 4.217e-13 | 5spot_SharedNeighbor | Water | Porous | Wet | R245fa | MinimizeLCOE_Brownfield | IgnoreSilica | 2019 | 1.1069 | 0.1486 | 0.0016813 | 4 | 1628021.9541 | 3878667.5106 | 33189.4296 | 79071.8835 | 90.8158 | 0 | 177.361 | 87249.0428 | 2848.6608 | 75731.6633 | 57889.6558 | 0 | 54554.9737 | 0 | 108526.8586 | 282364.6242 | 192719.658 | 861885.1374 | 961560.8286 | 9125037.6958 | 9125037.6958 | 1478867.319 | 4531736.1482 | 0 | 10948483.6618 | 26084124.8247 | 421.6965 | 0.006725 | 1628021.9541 | 3878667.5106 | 33189.4296 | 79071.8835
1 | 2900 | 707 | 0.035 | 15 | 15 | 7 | 5.6234e-13 | 5spot_SharedNeighbor | Water | Porous | Wet | R245fa | MinimizeLCOE_Brownfield | IgnoreSilica | 2019 | 1.6125 | 0.24491 | 0.0047306 | 4 | 597278.9633 | 1397154.2851 | 12176.3395 | 28482.8799 | 97.301 | 0 | 261.1982 | 129505.2688 | 4442.3593 | 112378.735 | 76123.2097 | 0 | 69966.7758 | 0 | 153042.376 | 398184.869 | 271769.3549 | 1215412.9485 | 961560.8286 | 9125037.6958 | 9125037.6958 | 1478867.319 | 4531736.1482 | 0 | 11302011.4729 | 26437652.6358 | 562.3413 | 0.018923 | 597278.9633 | 1397154.2851 | 12176.3395 | 28482.8799
1 | 2900 | 707 | 0.035 | 15 | 15 | 7 | 7.4989e-13 | 5spot_SharedNeighbor | Water | Porous | Wet | R245fa | MinimizeLCOE_Brownfield | IgnoreSilica | 2019 | 2.2349 | 0.36669 | 0.0093212 | 4 | 313854.2059 | 719799.39 | 6398.3425 | 14674.0842 | 101.6341 | 0 | 385.0228 | 176549.2815 | 6256.4805 | 154701.6123 | 98639.9179 | 0 | 85423.2348 | 0 | 203412.5055 | 529237.6137 | 361215.5461 | 1615436.1923 | 961560.8286 | 9125037.6958 | 9125037.6958 | 1478867.319 | 4531736.1482 | 0 | 11702034.7167 | 26837675.8797 | 749.8942 | 0.037285 | 313854.2059 | 719799.39 | 6398.3425 | 14674.0842
1 | 2900 | 707 | 0.035 | 15 | 15 | 7 | 1e-12 | 5spot_SharedNeighbor | Water | Porous | Wet | R245fa | MinimizeLCOE_Brownfield | IgnoreSilica | 2019 | 3.0176 | 0.52218 | 0.015851 | 4 | 191930.5782 | 430645.9699 | 3912.7644 | 8779.3006 | 104.7226 | 0 | 80.6821 | 230335.8252 | 8354.3995 | 204790.736 | 127228.8802 | 0 | 101715.8043 | 0 | 262246.0017 | 682310.3023 | 465690.8014 | 2082672.7508 | 961560.8286 | 9125037.6958 | 9125037.6958 | 1478867.319 | 4531736.1482 | 0 | 12169271.2752 | 27304912.4381 | 1000 | 0.063405 | 191930.5782 | 430645.9699 | 3912.7644 | 8779.3006
1 | 2900 | 707 | 0.035 | 15 | 15 | 7 | 1.3335e-12 | 5spot_SharedNeighbor | Water | Porous | Wet | R245fa | MinimizeLCOE_Brownfield | IgnoreSilica | 2019 | 4.0265 | 0.72417 | 0.024837 | 4 | 128147.3818 | 280495.4566 | 2612.4577 | 5718.2793 | 107.0234 | 0 | 67.4218 | 293425.4787 | 10826.9644 | 265575.061 | 164123.8733 | 0 | 119942.5499 | 0 | 333018.6316 | 866446.1679 | 591367.3133 | 2644726.0401 | 961560.8286 | 9125037.6958 | 9125037.6958 | 1478867.319 | 4531736.1482 | 0 | 12731324.5645 | 27866965.7274 | 1333.5214 | 0.099349 | 128147.3818 | 280495.4566 | 2612.4577 | 5718.2793
1 | 2900 | 707 | 0.035 | 15 | 15 | 7 | 1.7783e-12 | 5spot_SharedNeighbor | Water | Porous | Wet | R245fa | MinimizeLCOE_Brownfield | IgnoreSilica | 2019 | 5.2808 | 0.97636 | 0.036926 | 4 | 90614.3607 | 193086.0482 | 1847.2963 | 3936.3203 | 108.7026 | 0 | 91.9026 | 365126.1723 | 13641.9447 | 336875.0594 | 210105.3777 | 0 | 138952.5004 | 0 | 415233.4113 | 1080352.16 | 737362.5482 | 3297649.174 | 961560.8286 | 9125037.6958 | 9125037.6958 | 1478867.319 | 4531736.1482 | 0 | 13384247.6984 | 28519888.8613 | 1778.2794 | 0.14771 | 90614.3607 | 193086.0482 | 1847.2963 | 3936.3203
1 | 2900 | 707 | 0.035 | 15 | 15 | 7 | 2.3714e-12 | 5spot_SharedNeighbor | Water | Porous | Wet | R245fa | MinimizeLCOE_Brownfield | IgnoreSilica | 2019 | 6.8452 | 1.2909 | 0.052845 | 4 | 66926.9864 | 138531.2662 | 1364.3971 | 2824.1472 | 109.93 | 0 | 59.6092 | 446965.8162 | 16849.4158 | 420833.4715 | 267233.2909 | 0 | 159073.3073 | 0 | 511272.5677 | 1330226.3446 | 907906.8136 | 4060361.0276 | 961560.8286 | 9125037.6958 | 9125037.6958 | 1478867.319 | 4531736.1482 | 0 | 14146959.5519 | 29282600.7149 | 2371.3737 | 0.21138 | 66926.9864 | 138531.2662 | 1364.3971 | 2824.1472
1 | 2900 | 707 | 0.035 | 15 | 15 | 7 | 3.1623e-12 | 5spot_SharedNeighbor | Water | Porous | Wet | R245fa | MinimizeLCOE_Brownfield | IgnoreSilica | 2019 | 9.2781 | 1.7828 | 0.075135 | 4 | 50877.1017 | 101238.857 | 1037.1985 | 2063.891 | 111.0902 | 0 | 96.5822 | 564035.7184 | 21441.27 | 544387.1116 | 356706.1002 | 0 | 193603.4921 | 0 | 655267.74 | 1704872.2456 | 1163610.3392 | 5203924.0171 | 961560.8286 | 9125037.6958 | 9125037.6958 | 1478867.319 | 4531736.1482 | 0 | 15290522.5415 | 30426163.7044 | 3162.2777 | 0.30054 | 50877.1017 | 101238.857 | 1037.1985 | 2063.891
1 | 2900 | 707 | 0.035 | 15 | 15 | 7 | 4.217e-12 | 5spot_SharedNeighbor | Water | Porous | Wet | R245fa | MinimizeLCOE_Brownfield | IgnoreSilica | 2019 | 11.5561 | 2.2438 | 0.10256 | 4 | 39659.8959 | 76555.3268 | 808.5206 | 1560.6839 | 111.7402 | 0 | 94.6337 | 665107.2505 | 25397.2987 | 654049.667 | 440506.2797 | 0 | 211260.1254 | 0 | 778565.0423 | 2025666.5345 | 1382559.0331 | 6183111.2312 | 961560.8286 | 9125037.6958 | 9125037.6958 | 1478867.319 | 4531736.1482 | 0 | 16269709.7556 | 31405350.9185 | 4216.965 | 0.41023 | 39659.8959 | 76555.3268 | 808.5206 | 1560.6839
1 | 2900 | 707 | 0.035 | 15 | 15 | 7 | 5.6234e-12 | 5spot_SharedNeighbor | Water | Porous | Wet | R245fa | MinimizeLCOE_Brownfield | IgnoreSilica | 2019 | 14.8151 | 2.903 | 0.13911 | 4 | 31673.7127 | 58875.2129 | 645.7115 | 1200.2508 | 112.3163 | 0 | 101.1205 | 799373.2973 | 30638.7877 | 803387.3616 | 560235.8166 | 0 | 239972.7182 | 0 | 949107.1127 | 2469382.0186 | 1685403.9684 | 7537501.0809 | 961560.8286 | 9125037.6958 | 9125037.6958 | 1478867.319 | 4531736.1482 | 0 | 17624099.6053 | 32759740.7683 | 5623.4133 | 0.55643 | 31673.7127 | 58875.2129 | 645.7115 | 1200.2508
1 | 2900 | 707 | 0.035 | 15 | 15 | 7 | 7.4989e-12 | 5spot_SharedNeighbor | Water | Porous | Wet | R245fa | MinimizeLCOE_Brownfield | IgnoreSilica | 2019 | 18.8714 | 3.7237 | 0.18628 | 4 | 25803.7069 | 46116.6291 | 526.0435 | 940.1499 | 112.7589 | 0 | 88.3329 | 954398.9057 | 36675.8901 | 980139.5021 | 709166.9422 | 0 | 270735.4942 | 0 | 1150935.5264 | 2994498.1504 | 2043806.5184 | 9140356.9297 | 961560.8286 | 9125037.6958 | 9125037.6958 | 1478867.319 | 4531736.1482 | 0 | 19226955.4541 | 34362596.6171 | 7498.9421 | 0.74512 | 25803.7069 | 46116.6291 | 526.0435 | 940.1499
1 | 2900 | 707 | 0.035 | 15 | 15 | 7 | 1e-11 | 5spot_SharedNeighbor | Water | Porous | Wet | R245fa | MinimizeLCOE_Brownfield | IgnoreSilica | 2019 | 23.8749 | 4.7363 | 0.2466 | 4 | 21403.598 | 36747.8482 | 436.3413 | 749.1546 | 113.1003 | 0 | 111.8027 | 1132346.8265 | 43589.1741 | 1187838.0028 | 892956.7178 | 0 | 303201.2366 | 0 | 1388373.4636 | 3612262.9576 | 2465443.6931 | 11026012.0721 | 961560.8286 | 9125037.6958 | 9125037.6958 | 1478867.319 | 4531736.1482 | 0 | 21112610.5965 | 36248251.7595 | 10000 | 0.9864 | 21403.598 | 36747.8482 | 436.3413 | 749.1546
1 | 2900 | 707 | 0.035 | 15 | 15 | 7 | 1.3335e-11 | 5spot_SharedNeighbor | Water | Porous | Wet | R245fa | MinimizeLCOE_Brownfield | IgnoreSilica | 2019 | 30 | 5.9763 | 0.32293 | 4 | 18053.8069 | 29771.2441 | 368.0513 | 606.9271 | 113.3653 | 0 | 114.3458 | 1335615.7886 | 51467.7416 | 1430429.7228 | 1118093.5871 | 0 | 337163.9132 | 0 | 1666380.5938 | 4335580.4833 | 2959122.7671 | 13233854.5974 | 961560.8286 | 9125037.6958 | 9125037.6958 | 1478867.319 | 4531736.1482 | 0 | 23320453.1218 | 38456094.2848 | 13335.2143 | 1.2917 | 18053.8069 | 29771.2441 | 368.0513 | 606.9271
1 | 2900 | 707 | 0.035 | 15 | 15 | 7 | 1.7783e-11 | 5spot_SharedNeighbor | Water | Porous | Wet | R245fa | MinimizeLCOE_Brownfield | IgnoreSilica | 2019 | 37.3561 | 7.4658 | 0.41784 | 4 | 15473.0606 | 24528.905 | 315.4393 | 500.0549 | 113.5706 | 0 | 117.7108 | 1564040.2141 | 60299.5783 | 1708892.0917 | 1388501.0491 | 0 | 371349.3626 | 0 | 1986302.0954 | 5167950.6057 | 3527232.4791 | 15774567.4762 | 961560.8286 | 9125037.6958 | 9125037.6958 | 1478867.319 | 4531736.1482 | 0 | 25861166.0005 | 40996807.1635 | 17782.7941 | 1.6714 | 15473.0606 | 24528.905 | 315.4393 | 500.0549
1 | 2900 | 707 | 0.035 | 15 | 15 | 7 | 2.3714e-11 | 5spot_SharedNeighbor | Water | Porous | Wet | R245fa | MinimizeLCOE_Brownfield | IgnoreSilica | 2019 | 45.9749 | 9.2108 | 0.53311 | 4 | 13467.947 | 20565.7502 | 274.5623 | 419.2606 | 113.7263 | 0 | 118.2112 | 1815269.8041 | 69988.4439 | 2021357.4053 | 1705316.1654 | 0 | 404041.1208 | 0 | 2346229.4464 | 6104407.7416 | 4166383.7167 | 18632993.8441 | 961560.8286 | 9125037.6958 | 9125037.6958 | 1478867.319 | 4531736.1482 | 0 | 28719592.3685 | 43855233.5314 | 23713.7371 | 2.1324 | 13467.947 | 20565.7502 | 274.5623 | 419.2606
1 | 2900 | 707 | 0.035 | 15 | 15 | 7 | 3.1623e-11 | 5spot_SharedNeighbor | Water | Porous | Wet | R245fa | MinimizeLCOE_Brownfield | IgnoreSilica | 2019 | 55.6381 | 11.1653 | 0.6678 | 4 | 11904.7306 | 17570.9952 | 242.694 | 358.2085 | 113.8326 | 0 | 160.0337 | 2080542.8003 | 80188.6258 | 2357598.8683 | 2060349.6276 | 0 | 431769.3927 | 0 | 2734075.2327 | 7113502.9196 | 4855111.9105 | 21713139.3774 | 961560.8286 | 9125037.6958 | 9125037.6958 | 1478867.319 | 4531736.1482 | 0 | 31799737.9018 | 46935379.0647 | 31622.7766 | 2.6712 | 11904.7306 | 17570.9952 | 242.694 | 358.2085
1 | 2900 | 707 | 0.035 | 15 | 15 | 7 | 4.217e-11 | 5spot_SharedNeighbor | Water | Porous | Wet | R245fa | MinimizeLCOE_Brownfield | IgnoreSilica | 2019 | 65.8692 | 13.2291 | 0.81714 | 4 | 10688.2469 | 15318.9168 | 217.8944 | 312.2968 | 113.8839 | 0 | 139.8671 | 2345967.4116 | 90355.8961 | 2700112.3669 | 2435748.0793 | 0 | 450608.1988 | 0 | 3128888.8616 | 8140726.9944 | 5556213.4489 | 24848621.2576 | 961560.8286 | 9125037.6958 | 9125037.6958 | 1478867.319 | 4531736.1482 | 0 | 34935219.782 | 50070860.945 | 42169.6503 | 3.2686 | 10688.2469 | 15318.9168 | 217.8944 | 312.2968
1 | 2900 | 707 | 0.035 | 15 | 15 | 7 | 5.6234e-11 | 5spot_SharedNeighbor | Water | Porous | Wet | R245fa | MinimizeLCOE_Brownfield | IgnoreSilica | 2019 | 76.125 | 15.2878 | 0.9737 | 4 | 9746.466 | 13632.5905 | 198.6949 | 277.9188 | 113.8796 | 0 | 155.5436 | 2598368.7865 | 99977.9151 | 3031347.64 | 2811151.4502 | 0 | 458690.3235 | 0 | 3509819.085 | 9131829.2962 | 6232661.135 | 27873845.6315 | 961560.8286 | 9125037.6958 | 9125037.6958 | 1478867.319 | 4531736.1482 | 0 | 37960444.1559 | 53096085.3188 | 56234.1325 | 3.8948 | 9746.466 | 13632.5905 | 198.6949 | 277.9188
1 | 2900 | 707 | 0.035 | 15 | 15 | 7 | 7.4989e-11 | 5spot_SharedNeighbor | Water | Porous | Wet | R245fa | MinimizeLCOE_Brownfield | IgnoreSilica | 2019 | 85.8567 | 17.2284 | 1.1286 | 4 | 9021.7379 | 12374.4789 | 183.9203 | 252.2705 | 113.8286 | 0 | 190.6756 | 2826625.3271 | 108630.9469 | 3335579.566 | 3166212.3201 | 0 | 455977.3162 | 0 | 3858279.9358 | 10038452.9508 | 6851450.4085 | 30641208.7714 | 961560.8286 | 9125037.6958 | 9125037.6958 | 1478867.319 | 4531736.1482 | 0 | 40727807.2957 | 55863448.4587 | 74989.4209 | 4.5144 | 9021.7379 | 12374.4789 | 183.9203 | 252.2705
1 | 2900 | 707 | 0.035 | 15 | 15 | 7 | 1e-10 | 5spot_SharedNeighbor | Water | Porous | Wet | R245fa | MinimizeLCOE_Brownfield | IgnoreSilica | 2019 | 94.6239 | 18.9634 | 1.2737 | 4 | 8467.0704 | 11437.9883 | 172.6127 | 233.1789 | 113.7469 | 0 | 200.2287 | 3023693.4593 | 116057.5599 | 3601909.3913 | 3484891.0526 | 0 | 444110.5838 | 0 | 4161558.1983 | 10827520.7789 | 7390005.4149 | 33049746.439 | 961560.8286 | 9125037.6958 | 9125037.6958 | 1478867.319 | 4531736.1482 | 0 | 43136344.9633 | 58271986.1263 | 100000 | 5.0946 | 8467.0704 | 11437.9883 | 172.6127 | 233.1789
1 | 2900 | 707 | 0.035 | 15 | 15 | 7 | 1.3335e-10 | 5spot_SharedNeighbor | Water | Porous | Wet | R245fa | MinimizeLCOE_Brownfield | IgnoreSilica | 2019 | 102.2339 | 20.4576 | 1.4036 | 4 | 8044.4345 | 10740.3741 | 163.9967 | 218.9571 | 113.6508 | 0 | 213.48 | 3188612.964 | 122236.7429 | 3827487.5173 | 3760455.2286 | 0 | 426322.8864 | 0 | 4416794.9823 | 11491594.5346 | 7843249.3985 | 35076754.2545 | 961560.8286 | 9125037.6958 | 9125037.6958 | 1478867.319 | 4531736.1482 | 0 | 45163352.7789 | 60298993.9419 | 133352.1432 | 5.6142 | 8044.4345 | 10740.3741 | 163.9967 | 218.9571
1 | 2900 | 707 | 0.035 | 15 | 15 | 7 | 1.7783e-10 | 5spot_SharedNeighbor | Water | Porous | Wet | R245fa | MinimizeLCOE_Brownfield | IgnoreSilica | 2019 | 108.5876 | 21.696 | 1.5151 | 4 | 7723.5034 | 10220.8931 | 157.4541 | 208.3667 | 113.5538 | 0 | 185.9083 | 3322167.3228 | 127214.1452 | 4012025.321 | 3989708.4004 | 0 | 405306.7604 | 0 | 4624004.5605 | 12030711.3526 | 8211207.7045 | 36722345.5675 | 961560.8286 | 9125037.6958 | 9125037.6958 | 1478867.319 | 4531736.1482 | 0 | 46808944.0919 | 61944585.2548 | 177827.941 | 6.0606 | 7723.5034 | 10220.8931 | 157.4541 | 208.3667
1 | 2900 | 707 | 0.035 | 15 | 15 | 7 | 2.3714e-10 | 5spot_SharedNeighbor | Water | Porous | Wet | R245fa | MinimizeLCOE_Brownfield | IgnoreSilica | 2019 | 113.7614 | 22.6978 | 1.6081 | 4 | 7480.4339 | 9833.4799 | 152.4988 | 200.4688 | 113.4644 | 0 | 200.9674 | 3428246.9242 | 131149.1991 | 4159825.3805 | 4175797.6985 | 0 | 383682.0487 | 0 | 4788693.4879 | 12459198.1594 | 8503658.7547 | 38030251.653 | 961560.8286 | 9125037.6958 | 9125037.6958 | 1478867.319 | 4531736.1482 | 0 | 48116850.1774 | 63252491.3403 | 237137.3706 | 6.4324 | 7480.4339 | 9833.4799 | 152.4988 | 200.4688
1 | 2900 | 707 | 0.035 | 15 | 15 | 7 | 3.1623e-10 | 5spot_SharedNeighbor | Water | Porous | Wet | R245fa | MinimizeLCOE_Brownfield | IgnoreSilica | 2019 | 118.1802 | 23.5485 | 1.6874 | 4 | 7291.8139 | 9534.2462 | 148.6535 | 194.3685 | 113.3809 | 0 | 192.7742 | 3517010.2911 | 134428.6176 | 4284354.6204 | 4334295.616 | 0 | 363884.1355 | 0 | 4927249.5794 | 12819692.6877 | 8749703.6777 | 39130619.2253 | 961560.8286 | 9125037.6958 | 9125037.6958 | 1478867.319 | 4531736.1482 | 0 | 49217217.7497 | 64352858.9127 | 316227.766 | 6.7497 | 7291.8139 | 9534.2462 | 148.6535 | 194.3685
1 | 2900 | 707 | 0.035 | 15 | 15 | 7 | 4.217e-10 | 5spot_SharedNeighbor | Water | Porous | Wet | R245fa | MinimizeLCOE_Brownfield | IgnoreSilica | 2019 | 121.3861 | 24.1628 | 1.747 | 4 | 7154.5261 | 9320.4553 | 145.8547 | 190.0101 | 113.3163 | 0 | 174.0927 | 3580367.523 | 136761.4933 | 4373733.5433 | 4449023.5061 | 0 | 345610.6647 | 0 | 5025343.7249 | 13074913.5324 | 8923897.1485 | 39909651.1362 | 961560.8286 | 9125037.6958 | 9125037.6958 | 1478867.319 | 4531736.1482 | 0 | 49996249.6605 | 65131890.8235 | 421696.5034 | 6.9881 | 7154.5261 | 9320.4553 | 145.8547 | 190.0101
1 | 2900 | 707 | 0.035 | 15 | 15 | 7 | 5.6234e-10 | 5spot_SharedNeighbor | Water | Porous | Wet | R245fa | MinimizeLCOE_Brownfield | IgnoreSilica | 2019 | 123.854 | 24.6339 | 1.7936 | 4 | 7051.0454 | 9160.7374 | 143.7451 | 186.754 | 113.2644 | 0 | 174.4408 | 3628553.1441 | 138531.1869 | 4441989.2014 | 4537182.7579 | 0 | 329837.5737 | 0 | 5099676.607 | 13268312.4438 | 9055895.8795 | 40499978.7943 | 961560.8286 | 9125037.6958 | 9125037.6958 | 1478867.319 | 4531736.1482 | 0 | 50586577.3186 | 65722218.4816 | 562341.3252 | 7.1743 | 7051.0454 | 9160.7374 | 143.7451 | 186.754
1 | 2900 | 707 | 0.035 | 15 | 15 | 7 | 7.4989e-10 | 5spot_SharedNeighbor | Water | Porous | Wet | R245fa | MinimizeLCOE_Brownfield | IgnoreSilica | 2019 | 125.7512 | 24.995 | 1.8297 | 4 | 6973.1222 | 9041.1641 | 142.1565 | 184.3164 | 113.2232 | 0 | 187.0574 | 3665256.6375 | 139876.4671 | 4494144.9321 | 4604866.442 | 0 | 316754.5003 | 0 | 5156150.6018 | 13415246.194 | 9156181.1832 | 40948476.958 | 961560.8286 | 9125037.6958 | 9125037.6958 | 1478867.319 | 4531736.1482 | 0 | 51035075.4824 | 66170716.6454 | 749894.2093 | 7.3188 | 6973.1222 | 9041.1641 | 142.1565 | 184.3164
1 | 2900 | 707 | 0.035 | 15 | 15 | 7 | 1e-09 | 5spot_SharedNeighbor | Water | Porous | Wet | R245fa | MinimizeLCOE_Brownfield | IgnoreSilica | 2019 | 127.1861 | 25.2676 | 1.8573 | 4 | 6914.4913 | 8951.7587 | 140.9613 | 182.4937 | 113.1913 | 0 | 178.768 | 3692819.297 | 140885.1313 | 4533406.4481 | 4655999.9155 | 0 | 306056.4456 | 0 | 5198375.2226 | 13525105.9959 | 9231162.7554 | 41283811.2115 | 961560.8286 | 9125037.6958 | 9125037.6958 | 1478867.319 | 4531736.1482 | 0 | 51370409.7359 | 66506050.8989 | 1000000 | 7.4294 | 6914.4913 | 8951.7587 | 140.9613 | 182.4937
1 | 2900 | 707 | 0.035 | 15 | 15 | 7 | 1.3335e-09 | 5spot_SharedNeighbor | Water | Porous | Wet | R245fa | MinimizeLCOE_Brownfield | IgnoreSilica | 2019 | 128.2682 | 25.4727 | 1.8784 | 4 | 6870.4058 | 8884.859 | 140.0625 | 181.1299 | 113.1668 | 0 | 175.4605 | 3713493.4021 | 141640.8013 | 4562909.5898 | 4694527.8667 | 0 | 297488.3974 | 0 | 5229923.4223 | 13607187.9401 | 9287185.3689 | 41534356.7886 | 961560.8286 | 9125037.6958 | 9125037.6958 | 1478867.319 | 4531736.1482 | 0 | 51620955.313 | 66756596.4759 | 1333521.4322 | 7.5135 | 6870.4058 | 8884.859 | 140.0625 | 181.1299
1 | 2900 | 707 | 0.035 | 15 | 15 | 7 | 1.7783e-09 | 5spot_SharedNeighbor | Water | Porous | Wet | R245fa | MinimizeLCOE_Brownfield | IgnoreSilica | 2019 | 129.0887 | 25.6281 | 1.8944 | 4 | 6837.2759 | 8834.7065 | 139.3871 | 180.1074 | 113.148 | 0 | 180.3473 | 3729107.82 | 142211.0122 | 4585223.1415 | 4723726.0793 | 0 | 290775.13 | 0 | 5253706.8414 | 13669067.5179 | 9329419.4522 | 41723236.9946 | 961560.8286 | 9125037.6958 | 9125037.6958 | 1478867.319 | 4531736.1482 | 0 | 51809835.519 | 66945476.6819 | 1778279.41 | 7.5776 | 6837.2759 | 8834.7065 | 139.3871 | 180.1074
1 | 2900 | 707 | 0.035 | 15 | 15 | 7 | 2.3714e-09 | 5spot_SharedNeighbor | Water | Porous | Wet | R245fa | MinimizeLCOE_Brownfield | IgnoreSilica | 2019 | 129.5419 | 25.7138 | 1.9061 | 4 | 6807.0658 | 8792.2323 | 138.7712 | 179.2415 | 113.1376 | 0 | 183.3819 | 3737710.2822 | 142524.9845 | 4597527.1189 | 4739847.5203 | 0 | 282408.3652 | 0 | 5265007.1257 | 13698468.5397 | 9349486.2537 | 41812980.1901 | 961560.8286 | 9125037.6958 | 9125037.6958 | 1478867.319 | 4531736.1482 | 0 | 51899578.7145 | 67035219.8775 | 2371373.7057 | 7.6244 | 6807.0658 | 8792.2323 | 138.7712 | 179.2415
1 | 2900 | 707 | 0.035 | 15 | 15 | 7 | 3.1623e-09 | 5spot_SharedNeighbor | Water | Porous | Wet | R245fa | MinimizeLCOE_Brownfield | IgnoreSilica | 2019 | 130.1681 | 25.8322 | 1.9156 | 4 | 6793.704 | 8769.0064 | 138.4988 | 178.7681 | 113.123 | 0 | 183.4213 | 3749566.4903 | 142957.4388 | 4614499.9066 | 4762113.3683 | 0 | 281502.6139 | 0 | 5284749.529 | 13749834.2233 | 9384544.3883 | 41969767.9586 | 961560.8286 | 9125037.6958 | 9125037.6958 | 1478867.319 | 4531736.1482 | 0 | 52056366.483 | 67192007.646 | 3162277.6602 | 7.6624 | 6793.704 | 8769.0064 | 138.4988 | 178.7681
1 | 2900 | 707 | 0.035 | 15 | 15 | 7 | 4.217e-09 | 5spot_SharedNeighbor | Water | Porous | Wet | R245fa | MinimizeLCOE_Brownfield | IgnoreSilica | 2019 | 130.5165 | 25.898 | 1.9225 | 4 | 6779.6772 | 8747.9096 | 138.2129 | 178.338 | 113.1148 | 0 | 192.2773 | 3756149.5765 | 143197.4529 | 4623930.2758 | 4774497.065 | 0 | 278411.7215 | 0 | 5294712.5757 | 13775756.0272 | 9402236.552 | 42048891.2466 | 961560.8286 | 9125037.6958 | 9125037.6958 | 1478867.319 | 4531736.1482 | 0 | 52135489.771 | 67271130.934 | 4216965.0343 | 7.69 | 6779.6772 | 8747.9096 | 138.2129 | 178.338
1 | 2900 | 707 | 0.035 | 15 | 15 | 7 | 5.6234e-09 | 5spot_SharedNeighbor | Water | Porous | Wet | R245fa | MinimizeLCOE_Brownfield | IgnoreSilica | 2019 | 130.7749 | 25.9468 | 1.9276 | 4 | 6769.1505 | 8732.129 | 137.9983 | 178.0163 | 113.1088 | 0 | 182.2621 | 3761025.5762 | 143375.1747 | 4630918.3379 | 4783679.5017 | 0 | 276034.4614 | 0 | 5302062.8902 | 13794880.0378 | 9415289.0822 | 42107265.0622 | 961560.8286 | 9125037.6958 | 9125037.6958 | 1478867.319 | 4531736.1482 | 0 | 52193863.5866 | 67329504.7495 | 5623413.2519 | 7.7105 | 6769.1505 | 8732.129 | 137.9983 | 178.0163
1 | 2900 | 707 | 0.035 | 15 | 15 | 7 | 7.4989e-09 | 5spot_SharedNeighbor | Water | Porous | Wet | R245fa | MinimizeLCOE_Brownfield | IgnoreSilica | 2019 | 130.9723 | 25.9841 | 1.9315 | 4 | 6761.2519 | 8720.2625 | 137.8373 | 177.7743 | 113.1041 | 0 | 214.1187 | 3764747.8774 | 143510.8164 | 4636254.7289 | 4790694.9708 | 0 | 274253.6348 | 0 | 5307690.191 | 13809521.12 | 9425281.9217 | 42151955.261 | 961560.8286 | 9125037.6958 | 9125037.6958 | 1478867.319 | 4531736.1482 | 0 | 52238553.7854 | 67374194.9484 | 7498942.0933 | 7.7262 | 6761.2519 | 8720.2625 | 137.8373 | 177.7743
1 | 2900 | 707 | 0.035 | 15 | 15 | 7 | 1e-08 | 5spot_SharedNeighbor | Water | Porous | Wet | R245fa | MinimizeLCOE_Brownfield | IgnoreSilica | 2019 | 131.1233 | 26.0126 | 1.9345 | 4 | 6755.3261 | 8711.3371 | 137.7165 | 177.5924 | 113.1005 | 0 | 190.9836 | 3767591.7801 | 143614.4318 | 4640332.8465 | 4796058.2111 | 0 | 272924.6691 | 0 | 5312003.556 | 13820743.6111 | 9432941.5024 | 42186210.6081 | 961560.8286 | 9125037.6958 | 9125037.6958 | 1478867.319 | 4531736.1482 | 0 | 52272809.1325 | 67408450.2955 | 10000000 | 7.738 | 6755.3261 | 8711.3371 | 137.7165 | 177.5924
1 | 3000 | 707 | 0.035 | 15 | 15 | 7 | 1e-13 | 5spot_SharedNeighbor | Water | Porous | Wet | R245fa | MinimizeLCOE_Brownfield | IgnoreSilica | 2019 | 0 | 0 | 0 | 0 |  |  |  |  | 15 |  | 24.3036 | [19 empty] | 100 | 0
1 | 3000 | 707 | 0.035 | 15 | 15 | 7 | 1.3335e-13 | 5spot_SharedNeighbor | Water | Porous | Wet | R245fa | MinimizeLCOE_Brownfield | IgnoreSilica | 2019 | 0 | 0 | 0 | 0 |  |  |  |  | 15 |  | 24.7774 | [19 empty] | 133.3521 | 0
1 | 3000 | 707 | 0.035 | 15 | 15 | 7 | 1.7783e-13 | 5spot_SharedNeighbor | Water | Porous | Wet | R245fa | MinimizeLCOE_Brownfield | IgnoreSilica | 2019 | 0 | 0 | 0 | 0 |  |  |  |  | 15 |  | 26.2066 | [19 empty] | 177.8279 | 0
1 | 3000 | 707 | 0.035 | 15 | 15 | 7 | 2.3714e-13 | 5spot_SharedNeighbor | Water | Porous | Wet | R245fa | MinimizeLCOE_Brownfield | IgnoreSilica | 2019 | 0 | 0 | 0 | 0 |  |  |  |  | 15 |  | 25.4934 | [19 empty] | 237.1374 | 0
1 | 3000 | 707 | 0.035 | 15 | 15 | 7 | 3.1623e-13 | 5spot_SharedNeighbor | Water | Porous | Wet | R245fa | MinimizeLCOE_Brownfield | IgnoreSilica | 2019 | 0 | 0 | 0 | 0 |  |  |  |  | 15 |  | 25.4797 | [19 empty] | 316.2278 | 0
1 | 3000 | 707 | 0.035 | 15 | 15 | 7 | 4.217e-13 | 5spot_SharedNeighbor | Water | Porous | Wet | R245fa | MinimizeLCOE_Brownfield | IgnoreSilica | 2019 | 1.2819 | 0.18866 | 0.0027847 | 4 | 1030909.1547 | 2436997.9545 | 21016.4775 | 49681.4996 | 95.5961 | 0 | 202.0665 | 106800.4022 | 3612.3376 | 91325.7077 | 64893.7665 | 0 | 62827.4947 | 0 | 128489.2864 | 334302.7663 | 228168.5073 | 1020420.2686 | 961560.8286 | 9501104.8411 | 9501104.8411 | 1478867.319 | 4682163.0063 | 0 | 11483085.9383 | 27145221.1047 | 421.6965 | 0.011139 | 1030909.1547 | 2436997.9545 | 21016.4775 | 49681.4996
1 | 3000 | 707 | 0.035 | 15 | 15 | 7 | 5.6234e-13 | 5spot_SharedNeighbor | Water | Porous | Wet | R245fa | MinimizeLCOE_Brownfield | IgnoreSilica | 2019 | 1.8264 | 0.29878 | 0.0066809 | 4 | 444095.626 | 1030173.1209 | 9053.49 | 21001.4725 | 101.462 | 0 | 315.5439 | 153033.7264 | 5408.2834 | 131338.7004 | 84937.7966 | 0 | 78971.9622 | 0 | 176939.2829 | 460359.7189 | 314204.9676 | 1405194.4386 | 961560.8286 | 9501104.8411 | 9501104.8411 | 1478867.319 | 4682163.0063 | 0 | 11867860.1083 | 27529995.2747 | 562.3413 | 0.026724 | 444095.626 | 1030173.1209 | 9053.49 | 21001.4725
1 | 3000 | 707 | 0.035 | 15 | 15 | 7 | 7.4989e-13 | 5spot_SharedNeighbor | Water | Porous | Wet | R245fa | MinimizeLCOE_Brownfield | IgnoreSilica | 2019 | 2.5266 | 0.44375 | 0.01245 | 4 | 247507.6954 | 561997.5319 | 5045.7791 | 11457.0798 | 105.6078 | 0 | 465.5856 | 206924.713 | 7542.3194 | 179671.5788 | 110987.0152 | 0 | 96582.7953 | 0 | 234666.2845 | 610553.5355 | 416715.3336 | 1863643.5753 | 961560.8286 | 9501104.8411 | 9501104.8411 | 1478867.319 | 4682163.0063 | 0 | 12326309.245 | 27988444.4114 | 749.8942 | 0.049802 | 247507.6954 | 561997.5319 | 5045.7791 | 11457.0798
1 | 3000 | 707 | 0.035 | 15 | 15 | 7 | 1e-12 | 5spot_SharedNeighbor | Water | Porous | Wet | R245fa | MinimizeLCOE_Brownfield | IgnoreSilica | 2019 | 3.3855 | 0.6239 | 0.020538 | 4 | 156382.3513 | 347028.6559 | 3188.0658 | 7074.6485 | 108.501 | 0 | 95.5412 | 267029.803 | 9944.8341 | 235469.3643 | 143172.976 | 0 | 114287.1925 | 0 | 300262.6263 | 781221.7613 | 533199.9046 | 2384588.462 | 961560.8286 | 9501104.8411 | 9501104.8411 | 1478867.319 | 4682163.0063 | 0 | 12847254.1317 | 28509389.2981 | 1000 | 0.082153 | 156382.3513 | 347028.6559 | 3188.0658 | 7074.6485
1 | 3000 | 707 | 0.035 | 15 | 15 | 7 | 1.3335e-12 | 5spot_SharedNeighbor | Water | Porous | Wet | R245fa | MinimizeLCOE_Brownfield | IgnoreSilica | 2019 | 4.4844 | 0.85576 | 0.031568 | 4 | 106670.9582 | 230707.2955 | 2174.6318 | 4703.2803 | 110.6633 | 0 | 106.1931 | 337123.239 | 12756.6076 | 302724.3343 | 184298.0285 | 0 | 133871.939 | 0 | 378601.9179 | 985044.5285 | 672313.1313 | 3006733.7262 | 961560.8286 | 9501104.8411 | 9501104.8411 | 1478867.319 | 4682163.0063 | 0 | 13469399.3959 | 29131534.5623 | 1333.5214 | 0.12627 | 106670.9582 | 230707.2955 | 2174.6318 | 4703.2803
1 | 3000 | 707 | 0.035 | 15 | 15 | 7 | 1.7783e-12 | 5spot_SharedNeighbor | Water | Porous | Wet | R245fa | MinimizeLCOE_Brownfield | IgnoreSilica | 2019 | 5.8681 | 1.149 | 0.046365 | 4 | 76589.6589 | 161039.8206 | 1561.3838 | 3283.0146 | 112.2665 | 0 | 85.417 | 417982.2323 | 16003.578 | 382740.5867 | 236370.7701 | 0 | 154960.1558 | 0 | 471142.356 | 1225815.7656 | 836644.448 | 3741659.8926 | 961560.8286 | 9501104.8411 | 9501104.8411 | 1478867.319 | 4682163.0063 | 0 | 14204325.5623 | 29866460.7287 | 1778.2794 | 0.18546 | 76589.6589 | 161039.8206 | 1561.3838 | 3283.0146
1 | 3000 | 707 | 0.035 | 15 | 15 | 7 | 2.3714e-12 | 5spot_SharedNeighbor | Water | Porous | Wet | R245fa | MinimizeLCOE_Brownfield | IgnoreSilica | 2019 | 7.542 | 1.5028 | 0.065571 | 4 | 57320.6228 | 117035.0919 | 1168.5584 | 2385.9186 | 113.382 | 0 | 84.7806 | 507467.1129 | 19586.6524 | 474069.6886 | 299146.2013 | 0 | 175748.4788 | 0 | 575647.0722 | 1497715.6005 | 1022221.6723 | 4571602.479 | 961560.8286 | 9501104.8411 | 9501104.8411 | 1478867.319 | 4682163.0063 | 0 | 15034268.1487 | 30696403.3151 | 2371.3737 | 0.26228 | 57320.6228 | 117035.0919 | 1168.5584 | 2385.9186
1 | 3000 | 707 | 0.035 | 15 | 15 | 7 | 3.1623e-12 | 5spot_SharedNeighbor | Water | Porous | Wet | R245fa | MinimizeLCOE_Brownfield | IgnoreSilica | 2019 | 9.9313 | 2.013 | 0.092232 | 4 | 43846.4249 | 86299.4423 | 893.8687 | 1759.3309 | 114.4733 | 0 | 111.9917 | 626486.7621 | 24365.4267 | 598476.9376 | 389235.9201 | 0 | 206145.8526 | 0 | 719437.2506 | 1871828.1493 | 1277561.1741 | 5713537.4731 | 961560.8286 | 9501104.8411 | 9501104.8411 | 1478867.319 | 4682163.0063 | 0 | 16176203.1428 | 31838338.3092 | 3162.2777 | 0.36893 | 43846.4249 | 86299.4423 | 893.8687 | 1759.3309
1 | 3000 | 707 | 0.035 | 15 | 15 | 7 | 4.217e-12 | 5spot_SharedNeighbor | Water | Porous | Wet | R245fa | MinimizeLCOE_Brownfield | IgnoreSilica | 2019 | 12.7741 | 2.6182 | 0.1263 | 4 | 34535.1054 | 65536.398 | 704.0448 | 1336.0481 | 115.1931 | 0 | 86.7756 | 756213.8071 | 29552.1887 | 738163.9125 | 496205.2883 | 0 | 235018.817 | 0 | 879510.0653 | 2288304.7776 | 1561815.0306 | 6984783.8871 | 961560.8286 | 9501104.8411 | 9501104.8411 | 1478867.319 | 4682163.0063 | 0 | 17447449.5568 | 33109584.7232 | 4216.965 | 0.50521 | 34535.1054 | 65536.398 | 704.0448 | 1336.0481
1 | 3000 | 707 | 0.035 | 15 | 15 | 7 | 5.6234e-12 | 5spot_SharedNeighbor | Water | Porous | Wet | R245fa | MinimizeLCOE_Brownfield | IgnoreSilica | 2019 | 16.3233 | 3.3741 | 0.17052 | 4 | 27788.7761 | 50750.6467 | 566.5118 | 1034.6206 | 115.7449 | 0 | 110.4225 | 906312.3495 | 35541.1185 | 903883.413 | 629928.184 | 0 | 266076.4829 | 0 | 1069279.2037 | 2782045.1487 | 1898802.9793 | 8491868.8797 | 961560.8286 | 9501104.8411 | 9501104.8411 | 1478867.319 | 4682163.0063 | 0 | 18954534.5494 | 34616669.7158 | 5623.4133 | 0.68209 | 27788.7761 | 50750.6467 | 566.5118 | 1034.6206
1 | 3000 | 707 | 0.035 | 15 | 15 | 7 | 7.4989e-12 | 5spot_SharedNeighbor | Water | Porous | Wet | R245fa | MinimizeLCOE_Brownfield | IgnoreSilica | 2019 | 20.7667 | 4.321 | 0.22761 | 4 | 22793.7475 | 39996.8484 | 464.6814 | 815.3899 | 116.173 | 0 | 96.0165 | 1080861.3578 | 42487.9455 | 1101329.848 | 797421.0501 | 0 | 299983.1462 | 0 | 1295612.5056 | 3370917.9728 | 2300720.7819 | 10289334.6079 | 961560.8286 | 9501104.8411 | 9501104.8411 | 1478867.319 | 4682163.0063 | 0 | 20752000.2775 | 36414135.4439 | 7498.9421 | 0.91043 | 22793.7475 | 39996.8484 | 464.6814 | 815.3899
1 | 3000 | 707 | 0.035 | 15 | 15 | 7 | 1e-11 | 5spot_SharedNeighbor | Water | Porous | Wet | R245fa | MinimizeLCOE_Brownfield | IgnoreSilica | 2019 | 26.1964 | 5.4785 | 0.30017 | 4 | 19028.0186 | 32072.429 | 387.9119 | 653.8398 | 116.5016 | 0 | 143.441 | 1279527.8128 | 50374.2779 | 1331306.5874 | 1002191.0411 | 0 | 334934.7259 | 0 | 1559350.4336 | 4057109.9616 | 2769060.914 | 12383855.7545 | 961560.8286 | 9501104.8411 | 9501104.8411 | 1478867.319 | 4682163.0063 | 0 | 22846521.4242 | 38508656.5906 | 10000 | 1.2007 | 19028.0186 | 32072.429 | 387.9119 | 653.8398
1 | 3000 | 707 | 0.035 | 15 | 15 | 7 | 1.3335e-11 | 5spot_SharedNeighbor | Water | Porous | Wet | R245fa | MinimizeLCOE_Brownfield | IgnoreSilica | 2019 | 32.8419 | 6.8956 | 0.3917 | 4 | 16147.5469 | 26143.7811 | 329.1896 | 532.9763 | 116.758 | 0 | 125.3954 | 1506612.2522 | 59365.6436 | 1600009.2677 | 1252842.2423 | 0 | 371662.3795 | 0 | 1868291.7963 | 4860912.0146 | 3317672.3317 | 14837367.9279 | 961560.8286 | 9501104.8411 | 9501104.8411 | 1478867.319 | 4682163.0063 | 0 | 25300033.5976 | 40962168.764 | 13335.2143 | 1.5668 | 16147.5469 | 26143.7811 | 329.1896 | 532.9763
1 | 3000 | 707 | 0.035 | 15 | 15 | 7 | 1.7783e-11 | 5spot_SharedNeighbor | Water | Porous | Wet | R245fa | MinimizeLCOE_Brownfield | IgnoreSilica | 2019 | 40.7466 | 8.5813 | 0.50463 | 4 | 13919.2967 | 21678.4615 | 283.7637 | 441.9448 | 116.9554 | 0 | 133.6288 | 1759611.8411 | 69357.3711 | 1905668.4909 | 1551003.9084 | 0 | 407758.284 | 0 | 2220425.9593 | 5777092.8741 | 3942984.594 | 17633903.323 | 961560.8286 | 9501104.8411 | 9501104.8411 | 1478867.319 | 4682163.0063 | 0 | 28096568.9927 | 43758704.1591 | 17782.7941 | 2.0185 | 13919.2967 | 21678.4615 | 283.7637 | 441.9448
1 | 3000 | 707 | 0.035 | 15 | 15 | 7 | 2.3714e-11 | 5spot_SharedNeighbor | Water | Porous | Wet | R245fa | MinimizeLCOE_Brownfield | IgnoreSilica | 2019 | 49.8964 | 10.5316 | 0.64028 | 4 | 12183.7791 | 18299.1641 | 248.3828 | 373.0532 | 117.1012 | 0 | 161.7117 | 2034751.4149 | 80192.592 | 2244692.3 | 1895857.9241 | 0 | 441166.3909 | 0 | 2611697.6425 | 6795101.5329 | 4637796.4216 | 20741256.2188 | 961560.8286 | 9501104.8411 | 9501104.8411 | 1478867.319 | 4682163.0063 | 0 | 31203921.8885 | 46866057.0549 | 23713.7371 | 2.5611 | 12183.7791 | 18299.1641 | 248.3828 | 373.0532
1 | 3000 | 707 | 0.035 | 15 | 15 | 7 | 3.1623e-11 | 5spot_SharedNeighbor | Water | Porous | Wet | R245fa | MinimizeLCOE_Brownfield | IgnoreSilica | 2019 | 60 | 12.6816 | 0.79643 | 4 | 10829.6949 | 15746.0263 | 220.778 | 321.004 | 117.1918 | 0 | 163.1335 | 2321103.719 | 91430.6305 | 2604182.5324 | 2276284.2025 | 0 | 468031.444 | 0 | 3026802.686 | 7875119.7065 | 5374931.0172 | 24037885.938 | 961560.8286 | 9501104.8411 | 9501104.8411 | 1478867.319 | 4682163.0063 | 0 | 34500551.6077 | 50162686.7741 | 31622.7766 | 3.1857 | 10829.6949 | 15746.0263 | 220.778 | 321.004
1 | 3000 | 707 | 0.035 | 15 | 15 | 7 | 4.217e-11 | 5spot_SharedNeighbor | Water | Porous | Wet | R245fa | MinimizeLCOE_Brownfield | IgnoreSilica | 2019 | 70.5218 | 14.9121 | 0.96659 | 4 | 9776.62 | 13827.488 | 199.3096 | 281.892 | 117.2211 | 0 | 184.6724 | 2603091.5636 | 102448.0599 | 2964521.6008 | 2671775.3235 | 0 | 484472.6994 | 0 | 3442260.6064 | 8956055.9931 | 6112692.2439 | 27337318.0906 | 961560.8286 | 9501104.8411 | 9501104.8411 | 1478867.319 | 4682163.0063 | 0 | 37799983.7603 | 53462118.9267 | 42169.6503 | 3.8664 | 9776.62 | 13827.488 | 199.3096 | 281.892
1 | 3000 | 707 | 0.035 | 15 | 15 | 7 | 5.6234e-11 | 5spot_SharedNeighbor | Water | Porous | Wet | R245fa | MinimizeLCOE_Brownfield | IgnoreSilica | 2019 | 80.8534 | 17.0892 | 1.1413 | 4 | 8962.2871 | 12392.9266 | 182.7083 | 252.6466 | 117.192 | 0 | 162.934 | 2865961.324 | 112661.9158 | 3306055.7978 | 3059057.6588 | 0 | 488677.9268 | 0 | 3834641.703 | 9976951.1182 | 6809474.144 | 30453481.5884 | 961560.8286 | 9501104.8411 | 9501104.8411 | 1478867.319 | 4682163.0063 | 0 | 40916147.2581 | 56578282.4245 | 56234.1325 | 4.5654 | 8962.2871 | 12392.9266 | 182.7083 | 252.6466
1 | 3000 | 707 | 0.035 | 15 | 15 | 7 | 7.4989e-11 | 5spot_SharedNeighbor | Water | Porous | Wet | R245fa | MinimizeLCOE_Brownfield | IgnoreSilica | 2019 | 90.4977 | 19.1061 | 1.3111 | 4 | 8336.2727 | 11322.6401 | 169.9462 | 230.8273 | 117.1178 | 0 | 185.4613 | 3100073.035 | 121701.942 | 3614880.9755 | 3419338.2045 | 0 | 481674.4147 | 0 | 4187690.743 | 10895512.2997 | 7436411.0249 | 33257282.6393 | 961560.8286 | 9501104.8411 | 9501104.8411 | 1478867.319 | 4682163.0063 | 0 | 43719948.309 | 59382083.4754 | 74989.4209 | 5.2445 | 8336.2727 | 11322.6401 | 169.9462 | 230.8273
1 | 3000 | 707 | 0.035 | 15 | 15 | 7 | 1e-10 | 5spot_SharedNeighbor | Water | Porous | Wet | R245fa | MinimizeLCOE_Brownfield | IgnoreSilica | 2019 | 99.1017 | 20.8906 | 1.468 | 4 | 7857.4791 | 10524.8196 | 160.1853 | 214.5627 | 117.0167 | 0 | 183.9075 | 3300468.134 | 129390.533 | 3882820.1129 | 3739547.8673 | 0 | 466046.2576 | 0 | 4492126.4329 | 11687591.5165 | 7977021.366 | 35675012.2201 | 961560.8286 | 9501104.8411 | 9501104.8411 | 1478867.319 | 4682163.0063 | 0 | 46137677.8898 | 61799813.0562 | 100000 | 5.8718 | 7857.4791 | 10524.8196 | 160.1853 | 214.5627
1 | 3000 | 707 | 0.035 | 15 | 15 | 7 | 1.3335e-10 | 5spot_SharedNeighbor | Water | Porous | Wet | R245fa | MinimizeLCOE_Brownfield | IgnoreSilica | 2019 | 106.4681 | 22.4053 | 1.6063 | 4 | 7492.8175 | 9930.4353 | 152.7512 | 202.4454 | 116.9061 | 0 | 187.481 | 3466007.993 | 135701.6082 | 4106783.2908 | 4012260.4155 | 0 | 444876.6876 | 0 | 4744595.6981 | 12344464.7561 | 8425350.8494 | 37680041.2988 | 961560.8286 | 9501104.8411 | 9501104.8411 | 1478867.319 | 4682163.0063 | 0 | 48142706.9685 | 63804842.1349 | 133352.1432 | 6.4252 | 7492.8175 | 9930.4353 | 152.7512 | 202.4454
1 | 3000 | 707 | 0.035 | 15 | 15 | 7 | 1.7783e-10 | 5spot_SharedNeighbor | Water | Porous | Wet | R245fa | MinimizeLCOE_Brownfield | IgnoreSilica | 2019 | 112.5823 | 23.6528 | 1.724 | 4 | 7215.9369 | 9487.1239 | 147.1066 | 193.4079 | 116.7986 | 0 | 221.9177 | 3599403.3512 | 140758.3935 | 4289040.0738 | 4237656.9792 | 0 | 421327.4045 | 0 | 4948392.6189 | 12874702.5394 | 8787249.0318 | 39298530.3923 | 961560.8286 | 9501104.8411 | 9501104.8411 | 1478867.319 | 4682163.0063 | 0 | 49761196.062 | 65423331.2284 | 177827.941 | 6.896 | 7215.9369 | 9487.1239 | 147.1066 | 193.4079
1 | 3000 | 707 | 0.035 | 15 | 15 | 7 | 2.3714e-10 | 5spot_SharedNeighbor | Water | Porous | Wet | R245fa | MinimizeLCOE_Brownfield | IgnoreSilica | 2019 | 117.5151 | 24.6525 | 1.8211 | 4 | 7006.2153 | 9156.3404 | 142.8312 | 186.6644 | 116.7021 | 0 | 205.9395 | 3704479.6297 | 144722.2187 | 4433760.1149 | 4418875.9752 | 0 | 397715.2538 | 0 | 5108825.745 | 13292116.6243 | 9072142.7218 | 40572638.2836 | 961560.8286 | 9501104.8411 | 9501104.8411 | 1478867.319 | 4682163.0063 | 0 | 51035303.9533 | 66697439.1197 | 237137.3706 | 7.2843 | 7006.2153 | 9156.3404 | 142.8312 | 186.6644
1 | 3000 | 707 | 0.035 | 15 | 15 | 7 | 3.1623e-10 | 5spot_SharedNeighbor | Water | Porous | Wet | R245fa | MinimizeLCOE_Brownfield | IgnoreSilica | 2019 | 121.7347 | 25.5026 | 1.9038 | 4 | 6842.9186 | 8899.6258 | 139.5022 | 181.4309 | 116.6131 | 0 | 203.3513 | 3792614.3183 | 148033.009 | 4555952.8403 | 4573432.3273 | 0 | 376457.5472 | 0 | 5244131.1164 | 13644153.4457 | 9312415.086 | 41647189.6901 | 961560.8286 | 9501104.8411 | 9501104.8411 | 1478867.319 | 4682163.0063 | 0 | 52109855.3598 | 67771990.5262 | 316227.766 | 7.6152 | 6842.9186 | 8899.6258 | 139.5022 | 181.4309
1 | 3000 | 707 | 0.035 | 15 | 15 | 7 | 4.217e-10 | 5spot_SharedNeighbor | Water | Porous | Wet | R245fa | MinimizeLCOE_Brownfield | IgnoreSilica | 2019 | 124.7501 | 26.1072 | 1.9651 | 4 | 6724.4781 | 8716.9781 | 137.0876 | 177.7074 | 116.5457 | 0 | 210.5658 | 3854620.1097 | 150354.1169 | 4642376.7034 | 4683607.4125 | 0 | 357101.8948 | 0 | 5338343.4925 | 13889274.7227 | 9479715.3943 | 42395393.8468 | 961560.8286 | 9501104.8411 | 9501104.8411 | 1478867.319 | 4682163.0063 | 0 | 52858059.5165 | 68520194.6828 | 421696.5034 | 7.8605 | 6724.4781 | 8716.9781 | 137.0876 | 177.7074
1 | 3000 | 707 | 0.035 | 15 | 15 | 7 | 5.6234e-10 | 5spot_SharedNeighbor | Water | Porous | Wet | R245fa | MinimizeLCOE_Brownfield | IgnoreSilica | 2019 | 127.0741 | 26.5714 | 2.013 | 4 | 6635.189 | 8580.3279 | 135.2673 | 174.9216 | 116.4918 | 0 | 184.6967 | 3901862.1317 | 152117.9206 | 4708480.1153 | 4768359.2904 | 0 | 340649.1114 | 0 | 5409872.7421 | 14075379.1574 | 9606735.4951 | 42963455.9641 | 961560.8286 | 9501104.8411 | 9501104.8411 | 1478867.319 | 4682163.0063 | 0 | 53426121.6338 | 69088256.8002 | 562341.3252 | 8.0519 | 6635.189 | 8580.3279 | 135.2673 | 174.9216
1 | 3000 | 707 | 0.035 | 15 | 15 | 7 | 7.4989e-10 | 5spot_SharedNeighbor | Water | Porous | Wet | R245fa | MinimizeLCOE_Brownfield | IgnoreSilica | 2019 | 128.8575 | 26.9267 | 2.05 | 4 | 6567.9427 | 8477.9639 | 133.8964 | 172.8348 | 116.4492 | 0 | 196.692 | 3937798.645 | 153456.8648 | 4758915.7904 | 4833305.0066 | 0 | 327107.0346 | 0 | 5464127.5031 | 14216538.9165 | 9703079.9312 | 43394329.6921 | 961560.8286 | 9501104.8411 | 9501104.8411 | 1478867.319 | 4682163.0063 | 0 | 53856995.3618 | 69519130.5282 | 749894.2093 | 8.2 | 6567.9427 | 8477.9639 | 133.8964 | 172.8348
1 | 3000 | 707 | 0.035 | 15 | 15 | 7 | 1e-09 | 5spot_SharedNeighbor | Water | Porous | Wet | R245fa | MinimizeLCOE_Brownfield | IgnoreSilica | 2019 | 130.205 | 27.1945 | 2.0783 | 4 | 6517.3393 | 8401.3845 | 132.8648 | 171.2736 | 116.4164 | 0 | 186.5459 | 3964768.3916 | 154460.1151 | 4796854.1162 | 4882319.0668 | 0 | 316105.5283 | 0 | 5504657.815 | 14321990.4742 | 9775052.7861 | 43716208.2934 | 961560.8286 | 9501104.8411 | 9501104.8411 | 1478867.319 | 4682163.0063 | 0 | 54178873.963 | 69841009.1294 | 1000000 | 8.313 | 6517.3393 | 8401.3845 | 132.8648 | 171.2736
1 | 3000 | 707 | 0.035 | 15 | 15 | 7 | 1.3335e-09 | 5spot_SharedNeighbor | Water | Porous | Wet | R245fa | MinimizeLCOE_Brownfield | IgnoreSilica | 2019 | 131.2157 | 27.395 | 2.0997 | 4 | 6479.2863 | 8344.1043 | 132.089 | 170.1059 | 116.3914 | 0 | 180.1516 | 3984895.8611 | 155207.9265 | 4825216.6748 | 4919052.3847 | 0 | 307303.4864 | 0 | 5534753.77 | 14400293.9755 | 9828496.5348 | 43955220.6138 | 961560.8286 | 9501104.8411 | 9501104.8411 | 1478867.319 | 4682163.0063 | 0 | 54417886.2835 | 70080021.4499 | 1333521.4322 | 8.3987 | 6479.2863 | 8344.1043 | 132.089 | 170.1059
1 | 3000 | 707 | 0.035 | 15 | 15 | 7 | 1.7783e-09 | 5spot_SharedNeighbor | Water | Porous | Wet | R245fa | MinimizeLCOE_Brownfield | IgnoreSilica | 2019 | 131.9728 | 27.545 | 2.1159 | 4 | 6450.6875 | 8301.2364 | 131.506 | 169.2319 | 116.3725 | 0 | 195.5847 | 3999914.8199 | 155765.4232 | 4846408.2353 | 4946548.9645 | 0 | 300367.0643 | 0 | 5557111.7579 | 14458464.8736 | 9868199.368 | 44132780.5067 | 961560.8286 | 9501104.8411 | 9501104.8411 | 1478867.319 | 4682163.0063 | 0 | 54595446.1764 | 70257581.3428 | 1778279.41 | 8.4635 | 6450.6875 | 8301.2364 | 131.506 | 169.2319
1 | 3000 | 707 | 0.035 | 15 | 15 | 7 | 2.3714e-09 | 5spot_SharedNeighbor | Water | Porous | Wet | R245fa | MinimizeLCOE_Brownfield | IgnoreSilica | 2019 | 134.1823 | 27.984 | 2.1464 | 4 | 6429.0117 | 8253.2728 | 131.0641 | 168.2541 | 116.3212 | 0 | 217.5157 | 4043804.6009 | 157397.833 | 4908280.0815 | 5026906.2976 | 0 | 306537.4652 | 0 | 5632741.2485 | 14655237.2945 | 10002500.5885 | 44733405.4098 | 961560.8286 | 9501104.8411 | 9501104.8411 | 1478867.319 | 4682163.0063 | 0 | 55196071.0795 | 70858206.2459 | 2371373.7057 | 8.5855 | 6429.0117 | 8253.2728 | 131.0641 | 168.2541
1 | 3000 | 707 | 0.035 | 15 | 15 | 7 | 3.1623e-09 | 5spot_SharedNeighbor | Water | Porous | Wet | R245fa | MinimizeLCOE_Brownfield | IgnoreSilica | 2019 | 134.6381 | 28.0747 | 2.156 | 4 | 6412.6659 | 8228.7442 | 130.7309 | 167.7541 | 116.3112 | 0 | 205.2852 | 4052860.7476 | 157735.0981 | 4921041.5496 | 5043499.3043 | 0 | 302573.3799 | 0 | 5646306.931 | 14690532.4177 | 10026590.2353 | 44841139.6635 | 961560.8286 | 9501104.8411 | 9501104.8411 | 1478867.319 | 4682163.0063 | 0 | 55303805.3332 | 70965940.4996 | 3162277.6602 | 8.6242 | 6412.6659 | 8228.7442 | 130.7309 | 167.7541
1 | 3000 | 707 | 0.035 | 15 | 15 | 7 | 4.217e-09 | 5spot_SharedNeighbor | Water | Porous | Wet | R245fa | MinimizeLCOE_Brownfield | IgnoreSilica | 2019 | 132.6861 | 27.6861 | 2.1388 | 4 | 6396.4331 | 8227.1153 | 130.3999 | 167.7209 | 116.3544 | 0 | 199.4361 | 4014015.868 | 156288.3667 | 4866328.824 | 4972438.2592 | 0 | 281359.1011 | 0 | 5573267.8634 | 14500499.7461 | 9896889.0322 | 44261087.0606 | 961560.8286 | 9501104.8411 | 9501104.8411 | 1478867.319 | 4682163.0063 | 0 | 54723752.7303 | 70385887.8967 | 4216965.0343 | 8.5554 | 6396.4331 | 8227.1153 | 130.3999 | 167.7209
1 | 3000 | 707 | 0.035 | 15 | 15 | 7 | 5.6234e-09 | 5spot_SharedNeighbor | Water | Porous | Wet | R245fa | MinimizeLCOE_Brownfield | IgnoreSilica | 2019 | 136.0411 | 28.3537 | 2.1777 | 4 | 6391.2747 | 8189.2699 | 130.2948 | 166.9493 | 116.2803 | 0 | 174.5038 | 4080647.782 | 158769.2918 | 4960238.8535 | 5094551.6759 | 0 | 302922.0101 | 0 | 5692880.5492 | 14811707.4186 | 10109294.6633 | 45211012.2444 | 961560.8286 | 9501104.8411 | 9501104.8411 | 1478867.319 | 4682163.0063 | 0 | 55673677.9141 | 71335813.0805 | 5623413.2519 | 8.7109 | 6391.2747 | 8189.2699 | 130.2948 | 166.9493
1 | 3000 | 707 | 0.035 | 15 | 15 | 7 | 7.4989e-09 | 5spot_SharedNeighbor | Water | Porous | Wet | R245fa | MinimizeLCOE_Brownfield | IgnoreSilica | 2019 | 135.7051 | 28.2869 | 2.1772 | 4 | 6380.0303 | 8178.455 | 130.0655 | 166.7289 | 116.2878 | 0 | 188.817 | 4074006.0286 | 158522.1921 | 4950863.8216 | 5082329.0887 | 0 | 295498.8031 | 0 | 5678875.7743 | 14775269.8672 | 10084425.2858 | 45099790.8614 | 961560.8286 | 9501104.8411 | 9501104.8411 | 1478867.319 | 4682163.0063 | 0 | 55562456.5311 | 71224591.6975 | 7498942.0933 | 8.7088 | 6380.0303 | 8178.455 | 130.0655 | 166.7289
1 | 3000 | 707 | 0.035 | 15 | 15 | 7 | 1e-08 | 5spot_SharedNeighbor | Water | Porous | Wet | R245fa | MinimizeLCOE_Brownfield | IgnoreSilica | 2019 | 138.2532 | 28.7928 | 2.2055 | 4 | 6380.0706 | 8155.4199 | 130.0664 | 166.2593 | 116.2309 | 0 | 167.2263 | 4124169.5425 | 160386.8424 | 5021767.8773 | 5174961.7355 | 0 | 313217.4969 | 0 | 5769856.3629 | 15011982.696 | 10245986.6554 | 45822329.209 | 961560.8286 | 9501104.8411 | 9501104.8411 | 1478867.319 | 4682163.0063 | 0 | 56284994.8787 | 71947130.0451 | 10000000 | 8.822 | 6380.0706 | 8155.4199 | 130.0664 | 166.2593
1 | 3100 | 707 | 0.035 | 15 | 15 | 7 | 1e-13 | 5spot_SharedNeighbor | Water | Porous | Wet | R245fa | MinimizeLCOE_Brownfield | IgnoreSilica | 2019 | 0 | 0 | 0 | 0 |  |  |  |  | 15 |  | 23.9793 | [19 empty] | 100 | 0
1 | 3100 | 707 | 0.035 | 15 | 15 | 7 | 1.3335e-13 | 5spot_SharedNeighbor | Water | Porous | Wet | R245fa | MinimizeLCOE_Brownfield | IgnoreSilica | 2019 | 0 | 0 | 0 | 0 |  |  |  |  | 15 |  | 24.3623 | [19 empty] | 133.3521 | 0
1 | 3100 | 707 | 0.035 | 15 | 15 | 7 | 1.7783e-13 | 5spot_SharedNeighbor | Water | Porous | Wet | R245fa | MinimizeLCOE_Brownfield | IgnoreSilica | 2019 | 0 | 0 | 0 | 0 |  |  |  |  | 15 |  | 25.8698 | [19 empty] | 177.8279 | 0
1 | 3100 | 707 | 0.035 | 15 | 15 | 7 | 2.3714e-13 | 5spot_SharedNeighbor | Water | Porous | Wet | R245fa | MinimizeLCOE_Brownfield | IgnoreSilica | 2019 | 0 | 0 | 0 | 0 |  |  |  |  | 15 |  | 25.122 | [19 empty] | 237.1374 | 0
1 | 3100 | 707 | 0.035 | 15 | 15 | 7 | 3.1623e-13 | 5spot_SharedNeighbor | Water | Porous | Wet | R245fa | MinimizeLCOE_Brownfield | IgnoreSilica | 2019 | 0.97664 | 0.13351 | 0.0010952 | 4 | 2660506.5112 | 6357616.9503 | 54238.0238 | 129608.6208 | 91.7362 | 0 | 60.4206 | 81656.8268 | 2679.5914 | 69462.8226 | 54150.3247 | 0 | 53874.9013 | 0 | 102111.542 | 265673.2864 | 181327.477 | 810936.7722 | 961560.8286 | 9883032.0773 | 9883032.0773 | 1478867.319 | 4834933.9008 | 0 | 11655529.6781 | 27852362.9751 | 316.2278 | 0.0043809 | 2660506.5112 | 6357616.9503 | 54238.0238 | 129608.6208
1 | 3100 | 707 | 0.035 | 15 | 15 | 7 | 4.217e-13 | 5spot_SharedNeighbor | Water | Porous | Wet | R245fa | MinimizeLCOE_Brownfield | IgnoreSilica | 2019 | 1.4764 | 0.2365 | 0.0042135 | 4 | 714695.6208 | 1675713.204 | 14570.0369 | 34161.6802 | 100.2707 | 0 | 235.9974 | 129126.4581 | 4517.586 | 109035.447 | 72818.5659 | 0 | 72190.6656 | 0 | 151198.6018 | 393387.7469 | 268495.2206 | 1200770.2919 | 961560.8286 | 9883032.0773 | 9883032.0773 | 1478867.319 | 4834933.9008 | 0 | 12045363.1978 | 28242196.4948 | 421.6965 | 0.016854 | 714695.6208 | 1675713.204 | 14570.0369 | 34161.6802
1 | 3100 | 707 | 0.035 | 15 | 15 | 7 | 5.6234e-13 | 5spot_SharedNeighbor | Water | Porous | Wet | R245fa | MinimizeLCOE_Brownfield | IgnoreSilica | 2019 | 2.0793 | 0.36575 | 0.0091379 | 4 | 341367.0487 | 784491.8153 | 6959.229 | 15992.9268 | 105.6996 | 0 | 363.3289 | 181081.8072 | 6595.6624 | 153916.9395 | 95646.2964 | 0 | 89953.037 | 0 | 205605.5596 | 534943.4905 | 365109.9243 | 1632852.7169 | 961560.8286 | 9883032.0773 | 9883032.0773 | 1478867.319 | 4834933.9008 | 0 | 12477445.6228 | 28674278.9199 | 562.3413 | 0.036551 | 341367.0487 | 784491.8153 | 6959.229 | 15992.9268
1 | 3100 | 707 | 0.035 | 15 | 15 | 7 | 7.4989e-13 | 5spot_SharedNeighbor | Water | Porous | Wet | R245fa | MinimizeLCOE_Brownfield | IgnoreSilica | 2019 | 2.8183 | 0.52729 | 0.016261 | 4 | 199347.2625 | 448354.2639 | 4063.9636 | 9140.3081 | 109.4371 | 0 | 513.2 | 238948.5629 | 8946.8769 | 205678.6974 | 123855.7433 | 0 | 107721.6978 | 0 | 267209.1156 | 695223.3066 | 474504.1922 | 2122088.1927 | 961560.8286 | 9883032.0773 | 9883032.0773 | 1478867.319 | 4834933.9008 | 0 | 12966681.0986 | 29163514.3956 | 749.8942 | 0.065046 | 199347.2625 | 448354.2639 | 4063.9636 | 9140.3081
1 | 3100 | 707 | 0.035 | 15 | 15 | 7 | 1e-12 | 5spot_SharedNeighbor | Water | Porous | Wet | R245fa | MinimizeLCOE_Brownfield | IgnoreSilica | 2019 | 3.7681 | 0.73718 | 0.026182 | 4 | 129414.9237 | 284069.0381 | 2638.2983 | 5791.1316 | 112.2145 | 0 | 80.5174 | 306738.4155 | 11722.5177 | 268371.7025 | 160348.3363 | 0 | 127450.3422 | 0 | 341106.2125 | 887488.3945 | 605729.0653 | 2708954.9865 | 961560.8286 | 9883032.0773 | 9883032.0773 | 1478867.319 | 4834933.9008 | 0 | 13553547.8924 | 29750381.1894 | 1000 | 0.10473 | 129414.9237 | 284069.0381 | 2638.2983 | 5791.1316
1 | 3100 | 707 | 0.035 | 15 | 15 | 7 | 1.3335e-12 | 5spot_SharedNeighbor | Water | Porous | Wet | R245fa | MinimizeLCOE_Brownfield | IgnoreSilica | 2019 | 4.9791 | 1.0063 | 0.039647 | 4 | 89871.2584 | 192001.568 | 1832.1472 | 3914.2117 | 114.2849 | 0 | 90.8675 | 385612.0764 | 14961.1027 | 343717.358 | 206905.9418 | 0 | 149158.6777 | 0 | 429138.5111 | 1116530.3774 | 762054.925 | 3408078.97 | 961560.8286 | 9883032.0773 | 9883032.0773 | 1478867.319 | 4834933.9008 | 0 | 14252671.8759 | 30449505.1729 | 1333.5214 | 0.15859 | 89871.2584 | 192001.568 | 1832.1472 | 3914.2117
1 | 3100 | 707 | 0.035 | 15 | 15 | 7 | 1.7783e-12 | 5spot_SharedNeighbor | Water | Porous | Wet | R245fa | MinimizeLCOE_Brownfield | IgnoreSilica | 2019 | 6.4944 | 1.3436 | 0.057553 | 4 | 65468.4513 | 135824.6878 | 1334.6629 | 2768.97 | 115.8022 | 0 | 75.2232 | 475927.8209 | 18669.0382 | 432695.9934 | 265225.2461 | 0 | 172244.1323 | 0 | 532257.2701 | 1384824.2357 | 945170.9962 | 4227014.7328 | 961560.8286 | 9883032.0773 | 9883032.0773 | 1478867.319 | 4834933.9008 | 0 | 15071607.6387 | 31268440.9357 | 1778.2794 | 0.23021 | 65468.4513 | 135824.6878 | 1334.6629 | 2768.97
1 | 3100 | 707 | 0.035 | 15 | 15 | 7 | 2.3714e-12 | 5spot_SharedNeighbor | Water | Porous | Wet | R245fa | MinimizeLCOE_Brownfield | IgnoreSilica | 2019 | 8.446 | 1.776 | 0.080857 | 4 | 49660.7901 | 99739.2419 | 1012.4024 | 2033.3194 | 116.8541 | 0 | 50.2118 | 581846.2952 | 22996.4757 | 540486.1418 | 340323.2729 | 0 | 198793.7988 | 0 | 656933.9339 | 1709207.3404 | 1166569.1305 | 5217156.3893 | 961560.8286 | 9883032.0773 | 9883032.0773 | 1478867.319 | 4834933.9008 | 0 | 16061749.2952 | 32258582.5922 | 2371.3737 | 0.32343 | 49660.7901 | 99739.2419 | 1012.4024 | 2033.3194
1 | 3100 | 707 | 0.035 | 15 | 15 | 7 | 3.1623e-12 | 5spot_SharedNeighbor | Water | Porous | Wet | R245fa | MinimizeLCOE_Brownfield | IgnoreSilica | 2019 | 10.9519 | 2.3412 | 0.11314 | 4 | 38187.4416 | 73978.3218 | 778.5026 | 1508.1482 | 117.9414 | 0 | 70.565 | 710245.7086 | 28278.6829 | 673677.366 | 437314.0211 | 0 | 228706.7492 | 0 | 810506.7858 | 2108772.3989 | 1439280.4932 | 6436782.2056 | 961560.8286 | 9883032.0773 | 9883032.0773 | 1478867.319 | 4834933.9008 | 0 | 17281375.1115 | 33478208.4086 | 3162.2777 | 0.45254 | 38187.4416 | 73978.3218 | 778.5026 | 1508.1482
1 | 3100 | 707 | 0.035 | 15 | 15 | 7 | 4.217e-12 | 5spot_SharedNeighbor | Water | Porous | Wet | R245fa | MinimizeLCOE_Brownfield | IgnoreSilica | 2019 | 14.0628 | 3.038 | 0.15426 | 4 | 30311.6418 | 56560.5561 | 617.9438 | 1153.0634 | 118.6349 | 0 | 110.8655 | 855830.1673 | 34229.0856 | 829391.4561 | 557561.7655 | 0 | 260441.0942 | 0 | 989606.8918 | 2574754.1363 | 1757322.6039 | 7859137.2008 | 961560.8286 | 9883032.0773 | 9883032.0773 | 1478867.319 | 4834933.9008 | 0 | 18703730.1067 | 34900563.4037 | 4216.965 | 0.61705 | 30311.6418 | 56560.5561 | 617.9438 | 1153.0634
1 | 3100 | 707 | 0.035 | 15 | 15 | 7 | 5.6234e-12 | 5spot_SharedNeighbor | Water | Porous | Wet | R245fa | MinimizeLCOE_Brownfield | IgnoreSilica | 2019 | 17.9239 | 3.9031 | 0.20739 | 4 | 24565.8567 | 44090.1381 | 500.8082 | 898.8371 | 119.1653 | 0 | 110.1781 | 1023370.8802 | 41059.2757 | 1013110.9729 | 706747.2511 | 0 | 294116.0898 | 0 | 1200577.7432 | 3123657.0155 | 2131960.0978 | 9534599.3263 | 961560.8286 | 9883032.0773 | 9883032.0773 | 1478867.319 | 4834933.9008 | 0 | 20379192.2322 | 36576025.5292 | 5623.4133 | 0.82957 | 24565.8567 | 44090.1381 | 500.8082 | 898.8371
1 | 3100 | 707 | 0.035 | 15 | 15 | 7 | 7.4989e-12 | 5spot_SharedNeighbor | Water | Porous | Wet | R245fa | MinimizeLCOE_Brownfield | IgnoreSilica | 2019 | 22.7204 | 4.9777 | 0.27558 | 4 | 20285.1371 | 34978.6158 | 413.54 | 713.0864 | 119.5763 | 0 | 101.915 | 1216823.3906 | 48924.4275 | 1230345.2941 | 891815.446 | 0 | 330226.1312 | 0 | 1450072.5289 | 3772791.2693 | 2575007.5644 | 11516006.0521 | 961560.8286 | 9883032.0773 | 9883032.0773 | 1478867.319 | 4834933.9008 | 0 | 22360598.9579 | 38557432.255 | 7498.9421 | 1.1023 | 20285.1371 | 34978.6158 | 413.54 | 713.0864
1 | 3100 | 707 | 0.035 | 15 | 15 | 7 | 1e-11 | 5spot_SharedNeighbor | Water | Porous | Wet | R245fa | MinimizeLCOE_Brownfield | IgnoreSilica | 2019 | 28.6324 | 6.3026 | 0.36231 | 4 | 17038.7995 | 28215.0134 | 347.359 | 575.2012 | 119.8959 | 0 | 114.4897 | 1439107.5214 | 57937.7032 | 1485671.1866 | 1119961.2825 | 0 | 368521.5592 | 0 | 1743767.7086 | 4536925.8819 | 3096545.1389 | 13848437.9822 | 961560.8286 | 9883032.0773 | 9883032.0773 | 1478867.319 | 4834933.9008 | 0 | 24693030.888 | 40889864.1851 | 10000 | 1.4492 | 17038.7995 | 28215.0134 | 347.359 | 575.2012
1 | 3100 | 707 | 0.035 | 15 | 15 | 7 | 1.3335e-11 | 5spot_SharedNeighbor | Water | Porous | Wet | R245fa | MinimizeLCOE_Brownfield | IgnoreSilica | 2019 | 35.7897 | 7.9071 | 0.47095 | 4 | 14542.6805 | 23140.6139 | 296.4722 | 471.7527 | 120.1437 | 0 | 123.1477 | 1690693.3154 | 68112.6317 | 1780933.5157 | 1396382.3281 | 0 | 407640.4791 | 0 | 2084067.2853 | 5422315.5754 | 3700841.7977 | 16550986.9284 | 961560.8286 | 9883032.0773 | 9883032.0773 | 1478867.319 | 4834933.9008 | 0 | 27395579.8343 | 43592413.1313 | 13335.2143 | 1.8838 | 14542.6805 | 23140.6139 | 296.4722 | 471.7527
1 | 3100 | 707 | 0.035 | 15 | 15 | 7 | 1.7783e-11 | 5spot_SharedNeighbor | Water | Porous | Wet | R245fa | MinimizeLCOE_Brownfield | IgnoreSilica | 2019 | 44.2498 | 9.804 | 0.60412 | 4 | 12604.4107 | 19307.0253 | 256.958 | 393.5998 | 120.3329 | 0 | 110.2054 | 1969549.3872 | 79360.2817 | 2114932.118 | 1723256.9698 | 0 | 445576.024 | 0 | 2469743.1644 | 6425765.0999 | 4385716.7169 | 19613899.7618 | 961560.8286 | 9883032.0773 | 9883032.0773 | 1478867.319 | 4834933.9008 | 0 | 30458492.6676 | 46655325.9647 | 17782.7941 | 2.4165 | 12604.4107 | 19307.0253 | 256.958 | 393.5998
1 | 3100 | 707 | 0.035 | 15 | 15 | 7 | 2.3714e-11 | 5spot_SharedNeighbor | Water | Porous | Wet | R245fa | MinimizeLCOE_Brownfield | IgnoreSilica | 2019 | 53.9332 | 11.9734 | 0.76239 | 4 | 11091.6233 | 16402.84 | 226.1177 | 334.3941 | 120.4668 | 0 | 137.6453 | 2269696.5838 | 91429.1779 | 2481458.916 | 2097243.7712 | 0 | 479613.3957 | 0 | 2893582.3194 | 7528507.6398 | 5138361.1595 | 22979892.9633 | 961560.8286 | 9883032.0773 | 9883032.0773 | 1478867.319 | 4834933.9008 | 0 | 33824485.8692 | 50021319.1663 | 23713.7371 | 3.0496 | 11091.6233 | 16402.84 | 226.1177 | 334.3941
1 | 3100 | 707 | 0.035 | 15 | 15 | 7 | 3.1623e-11 | 5spot_SharedNeighbor | Water | Porous | Wet | R245fa | MinimizeLCOE_Brownfield | IgnoreSilica | 2019 | 64.3882 | 14.3096 | 0.94116 | 4 | 9911.2691 | 14213.6168 | 202.0546 | 289.7638 | 120.5378 | 0 | 145.7571 | 2575323.7782 | 103669.0534 | 2861632.5595 | 2500487.7121 | 0 | 504479.3887 | 0 | 3332781.0718 | 8671212.7014 | 5918280.8443 | 26467867.1094 | 961560.8286 | 9883032.0773 | 9883032.0773 | 1478867.319 | 4834933.9008 | 0 | 37312460.0153 | 53509293.3123 | 31622.7766 | 3.7647 | 9911.2691 | 14213.6168 | 202.0546 | 289.7638
1 | 3100 | 707 | 0.035 | 15 | 15 | 7 | 4.217e-11 | 5spot_SharedNeighbor | Water | Porous | Wet | R245fa | MinimizeLCOE_Brownfield | IgnoreSilica | 2019 | 75.1117 | 16.6938 | 1.1326 | 4 | 8994.3067 | 12569.3435 | 183.3611 | 256.2431 | 120.5422 | 0 | 163.9622 | 2871908.0785 | 115484.3487 | 3237100.3406 | 2913016.7 | 0 | 517637.0887 | 0 | 3765507.1571 | 9797077.211 | 6686706.5063 | 29904437.431 | 961560.8286 | 9883032.0773 | 9883032.0773 | 1478867.319 | 4834933.9008 | 0 | 40749030.3369 | 56945863.6339 | 42169.6503 | 4.5305 | 8994.3067 | 12569.3435 | 183.3611 | 256.2431
1 | 3100 | 707 | 0.035 | 15 | 15 | 7 | 5.6234e-11 | 5spot_SharedNeighbor | Water | Porous | Wet | R245fa | MinimizeLCOE_Brownfield | IgnoreSilica | 2019 | 85.4601 | 18.9782 | 1.3256 | 4 | 8286.1064 | 11340.7242 | 168.9235 | 231.196 | 120.4871 | 0 | 174.6176 | 3143784.731 | 126246.6052 | 3587003.0893 | 3309635.6601 | 0 | 517548.1843 | 0 | 4166845.1253 | 10841276.2785 | 7399393.826 | 33091733.4996 | 961560.8286 | 9883032.0773 | 9883032.0773 | 1478867.319 | 4834933.9008 | 0 | 43936326.4055 | 60133159.7026 | 56234.1325 | 5.3024 | 8286.1064 | 11340.7242 | 168.9235 | 231.196
1 | 3100 | 707 | 0.035 | 15 | 15 | 7 | 7.4989e-11 | 5spot_SharedNeighbor | Water | Porous | Wet | R245fa | MinimizeLCOE_Brownfield | IgnoreSilica | 2019 | 94.9944 | 21.0648 | 1.5101 | 4 | 7742.1875 | 10423.6194 | 157.835 | 212.4996 | 120.3897 | 0 | 184.4462 | 3382945.0173 | 135647.9988 | 3899447.5083 | 3673434.372 | 0 | 506239.0199 | 0 | 4523108.4274 | 11768200.3109 | 8032038.5245 | 35921061.179 | 961560.8286 | 9883032.0773 | 9883032.0773 | 1478867.319 | 4834933.9008 | 0 | 46765654.0849 | 62962487.3819 | 74989.4209 | 6.0404 | 7742.1875 | 10423.6194 | 157.835 | 212.4996
1 | 3100 | 707 | 0.035 | 15 | 15 | 7 | 1e-10 | 5spot_SharedNeighbor | Water | Porous | Wet | R245fa | MinimizeLCOE_Brownfield | IgnoreSilica | 2019 | 103.3935 | 22.8863 | 1.678 | 4 | 7326.4124 | 9739.5833 | 149.3588 | 198.5546 | 120.2701 | 0 | 188.6263 | 3585274.3916 | 143545.817 | 4167298.9811 | 3992431.0171 | 0 | 486660.3813 | 0 | 4826332.1294 | 12557126.1839 | 8570496.6436 | 38329165.5451 | 961560.8286 | 9883032.0773 | 9883032.0773 | 1478867.319 | 4834933.9008 | 0 | 49173758.451 | 65370591.748 | 100000 | 6.7118 | 7326.4124 | 9739.5833 | 149.3588 | 198.5546
1 | 3100 | 707 | 0.035 | 15 | 15 | 7 | 1.3335e-10 | 5spot_SharedNeighbor | Water | Porous | Wet | R245fa | MinimizeLCOE_Brownfield | IgnoreSilica | 2019 | 110.5165 | 24.4176 | 1.8243 | 4 | 7009.7968 | 9229.3338 | 142.9042 | 188.1525 | 120.1459 | 0 | 210.9504 | 3751067.0618 | 149974.6622 | 4389286.5215 | 4261750.0891 | 0 | 462241.187 | 0 | 5075584.6134 | 13205630.0185 | 9013113.8362 | 40308647.9897 | 961560.8286 | 9883032.0773 | 9883032.0773 | 1478867.319 | 4834933.9008 | 0 | 51153240.8955 | 67350074.1926 | 133352.1432 | 7.2974 | 7009.7968 | 9229.3338 | 142.9042 | 188.1525
1 | 3100 | 707 | 0.035 | 15 | 15 | 7 | 1.7783e-10 | 5spot_SharedNeighbor | Water | Porous | Wet | R245fa | MinimizeLCOE_Brownfield | IgnoreSilica | 2019 | 116.3903 | 25.6703 | 1.9478 | 4 | 6769.4098 | 8848.2835 | 138.0036 | 180.3842 | 120.0287 | 0 | 199.5181 | 3883951.3643 | 155096.9211 | 4568905.0446 | 4482941.3938 | 0 | 436233.3393 | 0 | 5275579.9446 | 13725976.8455 | 9368261.2377 | 41896946.0908 | 961560.8286 | 9883032.0773 | 9883032.0773 | 1478867.319 | 4834933.9008 | 0 | 52741538.9967 | 68938372.2938 | 177827.941 | 7.7912 | 6769.4098 | 8848.2835 | 138.0036 | 180.3842
1 | 3100 | 707 | 0.035 | 15 | 15 | 7 | 2.3714e-10 | 5spot_SharedNeighbor | Water | Porous | Wet | R245fa | MinimizeLCOE_Brownfield | IgnoreSilica | 2019 | 121.089 | 26.666 | 2.0487 | 4 | 6587.3196 | 8563.7714 | 134.2914 | 174.5841 | 119.9259 | 0 | 219.3778 | 3987899.6944 | 159084.2319 | 4710475.1978 | 4659604.4457 | 0 | 410714.1075 | 0 | 5431833.2941 | 14132516.0091 | 9645732.5704 | 43137859.5509 | 961560.8286 | 9883032.0773 | 9883032.0773 | 1478867.319 | 4834933.9008 | 0 | 53982452.4568 | 70179285.7538 | 237137.3706 | 8.1949 | 6587.3196 | 8563.7714 | 134.2914 | 174.5841
1 | 3100 | 707 | 0.035 | 15 | 15 | 7 | 3.1623e-10 | 5spot_SharedNeighbor | Water | Porous | Wet | R245fa | MinimizeLCOE_Brownfield | IgnoreSilica | 2019 | 120.146 | 26.4663 | 2.0751 | 4 | 6449.3133 | 8400.6074 | 131.478 | 171.2577 | 119.9464 | 0 | 1010.7291 | 3967152.4183 | 158288.9334 | 4682169.5475 | 4624138.3042 | 0 | 350885.8475 | 0 | 5375227.6698 | 13985239.7861 | 9545213.522 | 42688316.0288 | 961560.8286 | 9883032.0773 | 9883032.0773 | 1478867.319 | 4834933.9008 | 0 | 53532908.9347 | 69729742.2318 | 316227.766 | 8.3006 | 6449.3133 | 8400.6074 | 131.478 | 171.2577
1 | 3100 | 707 | 0.035 | 15 | 15 | 7 | 4.217e-10 | 5spot_SharedNeighbor | Water | Porous | Wet | R245fa | MinimizeLCOE_Brownfield | IgnoreSilica | 2019 | 127.9755 | 28.1142 | 2.1979 | 4 | 6342.2464 | 8184.5182 | 129.2953 | 166.8525 | 119.7614 | 0 | 201.0673 | 4136543.3735 | 164753.5842 | 4914613.3051 | 4917814.0222 | 0 | 367829.4226 | 0 | 5655605.946 | 14714726.5471 | 10043103.2258 | 44914989.4264 | 961560.8286 | 9883032.0773 | 9883032.0773 | 1478867.319 | 4834933.9008 | 0 | 55759582.3323 | 71956415.6293 | 421696.5034 | 8.7918 | 6342.2464 | 8184.5182 | 129.2953 | 166.8525
1 | 3100 | 707 | 0.035 | 15 | 15 | 7 | 5.6234e-10 | 5spot_SharedNeighbor | Water | Porous | Wet | R245fa | MinimizeLCOE_Brownfield | IgnoreSilica | 2019 | 130.1681 | 28.5724 | 2.247 | 4 | 6264.7345 | 8066.7505 | 127.7151 | 164.4516 | 119.7056 | 0 | 186.2363 | 4182951.768 | 166515.1805 | 4978775.5906 | 4999792.729 | 0 | 350753.4681 | 0 | 5724727.6071 | 14894566.9306 | 10165847.9829 | 45463931.2569 | 961560.8286 | 9883032.0773 | 9883032.0773 | 1478867.319 | 4834933.9008 | 0 | 56308524.1627 | 72505357.4598 | 562341.3252 | 8.9882 | 6264.7345 | 8066.7505 | 127.7151 | 164.4516
1 | 3100 | 707 | 0.035 | 15 | 15 | 7 | 7.4989e-10 | 5spot_SharedNeighbor | Water | Porous | Wet | R245fa | MinimizeLCOE_Brownfield | IgnoreSilica | 2019 | 131.8265 | 28.9179 | 2.2847 | 4 | 6206.3529 | 7978.6881 | 126.5249 | 162.6563 | 119.6623 | 0 | 217.7777 | 4217762.4163 | 167833.8037 | 5027040.1088 | 5061719.5992 | 0 | 336631.2077 | 0 | 5776284.983 | 15028708.6467 | 10257402.4605 | 45873383.226 | 961560.8286 | 9883032.0773 | 9883032.0773 | 1478867.319 | 4834933.9008 | 0 | 56717976.1318 | 72914809.4289 | 749894.2093 | 9.1387 | 6206.3529 | 7978.6881 | 126.5249 | 162.6563
1 | 3100 | 707 | 0.035 | 15 | 15 | 7 | 1e-09 | 5spot_SharedNeighbor | Water | Porous | Wet | R245fa | MinimizeLCOE_Brownfield | IgnoreSilica | 2019 | 134.787 | 29.536 | 2.3341 | 4 | 6161.989 | 7896.8123 | 125.6205 | 160.9872 | 119.5904 | 0 | 216.1356 | 4279806.8462 | 170187.4875 | 5113069.9719 | 5172366.9205 | 0 | 337791.3626 | 0 | 5878556.8096 | 15294798.9608 | 10439014.5674 | 46685592.9266 | 961560.8286 | 9883032.0773 | 9883032.0773 | 1478867.319 | 4834933.9008 | 0 | 57530185.8325 | 73727019.1295 | 1000000 | 9.3363 | 6161.989 | 7896.8123 | 125.6205 | 160.9872
1 | 3100 | 707 | 0.035 | 15 | 15 | 7 | 1.3335e-09 | 5spot_SharedNeighbor | Water | Porous | Wet | R245fa | MinimizeLCOE_Brownfield | IgnoreSilica | 2019 | 135.7977 | 29.7471 | 2.357 | 4 | 6128.4853 | 7846.4377 | 124.9375 | 159.9602 | 119.567 | 0 | 206.1267 | 4300930.3568 | 170989.2691 | 5142377.818 | 5210154.5559 | 0 | 329195.0136 | 0 | 5909922.3352 | 15376405.6245 | 10494712.7923 | 46934687.7654 | 961560.8286 | 9883032.0773 | 9883032.0773 | 1478867.319 | 4834933.9008 | 0 | 57779280.6713 | 73976113.9684 | 1333521.4322 | 9.428 | 6128.4853 | 7846.4377 | 124.9375 | 159.9602
1 | 3100 | 707 | 0.035 | 15 | 15 | 7 | 1.7783e-09 | 5spot_SharedNeighbor | Water | Porous | Wet | R245fa | MinimizeLCOE_Brownfield | IgnoreSilica | 2019 | 136.5555 | 29.9053 | 2.3743 | 4 | 6103.3027 | 7808.7231 | 124.4241 | 159.1914 | 119.5492 | 0 | 185.763 | 4316713.8361 | 171587.9081 | 5164301.1057 | 5238470.5705 | 0 | 322437.4008 | 0 | 5933269.2203 | 15437149.4304 | 10536171.6879 | 47120101.1599 | 961560.8286 | 9883032.0773 | 9883032.0773 | 1478867.319 | 4834933.9008 | 0 | 57964694.0658 | 74161527.3628 | 1778279.41 | 9.4973 | 6103.3027 | 7808.7231 | 124.4241 | 159.1914
1 | 3100 | 707 | 0.035 | 15 | 15 | 7 | 2.3714e-09 | 5spot_SharedNeighbor | Water | Porous | Wet | R245fa | MinimizeLCOE_Brownfield | IgnoreSilica | 2019 | 137.1324 | 30.0256 | 2.3875 | 4 | 6084.3843 | 7780.3971 | 124.0384 | 158.6139 | 119.5356 | 0 | 193.1024 | 4328702.0883 | 172042.3429 | 5180966.7954 | 5260024.2219 | 0 | 317252.6932 | 0 | 5951005.3752 | 15483295.2673 | 10567667.1698 | 47260955.954 | 961560.8286 | 9883032.0773 | 9883032.0773 | 1478867.319 | 4834933.9008 | 0 | 58105548.8599 | 74302382.1569 | 2371373.7057 | 9.5499 | 6084.3843 | 7780.3971 | 124.0384 | 158.6139
1 | 3100 | 707 | 0.035 | 15 | 15 | 7 | 3.1623e-09 | 5spot_SharedNeighbor | Water | Porous | Wet | R245fa | MinimizeLCOE_Brownfield | IgnoreSilica | 2019 | 137.5734 | 30.1175 | 2.3975 | 4 | 6070.1777 | 7759.1018 | 123.7488 | 158.1798 | 119.5252 | 0 | 195.4506 | 4337847.9416 | 172388.8819 | 5193689.1892 | 5276494.4799 | 0 | 313320.4427 | 0 | 5964558.9647 | 15518558.9269 | 10591735.3421 | 47368594.169 | 961560.8286 | 9883032.0773 | 9883032.0773 | 1478867.319 | 4834933.9008 | 0 | 58213187.0749 | 74410020.3719 | 3162277.6602 | 9.59 | 6070.1777 | 7759.1018 | 123.7488 | 158.1798
1 | 3100 | 707 | 0.035 | 15 | 15 | 7 | 4.217e-09 | 5spot_SharedNeighbor | Water | Porous | Wet | R245fa | MinimizeLCOE_Brownfield | IgnoreSilica | 2019 | 137.8977 | 30.1851 | 2.405 | 4 | 6059.5129 | 7743.197 | 123.5314 | 157.8555 | 119.5175 | 0 | 199.8543 | 4344564.1084 | 172643.2741 | 5203036.3076 | 5288604.299 | 0 | 310263.8109 | 0 | 5974453.602 | 15544302.7434 | 10609306.0259 | 47447174.1712 | 961560.8286 | 9883032.0773 | 9883032.0773 | 1478867.319 | 4834933.9008 | 0 | 58291767.0771 | 74488600.3742 | 4216965.0343 | 9.6199 | 6059.5129 | 7743.197 | 123.5314 | 157.8555
1 | 3100 | 707 | 0.035 | 15 | 15 | 7 | 5.6234e-09 | 5spot_SharedNeighbor | Water | Porous | Wet | R245fa | MinimizeLCOE_Brownfield | IgnoreSilica | 2019 | 138.1413 | 30.2358 | 2.4106 | 4 | 6051.5089 | 7731.2721 | 123.3682 | 157.6124 | 119.5117 | 0 | 182.2897 | 4349602.7353 | 172834.0784 | 5210051.2476 | 5297697.6924 | 0 | 307939.4431 | 0 | 5981868.8267 | 15563595.6372 | 10622473.8223 | 47506063.483 | 961560.8286 | 9883032.0773 | 9883032.0773 | 1478867.319 | 4834933.9008 | 0 | 58350656.3889 | 74547489.6859 | 5623413.2519 | 9.6423 | 6051.5089 | 7731.2721 | 123.3682 | 157.6124
1 | 3100 | 707 | 0.035 | 15 | 15 | 7 | 7.4989e-09 | 5spot_SharedNeighbor | Water | Porous | Wet | R245fa | MinimizeLCOE_Brownfield | IgnoreSilica | 2019 | 138.3265 | 30.2744 | 2.4148 | 4 | 6045.5031 | 7722.3107 | 123.2458 | 157.4297 | 119.5073 | 0 | 174.0495 | 4353431.3523 | 172979.0354 | 5215382.9978 | 5304612.0752 | 0 | 306195.3811 | 0 | 5987514.3283 | 15578284.0742 | 10632498.9824 | 47550898.2268 | 961560.8286 | 9883032.0773 | 9883032.0773 | 1478867.319 | 4834933.9008 | 0 | 58395491.1327 | 74592324.4297 | 7498942.0933 | 9.6593 | 6045.5031 | 7722.3107 | 123.2458 | 157.4297
1 | 3100 | 707 | 0.035 | 15 | 15 | 7 | 1e-08 | 5spot_SharedNeighbor | Water | Porous | Wet | R245fa | MinimizeLCOE_Brownfield | IgnoreSilica | 2019 | 138.4554 | 30.3012 | 2.4179 | 4 | 6040.9972 | 7715.6764 | 123.1539 | 157.2945 | 119.5042 | 0 | 201.5908 | 4356094.206 | 173079.8391 | 5219092.1017 | 5309423.7081 | 0 | 304802.8366 | 0 | 5991372.1497 | 15588321.334 | 10639349.6184 | 47581535.7935 | 961560.8286 | 9883032.0773 | 9883032.0773 | 1478867.319 | 4834933.9008 | 0 | 58426128.6994 | 74622961.9964 | 10000000 | 9.6716 | 6040.9972 | 7715.6764 | 123.1539 | 157.2945
1 | 3200 | 707 | 0.035 | 15 | 15 | 7 | 1e-13 | 5spot_SharedNeighbor | Water | Porous | Wet | R245fa | MinimizeLCOE_Brownfield | IgnoreSilica | 2019 | 0 | 0 | 0 | 0 |  |  |  |  | 15 |  | 24.5279 | [19 empty] | 100 | 0
1 | 3200 | 707 | 0.035 | 15 | 15 | 7 | 1.3335e-13 | 5spot_SharedNeighbor | Water | Porous | Wet | R245fa | MinimizeLCOE_Brownfield | IgnoreSilica | 2019 | 0 | 0 | 0 | 0 |  |  |  |  | 15 |  | 26.4134 | [19 empty] | 133.3521 | 0
1 | 3200 | 707 | 0.035 | 15 | 15 | 7 | 1.7783e-13 | 5spot_SharedNeighbor | Water | Porous | Wet | R245fa | MinimizeLCOE_Brownfield | IgnoreSilica | 2019 | 0 | 0 | 0 | 0 |  |  |  |  | 15 |  | 25.98 | [19 empty] | 177.8279 | 0
1 | 3200 | 707 | 0.035 | 15 | 15 | 7 | 2.3714e-13 | 5spot_SharedNeighbor | Water | Porous | Wet | R245fa | MinimizeLCOE_Brownfield | IgnoreSilica | 2019 | 0 | 0 | 0 | 0 |  |  |  |  | 15 |  | 25.3068 | [19 empty] | 237.1374 | 0
1 | 3200 | 707 | 0.035 | 15 | 15 | 7 | 3.1623e-13 | 5spot_SharedNeighbor | Water | Porous | Wet | R245fa | MinimizeLCOE_Brownfield | IgnoreSilica | 2019 | 1.1398 | 0.17231 | 0.0020405 | 4 | 1495057.8231 | 3546032.3375 | 30478.7759 | 72290.6656 | 97.0427 | 0 | 66.3773 | 101411.5622 | 3460.631 | 84840.8142 | 60799.3671 | 0 | 62684.3227 | 0 | 122146.7119 | 317800.6887 | 216905.5002 | 970049.5979 | 961560.8286 | 10270819.4043 | 10270819.4043 | 1478867.319 | 4990048.8316 | 0 | 12202429.8308 | 28942165.3857 | 316.2278 | 0.0081618 | 1495057.8231 | 3546032.3375 | 30478.7759 | 72290.6656
1 | 3200 | 707 | 0.035 | 15 | 15 | 7 | 4.217e-13 | 5spot_SharedNeighbor | Water | Porous | Wet | R245fa | MinimizeLCOE_Brownfield | IgnoreSilica | 2019 | 1.6709 | 0.28869 | 0.0060363 | 4 | 522713.6816 | 1216004.4462 | 10656.2254 | 24789.8954 | 104.6325 | 0 | 279.7053 | 152666.6975 | 5510.9044 | 127476.6639 | 81154.1874 | 0 | 81561.371 | 0 | 174864.2314 | 454960.8606 | 310520.1359 | 1388715.0522 | 961560.8286 | 10270819.4043 | 10270819.4043 | 1478867.319 | 4990048.8316 | 0 | 12621095.2851 | 29360830.84 | 421.6965 | 0.024145 | 522713.6816 | 1216004.4462 | 10656.2254 | 24789.8954
1 | 3200 | 707 | 0.035 | 15 | 15 | 7 | 5.6234e-13 | 5spot_SharedNeighbor | Water | Porous | Wet | R245fa | MinimizeLCOE_Brownfield | IgnoreSilica | 2019 | 2.3321 | 0.4384 | 0.012154 | 4 | 269501.1859 | 613829.6038 | 5494.1462 | 12513.7467 | 109.7315 | 0 | 443.1167 | 210588.7622 | 7891.7378 | 177399.6385 | 106807.0932 | 0 | 100939.1246 | 0 | 235414.279 | 612499.6638 | 418043.6062 | 1869583.9053 | 961560.8286 | 10270819.4043 | 10270819.4043 | 1478867.319 | 4990048.8316 | 0 | 13101964.1383 | 29841699.6931 | 562.3413 | 0.048616 | 269501.1859 | 613829.6038 | 5494.1462 | 12513.7467
1 | 3200 | 707 | 0.035 | 15 | 15 | 7 | 7.4989e-13 | 5spot_SharedNeighbor | Water | Porous | Wet | R245fa | MinimizeLCOE_Brownfield | IgnoreSilica | 2019 | 3.1489 | 0.62655 | 0.020898 | 4 | 163321.4342 | 363580.4558 | 3329.5283 | 7412.0794 | 113.2895 | 0 | 567.1441 | 275679.4745 | 10604.3127 | 235455.074 | 138842.3701 | 0 | 120667.9723 | 0 | 304687.1894 | 792733.5669 | 541056.9485 | 2419726.9084 | 961560.8286 | 10270819.4043 | 10270819.4043 | 1478867.319 | 4990048.8316 | 0 | 13652107.1413 | 30391842.6962 | 749.8942 | 0.08359 | 163321.4342 | 363580.4558 | 3329.5283 | 7412.0794
1 | 3200 | 707 | 0.035 | 15 | 15 | 7 | 1e-12 | 5spot_SharedNeighbor | Water | Porous | Wet | R245fa | MinimizeLCOE_Brownfield | IgnoreSilica | 2019 | 4.1897 | 0.8684 | 0.032957 | 4 | 108518.4872 | 235501.8624 | 2212.2961 | 4801.024 | 115.9223 | 0 | 71.1393 | 351284.7931 | 13775.0001 | 305142.5902 | 179791.192 | 0 | 142240.1059 | 0 | 386971.1357 | 1006819.5164 | 687175.008 | 3073199.3414 | 961560.8286 | 10270819.4043 | 10270819.4043 | 1478867.319 | 4990048.8316 | 0 | 14305579.5743 | 31045315.1292 | 1000 | 0.13183 | 108518.4872 | 235501.8624 | 2212.2961 | 4801.024
1 | 3200 | 707 | 0.035 | 15 | 15 | 7 | 1.3335e-12 | 5spot_SharedNeighbor | Water | Porous | Wet | R245fa | MinimizeLCOE_Brownfield | IgnoreSilica | 2019 | 5.4932 | 1.1729 | 0.049205 | 4 | 76571.0333 | 161621.5366 | 1561.0041 | 3294.8736 | 117.865 | 0 | 81.0931 | 437932.2374 | 17415.7052 | 387565.9659 | 231238.0176 | 0 | 165144.8852 | 0 | 483325.7564 | 1257514.4745 | 858279.4682 | 3838416.5104 | 961560.8286 | 10270819.4043 | 10270819.4043 | 1478867.319 | 4990048.8316 | 0 | 15070796.7433 | 31810532.2982 | 1333.5214 | 0.19682 | 76571.0333 | 161621.5366 | 1561.0041 | 3294.8736
1 | 3200 | 707 | 0.035 | 15 | 15 | 7 | 1.7783e-12 | 5spot_SharedNeighbor | Water | Porous | Wet | R245fa | MinimizeLCOE_Brownfield | IgnoreSilica | 2019 | 7.1133 | 1.5515 | 0.070599 | 4 | 56520.5503 | 115797.7159 | 1152.2479 | 2360.6931 | 119.274 | 0 | 92.3684 | 536553.3947 | 21553.8837 | 484277.469 | 295200.3941 | 0 | 189217.0229 | 0 | 595452.8441 | 1549246.1561 | 1057392.3354 | 4728893.4998 | 961560.8286 | 10270819.4043 | 10270819.4043 | 1478867.319 | 4990048.8316 | 0 | 15961273.7327 | 32701009.2876 | 1778.2794 | 0.2824 | 56520.5503 | 115797.7159 | 1152.2479 | 2360.6931
1 | 3200 | 707 | 0.035 | 15 | 15 | 7 | 2.3714e-12 | 5spot_SharedNeighbor | Water | Porous | Wet | R245fa | MinimizeLCOE_Brownfield | IgnoreSilica | 2019 | 9.4226 | 2.0947 | 0.10009 | 4 | 42903.5205 | 84715.9165 | 874.6463 | 1727.0485 | 120.559 | 0 | 95.2174 | 666551.9999 | 27015.6159 | 615191.8806 | 386537.1104 | 0 | 223884.5522 | 0 | 748480.652 | 1947393.1221 | 1329135.8207 | 5944190.7539 | 961560.8286 | 10270819.4043 | 10270819.4043 | 1478867.319 | 4990048.8316 | 0 | 17176570.9868 | 33916306.5417 | 2371.3737 | 0.40035 | 42903.5205 | 84715.9165 | 874.6463 | 1727.0485
1 | 3200 | 707 | 0.035 | 15 | 15 | 7 | 3.1623e-12 | 5spot_SharedNeighbor | Water | Porous | Wet | R245fa | MinimizeLCOE_Brownfield | IgnoreSilica | 2019 | 12.0313 | 2.7083 | 0.13763 | 4 | 33524.0652 | 63931.2911 | 683.4334 | 1303.3258 | 121.397 | 0 | 102.2229 | 801585.7402 | 32671.416 | 755103.7448 | 489947.2688 | 0 | 252832.9775 | 0 | 909535.0475 | 2366423.6222 | 1615132.7473 | 7223232.5644 | 961560.8286 | 10270819.4043 | 10270819.4043 | 1478867.319 | 4990048.8316 | 0 | 18455612.7973 | 35195348.3522 | 3162.2777 | 0.55052 | 33524.0652 | 63931.2911 | 683.4334 | 1303.3258
1 | 3200 | 707 | 0.035 | 15 | 15 | 7 | 4.217e-12 | 5spot_SharedNeighbor | Water | Porous | Wet | R245fa | MinimizeLCOE_Brownfield | IgnoreSilica | 2019 | 15.3929 | 3.4992 | 0.18675 | 4 | 26807.0608 | 49216.6562 | 546.4982 | 1003.3481 | 122.0615 | 0 | 97.5512 | 962842.5134 | 39408.4114 | 926460.1163 | 623223.8722 | 0 | 286778.8413 | 0 | 1107098.3643 | 2880442.8469 | 1965961.4302 | 8792216.3961 | 961560.8286 | 10270819.4043 | 10270819.4043 | 1478867.319 | 4990048.8316 | 0 | 20024596.629 | 36764332.1839 | 4216.965 | 0.74699 | 26807.0608 | 49216.6562 | 546.4982 | 1003.3481
1 | 3200 | 707 | 0.035 | 15 | 15 | 7 | 5.6234e-12 | 5spot_SharedNeighbor | Water | Porous | Wet | R245fa | MinimizeLCOE_Brownfield | IgnoreSilica | 2019 | 19.5876 | 4.4859 | 0.25007 | 4 | 21876.2638 | 38611.0241 | 445.9772 | 787.138 | 122.5749 | 0 | 101.6255 | 1149441.2283 | 47179.5339 | 1129728.2912 | 788895.9457 | 0 | 323410.3002 | 0 | 1341075.5667 | 3489203.5322 | 2381453.1067 | 10650387.505 | 961560.8286 | 10270819.4043 | 10270819.4043 | 1478867.319 | 4990048.8316 | 0 | 21882767.7379 | 38622503.2928 | 5623.4133 | 1.0003 | 21876.2638 | 38611.0241 | 445.9772 | 787.138
1 | 3200 | 707 | 0.035 | 15 | 15 | 7 | 7.4989e-12 | 5spot_SharedNeighbor | Water | Porous | Wet | R245fa | MinimizeLCOE_Brownfield | IgnoreSilica | 2019 | 24.8003 | 5.7124 | 0.33125 | 4 | 18176.5927 | 30810.3339 | 370.5544 | 628.1103 | 122.974 | 0 | 123.4535 | 1365236.0056 | 56141.8171 | 1370347.7551 | 994809.0518 | 0 | 362833.7184 | 0 | 1618253.6557 | 4210364.0626 | 2873659.987 | 12851646.0531 | 961560.8286 | 10270819.4043 | 10270819.4043 | 1478867.319 | 4990048.8316 | 0 | 24084026.286 | 40823761.8409 | 7498.9421 | 1.325 | 18176.5927 | 30810.3339 | 370.5544 | 628.1103
1 | 3200 | 707 | 0.035 | 15 | 15 | 7 | 1e-11 | 5spot_SharedNeighbor | Water | Porous | Wet | R245fa | MinimizeLCOE_Brownfield | IgnoreSilica | 2019 | 31.1734 | 7.2127 | 0.43404 | 4 | 15353.8312 | 24995.6574 | 313.0086 | 509.5703 | 123.2831 | 0 | 117.249 | 1611553.295 | 66348.4157 | 1651064.8015 | 1247215.6879 | 0 | 403810.349 | 0 | 1942197.0942 | 5053198.4396 | 3448911.7679 | 15424299.8508 | 961560.8286 | 10270819.4043 | 10270819.4043 | 1478867.319 | 4990048.8316 | 0 | 26656680.0837 | 43396415.6386 | 10000 | 1.7362 | 15353.8312 | 24995.6574 | 313.0086 | 509.5703
1 | 3200 | 707 | 0.035 | 15 | 15 | 7 | 1.3335e-11 | 5spot_SharedNeighbor | Water | Porous | Wet | R245fa | MinimizeLCOE_Brownfield | IgnoreSilica | 2019 | 38.8714 | 9.0254 | 0.56228 | 4 | 13174.9782 | 20617.8184 | 268.5898 | 420.3221 | 123.5231 | 0 | 98.3866 | 1889907.4477 | 77851.0459 | 1975070.176 | 1552176.7205 | 0 | 445593.2533 | 0 | 2316833.4709 | 6027925.4435 | 4114182.9767 | 18399540.5345 | 961560.8286 | 10270819.4043 | 10270819.4043 | 1478867.319 | 4990048.8316 | 0 | 29631920.7674 | 46371656.3223 | 13335.2143 | 2.2491 | 13174.9782 | 20617.8184 | 268.5898 | 420.3221
1 | 3200 | 707 | 0.035 | 15 | 15 | 7 | 1.7783e-11 | 5spot_SharedNeighbor | Water | Porous | Wet | R245fa | MinimizeLCOE_Brownfield | IgnoreSilica | 2019 | 47.8696 | 11.1438 | 0.71799 | 4 | 11478.3897 | 17307.1077 | 234.0025 | 352.8288 | 123.7028 | 0 | 157.6878 | 2195220.31 | 90430.8659 | 2337657.9538 | 1908612.4893 | 0 | 484901.3573 | 0 | 2736560.9607 | 7119970.274 | 4859526.0128 | 21732880.2238 | 961560.8286 | 10270819.4043 | 10270819.4043 | 1478867.319 | 4990048.8316 | 0 | 32965260.4567 | 49704996.0116 | 17782.7941 | 2.8719 | 11478.3897 | 17307.1077 | 234.0025 | 352.8288
1 | 3200 | 707 | 0.035 | 15 | 15 | 7 | 2.3714e-11 | 5spot_SharedNeighbor | Water | Porous | Wet | R245fa | MinimizeLCOE_Brownfield | IgnoreSilica | 2019 | 58.0157 | 13.529 | 0.90055 | 4 | 10152.7304 | 14799.8007 | 206.9771 | 301.714 | 123.8211 | 0 | 147.437 | 2519171.9211 | 103731.1551 | 2729808.9913 | 2310206.5216 | 0 | 518495.2552 | 0 | 3190751.3993 | 8301680.6278 | 5666067.6109 | 25339913.4822 | 961560.8286 | 10270819.4043 | 10270819.4043 | 1478867.319 | 4990048.8316 | 0 | 36572293.7151 | 53312029.27 | 23713.7371 | 3.6022 | 10152.7304 | 14799.8007 | 206.9771 | 301.714
1 | 3200 | 707 | 0.035 | 15 | 15 | 7 | 3.1623e-11 | 5spot_SharedNeighbor | Water | Porous | Wet | R245fa | MinimizeLCOE_Brownfield | IgnoreSilica | 2019 | 68.7929 | 16.0534 | 1.1034 | 4 | 9118.8638 | 12911.6199 | 185.9004 | 263.2208 | 123.8691 | 0 | 130.7229 | 2843835.6733 | 116997.1207 | 3130103.961 | 2735925.0783 | 0 | 541018.7347 | 0 | 3653473.4215 | 9505588.4124 | 6487759.4117 | 29014701.8136 | 961560.8286 | 10270819.4043 | 10270819.4043 | 1478867.319 | 4990048.8316 | 0 | 40247082.0465 | 56986817.6014 | 31622.7766 | 4.4136 | 9118.8638 | 12911.6199 | 185.9004 | 263.2208
1 | 3200 | 707 | 0.035 | 15 | 15 | 7 | 4.217e-11 | 5spot_SharedNeighbor | Water | Porous | Wet | R245fa | MinimizeLCOE_Brownfield | IgnoreSilica | 2019 | 79.6204 | 18.5739 | 1.3163 | 4 | 8316.6309 | 11495.8715 | 169.5458 | 234.3589 | 123.8462 | 0 | 173.4861 | 3152591.9328 | 129535.471 | 3517502.239 | 3162174.3084 | 0 | 549891.4622 | 0 | 4099561.2112 | 10666217.3359 | 7279912.5006 | 32557386.461 | 961560.8286 | 10270819.4043 | 10270819.4043 | 1478867.319 | 4990048.8316 | 0 | 43789766.6939 | 60529502.2488 | 42169.6503 | 5.2653 | 8316.6309 | 11495.8715 | 169.5458 | 234.3589
1 | 3200 | 707 | 0.035 | 15 | 15 | 7 | 5.6234e-11 | 5spot_SharedNeighbor | Water | Porous | Wet | R245fa | MinimizeLCOE_Brownfield | IgnoreSilica | 2019 | 89.9519 | 20.9591 | 1.5277 | 4 | 7697.7226 | 10437.1465 | 156.9285 | 212.7753 | 123.7644 | 0 | 154.5977 | 3432639.7357 | 140825.7932 | 3874667.0304 | 3567056.8286 | 0 | 545349.4951 | 0 | 4508610.1644 | 11730478.8047 | 8006292.8214 | 35805920.6736 | 961560.8286 | 10270819.4043 | 10270819.4043 | 1478867.319 | 4990048.8316 | 0 | 47038300.9065 | 63778036.4614 | 56234.1325 | 6.1107 | 7697.7226 | 10437.1465 | 156.9285 | 212.7753
1 | 3200 | 707 | 0.035 | 15 | 15 | 7 | 7.4989e-11 | 5spot_SharedNeighbor | Water | Porous | Wet | R245fa | MinimizeLCOE_Brownfield | IgnoreSilica | 2019 | 99.3575 | 23.11 | 1.7267 | 4 | 7222.7488 | 9646.361 | 147.2455 | 196.6541 | 123.6438 | 0 | 193.3393 | 3676244.0047 | 150570.8916 | 4189995.3958 | 3933755.6007 | 0 | 529744.4901 | 0 | 4867321.0493 | 12663770.9455 | 8643283.8848 | 38654686.2624 | 961560.8286 | 10270819.4043 | 10270819.4043 | 1478867.319 | 4990048.8316 | 0 | 49887066.4953 | 66626802.0502 | 74989.4209 | 6.9069 | 7222.7488 | 9646.361 | 147.2455 | 196.6541
1 | 3200 | 707 | 0.035 | 15 | 15 | 7 | 1e-10 | 5spot_SharedNeighbor | Water | Porous | Wet | R245fa | MinimizeLCOE_Brownfield | IgnoreSilica | 2019 | 107.5398 | 24.9631 | 1.9053 | 4 | 6859.834 | 9056.2904 | 139.847 | 184.6247 | 123.5065 | 0 | 190.1937 | 3879940.807 | 158657.1752 | 4457126.6046 | 4251090.1524 | 0 | 506250.8536 | 0 | 5168695.5812 | 13447885.657 | 9178458.2873 | 41048105.1182 | 961560.8286 | 10270819.4043 | 10270819.4043 | 1478867.319 | 4990048.8316 | 0 | 52280485.3511 | 69020220.906 | 100000 | 7.6212 | 6859.834 | 9056.2904 | 139.847 | 184.6247
1 | 3200 | 707 | 0.035 | 15 | 15 | 7 | 1.3335e-10 | 5spot_SharedNeighbor | Water | Porous | Wet | R245fa | MinimizeLCOE_Brownfield | IgnoreSilica | 2019 | 114.407 | 26.5043 | 2.0592 | 4 | 6583.5209 | 8615.8362 | 134.214 | 175.6455 | 123.3696 | 0 | 200.1954 | 4045289.7983 | 165174.5213 | 4676388.6845 | 4516113.8966 | 0 | 478569.0705 | 0 | 5413799.0288 | 14085594.55 | 9613707.7104 | 42994637.2603 | 961560.8286 | 10270819.4043 | 10270819.4043 | 1478867.319 | 4990048.8316 | 0 | 54227017.4932 | 70966753.0481 | 133352.1432 | 8.2368 | 6583.5209 | 8615.8362 | 134.214 | 175.6455
1 | 3200 | 707 | 0.035 | 15 | 15 | 7 | 1.7783e-10 | 5spot_SharedNeighbor | Water | Porous | Wet | R245fa | MinimizeLCOE_Brownfield | IgnoreSilica | 2019 | 120.0413 | 27.7585 | 2.1879 | 4 | 6373.7334 | 8286.459 | 129.9372 | 168.9307 | 123.2436 | 0 | 224.4868 | 4177273.3576 | 170344.0301 | 4853028.7742 | 4732604.7224 | 0 | 450160.4884 | 0 | 5609530.4353 | 14594847.5198 | 9961283.3264 | 44549072.6541 | 961560.8286 | 10270819.4043 | 10270819.4043 | 1478867.319 | 4990048.8316 | 0 | 55781452.887 | 72521188.4419 | 177827.941 | 8.7518 | 6373.7334 | 8286.459 | 129.9372 | 168.9307
1 | 3200 | 707 | 0.035 | 15 | 15 | 7 | 2.3714e-10 | 5spot_SharedNeighbor | Water | Porous | Wet | R245fa | MinimizeLCOE_Brownfield | IgnoreSilica | 2019 | 124.5138 | 28.7472 | 2.2923 | 4 | 6214.8077 | 8040.4572 | 126.6973 | 163.9156 | 123.1351 | 0 | 217.858 | 4279749.7865 | 174336.3156 | 4991209.5227 | 4903821.2135 | 0 | 422808.4673 | 0 | 5761050.8691 | 14989072.6075 | 10230350.0493 | 45752398.8314 | 961560.8286 | 10270819.4043 | 10270819.4043 | 1478867.319 | 4990048.8316 | 0 | 56984779.0643 | 73724514.6192 | 237137.3706 | 9.1692 | 6214.8077 | 8040.4572 | 126.6973 | 163.9156
1 | 3200 | 707 | 0.035 | 15 | 15 | 7 | 3.1623e-10 | 5spot_SharedNeighbor | Water | Porous | Wet | R245fa | MinimizeLCOE_Brownfield | IgnoreSilica | 2019 | 128.0339 | 29.5209 | 2.3756 | 4 | 6094.6252 | 7856.2824 | 124.2472 | 160.1609 | 123.0447 | 0 | 226.3397 | 4359003.7587 | 177410.2704 | 5098715.62 | 5038164.4914 | 0 | 398242.8816 | 0 | 5877899.4386 | 15293088.6163 | 10437847.2222 | 46680372.2993 | 961560.8286 | 10270819.4043 | 10270819.4043 | 1478867.319 | 4990048.8316 | 0 | 57912752.5322 | 74652488.0871 | 316227.766 | 9.5023 | 6094.6252 | 7856.2824 | 124.2472 | 160.1609
1 | 3200 | 707 | 0.035 | 15 | 15 | 7 | 4.217e-10 | 5spot_SharedNeighbor | Water | Porous | Wet | R245fa | MinimizeLCOE_Brownfield | IgnoreSilica | 2019 | 131.0696 | 30.1852 | 2.4461 | 4 | 6000.4609 | 7711.3527 | 122.3275 | 157.2064 | 122.9633 | 0 | 200.6391 | 4426447.0961 | 180018.3603 | 5190595.0801 | 5154066.6673 | 0 | 377752.5304 | 0 | 5978263.0963 | 15554214.2663 | 10616070.8439 | 47477427.9407 | 961560.8286 | 10270819.4043 | 10270819.4043 | 1478867.319 | 4990048.8316 | 0 | 58709808.1736 | 75449543.7285 | 421696.5034 | 9.7842 | 6000.4609 | 7711.3527 | 122.3275 | 157.2064
1 | 3200 | 707 | 0.035 | 15 | 15 | 7 | 5.6234e-10 | 5spot_SharedNeighbor | Water | Porous | Wet | R245fa | MinimizeLCOE_Brownfield | IgnoreSilica | 2019 | 134.8692 | 31.0164 | 2.5188 | 4 | 5932.3711 | 7593.8213 | 120.9394 | 154.8103 | 122.8648 | 0 | 192.8926 | 4510255.5795 | 183259.935 | 5304972.6287 | 5299584.3398 | 0 | 373389.3718 | 0 | 6111870.1234 | 15901832.3442 | 10853327.3249 | 48538491.6474 | 961560.8286 | 10270819.4043 | 10270819.4043 | 1478867.319 | 4990048.8316 | 0 | 59770871.8803 | 76510607.4352 | 562341.3252 | 10.0754 | 5932.3711 | 7593.8213 | 120.9394 | 154.8103
1 | 3200 | 707 | 0.035 | 15 | 15 | 7 | 7.4989e-10 | 5spot_SharedNeighbor | Water | Porous | Wet | R245fa | MinimizeLCOE_Brownfield | IgnoreSilica | 2019 | 136.5601 | 31.3865 | 2.5595 | 4 | 5880.6531 | 7515.719 | 119.8851 | 153.2181 | 122.8235 | 0 | 209.3727 | 4547398.9146 | 184697.575 | 5355712.7167 | 5364362.9649 | 0 | 359739.5279 | 0 | 6166645.5627 | 16044346.8011 | 10950596.3701 | 48973500.4331 | 961560.8286 | 10270819.4043 | 10270819.4043 | 1478867.319 | 4990048.8316 | 0 | 60205880.666 | 76945616.2209 | 749894.2093 | 10.238 | 5880.6531 | 7515.719 | 119.8851 | 153.2181
1 | 3200 | 707 | 0.035 | 15 | 15 | 7 | 1e-09 | 5spot_SharedNeighbor | Water | Porous | Wet | R245fa | MinimizeLCOE_Brownfield | IgnoreSilica | 2019 | 137.8272 | 31.6634 | 2.5903 | 4 | 5841.7232 | 7457.3151 | 119.0914 | 152.0275 | 122.792 | 0 | 183.1032 | 4575078.7306 | 185767.5175 | 5393595.6277 | 5412871.8971 | 0 | 348670.6772 | 0 | 6207233.9356 | 16149949.4217 | 11022672.3286 | 49295840.136 | 961560.8286 | 10270819.4043 | 10270819.4043 | 1478867.319 | 4990048.8316 | 0 | 60528220.3689 | 77267955.9238 | 1000000 | 10.3614 | 5841.7232 | 7457.3151 | 119.0914 | 152.0275
1 | 3200 | 707 | 0.035 | 15 | 15 | 7 | 1.3335e-09 | 5spot_SharedNeighbor | Water | Porous | Wet | R245fa | MinimizeLCOE_Brownfield | IgnoreSilica | 2019 | 138.7797 | 31.8713 | 2.6137 | 4 | 5812.4426 | 7413.5793 | 118.4945 | 151.1358 | 122.7682 | 0 | 208.191 | 4595801.024 | 186567.7256 | 5421996.0697 | 5449319.805 | 0 | 339893.5568 | 0 | 6237495.4907 | 16228683.7804 | 11076410.1462 | 49536167.5985 | 961560.8286 | 10270819.4043 | 10270819.4043 | 1478867.319 | 4990048.8316 | 0 | 60768547.8314 | 77508283.3863 | 1333521.4322 | 10.4549 | 5812.4426 | 7413.5793 | 118.4945 | 151.1358
1 | 3200 | 707 | 0.035 | 15 | 15 | 7 | 1.7783e-09 | 5spot_SharedNeighbor | Water | Porous | Wet | R245fa | MinimizeLCOE_Brownfield | IgnoreSilica | 2019 | 139.4908 | 32.0264 | 2.6313 | 4 | 5790.434 | 7380.8496 | 118.0458 | 150.4686 | 122.7502 | 0 | 178.1597 | 4611221.5633 | 187162.7547 | 5443152.5054 | 5476516.3985 | 0 | 332993.9846 | 0 | 6259908.4105 | 16286997.6005 | 11116210.5267 | 49714163.7442 | 961560.8286 | 10270819.4043 | 10270819.4043 | 1478867.319 | 4990048.8316 | 0 | 60946543.9771 | 77686279.532 | 1778279.41 | 10.5254 | 5790.434 | 7380.8496 | 118.0458 | 150.4686
1 | 3200 | 707 | 0.035 | 15 | 15 | 7 | 2.3714e-09 | 5spot_SharedNeighbor | Water | Porous | Wet | R245fa | MinimizeLCOE_Brownfield | IgnoreSilica | 2019 | 140.0413 | 32.1463 | 2.6449 | 4 | 5773.8998 | 7356.1915 | 117.7088 | 149.9659 | 122.7363 | 0 | 202.3928 | 4623130.9713 | 187622.0426 | 5459504.6501 | 5497563.4588 | 0 | 327780.042 | 0 | 6277284.4543 | 16332206.5019 | 11147066.5308 | 49852158.6518 | 961560.8286 | 10270819.4043 | 10270819.4043 | 1478867.319 | 4990048.8316 | 0 | 61084538.8848 | 77824274.4396 | 2371373.7057 | 10.5794 | 5773.8998 | 7356.1915 | 117.7088 | 149.9659
1 | 3200 | 707 | 0.035 | 15 | 15 | 7 | 3.1623e-09 | 5spot_SharedNeighbor | Water | Porous | Wet | R245fa | MinimizeLCOE_Brownfield | IgnoreSilica | 2019 | 140.4434 | 32.2339 | 2.6549 | 4 | 5761.4836 | 7337.7968 | 117.4556 | 149.5909 | 122.7261 | 0 | 197.7049 | 4631815.0233 | 187956.7965 | 5471435.4732 | 5512934.4661 | 0 | 323689.0537 | 0 | 6289854.017 | 16364909.9258 | 11169387.2896 | 49951982.0453 | 961560.8286 | 10270819.4043 | 10270819.4043 | 1478867.319 | 4990048.8316 | 0 | 61184362.2782 | 77924097.8331 | 3162277.6602 | 10.6195 | 5761.4836 | 7337.7968 | 117.4556 | 149.5909
1 | 3200 | 707 | 0.035 | 15 | 15 | 7 | 4.217e-09 | 5spot_SharedNeighbor | Water | Porous | Wet | R245fa | MinimizeLCOE_Brownfield | IgnoreSilica | 2019 | 140.7593 | 32.3026 | 2.6626 | 4 | 5752.1628 | 7323.897 | 117.2656 | 149.3075 | 122.718 | 0 | 215.3037 | 4638628.3113 | 188219.3539 | 5480800.2211 | 5525008.001 | 0 | 320673.3587 | 0 | 6299798.4059 | 16390783.1859 | 11187046.3213 | 50030957.1591 | 961560.8286 | 10270819.4043 | 10270819.4043 | 1478867.319 | 4990048.8316 | 0 | 61263337.3921 | 78003072.9469 | 4216965.0343 | 10.6505 | 5752.1628 | 7323.897 | 117.2656 | 149.3075
1 | 3200 | 707 | 0.035 | 15 | 15 | 7 | 5.6234e-09 | 5spot_SharedNeighbor | Water | Porous | Wet | R245fa | MinimizeLCOE_Brownfield | IgnoreSilica | 2019 | 140.9787 | 32.3504 | 2.6682 | 4 | 5745.1675 | 7313.6126 | 117.123 | 149.0979 | 122.7124 | 0 | 201.926 | 4643357.2306 | 188401.539 | 5487302.3566 | 5533395.5067 | 0 | 318246.3472 | 0 | 6306574.1622 | 16408412.3139 | 11199078.5634 | 50084768.0196 | 961560.8286 | 10270819.4043 | 10270819.4043 | 1478867.319 | 4990048.8316 | 0 | 61317148.2525 | 78056883.8074 | 5623413.2519 | 10.6728 | 5745.1675 | 7313.6126 | 117.123 | 149.0979
1 | 3200 | 707 | 0.035 | 15 | 15 | 7 | 7.4989e-09 | 5spot_SharedNeighbor | Water | Porous | Wet | R245fa | MinimizeLCOE_Brownfield | IgnoreSilica | 2019 | 141.1567 | 32.3891 | 2.6726 | 4 | 5739.9184 | 7305.7983 | 117.016 | 148.9386 | 122.7078 | 0 | 214.2292 | 4647189.3928 | 188549.1528 | 5492572.6892 | 5540196.6066 | 0 | 316509.7002 | 0 | 6312156.8412 | 16422937.2994 | 11208992.1645 | 50129103.8466 | 961560.8286 | 10270819.4043 | 10270819.4043 | 1478867.319 | 4990048.8316 | 0 | 61361484.0796 | 78101219.6344 | 7498942.0933 | 10.6903 | 5739.9184 | 7305.7983 | 117.016 | 148.9386
1 | 3200 | 707 | 0.035 | 15 | 15 | 7 | 1e-08 | 5spot_SharedNeighbor | Water | Porous | Wet | R245fa | MinimizeLCOE_Brownfield | IgnoreSilica | 2019 | 141.2734 | 32.4145 | 2.6756 | 4 | 5735.9803 | 7300.0692 | 116.9357 | 148.8218 | 122.7048 | 0 | 218.2734 | 4649700.1413 | 188645.8487 | 5496026.4615 | 5544654.9692 | 0 | 315068.8112 | 0 | 6315697.5304 | 16432149.4465 | 11215279.6441 | 50157222.8529 | 961560.8286 | 10270819.4043 | 10270819.4043 | 1478867.319 | 4990048.8316 | 0 | 61389603.0858 | 78129338.6407 | 10000000 | 10.7025 | 5735.9803 | 7300.0692 | 116.9357 | 148.8218
1 | 3300 | 707 | 0.035 | 15 | 15 | 7 | 1e-13 | 5spot_SharedNeighbor | Water | Porous | Wet | R245fa | MinimizeLCOE_Brownfield | IgnoreSilica | 2019 | 0 | 0 | 0 | 0 |  |  |  |  | 15 |  | 24.548 | [19 empty] | 100 | 0
1 | 3300 | 707 | 0.035 | 15 | 15 | 7 | 1.3335e-13 | 5spot_SharedNeighbor | Water | Porous | Wet | R245fa | MinimizeLCOE_Brownfield | IgnoreSilica | 2019 | 0 | 0 | 0 | 0 |  |  |  |  | 15 |  | 25.7096 | [19 empty] | 133.3521 | 0
1 | 3300 | 707 | 0.035 | 15 | 15 | 7 | 1.7783e-13 | 5spot_SharedNeighbor | Water | Porous | Wet | R245fa | MinimizeLCOE_Brownfield | IgnoreSilica | 2019 | 0 | 0 | 0 | 0 |  |  |  |  | 15 |  | 25.6879 | [19 empty] | 177.8279 | 0
1 | 3300 | 707 | 0.035 | 15 | 15 | 7 | 2.3714e-13 | 5spot_SharedNeighbor | Water | Porous | Wet | R245fa | MinimizeLCOE_Brownfield | IgnoreSilica | 2019 | 0 | 0 | 0 | 0 |  |  |  |  | 15 |  | 25.116 | [19 empty] | 237.1374 | 0
1 | 3300 | 707 | 0.035 | 15 | 15 | 7 | 3.1623e-13 | 5spot_SharedNeighbor | Water | Porous | Wet | R245fa | MinimizeLCOE_Brownfield | IgnoreSilica | 2019 | 1.323 | 0.21927 | 0.0032808 | 4 | 973765.4746 | 2291324.3902 | 19851.5263 | 46711.7469 | 102.2111 | 0 | 65.7691 | 124200.155 | 4399.5156 | 102482.1413 | 68413.7642 | 0 | 72794.9739 | 0 | 145193.3145 | 377763.2212 | 257831.1607 | 1153078.2465 | 961560.8286 | 10664466.8222 | 10664466.8222 | 1478867.319 | 5147507.7987 | 0 | 12779105.8973 | 30069947.8372 | 316.2278 | 0.013123 | 973765.4746 | 2291324.3902 | 19851.5263 | 46711.7469
1 | 3300 | 707 | 0.035 | 15 | 15 | 7 | 4.217e-13 | 5spot_SharedNeighbor | Water | Porous | Wet | R245fa | MinimizeLCOE_Brownfield | IgnoreSilica | 2019 | 1.8653 | 0.34525 | 0.0082999 | 4 | 397893.6178 | 918707.9906 | 8111.5996 | 18729.105 | 108.7692 | 0 | 315.953 | 177413.7271 | 6595.0466 | 146645.4889 | 89818.0095 | 0 | 90913.4611 | 0 | 199440.4359 | 518903.1035 | 354162.0305 | 1583891.3031 | 961560.8286 | 10664466.8222 | 10664466.8222 | 1478867.319 | 5147507.7987 | 0 | 13209918.9539 | 30500760.8938 | 421.6965 | 0.0332 | 397893.6178 | 918707.9906 | 8111.5996 | 18729.105
1 | 3300 | 707 | 0.035 | 15 | 15 | 7 | 5.6234e-13 | 5spot_SharedNeighbor | Water | Porous | Wet | R245fa | MinimizeLCOE_Brownfield | IgnoreSilica | 2019 | 2.4682 | 0.4889 | 0.015649 | 4 | 218045.5005 | 494267.8584 | 4445.1525 | 10076.3188 | 113.0021 | 0 | 435.4395 | 231646.0792 | 8881.3033 | 193110.6863 | 113835.7381 | 0 | 105713.1781 | 0 | 254742.9241 | 662788.8337 | 452366.9979 | 2023085.7407 | 961560.8286 | 10664466.8222 | 10664466.8222 | 1478867.319 | 5147507.7987 | 0 | 13649113.3915 | 30939955.3314 | 562.3413 | 0.062598 | 218045.5005 | 494267.8584 | 4445.1525 | 10076.3188
1 | 3300 | 707 | 0.035 | 15 | 15 | 7 | 7.4989e-13 | 5spot_SharedNeighbor | Water | Porous | Wet | R245fa | MinimizeLCOE_Brownfield | IgnoreSilica | 2019 | 3.2656 | 0.68159 | 0.025991 | 4 | 136546.2549 | 302860.9503 | 2783.6801 | 6174.2301 | 116.3726 | 0 | 585.0184 | 297545.7155 | 11692.4995 | 251306.5407 | 145881.3848 | 0 | 123325.1178 | 0 | 323602.9908 | 841948.6018 | 574647.2211 | 2569950.072 | 961560.8286 | 10664466.8222 | 10664466.8222 | 1478867.319 | 5147507.7987 | 0 | 14195977.7228 | 31486819.6628 | 749.8942 | 0.10396 | 136546.2549 | 302860.9503 | 2783.6801 | 6174.2301
1 | 3300 | 707 | 0.035 | 15 | 15 | 7 | 1e-12 | 5spot_SharedNeighbor | Water | Porous | Wet | R245fa | MinimizeLCOE_Brownfield | IgnoreSilica | 2019 | 4.3406 | 0.94377 | 0.040275 | 4 | 92429.0862 | 199757.9084 | 1884.2919 | 4072.3352 | 119.0619 | 0 | 77.9017 | 378837.2789 | 15180.2853 | 325426.4431 | 189284.7508 | 0 | 145251.2611 | 0 | 411052.2075 | 1069473.5254 | 729937.6566 | 3264443.4085 | 961560.8286 | 10664466.8222 | 10664466.8222 | 1478867.319 | 5147507.7987 | 0 | 14890471.0593 | 32181312.9993 | 1000 | 0.1611 | 92429.0862 | 199757.9084 | 1884.2919 | 4072.3352
1 | 3300 | 707 | 0.035 | 15 | 15 | 7 | 1.3335e-12 | 5spot_SharedNeighbor | Water | Porous | Wet | R245fa | MinimizeLCOE_Brownfield | IgnoreSilica | 2019 | 5.7562 | 1.2905 | 0.059602 | 4 | 66057.1012 | 138583.9719 | 1346.6634 | 2825.2217 | 121.1238 | 0 | 88.4775 | 476528.2092 | 19379.923 | 417387.0571 | 246480.2149 | 0 | 171204.5263 | 0 | 519082.1729 | 1350545.3354 | 921774.9424 | 4122382.3811 | 961560.8286 | 10664466.8222 | 10664466.8222 | 1478867.319 | 5147507.7987 | 0 | 15748410.0319 | 33039251.9719 | 1333.5214 | 0.23841 | 66057.1012 | 138583.9719 | 1346.6634 | 2825.2217
1 | 3300 | 707 | 0.035 | 15 | 15 | 7 | 1.7783e-12 | 5spot_SharedNeighbor | Water | Porous | Wet | R245fa | MinimizeLCOE_Brownfield | IgnoreSilica | 2019 | 7.6588 | 1.7559 | 0.085374 | 4 | 49285.0214 | 99917.5081 | 1004.7418 | 2036.9536 | 122.6516 | 0 | 93.5096 | 595751.4395 | 24491.243 | 533432.2235 | 323264.6516 | 0 | 203471.4237 | 0 | 655360.2827 | 1705113.0227 | 1163774.6745 | 5204658.9611 | 961560.8286 | 10664466.8222 | 10664466.8222 | 1478867.319 | 5147507.7987 | 0 | 16830686.6119 | 34121528.5519 | 1778.2794 | 0.3415 | 49285.0214 | 99917.5081 | 1004.7418 | 2036.9536
1 | 3300 | 707 | 0.035 | 15 | 15 | 7 | 2.3714e-12 | 5spot_SharedNeighbor | Water | Porous | Wet | R245fa | MinimizeLCOE_Brownfield | IgnoreSilica | 2019 | 10.199 | 2.3841 | 0.12092 | 4 | 37637.5872 | 73386.7618 | 767.2931 | 1496.0884 | 123.9876 | 0 | 101.087 | 743179.8906 | 30834.5552 | 680663.4753 | 426506.8134 | 0 | 242692.0036 | 0 | 828311.9278 | 2155097.7261 | 1470898.4809 | 6578184.8729 | 961560.8286 | 10664466.8222 | 10664466.8222 | 1478867.319 | 5147507.7987 | 0 | 18204212.5237 | 35495054.4636 | 2371.3737 | 0.48367 | 37637.5872 | 73386.7618 | 767.2931 | 1496.0884
1 | 3300 | 707 | 0.035 | 15 | 15 | 7 | 3.1623e-12 | 5spot_SharedNeighbor | Water | Porous | Wet | R245fa | MinimizeLCOE_Brownfield | IgnoreSilica | 2019 | 13.1421 | 3.1094 | 0.16587 | 4 | 29664.6818 | 55725.8757 | 604.7547 | 1136.0474 | 124.8347 | 0 | 110.5258 | 899098.9856 | 37503.5807 | 841322.2676 | 545250.9518 | 0 | 277716.6034 | 0 | 1014348.0318 | 2639125.5074 | 1801257.3874 | 8055623.3158 | 961560.8286 | 10664466.8222 | 10664466.8222 | 1478867.319 | 5147507.7987 | 0 | 19681650.9666 | 36972492.9065 | 3162.2777 | 0.66347 | 29664.6818 | 55725.8757 | 604.7547 | 1136.0474
1 | 3300 | 707 | 0.035 | 15 | 15 | 7 | 4.217e-12 | 5spot_SharedNeighbor | Water | Porous | Wet | R245fa | MinimizeLCOE_Brownfield | IgnoreSilica | 2019 | 16.8085 | 4.0136 | 0.22422 | 4 | 23890.499 | 43169.3482 | 487.0401 | 880.0656 | 125.4811 | 0 | 108.0756 | 1079096.5785 | 45185.4323 | 1031472.1723 | 693507.2056 | 0 | 315128.2842 | 0 | 1234111.9724 | 3210906.201 | 2191509.4597 | 9800917.3059 | 961560.8286 | 10664466.8222 | 10664466.8222 | 1478867.319 | 5147507.7987 | 0 | 21426944.9567 | 38717786.8966 | 4216.965 | 0.89688 | 23890.499 | 43169.3482 | 487.0401 | 880.0656
1 | 3300 | 707 | 0.035 | 15 | 15 | 7 | 5.6234e-12 | 5spot_SharedNeighbor | Water | Porous | Wet | R245fa | MinimizeLCOE_Brownfield | IgnoreSilica | 2019 | 21.3586 | 5.1363 | 0.29934 | 4 | 19615.0327 | 34055.7502 | 399.879 | 694.2725 | 125.9786 | 0 | 97.1477 | 1286640.3896 | 54019.0533 | 1256037.8447 | 877644.7695 | 0 | 354976.2344 | 0 | 1493434.1337 | 3885609.2705 | 2652008.1684 | 11860369.8643 | 961560.8286 | 10664466.8222 | 10664466.8222 | 1478867.319 | 5147507.7987 | 0 | 23486397.5151 | 40777239.455 | 5623.4133 | 1.1974 | 19615.0327 | 34055.7502 | 399.879 | 694.2725
1 | 3300 | 707 | 0.035 | 15 | 15 | 7 | 7.4989e-12 | 5spot_SharedNeighbor | Water | Porous | Wet | R245fa | MinimizeLCOE_Brownfield | IgnoreSilica | 2019 | 26.9734 | 6.5224 | 0.39525 | 4 | 16388.7911 | 27325.5283 | 334.1077 | 557.0679 | 126.3642 | 0 | 114.5841 | 1525271.5763 | 64149.7689 | 1520165.2993 | 1105243.0211 | 0 | 397140.7628 | 0 | 1798668.4671 | 4679766.3938 | 3194036.7233 | 14284442.0127 | 961560.8286 | 10664466.8222 | 10664466.8222 | 1478867.319 | 5147507.7987 | 0 | 25910469.6635 | 43201311.6035 | 7498.9421 | 1.581 | 16388.7911 | 27325.5283 | 334.1077 | 557.0679
1 | 3300 | 707 | 0.035 | 15 | 15 | 7 | 1e-11 | 5spot_SharedNeighbor | Water | Porous | Wet | R245fa | MinimizeLCOE_Brownfield | IgnoreSilica | 2019 | 33.8212 | 8.2132 | 0.51614 | 4 | 13918.4768 | 22293.5907 | 283.747 | 454.485 | 126.6637 | 0 | 122.0687 | 1797057.2468 | 75655.2144 | 1827633.4675 | 1382883.1876 | 0 | 440814.7269 | 0 | 2154377.0989 | 5605247.2878 | 3825696.4502 | 17109364.6801 | 961560.8286 | 10664466.8222 | 10664466.8222 | 1478867.319 | 5147507.7987 | 0 | 28735392.3309 | 46026234.2709 | 10000 | 2.0646 | 13918.4768 | 22293.5907 | 283.747 | 454.485
1 | 3300 | 707 | 0.035 | 15 | 15 | 7 | 1.3335e-11 | 5spot_SharedNeighbor | Water | Porous | Wet | R245fa | MinimizeLCOE_Brownfield | IgnoreSilica | 2019 | 42.0501 | 10.2454 | 0.66614 | 4 | 12004.4598 | 18493.651 | 244.7272 | 377.0181 | 126.8953 | 0 | 136.9679 | 2102879.4923 | 88564.2283 | 2180876.1261 | 1716545.3612 | 0 | 484887.9661 | 0 | 2563763.7378 | 6670387.3456 | 4552676.4261 | 20360580.6835 | 961560.8286 | 10664466.8222 | 10664466.8222 | 1478867.319 | 5147507.7987 | 0 | 31986608.3343 | 49277450.2743 | 13335.2143 | 2.6646 | 12004.4598 | 18493.651 | 244.7272 | 377.0181
1 | 3300 | 707 | 0.035 | 15 | 15 | 7 | 1.7783e-11 | 5spot_SharedNeighbor | Water | Porous | Wet | R245fa | MinimizeLCOE_Brownfield | IgnoreSilica | 2019 | 51.5897 | 12.6001 | 0.84678 | 4 | 10510.3758 | 15615.2492 | 214.2682 | 318.338 | 127.0638 | 0 | 138.3656 | 2435815.4379 | 102574.118 | 2573091.9717 | 2103425.1299 | 0 | 525474.5247 | 0 | 3018748.661 | 7854164.7855 | 5360628.8531 | 23973923.4817 | 961560.8286 | 10664466.8222 | 10664466.8222 | 1478867.319 | 5147507.7987 | 0 | 35599951.1325 | 52890793.0725 | 17782.7941 | 3.3871 | 10510.3758 | 15615.2492 | 214.2682 | 318.338
1 | 3300 | 707 | 0.035 | 15 | 15 | 7 | 2.3714e-11 | 5spot_SharedNeighbor | Water | Porous | Wet | R245fa | MinimizeLCOE_Brownfield | IgnoreSilica | 2019 | 62.1427 | 15.1992 | 1.0552 | 4 | 9342.2832 | 13438.7556 | 190.4551 | 273.9672 | 127.1628 | 0 | 146.3816 | 2782587.1732 | 117107.1796 | 2989398.2804 | 2531067.1697 | 0 | 557764.9735 | 0 | 3501390.6628 | 9109900.2706 | 6217694.1244 | 27806909.8341 | 961560.8286 | 10664466.8222 | 10664466.8222 | 1478867.319 | 5147507.7987 | 0 | 39432937.485 | 56723779.4249 | 23713.7371 | 4.2209 | 9342.2832 | 13438.7556 | 190.4551 | 273.9672
1 | 3300 | 707 | 0.035 | 15 | 15 | 7 | 3.1623e-11 | 5spot_SharedNeighbor | Water | Porous | Wet | R245fa | MinimizeLCOE_Brownfield | IgnoreSilica | 2019 | 73.1554 | 17.8984 | 1.2828 | 4 | 8432.1447 | 11802.0218 | 171.9007 | 240.6002 | 127.1845 | 0 | 181.5384 | 3124114.8881 | 131339.2093 | 3406989.5161 | 2975937.916 | 0 | 576898.2631 | 0 | 3983959.1191 | 10365444.4055 | 7074628.7953 | 31639312.1124 | 961560.8286 | 10664466.8222 | 10664466.8222 | 1478867.319 | 5147507.7987 | 0 | 43265339.7632 | 60556181.7031 | 31622.7766 | 5.131 | 8432.1447 | 11802.0218 | 171.9007 | 240.6002
1 | 3300 | 707 | 0.035 | 15 | 15 | 7 | 4.217e-11 | 5spot_SharedNeighbor | Water | Porous | Wet | R245fa | MinimizeLCOE_Brownfield | IgnoreSilica | 2019 | 84.0787 | 20.5555 | 1.5178 | 4 | 7726.7941 | 10574.8374 | 157.5211 | 215.5824 | 127.1325 | 0 | 150.639 | 3444850.0726 | 144608.7427 | 3806076.6482 | 3415066.9678 | 0 | 581537.2591 | 0 | 4442934.4793 | 11559604.144 | 7889667.3544 | 35284345.6682 | 961560.8286 | 10664466.8222 | 10664466.8222 | 1478867.319 | 5147507.7987 | 0 | 46910373.319 | 64201215.2589 | 42169.6503 | 6.0711 | 7726.7941 | 10574.8374 | 157.5211 | 215.5824
1 | 3300 | 707 | 0.035 | 15 | 15 | 7 | 5.6234e-11 | 5spot_SharedNeighbor | Water | Porous | Wet | R245fa | MinimizeLCOE_Brownfield | IgnoreSilica | 2019 | 94.3339 | 23.0264 | 1.747 | 4 | 7183.1715 | 9657.5778 | 146.4387 | 196.8828 | 127.0236 | 0 | 205.1994 | 3731183.654 | 156357.5716 | 4168212.6568 | 3824838.4672 | 0 | 572077.4417 | 0 | 4856541.2186 | 12635724.0373 | 8624141.2937 | 38569076.341 | 961560.8286 | 10664466.8222 | 10664466.8222 | 1478867.319 | 5147507.7987 | 0 | 50195103.9919 | 67485945.9318 | 56234.1325 | 6.9879 | 7183.1715 | 9657.5778 | 146.4387 | 196.8828
1 | 3300 | 707 | 0.035 | 15 | 15 | 7 | 7.4989e-11 | 5spot_SharedNeighbor | Water | Porous | Wet | R245fa | MinimizeLCOE_Brownfield | IgnoreSilica | 2019 | 103.5787 | 25.2314 | 1.9601 | 4 | 6766.1656 | 8971.5367 | 137.9374 | 182.8969 | 126.8805 | 0 | 179.3742 | 3978100.3689 | 166406.1356 | 4485023.694 | 4192518.3147 | 0 | 552044.9293 | 0 | 5215896.4426 | 13570692.6161 | 9262276.5603 | 41422959.0615 | 961560.8286 | 10664466.8222 | 10664466.8222 | 1478867.319 | 5147507.7987 | 0 | 53048986.7123 | 70339828.6523 | 74989.4209 | 7.8403 | 6766.1656 | 8971.5367 | 137.9374 | 182.8969
1 | 3300 | 707 | 0.035 | 15 | 15 | 7 | 1e-10 | 5spot_SharedNeighbor | Water | Porous | Wet | R245fa | MinimizeLCOE_Brownfield | IgnoreSilica | 2019 | 111.5371 | 27.1102 | 2.1489 | 4 | 6447.6403 | 8459.2182 | 131.4439 | 172.4526 | 126.7262 | 0 | 199.7206 | 4182619.2122 | 174662.0346 | 4750780.2009 | 4507396.338 | 0 | 524715.9247 | 0 | 5514667.747 | 14348034.2639 | 9792828.2077 | 43795703.9289 | 961560.8286 | 10664466.8222 | 10664466.8222 | 1478867.319 | 5147507.7987 | 0 | 55421731.5797 | 72712573.5196 | 100000 | 8.5957 | 6447.6403 | 8459.2182 | 131.4439 | 172.4526
1 | 3300 | 707 | 0.035 | 15 | 15 | 7 | 1.3335e-10 | 5spot_SharedNeighbor | Water | Porous | Wet | R245fa | MinimizeLCOE_Brownfield | IgnoreSilica | 2019 | 118.1607 | 28.6592 | 2.31 | 4 | 6205.1593 | 8076.4731 | 126.5006 | 164.6498 | 126.5774 | 0 | 203.9852 | 4347411.9181 | 181264.6207 | 4967235.9258 | 4768137.1336 | 0 | 493967.5021 | 0 | 5755626.6691 | 14974959.9517 | 10220717.8717 | 45709321.5928 | 961560.8286 | 10664466.8222 | 10664466.8222 | 1478867.319 | 5147507.7987 | 0 | 57335349.2436 | 74626191.1835 | 133352.1432 | 9.2399 | 6205.1593 | 8076.4731 | 126.5006 | 164.6498
1 | 3300 | 707 | 0.035 | 15 | 15 | 7 | 1.7783e-10 | 5spot_SharedNeighbor | Water | Porous | Wet | R245fa | MinimizeLCOE_Brownfield | IgnoreSilica | 2019 | 123.5586 | 29.9111 | 2.4436 | 4 | 6021.0596 | 7790.0201 | 122.7474 | 158.8101 | 126.4433 | 0 | 218.6773 | 4478187.9639 | 186470.0141 | 5140548.7318 | 4979682.6954 | 0 | 463228.102 | 0 | 5946765.8278 | 15472264.8346 | 10560138.6729 | 47227286.8427 | 961560.8286 | 10664466.8222 | 10664466.8222 | 1478867.319 | 5147507.7987 | 0 | 58853314.4935 | 76144156.4334 | 177827.941 | 9.7746 | 6021.0596 | 7790.0201 | 122.7474 | 158.8101
1 | 3300 | 707 | 0.035 | 15 | 15 | 7 | 2.3714e-10 | 5spot_SharedNeighbor | Water | Porous | Wet | R245fa | MinimizeLCOE_Brownfield | IgnoreSilica | 2019 | 127.8272 | 30.8941 | 2.5514 | 4 | 5881.5835 | 7575.8596 | 119.904 | 154.4441 | 126.3294 | 0 | 200.2268 | 4579420.3668 | 190477.185 | 5275679.41 | 5146343.4467 | 0 | 434229.3573 | 0 | 6094198.4087 | 15855854.1674 | 10821946.2745 | 48398148.6165 | 961560.8286 | 10664466.8222 | 10664466.8222 | 1478867.319 | 5147507.7987 | 0 | 60024176.2673 | 77315018.2073 | 237137.3706 | 10.2054 | 5881.5835 | 7575.8596 | 119.904 | 154.4441
1 | 3300 | 707 | 0.035 | 15 | 15 | 7 | 3.1623e-10 | 5spot_SharedNeighbor | Water | Porous | Wet | R245fa | MinimizeLCOE_Brownfield | IgnoreSilica | 2019 | 131.1614 | 31.6575 | 2.6367 | 4 | 5776.0987 | 7415.5262 | 117.7536 | 151.1755 | 126.2358 | 0 | 235.0052 | 4657178.4174 | 193541.2441 | 5380069.4046 | 5276128.4798 | 0 | 408401.1085 | 0 | 6206974.2752 | 16149273.8386 | 11022211.2292 | 49293777.9974 | 961560.8286 | 10664466.8222 | 10664466.8222 | 1478867.319 | 5147507.7987 | 0 | 60919805.6482 | 78210647.5882 | 316227.766 | 10.5469 | 5776.0987 | 7415.5262 | 117.7536 | 151.1755
1 | 3300 | 707 | 0.035 | 15 | 15 | 7 | 4.217e-10 | 5spot_SharedNeighbor | Water | Porous | Wet | R245fa | MinimizeLCOE_Brownfield | IgnoreSilica | 2019 | 130.146 | 31.4251 | 2.6541 | 4 | 5695.0856 | 7323.7796 | 116.102 | 149.3052 | 126.2639 | 0 | 1139.0016 | 4633561.9811 | 192610.7647 | 5348339.85 | 5236609.3216 | 0 | 356134.1357 | 0 | 6149229.8607 | 15999034.7172 | 10919669.9418 | 48835190.5729 | 961560.8286 | 10664466.8222 | 10664466.8222 | 1478867.319 | 5147507.7987 | 0 | 60461218.2237 | 77752060.1636 | 421696.5034 | 10.6164 | 5695.0856 | 7323.7796 | 116.102 | 149.3052
1 | 3300 | 707 | 0.035 | 15 | 15 | 7 | 5.6234e-10 | 5spot_SharedNeighbor | Water | Porous | Wet | R245fa | MinimizeLCOE_Brownfield | IgnoreSilica | 2019 | 137.9903 | 33.2197 | 2.7891 | 4 | 5631.9774 | 7181.848 | 114.8155 | 146.4117 | 126.0547 | 0 | 206.7292 | 4814608.4107 | 199740.7984 | 5592129.3671 | 5541818.7009 | 0 | 384439.4611 | 0 | 6447767.3279 | 16775767.9682 | 11449806.3459 | 51206078.3802 | 961560.8286 | 10664466.8222 | 10664466.8222 | 1478867.319 | 5147507.7987 | 0 | 62832106.031 | 80122947.971 | 562341.3252 | 11.1563 | 5631.9774 | 7181.848 | 114.8155 | 146.4117
1 | 3300 | 707 | 0.035 | 15 | 15 | 7 | 7.4989e-10 | 5spot_SharedNeighbor | Water | Porous | Wet | R245fa | MinimizeLCOE_Brownfield | IgnoreSilica | 2019 | 139.5808 | 33.5825 | 2.8304 | 4 | 5586.5437 | 7113.8014 | 113.8892 | 145.0245 | 126.0128 | 0 | 205.7865 | 4850813.4064 | 201163.352 | 5641094.7671 | 5603603.6824 | 0 | 370350.6665 | 0 | 6500140.091 | 16912031.1548 | 11542808.7706 | 51622005.8908 | 961560.8286 | 10664466.8222 | 10664466.8222 | 1478867.319 | 5147507.7987 | 0 | 63248033.5416 | 80538875.4816 | 749894.2093 | 11.3215 | 5586.5437 | 7113.8014 | 113.8892 | 145.0245
1 | 3300 | 707 | 0.035 | 15 | 15 | 7 | 1e-09 | 5spot_SharedNeighbor | Water | Porous | Wet | R245fa | MinimizeLCOE_Brownfield | IgnoreSilica | 2019 | 140.7741 | 33.8542 | 2.8617 | 4 | 5552.3422 | 7062.8699 | 113.192 | 143.9862 | 125.981 | 0 | 213.7646 | 4877848.1572 | 202224.6667 | 5677709.5711 | 5650006.8287 | 0 | 359005.45 | 0 | 6539049.9228 | 17013266.5556 | 11611904.0118 | 51931015.1641 | 961560.8286 | 10664466.8222 | 10664466.8222 | 1478867.319 | 5147507.7987 | 0 | 63557042.8149 | 80847884.7549 | 1000000 | 11.4469 | 5552.3422 | 7062.8699 | 113.192 | 143.9862
1 | 3300 | 707 | 0.035 | 15 | 15 | 7 | 1.3335e-09 | 5spot_SharedNeighbor | Water | Porous | Wet | R245fa | MinimizeLCOE_Brownfield | IgnoreSilica | 2019 | 141.6755 | 34.0593 | 2.8855 | 4 | 5526.6173 | 7024.6789 | 112.6676 | 143.2076 | 125.9568 | 0 | 216.9806 | 4898198.4602 | 203023.0235 | 5705300.9253 | 5685086.4144 | 0 | 350080.7839 | 0 | 6568258.9468 | 17089262.4445 | 11663772.7676 | 52162983.7661 | 961560.8286 | 10664466.8222 | 10664466.8222 | 1478867.319 | 5147507.7987 | 0 | 63789011.4169 | 81079853.3569 | 1333521.4322 | 11.5421 | 5526.6173 | 7024.6789 | 112.6676 | 143.2076
1 | 3300 | 707 | 0.035 | 15 | 15 | 7 | 1.7783e-09 | 5spot_SharedNeighbor | Water | Porous | Wet | R245fa | MinimizeLCOE_Brownfield | IgnoreSilica | 2019 | 142.3601 | 34.2149 | 2.9036 | 4 | 5507.2808 | 6996.0062 | 112.2734 | 142.623 | 125.9383 | 0 | 221.772 | 4913606.2446 | 203627.0154 | 5726212.2106 | 5711713.6361 | 0 | 343178.5198 | 0 | 6590351.6743 | 17146743.1896 | 11703004.5572 | 52338437.0475 | 961560.8286 | 10664466.8222 | 10664466.8222 | 1478867.319 | 5147507.7987 | 0 | 63964464.6983 | 81255306.6383 | 1778279.41 | 11.6145 | 5507.2808 | 6996.0062 | 112.2734 | 142.623
1 | 3300 | 707 | 0.035 | 15 | 15 | 7 | 2.3714e-09 | 5spot_SharedNeighbor | Water | Porous | Wet | R245fa | MinimizeLCOE_Brownfield | IgnoreSilica | 2019 | 142.8741 | 34.3316 | 2.9173 | 4 | 5492.7539 | 6974.5157 | 111.9772 | 142.1849 | 125.9243 | 0 | 202.225 | 4925148.5107 | 204079.211 | 5741889.2477 | 5731698.9147 | 0 | 337845.177 | 0 | 6606857.8138 | 17189688.7787 | 11732315.8042 | 52469523.4579 | 961560.8286 | 10664466.8222 | 10664466.8222 | 1478867.319 | 5147507.7987 | 0 | 64095551.1087 | 81386393.0486 | 2371373.7057 | 11.6691 | 5492.7539 | 6974.5157 | 111.9772 | 142.1849
1 | 3300 | 707 | 0.035 | 15 | 15 | 7 | 3.1623e-09 | 5spot_SharedNeighbor | Water | Porous | Wet | R245fa | MinimizeLCOE_Brownfield | IgnoreSilica | 2019 | 143.2419 | 34.4151 | 2.9273 | 4 | 5481.8449 | 6958.5344 | 111.7548 | 141.8591 | 125.9143 | 0 | 208.7838 | 4933394.699 | 204402.1285 | 5753095.9272 | 5745997.5931 | 0 | 333612.4424 | 0 | 6618496.0881 | 17219969.1811 | 11752982.8011 | 52561950.8605 | 961560.8286 | 10664466.8222 | 10664466.8222 | 1478867.319 | 5147507.7987 | 0 | 64187978.5113 | 81478820.4512 | 3162277.6602 | 11.7092 | 5481.8449 | 6958.5344 | 111.7548 | 141.8591
1 | 3300 | 707 | 0.035 | 15 | 15 | 7 | 4.217e-09 | 5spot_SharedNeighbor | Water | Porous | Wet | R245fa | MinimizeLCOE_Brownfield | IgnoreSilica | 2019 | 143.5346 | 34.4815 | 2.9351 | 4 | 5473.6554 | 6946.4335 | 111.5879 | 141.6124 | 125.9063 | 0 | 201.3798 | 4939947.3464 | 204658.6497 | 5762004.6643 | 5757371.369 | 0 | 330516.9909 | 0 | 6627854.6179 | 17244318.1559 | 11769601.4767 | 52636273.2708 | 961560.8286 | 10664466.8222 | 10664466.8222 | 1478867.319 | 5147507.7987 | 0 | 64262300.9216 | 81553142.8615 | 4216965.0343 | 11.7403 | 5473.6554 | 6946.4335 | 111.5879 | 141.6124
1 | 3300 | 707 | 0.035 | 15 | 15 | 7 | 5.6234e-09 | 5spot_SharedNeighbor | Water | Porous | Wet | R245fa | MinimizeLCOE_Brownfield | IgnoreSilica | 2019 | 143.7561 | 34.5317 | 2.9409 | 4 | 5467.5091 | 6937.347 | 111.4626 | 141.4272 | 125.9002 | 0 | 203.3132 | 4944902.456 | 204852.5823 | 5768743.6433 | 5765979.2422 | 0 | 328180.9352 | 0 | 6634936.955 | 17262744.9443 | 11782178.1384 | 52692518.8969 | 961560.8286 | 10664466.8222 | 10664466.8222 | 1478867.319 | 5147507.7987 | 0 | 64318546.5477 | 81609388.4877 | 5623413.2519 | 11.7638 | 5467.5091 | 6937.347 | 111.4626 | 141.4272
1 | 3300 | 707 | 0.035 | 15 | 15 | 7 | 7.4989e-09 | 5spot_SharedNeighbor | Water | Porous | Wet | R245fa | MinimizeLCOE_Brownfield | IgnoreSilica | 2019 | 143.907 | 34.5659 | 2.9451 | 4 | 5462.8971 | 6930.6419 | 111.3685 | 141.2905 | 125.8961 | 0 | 208.0998 | 4948276.5586 | 204984.6082 | 5773333.6706 | 5771844.4261 | 0 | 326291.6324 | 0 | 6639645.0494 | 17274994.44 | 11790538.6709 | 52729909.0561 | 961560.8286 | 10664466.8222 | 10664466.8222 | 1478867.319 | 5147507.7987 | 0 | 64355936.7069 | 81646778.6468 | 7498942.0933 | 11.7806 | 5462.8971 | 6930.6419 | 111.3685 | 141.2905
1 | 3300 | 707 | 0.035 | 15 | 15 | 7 | 1e-08 | 5spot_SharedNeighbor | Water | Porous | Wet | R245fa | MinimizeLCOE_Brownfield | IgnoreSilica | 2019 | 144.0339 | 34.5947 | 2.9485 | 4 | 5459.437 | 6925.5174 | 111.298 | 141.186 | 125.8926 | 0 | 187.5248 | 4951111.2142 | 205095.5156 | 5777190.4019 | 5776773.7802 | 0 | 324972.8606 | 0 | 6643706.0713 | 17285560.3859 | 11797750.1461 | 52762160.3757 | 961560.8286 | 10664466.8222 | 10664466.8222 | 1478867.319 | 5147507.7987 | 0 | 64388188.0265 | 81679029.9665 | 10000000 | 11.7939 | 5459.437 | 6925.5174 | 111.298 | 141.186
1 | 3400 | 707 | 0.035 | 15 | 15 | 7 | 1e-13 | 5spot_SharedNeighbor | Water | Porous | Wet | R245fa | MinimizeLCOE_Brownfield | IgnoreSilica | 2019 | 0 | 0 | 0 | 0 |  |  |  |  | 15 |  | 24.3497 | [19 empty] | 100 | 0
1 | 3400 | 707 | 0.035 | 15 | 15 | 7 | 1.3335e-13 | 5spot_SharedNeighbor | Water | Porous | Wet | R245fa | MinimizeLCOE_Brownfield | IgnoreSilica | 2019 | 0 | 0 | 0 | 0 |  |  |  |  | 15 |  | 25.6564 | [19 empty] | 133.3521 | 0
1 | 3400 | 707 | 0.035 | 15 | 15 | 7 | 1.7783e-13 | 5spot_SharedNeighbor | Water | Porous | Wet | R245fa | MinimizeLCOE_Brownfield | IgnoreSilica | 2019 | 0 | 0 | 0 | 0 |  |  |  |  | 15 |  | 25.5073 | [19 empty] | 177.8279 | 0
1 | 3400 | 707 | 0.035 | 15 | 15 | 7 | 2.3714e-13 | 5spot_SharedNeighbor | Water | Porous | Wet | R245fa | MinimizeLCOE_Brownfield | IgnoreSilica | 2019 | 0.97664 | 0.14657 | 0.0010406 | 4 | 3100040.383 | 7388433.7167 | 63198.5163 | 150623.2149 | 96.6468 | 0 | 47.9295 | 90447.8707 | 3072.7828 | 74562.3716 | 55440.3213 | 0 | 60010.7679 | 0 | 110578.3046 | 287702.0657 | 196362.5716 | 878177.0561 | 961560.8286 | 11063974.3309 | 11063974.3309 | 1478867.319 | 5307310.8022 | 0 | 12903712.2157 | 30753864.6679 | 237.1374 | 0.0041624 | 3100040.383 | 7388433.7167 | 63198.5163 | 150623.2149
1 | 3400 | 707 | 0.035 | 15 | 15 | 7 | 3.1623e-13 | 5spot_SharedNeighbor | Water | Porous | Wet | R245fa | MinimizeLCOE_Brownfield | IgnoreSilica | 2019 | 1.4371 | 0.25392 | 0.0048401 | 4 | 687223.7723 | 1609221.3387 | 14009.9861 | 32806.1536 | 105.9679 | 0 | 61.1597 | 140909.3592 | 5126.7481 | 114925.0743 | 73634.8071 | 0 | 78455.578 | 0 | 161090.111 | 419123.4247 | 286060.3495 | 1279325.4518 | 961560.8286 | 11063974.3309 | 11063974.3309 | 1478867.319 | 5307310.8022 | 0 | 13304860.6113 | 31155013.0635 | 316.2278 | 0.01936 | 687223.7723 | 1609221.3387 | 14009.9861 | 32806.1536
1 | 3400 | 707 | 0.035 | 15 | 15 | 7 | 4.217e-13 | 5spot_SharedNeighbor | Water | Porous | Wet | R245fa | MinimizeLCOE_Brownfield | IgnoreSilica | 2019 | 1.9042 | 0.36779 | 0.010777 | 4 | 317259.2848 | 731331.8659 | 6467.7596 | 14909.1893 | 111.4118 | 0 | 323.3256 | 188367.6254 | 7131.7916 | 153961.7091 | 92519.521 | 0 | 91109.9757 | 0 | 207905.3429 | 540927.055 | 369193.83 | 1651116.8508 | 961560.8286 | 11063974.3309 | 11063974.3309 | 1478867.319 | 5307310.8022 | 0 | 13676652.0103 | 31526804.4626 | 421.6965 | 0.043109 | 317259.2848 | 731331.8659 | 6467.7596 | 14909.1893
1 | 3400 | 707 | 0.035 | 15 | 15 | 7 | 5.6234e-13 | 5spot_SharedNeighbor | Water | Porous | Wet | R245fa | MinimizeLCOE_Brownfield | IgnoreSilica | 2019 | 2.5266 | 0.523 | 0.019396 | 4 | 182304.3452 | 412375.6022 | 3716.5207 | 8406.8344 | 115.8368 | 0 | 470.9857 | 246763.5125 | 9648.7362 | 203401.4743 | 117918.6683 | 0 | 106294.9308 | 0 | 266770.6556 | 694082.5238 | 473725.5844 | 2118606.086 | 961560.8286 | 11063974.3309 | 11063974.3309 | 1478867.319 | 5307310.8022 | 0 | 14144141.2456 | 31994293.6978 | 562.3413 | 0.077585 | 182304.3452 | 412375.6022 | 3716.5207 | 8406.8344
1 | 3400 | 707 | 0.035 | 15 | 15 | 7 | 7.4989e-13 | 5spot_SharedNeighbor | Water | Porous | Wet | R245fa | MinimizeLCOE_Brownfield | IgnoreSilica | 2019 | 3.3434 | 0.72978 | 0.031459 | 4 | 116985.8667 | 258836.2289 | 2384.9151 | 5276.7266 | 119.3252 | 0 | 600.7196 | 317177.7466 | 12720.599 | 264870.2221 | 151553.5987 | 0 | 124036.4167 | 0 | 339439.8474 | 883152.8543 | 602769.9701 | 2695721.255 | 961560.8286 | 11063974.3309 | 11063974.3309 | 1478867.319 | 5307310.8022 | 0 | 14721256.4145 | 32571408.8668 | 749.8942 | 0.12584 | 116985.8667 | 258836.2289 | 2384.9151 | 5276.7266
1 | 3400 | 707 | 0.035 | 15 | 15 | 7 | 1e-12 | 5spot_SharedNeighbor | Water | Porous | Wet | R245fa | MinimizeLCOE_Brownfield | IgnoreSilica | 2019 | 4.4332 | 1.0082 | 0.048058 | 4 | 80350.7986 | 173208.4934 | 1638.0597 | 3531.0894 | 122.0859 | 0 | 76.6852 | 403191.9259 | 16496.9747 | 342344.9792 | 196661.0662 | 0 | 145638.509 | 0 | 430690.0475 | 1120567.1568 | 764810.1099 | 3420400.7691 | 961560.8286 | 11063974.3309 | 11063974.3309 | 1478867.319 | 5307310.8022 | 0 | 15445935.9287 | 33296088.3809 | 1000 | 0.19223 | 80350.7986 | 173208.4934 | 1638.0597 | 3531.0894
1 | 3400 | 707 | 0.035 | 15 | 15 | 7 | 1.3335e-12 | 5spot_SharedNeighbor | Water | Porous | Wet | R245fa | MinimizeLCOE_Brownfield | IgnoreSilica | 2019 | 5.8754 | 1.3779 | 0.070467 | 4 | 57990.1052 | 121318.5579 | 1182.2067 | 2473.2429 | 124.2174 | 0 | 71.3904 | 507035.9028 | 21063.8569 | 438921.2111 | 256226.0625 | 0 | 171510.3613 | 0 | 543955.3839 | 1415260.3282 | 965944.2547 | 4319917.3613 | 961560.8286 | 11063974.3309 | 11063974.3309 | 1478867.319 | 5307310.8022 | 0 | 16345452.5209 | 34195604.9731 | 1333.5214 | 0.28187 | 57990.1052 | 121318.5579 | 1182.2067 | 2473.2429
1 | 3400 | 707 | 0.035 | 15 | 15 | 7 | 1.7783e-12 | 5spot_SharedNeighbor | Water | Porous | Wet | R245fa | MinimizeLCOE_Brownfield | IgnoreSilica | 2019 | 7.822 | 1.876 | 0.10033 | 4 | 43565.8306 | 88044.8655 | 888.1484 | 1794.9137 | 125.7923 | 0 | 102.4234 | 634121.8102 | 26631.8758 | 561219.5192 | 336270.1051 | 0 | 204006.2286 | 0 | 687277.3202 | 1788154.6071 | 1220452.2623 | 5458133.7285 | 961560.8286 | 11063974.3309 | 11063974.3309 | 1478867.319 | 5307310.8022 | 0 | 17483668.888 | 35333821.3402 | 1778.2794 | 0.40132 | 43565.8306 | 88044.8655 | 888.1484 | 1794.9137
1 | 3400 | 707 | 0.035 | 15 | 15 | 7 | 2.3714e-12 | 5spot_SharedNeighbor | Water | Porous | Wet | R245fa | MinimizeLCOE_Brownfield | IgnoreSilica | 2019 | 10.399 | 2.5443 | 0.14158 | 4 | 33409.6926 | 64930.1723 | 681.1018 | 1323.6894 | 127.1868 | 0 | 78.4722 | 790568.9415 | 33522.7314 | 715448.8219 | 443692.2652 | 0 | 242766.692 | 0 | 868139.7862 | 2258721.6438 | 1541623.934 | 6894484.816 | 961560.8286 | 11063974.3309 | 11063974.3309 | 1478867.319 | 5307310.8022 | 0 | 18920019.9755 | 36770172.4277 | 2371.3737 | 0.5663 | 33409.6926 | 64930.1723 | 681.1018 | 1323.6894
1 | 3400 | 707 | 0.035 | 15 | 15 | 7 | 3.1623e-12 | 5spot_SharedNeighbor | Water | Porous | Wet | R245fa | MinimizeLCOE_Brownfield | IgnoreSilica | 2019 | 13.8459 | 3.4356 | 0.19618 | 4 | 26416.7446 | 49164.4664 | 538.5411 | 1002.2841 | 128.1657 | 0 | 91.4123 | 980884.6847 | 41864.1274 | 909126.9513 | 587656.0065 | 0 | 290603.6095 | 0 | 1095952.798 | 2851444.3695 | 1946169.3735 | 8703701.9205 | 961560.8286 | 11063974.3309 | 11063974.3309 | 1478867.319 | 5307310.8022 | 0 | 20729237.0801 | 38579389.5323 | 3162.2777 | 0.7847 | 26416.7446 | 49164.4664 | 538.5411 | 1002.2841
1 | 3400 | 707 | 0.035 | 15 | 15 | 7 | 4.217e-12 | 5spot_SharedNeighbor | Water | Porous | Wet | R245fa | MinimizeLCOE_Brownfield | IgnoreSilica | 2019 | 18.3043 | 4.5883 | 0.26797 | 4 | 21394.8897 | 38047.8406 | 436.1638 | 775.6567 | 128.8928 | 0 | 82.1176 | 1206269.5256 | 51702.459 | 1145312.6336 | 772904.1334 | 0 | 345466.6703 | 0 | 1373445.6145 | 3573423.7566 | 2438935.1404 | 10907459.9335 | 961560.8286 | 11063974.3309 | 11063974.3309 | 1478867.319 | 5307310.8022 | 0 | 22932995.093 | 40783147.5453 | 4216.965 | 1.0719 | 21394.8897 | 38047.8406 | 436.1638 | 775.6567
1 | 3400 | 707 | 0.035 | 15 | 15 | 7 | 5.6234e-12 | 5spot_SharedNeighbor | Water | Porous | Wet | R245fa | MinimizeLCOE_Brownfield | IgnoreSilica | 2019 | 23.2151 | 5.8584 | 0.35661 | 4 | 17670.4487 | 30184.3231 | 360.236 | 615.3483 | 129.3744 | 0 | 87.5037 | 1435984.856 | 61701.6932 | 1392139.7178 | 977183.3367 | 0 | 388406.8282 | 0 | 1659612.4085 | 4317971.0536 | 2947103.9695 | 13180103.8635 | 961560.8286 | 11063974.3309 | 11063974.3309 | 1478867.319 | 5307310.8022 | 0 | 25205639.0231 | 43055791.4753 | 5623.4133 | 1.4264 | 17670.4487 | 30184.3231 | 360.236 | 615.3483
1 | 3400 | 707 | 0.035 | 15 | 15 | 7 | 7.4989e-12 | 5spot_SharedNeighbor | Water | Porous | Wet | R245fa | MinimizeLCOE_Brownfield | IgnoreSilica | 2019 | 29.2586 | 7.4219 | 0.46935 | 4 | 14846.6984 | 24354.5583 | 302.67 | 496.5006 | 129.7481 | 0 | 101.9817 | 1699525.615 | 73140.1628 | 1681756.1827 | 1228684.024 | 0 | 433622.7695 | 0 | 1995524.214 | 5191944.6667 | 3543608.9188 | 15847806.5535 | 961560.8286 | 11063974.3309 | 11063974.3309 | 1478867.319 | 5307310.8022 | 0 | 27873341.713 | 45723494.1652 | 7498.9421 | 1.8774 | 14846.6984 | 24354.5583 | 302.67 | 496.5006
1 | 3400 | 707 | 0.035 | 15 | 15 | 7 | 1e-11 | 5spot_SharedNeighbor | Water | Porous | Wet | R245fa | MinimizeLCOE_Brownfield | IgnoreSilica | 2019 | 36.6009 | 9.3219 | 0.61089 | 4 | 12674.7582 | 19979.7337 | 258.3921 | 407.3139 | 130.0384 | 0 | 104.5752 | 1998779.4064 | 86090.4475 | 2017760.5413 | 1534302.7846 | 0 | 480101.6022 | 0 | 2385643.565 | 6206955.1933 | 4236374.4596 | 18946007.9998 | 961560.8286 | 11063974.3309 | 11063974.3309 | 1478867.319 | 5307310.8022 | 0 | 30971543.1593 | 48821695.6115 | 10000 | 2.4436 | 12674.7582 | 19979.7337 | 258.3921 | 407.3139
1 | 3400 | 707 | 0.035 | 15 | 15 | 7 | 1.3335e-11 | 5spot_SharedNeighbor | Water | Porous | Wet | R245fa | MinimizeLCOE_Brownfield | IgnoreSilica | 2019 | 45.3487 | 11.5859 | 0.78527 | 4 | 10986.0221 | 16668.8648 | 223.9649 | 339.8174 | 130.2604 | 0 | 116.8982 | 2332954.7716 | 100508.3706 | 2400717.4096 | 1898580.5978 | 0 | 526000.0411 | 0 | 2830916.8643 | 7365464.9801 | 5027081.1941 | 22482224.229 | 961560.8286 | 11063974.3309 | 11063974.3309 | 1478867.319 | 5307310.8022 | 0 | 34507759.3886 | 52357911.8408 | 13335.2143 | 3.1411 | 10986.0221 | 16668.8648 | 223.9649 | 339.8174
1 | 3400 | 707 | 0.035 | 15 | 15 | 7 | 1.7783e-11 | 5spot_SharedNeighbor | Water | Porous | Wet | R245fa | MinimizeLCOE_Brownfield | IgnoreSilica | 2019 | 55.3675 | 14.176 | 0.99291 | 4 | 9665.6782 | 14160.0842 | 197.0479 | 288.6725 | 130.4142 | 0 | 158.2553 | 2692558.6061 | 115967.5909 | 2820948.0088 | 2315536.0463 | 0 | 566736.1303 | 0 | 3319581.0891 | 8636869.0542 | 5894840.5994 | 26363037.1252 | 961560.8286 | 11063974.3309 | 11063974.3309 | 1478867.319 | 5307310.8022 | 0 | 38388572.2847 | 56238724.737 | 17782.7941 | 3.9716 | 9665.6782 | 14160.0842 | 197.0479 | 288.6725
1 | 3400 | 707 | 0.035 | 15 | 15 | 7 | 2.3714e-11 | 5spot_SharedNeighbor | Water | Porous | Wet | R245fa | MinimizeLCOE_Brownfield | IgnoreSilica | 2019 | 66.2714 | 16.9858 | 1.2288 | 4 | 8633.4316 | 12265.0804 | 176.0042 | 250.0403 | 130.4903 | 0 | 135.6959 | 3061136.6081 | 131735.7349 | 3259860.2002 | 2768482.9892 | 0 | 596903.455 | 0 | 3829066.4051 | 9962445.3366 | 6799573.65 | 30409204.3791 | 961560.8286 | 11063974.3309 | 11063974.3309 | 1478867.319 | 5307310.8022 | 0 | 42434739.5387 | 60284891.9909 | 23713.7371 | 4.9152 | 8633.4316 | 12265.0804 | 176.0042 | 250.0403
1 | 3400 | 707 | 0.035 | 15 | 15 | 7 | 3.1623e-11 | 5spot_SharedNeighbor | Water | Porous | Wet | R245fa | MinimizeLCOE_Brownfield | IgnoreSilica | 2019 | 77.5017 | 19.8622 | 1.4824 | 4 | 7829.7543 | 10840.1734 | 159.6201 | 220.9916 | 130.4827 | 0 | 154.6858 | 3419524.809 | 146967.9029 | 3694478.1634 | 3233357.7582 | 0 | 612498.3094 | 0 | 4331662.5077 | 11270097.2989 | 7692072.9838 | 34400659.7331 | 961560.8286 | 11063974.3309 | 11063974.3309 | 1478867.319 | 5307310.8022 | 0 | 46426194.8927 | 64276347.3449 | 31622.7766 | 5.9295 | 7829.7543 | 10840.1734 | 159.6201 | 220.9916
1 | 3400 | 707 | 0.035 | 15 | 15 | 7 | 4.217e-11 | 5spot_SharedNeighbor | Water | Porous | Wet | R245fa | MinimizeLCOE_Brownfield | IgnoreSilica | 2019 | 88.4561 | 22.6434 | 1.7398 | 4 | 7207.4952 | 9772.5199 | 146.9345 | 199.226 | 130.4002 | 0 | 179.3314 | 3750673.6836 | 160929.4273 | 4103075.0404 | 3684541.2642 | 0 | 612279.277 | 0 | 4801484.4901 | 12492477.7232 | 8526372.7409 | 38131833.6466 | 961560.8286 | 11063974.3309 | 11063974.3309 | 1478867.319 | 5307310.8022 | 0 | 50157368.8062 | 68007521.2584 | 42169.6503 | 6.9591 | 7207.4952 | 9772.5199 | 146.9345 | 199.226
1 | 3400 | 707 | 0.035 | 15 | 15 | 7 | 5.6234e-11 | 5spot_SharedNeighbor | Water | Porous | Wet | R245fa | MinimizeLCOE_Brownfield | IgnoreSilica | 2019 | 98.6265 | 25.1987 | 1.9873 | 4 | 6728.2681 | 8973.8476 | 137.1648 | 182.944 | 130.2639 | 0 | 189.4799 | 4043264.8885 | 173155.2016 | 4469923.8556 | 4100951.2701 | 0 | 597979.9472 | 0 | 5220257.3136 | 13582038.7079 | 9270020.5011 | 41457591.6856 | 961560.8286 | 11063974.3309 | 11063974.3309 | 1478867.319 | 5307310.8022 | 0 | 53483126.8451 | 71333279.2973 | 56234.1325 | 7.949 | 6728.2681 | 8973.8476 | 137.1648 | 182.944
1 | 3400 | 707 | 0.035 | 15 | 15 | 7 | 7.4989e-11 | 5spot_SharedNeighbor | Water | Porous | Wet | R245fa | MinimizeLCOE_Brownfield | IgnoreSilica | 2019 | 107.6519 | 27.4415 | 2.2137 | 4 | 6360.9014 | 8376.7983 | 129.6756 | 170.7724 | 130.0996 | 0 | 191.7569 | 4291764.9363 | 183443.8407 | 4785994.6276 | 4468174.6724 | 0 | 573069.3917 | 0 | 5577954.5128 | 14512693.4465 | 9905211.4833 | 44298306.9114 | 961560.8286 | 11063974.3309 | 11063974.3309 | 1478867.319 | 5307310.8022 | 0 | 56323842.0709 | 74173994.5231 | 74989.4209 | 8.8547 | 6360.9014 | 8376.7983 | 129.6756 | 170.7724
1 | 3400 | 707 | 0.035 | 15 | 15 | 7 | 1e-10 | 5spot_SharedNeighbor | Water | Porous | Wet | R245fa | MinimizeLCOE_Brownfield | IgnoreSilica | 2019 | 115.3692 | 29.339 | 2.4123 | 4 | 6080.3729 | 7930.2902 | 123.9566 | 161.6697 | 129.9294 | 0 | 178.0999 | 4496414.518 | 191843.2376 | 5049550.2795 | 4780437.1241 | 0 | 541862.1736 | 0 | 5873441.8598 | 15281490.9105 | 10429931.5497 | 46644971.6528 | 961560.8286 | 11063974.3309 | 11063974.3309 | 1478867.319 | 5307310.8022 | 0 | 58670506.8123 | 76520659.2646 | 100000 | 9.6492 | 6080.3729 | 7930.2902 | 123.9566 | 161.6697
1 | 3400 | 707 | 0.035 | 15 | 15 | 7 | 1.3335e-10 | 5spot_SharedNeighbor | Water | Porous | Wet | R245fa | MinimizeLCOE_Brownfield | IgnoreSilica | 2019 | 121.754 | 30.8939 | 2.5803 | 4 | 5866.8322 | 7596.288 | 119.6033 | 154.8606 | 129.7694 | 0 | 204.5563 | 4660516.5807 | 198525.6323 | 5263112.6495 | 5037611.7685 | 0 | 508156.1224 | 0 | 6110489.8738 | 15898241.2179 | 10850876.3074 | 48527530.1524 | 961560.8286 | 11063974.3309 | 11063974.3309 | 1478867.319 | 5307310.8022 | 0 | 60553065.312 | 78403217.7642 | 133352.1432 | 10.3213 | 5866.8322 | 7596.288 | 119.6033 | 154.8606
1 | 3400 | 707 | 0.035 | 15 | 15 | 7 | 1.7783e-10 | 5spot_SharedNeighbor | Water | Porous | Wet | R245fa | MinimizeLCOE_Brownfield | IgnoreSilica | 2019 | 126.9233 | 32.1423 | 2.7187 | 4 | 5704.7001 | 7346.1432 | 116.298 | 149.7611 | 129.6278 | 0 | 212.3366 | 4790009.7922 | 203762.5503 | 5433102.1009 | 5244904.5131 | 0 | 475170.629 | 0 | 6297310.3384 | 16384309.7444 | 11182628.0645 | 50011197.7328 | 961560.8286 | 11063974.3309 | 11063974.3309 | 1478867.319 | 5307310.8022 | 0 | 62036732.8924 | 79886885.3446 | 177827.941 | 10.8747 | 5704.7001 | 7346.1432 | 116.298 | 149.7611
1 | 3400 | 707 | 0.035 | 15 | 15 | 7 | 2.3714e-10 | 5spot_SharedNeighbor | Water | Porous | Wet | R245fa | MinimizeLCOE_Brownfield | IgnoreSilica | 2019 | 130.9787 | 33.1147 | 2.8293 | 4 | 5581.855 | 7159.1003 | 113.7937 | 145.9479 | 129.5094 | 0 | 211.9911 | 4889536.1366 | 207764.4287 | 5564668.0481 | 5406928.5603 | 0 | 444433.4324 | 0 | 6440198.9363 | 16756076.5659 | 11436366.5592 | 51145972.6675 | 961560.8286 | 11063974.3309 | 11063974.3309 | 1478867.319 | 5307310.8022 | 0 | 63171507.827 | 81021660.2792 | 237137.3706 | 11.3173 | 5581.855 | 7159.1003 | 113.7937 | 145.9479
1 | 3400 | 707 | 0.035 | 15 | 15 | 7 | 3.1623e-10 | 5spot_SharedNeighbor | Water | Porous | Wet | R245fa | MinimizeLCOE_Brownfield | IgnoreSilica | 2019 | 136.0413 | 34.3266 | 2.9456 | 4 | 5488.1105 | 7003.0964 | 111.8826 | 142.7676 | 129.3668 | 0 | 206.5367 | 5012315.3803 | 212694.683 | 5727555.0801 | 5609004.0096 | 0 | 433331.3659 | 0 | 6628011.2024 | 17244725.5566 | 11769879.536 | 52637516.8139 | 961560.8286 | 11063974.3309 | 11063974.3309 | 1478867.319 | 5307310.8022 | 0 | 64663051.9735 | 82513204.4257 | 316227.766 | 11.7824 | 5488.1105 | 7003.0964 | 111.8826 | 142.7676
1 | 3400 | 707 | 0.035 | 15 | 15 | 7 | 4.217e-10 | 5spot_SharedNeighbor | Water | Porous | Wet | R245fa | MinimizeLCOE_Brownfield | IgnoreSilica | 2019 | 138.6406 | 34.9481 | 3.0172 | 4 | 5416.8036 | 6895.8174 | 110.4289 | 140.5806 | 129.2961 | 0 | 216.1698 | 5074774.6675 | 215200.5671 | 5810647.0032 | 5712695.9332 | 0 | 411500.7677 | 0 | 6717679.3861 | 17478023.777 | 11929110.3653 | 53349632.4671 | 961560.8286 | 11063974.3309 | 11063974.3309 | 1478867.319 | 5307310.8022 | 0 | 65375167.6266 | 83225320.0789 | 421696.5034 | 12.069 | 5416.8036 | 6895.8174 | 110.4289 | 140.5806
1 | 3400 | 707 | 0.035 | 15 | 15 | 7 | 5.6234e-10 | 5spot_SharedNeighbor | Water | Porous | Wet | R245fa | MinimizeLCOE_Brownfield | IgnoreSilica | 2019 | 138.928 | 35.0165 | 3.0479 | 4 | 5360.6816 | 6824.7992 | 109.2847 | 139.1328 | 129.2878 | 0 | 457.1019 | 5081616.9704 | 215474.1473 | 5819779.5915 | 5724134.6305 | 0 | 377650.5712 | 0 | 6715275.8053 | 17471770.1528 | 11924842.1383 | 53330544.0072 | 961560.8286 | 11063974.3309 | 11063974.3309 | 1478867.319 | 5307310.8022 | 0 | 65356079.1668 | 83206231.619 | 562341.3252 | 12.1917 | 5360.6816 | 6824.7992 | 109.2847 | 139.1328
1 | 3400 | 707 | 0.035 | 15 | 15 | 7 | 7.4989e-10 | 5spot_SharedNeighbor | Water | Porous | Wet | R245fa | MinimizeLCOE_Brownfield | IgnoreSilica | 2019 | 142.4844 | 35.8634 | 3.1213 | 4 | 5320.1803 | 6749.8965 | 108.4591 | 137.6058 | 129.1887 | 0 | 235.2498 | 5166007.1173 | 218848.8955 | 5932519.9001 | 5865707.3411 | 0 | 380044.033 | 0 | 6849619.6419 | 17821305.258 | 12163407.0298 | 54397459.2166 | 961560.8286 | 11063974.3309 | 11063974.3309 | 1478867.319 | 5307310.8022 | 0 | 66422994.3762 | 84273146.8284 | 749894.2093 | 12.4851 | 5320.1803 | 6749.8965 | 108.4591 | 137.6058
1 | 3400 | 707 | 0.035 | 15 | 15 | 7 | 1e-09 | 5spot_SharedNeighbor | Water | Porous | Wet | R245fa | MinimizeLCOE_Brownfield | IgnoreSilica | 2019 | 143.6272 | 36.1346 | 3.1534 | 4 | 5290.0269 | 6705.1808 | 107.8444 | 136.6942 | 129.1561 | 0 | 202.4853 | 5192869.7023 | 219920.2166 | 5968522.9213 | 5911122.386 | 0 | 368574.6629 | 0 | 6887793.8568 | 17920626.7345 | 12231195.9784 | 54700626.4588 | 961560.8286 | 11063974.3309 | 11063974.3309 | 1478867.319 | 5307310.8022 | 0 | 66726161.6184 | 84576314.0706 | 1000000 | 12.6136 | 5290.0269 | 6705.1808 | 107.8444 | 136.6942
1 | 3400 | 707 | 0.035 | 15 | 15 | 7 | 1.3335e-09 | 5spot_SharedNeighbor | Water | Porous | Wet | R245fa | MinimizeLCOE_Brownfield | IgnoreSilica | 2019 | 144.4749 | 36.3356 | 3.1775 | 4 | 5267.346 | 6671.7504 | 107.382 | 136.0127 | 129.1317 | 0 | 200.8647 | 5212720.0554 | 220711.0341 | 5995162.3373 | 5944788.3286 | 0 | 359450.7234 | 0 | 6915804.6667 | 17993505.1162 | 12280936.9714 | 54923079.2331 | 961560.8286 | 11063974.3309 | 11063974.3309 | 1478867.319 | 5307310.8022 | 0 | 66948614.3927 | 84798766.8449 | 1333521.4322 | 12.7101 | 5267.346 | 6671.7504 | 107.382 | 136.0127
1 | 3400 | 707 | 0.035 | 15 | 15 | 7 | 1.7783e-09 | 5spot_SharedNeighbor | Water | Porous | Wet | R245fa | MinimizeLCOE_Brownfield | IgnoreSilica | 2019 | 145.1056 | 36.4849 | 3.1957 | 4 | 5250.2972 | 6646.7333 | 107.0344 | 135.5026 | 129.1135 | 0 | 198.8167 | 5227445.8415 | 221297.2264 | 6014943.6503 | 5969821.5919 | 0 | 352303.5897 | 0 | 6936466.6409 | 18047263.3346 | 12317628.0601 | 55087169.9353 | 961560.8286 | 11063974.3309 | 11063974.3309 | 1478867.319 | 5307310.8022 | 0 | 67112705.0949 | 84962857.5471 | 1778279.41 | 12.7826 | 5250.2972 | 6646.7333 | 107.0344 | 135.5026
1 | 3400 | 707 | 0.035 | 15 | 15 | 7 | 2.3714e-09 | 5spot_SharedNeighbor | Water | Porous | Wet | R245fa | MinimizeLCOE_Brownfield | IgnoreSilica | 2019 | 145.6003 | 36.602 | 3.2097 | 4 | 5237.4887 | 6627.8377 | 106.7733 | 135.1174 | 129.0991 | 0 | 192.2441 | 5238972.5125 | 221755.802 | 6030438.7014 | 5989450.8235 | 0 | 346967.9687 | 0 | 6952758.4652 | 18089651.3196 | 12346558.7308 | 55216554.3238 | 961560.8286 | 11063974.3309 | 11063974.3309 | 1478867.319 | 5307310.8022 | 0 | 67242089.4833 | 85092241.9355 | 2371373.7057 | 12.8386 | 5237.4887 | 6627.8377 | 106.7733 | 135.1174
1 | 3400 | 707 | 0.035 | 15 | 15 | 7 | 3.1623e-09 | 5spot_SharedNeighbor | Water | Porous | Wet | R245fa | MinimizeLCOE_Brownfield | IgnoreSilica | 2019 | 145.9487 | 36.6844 | 3.2198 | 4 | 5227.87 | 6613.8226 | 106.5772 | 134.8317 | 129.0889 | 0 | 197.8044 | 5247076.325 | 222078.0466 | 6041338.7128 | 6003269.9818 | 0 | 342692.4714 | 0 | 6964017.6597 | 18118945.4341 | 12366552.5659 | 55305971.1973 | 961560.8286 | 11063974.3309 | 11063974.3309 | 1478867.319 | 5307310.8022 | 0 | 67331506.3569 | 85181658.8091 | 3162277.6602 | 12.8793 | 5227.87 | 6613.8226 | 106.5772 | 134.8317
1 | 3400 | 707 | 0.035 | 15 | 15 | 7 | 4.217e-09 | 5spot_SharedNeighbor | Water | Porous | Wet | R245fa | MinimizeLCOE_Brownfield | IgnoreSilica | 2019 | 146.2265 | 36.7501 | 3.2277 | 4 | 5220.6491 | 6603.206 | 106.43 | 134.6153 | 129.0808 | 0 | 185.3162 | 5253531.4368 | 222334.6516 | 6050024.5117 | 6014288.1469 | 0 | 339570.4609 | 0 | 6973102.1911 | 18142581.5213 | 12382684.681 | 55378117.6013 | 961560.8286 | 11063974.3309 | 11063974.3309 | 1478867.319 | 5307310.8022 | 0 | 67403652.7609 | 85253805.2131 | 4216965.0343 | 12.911 | 5220.6491 | 6603.206 | 106.43 | 134.6153
1 | 3400 | 707 | 0.035 | 15 | 15 | 7 | 5.6234e-09 | 5spot_SharedNeighbor | Water | Porous | Wet | R245fa | MinimizeLCOE_Brownfield | IgnoreSilica | 2019 | 146.424 | 36.7968 | 3.2335 | 4 | 5215.2297 | 6595.3175 | 106.3195 | 134.4545 | 129.075 | 0 | 203.9272 | 5258114.2704 | 222516.7778 | 6056193.061 | 6022116.6383 | 0 | 337110.5589 | 0 | 6979460.0095 | 18159123.2606 | 12393974.758 | 55428609.3346 | 961560.8286 | 11063974.3309 | 11063974.3309 | 1478867.319 | 5307310.8022 | 0 | 67454144.4941 | 85304296.9464 | 5623413.2519 | 12.9341 | 5215.2297 | 6595.3175 | 106.3195 | 134.4545
1 | 3400 | 707 | 0.035 | 15 | 15 | 7 | 7.4989e-09 | 5spot_SharedNeighbor | Water | Porous | Wet | R245fa | MinimizeLCOE_Brownfield | IgnoreSilica | 2019 | 146.5749 | 36.8324 | 3.2379 | 4 | 5211.1631 | 6589.3837 | 106.2366 | 134.3335 | 129.0706 | 0 | 191.1867 | 5261615.9058 | 222655.911 | 6060907.3454 | 6028101.4189 | 0 | 335272.8048 | 0 | 6984335.8205 | 18171809.1207 | 12402633.1182 | 55467331.4453 | 961560.8286 | 11063974.3309 | 11063974.3309 | 1478867.319 | 5307310.8022 | 0 | 67492866.6049 | 85343019.0571 | 7498942.0933 | 12.9516 | 5211.1631 | 6589.3837 | 106.2366 | 134.3335
1 | 3400 | 707 | 0.035 | 15 | 15 | 7 | 1e-08 | 5spot_SharedNeighbor | Water | Porous | Wet | R245fa | MinimizeLCOE_Brownfield | IgnoreSilica | 2019 | 146.6844 | 36.8583 | 3.2411 | 4 | 5208.1122 | 6584.9587 | 106.1744 | 134.2433 | 129.0674 | 0 | 212.4708 | 5264153.5793 | 222756.7265 | 6064324.4618 | 6032440.52 | 0 | 333854.5019 | 0 | 6987836.6179 | 18180917.4775 | 12408849.7589 | 55495133.6438 | 961560.8286 | 11063974.3309 | 11063974.3309 | 1478867.319 | 5307310.8022 | 0 | 67520668.8034 | 85370821.2556 | 10000000 | 12.9645 | 5208.1122 | 6584.9587 | 106.1744 | 134.2433
1 | 3500 | 707 | 0.035 | 15 | 15 | 7 | 1e-13 | 5spot_SharedNeighbor | Water | Porous | Wet | R245fa | MinimizeLCOE_Brownfield | IgnoreSilica | 2019 | 0 | 0 | 0 | 0 |  |  |  |  | 15 |  | 24.0406 | [19 empty] | 100 | 0
1 | 3500 | 707 | 0.035 | 15 | 15 | 7 | 1.3335e-13 | 5spot_SharedNeighbor | Water | Porous | Wet | R245fa | MinimizeLCOE_Brownfield | IgnoreSilica | 2019 | 0 | 0 | 0 | 0 |  |  |  |  | 15 |  | 25.4533 | [19 empty] | 133.3521 | 0
1 | 3500 | 707 | 0.035 | 15 | 15 | 7 | 1.7783e-13 | 5spot_SharedNeighbor | Water | Porous | Wet | R245fa | MinimizeLCOE_Brownfield | IgnoreSilica | 2019 | 0 | 0 | 0 | 0 |  |  |  |  | 15 |  | 25.304 | [19 empty] | 177.8279 | 0
1 | 3500 | 707 | 0.035 | 15 | 15 | 7 | 2.3714e-13 | 5spot_SharedNeighbor | Water | Porous | Wet | R245fa | MinimizeLCOE_Brownfield | IgnoreSilica | 2019 | 1.1276 | 0.18653 | 0.0020152 | 4 | 1671265.6691 | 3956070.7193 | 34071.0112 | 80649.8526 | 102.1035 | 0 | 64.2228 | 111001.1381 | 3922.8852 | 90054.6611 | 61830.7953 | 0 | 69314.9824 | 0 | 131088.5402 | 341065.4916 | 232784.2062 | 1041062.7001 | 961560.8286 | 11469341.9306 | 11469341.9306 | 1478867.319 | 5469457.8421 | 0 | 13471965.4592 | 31889632.5509 | 237.1374 | 0.0080609 | 1671265.6691 | 3956070.7193 | 34071.0112 | 80649.8526
1 | 3500 | 707 | 0.035 | 15 | 15 | 7 | 3.1623e-13 | 5spot_SharedNeighbor | Water | Porous | Wet | R245fa | MinimizeLCOE_Brownfield | IgnoreSilica | 2019 | 1.4908 | 0.27597 | 0.0066102 | 4 | 521325.6885 | 1217892.0022 | 10627.9293 | 24828.3758 | 108.7787 | 0 | 53.4528 | 151942.6039 | 5638.7103 | 122587.8938 | 76621.3114 | 0 | 80141.1047 | 0 | 170403.3334 | 443354.519 | 302598.5692 | 1353288.0456 | 961560.8286 | 11469341.9306 | 11469341.9306 | 1478867.319 | 5469457.8421 | 0 | 13784190.8048 | 32201857.8965 | 316.2278 | 0.026441 | 521325.6885 | 1217892.0022 | 10627.9293 | 24828.3758
1 | 3500 | 707 | 0.035 | 15 | 15 | 7 | 4.217e-13 | 5spot_SharedNeighbor | Water | Porous | Wet | R245fa | MinimizeLCOE_Brownfield | IgnoreSilica | 2019 | 1.9431 | 0.39127 | 0.013439 | 4 | 263258.7044 | 605886.8544 | 5366.8848 | 12351.823 | 114.0505 | 0 | 326.2021 | 199702.4532 | 7700.7563 | 161469.6848 | 95309.9976 | 0 | 91254.7993 | 0 | 216620.6996 | 563602.6253 | 384670.3727 | 1720331.3888 | 961560.8286 | 11469341.9306 | 11469341.9306 | 1478867.319 | 5469457.8421 | 0 | 14151234.148 | 32568901.2397 | 421.6965 | 0.053754 | 263258.7044 | 605886.8544 | 5366.8848 | 12351.823
1 | 3500 | 707 | 0.035 | 15 | 15 | 7 | 5.6234e-13 | 5spot_SharedNeighbor | Water | Porous | Wet | R245fa | MinimizeLCOE_Brownfield | IgnoreSilica | 2019 | 2.5849 | 0.5587 | 0.023447 | 4 | 156185.0554 | 352561.0323 | 3184.0436 | 7187.4335 | 118.6684 | 0 | 445.6233 | 262463.2131 | 10466.277 | 214005.9395 | 122164.0766 | 0 | 106807.9666 | 0 | 279203.9144 | 726431.3126 | 495804.2975 | 2217346.9973 | 961560.8286 | 11469341.9306 | 11469341.9306 | 1478867.319 | 5469457.8421 | 0 | 14648249.7565 | 33065916.8482 | 562.3413 | 0.093788 | 156185.0554 | 352561.0323 | 3184.0436 | 7187.4335
1 | 3500 | 707 | 0.035 | 15 | 15 | 7 | 7.4989e-13 | 5spot_SharedNeighbor | Water | Porous | Wet | R245fa | MinimizeLCOE_Brownfield | IgnoreSilica | 2019 | 3.4212 | 0.78013 | 0.037364 | 4 | 102079.7297 | 225311.252 | 2081.0334 | 4593.2746 | 122.2745 | 0 | 621.9203 | 337552.5145 | 13817.3461 | 278815.334 | 157415.6578 | 0 | 124660.9101 | 0 | 355782.0874 | 925672.0104 | 631790.1677 | 2825506.028 | 961560.8286 | 11469341.9306 | 11469341.9306 | 1478867.319 | 5469457.8421 | 0 | 15256408.7872 | 33674075.8788 | 749.8942 | 0.14946 | 102079.7297 | 225311.252 | 2081.0334 | 4593.2746
1 | 3500 | 707 | 0.035 | 15 | 15 | 7 | 1e-12 | 5spot_SharedNeighbor | Water | Porous | Wet | R245fa | MinimizeLCOE_Brownfield | IgnoreSilica | 2019 | 4.5259 | 1.0749 | 0.056351 | 4 | 71027.3611 | 152736.7015 | 1447.9888 | 3113.7443 | 125.1058 | 0 | 75.4987 | 428239.5185 | 17887.6376 | 359626.4704 | 203864.9189 | 0 | 145920.1139 | 0 | 450660.0771 | 1172525.0776 | 800272.4584 | 3578996.2724 | 961560.8286 | 11469341.9306 | 11469341.9306 | 1478867.319 | 5469457.8421 | 0 | 16009899.0316 | 34427566.1233 | 1000 | 0.2254 | 71027.3611 | 152736.7015 | 1447.9888 | 3113.7443
1 | 3500 | 707 | 0.035 | 15 | 15 | 7 | 1.3335e-12 | 5spot_SharedNeighbor | Water | Porous | Wet | R245fa | MinimizeLCOE_Brownfield | IgnoreSilica | 2019 | 6.0191 | 1.4758 | 0.082294 | 4 | 51557.5901 | 107508.7403 | 1051.0712 | 2191.7111 | 127.3339 | 0 | 77.1472 | 540410.9336 | 22937.7477 | 462702.4471 | 267286.7781 | 0 | 172644.1939 | 0 | 571733.0192 | 1487532.0373 | 1015271.1812 | 4540518.3381 | 961560.8286 | 11469341.9306 | 11469341.9306 | 1478867.319 | 5469457.8421 | 0 | 16971421.0973 | 35389088.189 | 1333.5214 | 0.32917 | 51557.5901 | 107508.7403 | 1051.0712 | 2191.7111
1 | 3500 | 707 | 0.035 | 15 | 15 | 7 | 1.7783e-12 | 5spot_SharedNeighbor | Water | Porous | Wet | R245fa | MinimizeLCOE_Brownfield | IgnoreSilica | 2019 | 7.9754 | 1.9999 | 0.11649 | 4 | 38952.4847 | 78479.0132 | 794.0991 | 1599.9008 | 128.9203 | 0 | 72.9654 | 673738.6163 | 28920.573 | 589396.3267 | 350411.0897 | 0 | 204099.8203 | 0 | 720160.9062 | 1873710.9525 | 1278846.226 | 5719284.5107 | 961560.8286 | 11469341.9306 | 11469341.9306 | 1478867.319 | 5469457.8421 | 0 | 18150187.2698 | 36567854.3615 | 1778.2794 | 0.46596 | 38952.4847 | 78479.0132 | 794.0991 | 1599.9008
1 | 3500 | 707 | 0.035 | 15 | 15 | 7 | 2.3714e-12 | 5spot_SharedNeighbor | Water | Porous | Wet | R245fa | MinimizeLCOE_Brownfield | IgnoreSilica | 2019 | 10.6205 | 2.7183 | 0.16407 | 4 | 29973.0383 | 58036.6659 | 611.0409 | 1183.1559 | 130.3896 | 0 | 100.6838 | 841448.1813 | 36486.2033 | 752655.2787 | 463535.6631 | 0 | 243389.7955 | 0 | 911630.8975 | 2371876.5941 | 1618854.5127 | 7239877.1262 | 961560.8286 | 11469341.9306 | 11469341.9306 | 1478867.319 | 5469457.8421 | 0 | 19670779.8854 | 38088446.9771 | 2371.3737 | 0.65628 | 29973.0383 | 58036.6659 | 611.0409 | 1183.1559
1 | 3500 | 707 | 0.035 | 15 | 15 | 7 | 3.1623e-12 | 5spot_SharedNeighbor | Water | Porous | Wet | R245fa | MinimizeLCOE_Brownfield | IgnoreSilica | 2019 | 14.1238 | 3.6658 | 0.22659 | 4 | 23788.2899 | 44108.8973 | 484.9565 | 899.2195 | 131.3993 | 0 | 86.4178 | 1043011.4247 | 45520.383 | 955423.8995 | 612867.5018 | 0 | 290856.8647 | 0 | 1149595.2288 | 2991010.9708 | 2041426.4467 | 9129712.72 | 961560.8286 | 11469341.9306 | 11469341.9306 | 1478867.319 | 5469457.8421 | 0 | 21560615.4792 | 39978282.5709 | 3162.2777 | 0.90635 | 23788.2899 | 44108.8973 | 484.9565 | 899.2195
1 | 3500 | 707 | 0.035 | 15 | 15 | 7 | 4.217e-12 | 5spot_SharedNeighbor | Water | Porous | Wet | R245fa | MinimizeLCOE_Brownfield | IgnoreSilica | 2019 | 18.7842 | 4.9266 | 0.3098 | 4 | 19315.6051 | 34177.9607 | 393.7747 | 696.764 | 132.1671 | 0 | 91.5786 | 1288587.5564 | 56488.4076 | 1209705.6338 | 811192.0155 | 0 | 348705.0323 | 0 | 1448724.6717 | 3769284.4215 | 2572614.0688 | 11505301.8075 | 961560.8286 | 11469341.9306 | 11469341.9306 | 1478867.319 | 5469457.8421 | 0 | 23936204.5667 | 42353871.6584 | 4216.965 | 1.2392 | 19315.6051 | 34177.9607 | 393.7747 | 696.764
1 | 3500 | 707 | 0.035 | 15 | 15 | 7 | 5.6234e-12 | 5spot_SharedNeighbor | Water | Porous | Wet | R245fa | MinimizeLCOE_Brownfield | IgnoreSilica | 2019 | 24.9474 | 6.5952 | 0.4202 | 4 | 16012.8778 | 26970.4577 | 326.4442 | 549.8293 | 132.7475 | 0 | 87.4362 | 1586771.6639 | 69765.8207 | 1527042.3331 | 1074152.2975 | 0 | 418599.856 | 0 | 1823769.4688 | 4745074.0512 | 3238610.5414 | 14483786.0326 | 961560.8286 | 11469341.9306 | 11469341.9306 | 1478867.319 | 5469457.8421 | 0 | 26914688.7917 | 45332355.8834 | 5623.4133 | 1.6808 | 16012.8778 | 26970.4577 | 326.4442 | 549.8293
1 | 3500 | 707 | 0.035 | 15 | 15 | 7 | 7.4989e-12 | 5spot_SharedNeighbor | Water | Porous | Wet | R245fa | MinimizeLCOE_Brownfield | IgnoreSilica | 2019 | 31.6144 | 8.4009 | 0.55336 | 4 | 13523.6187 | 21844.3916 | 275.6973 | 445.3275 | 133.1238 | 0 | 111.2848 | 1885332.7343 | 83014.8401 | 1852749.8283 | 1358721.6376 | 0 | 471328.1855 | 0 | 2203947.418 | 5734219.09 | 3913722.3553 | 17503036.0891 | 961560.8286 | 11469341.9306 | 11469341.9306 | 1478867.319 | 5469457.8421 | 0 | 29933938.8483 | 48351605.9399 | 7498.9421 | 2.2135 | 13523.6187 | 21844.3916 | 275.6973 | 445.3275
1 | 3500 | 707 | 0.035 | 15 | 15 | 7 | 1e-11 | 5spot_SharedNeighbor | Water | Porous | Wet | R245fa | MinimizeLCOE_Brownfield | IgnoreSilica | 2019 | 39.4755 | 10.5306 | 0.71814 | 4 | 11601.6668 | 18013.2331 | 236.5157 | 367.2241 | 133.406 | 0 | 112.7473 | 2214267.2084 | 97566.7716 | 2219387.3316 | 1694394.8711 | 0 | 520904.8609 | 0 | 2631143.207 | 6845694.9029 | 4672327.4362 | 20895686.5897 | 961560.8286 | 11469341.9306 | 11469341.9306 | 1478867.319 | 5469457.8421 | 0 | 33326589.3489 | 51744256.4406 | 10000 | 2.8726 | 11601.6668 | 18013.2331 | 236.5157 | 367.2241
1 | 3500 | 707 | 0.035 | 15 | 15 | 7 | 1.3335e-11 | 5spot_SharedNeighbor | Water | Porous | Wet | R245fa | MinimizeLCOE_Brownfield | IgnoreSilica | 2019 | 48.725 | 13.0356 | 0.91921 | 4 | 10103.3248 | 15112.442 | 205.9699 | 308.0876 | 133.6169 | 0 | 114.1528 | 2577212.5259 | 113570.736 | 2632177.9294 | 2089292.4444 | 0 | 568137.2609 | 0 | 3112352.4497 | 8097702.6428 | 5526848.4449 | 24717294.4339 | 961560.8286 | 11469341.9306 | 11469341.9306 | 1478867.319 | 5469457.8421 | 0 | 37148197.1931 | 55565864.2848 | 13335.2143 | 3.6768 | 10103.3248 | 15112.442 | 205.9699 | 308.0876
1 | 3500 | 707 | 0.035 | 15 | 15 | 7 | 1.7783e-11 | 5spot_SharedNeighbor | Water | Porous | Wet | R245fa | MinimizeLCOE_Brownfield | IgnoreSilica | 2019 | 59.1996 | 15.8675 | 1.156 | 4 | 8930.5797 | 12913.7566 | 182.0619 | 263.2644 | 133.7529 | 0 | 144.785 | 2963562.6418 | 130536.424 | 3080185.8562 | 2536031.8897 | 0 | 608545.6595 | 0 | 3634356.3637 | 9455849.7494 | 6453811.7522 | 28862880.3363 | 961560.8286 | 11469341.9306 | 11469341.9306 | 1478867.319 | 5469457.8421 | 0 | 41293783.0955 | 59711450.1872 | 17782.7941 | 4.6239 | 8930.5797 | 12913.7566 | 182.0619 | 263.2644
1 | 3500 | 707 | 0.035 | 15 | 15 | 7 | 2.3714e-11 | 5spot_SharedNeighbor | Water | Porous | Wet | R245fa | MinimizeLCOE_Brownfield | IgnoreSilica | 2019 | 70.4272 | 18.8897 | 1.4208 | 4 | 8014.118 | 11254.7612 | 163.3786 | 229.4435 | 133.8023 | 0 | 154.6741 | 3353605.7339 | 147566.2712 | 3541071.9169 | 3013637.5983 | 0 | 636181.2448 | 0 | 4169904.4784 | 10849236.0877 | 7404826.5593 | 33116029.8904 | 961560.8286 | 11469341.9306 | 11469341.9306 | 1478867.319 | 5469457.8421 | 0 | 45546932.6496 | 63964599.7413 | 23713.7371 | 5.6833 | 8014.118 | 11254.7612 | 163.3786 | 229.4435
1 | 3500 | 707 | 0.035 | 15 | 15 | 7 | 3.1623e-11 | 5spot_SharedNeighbor | Water | Porous | Wet | R245fa | MinimizeLCOE_Brownfield | IgnoreSilica | 2019 | 81.7935 | 21.9265 | 1.7006 | 4 | 7301.3324 | 10008.859 | 148.8475 | 204.0441 | 133.763 | 0 | 164.5375 | 3726442.4113 | 163721.6525 | 3989717.3471 | 3495019.7915 | 0 | 647249.8508 | 0 | 4688638.9107 | 12198876.6736 | 8325983.9916 | 37235650.6291 | 961560.8286 | 11469341.9306 | 11469341.9306 | 1478867.319 | 5469457.8421 | 0 | 49666553.3883 | 68084220.48 | 31622.7766 | 6.8024 | 7301.3324 | 10008.859 | 148.8475 | 204.0441
1 | 3500 | 707 | 0.035 | 15 | 15 | 7 | 4.217e-11 | 5spot_SharedNeighbor | Water | Porous | Wet | R245fa | MinimizeLCOE_Brownfield | IgnoreSilica | 2019 | 92.7339 | 24.8206 | 1.9802 | 4 | 6749.9878 | 9075.2569 | 137.6076 | 185.0114 | 133.6493 | 0 | 187.369 | 4066511.3545 | 178323.8272 | 4406048.6078 | 3955646.1757 | 0 | 641807.1814 | 0 | 5166851.4872 | 13443087.7027 | 9175183.5849 | 41033459.9215 | 961560.8286 | 11469341.9306 | 11469341.9306 | 1478867.319 | 5469457.8421 | 0 | 53464362.6806 | 71882029.7723 | 42169.6503 | 7.9207 | 6749.9878 | 9075.2569 | 137.6076 | 185.0114
1 | 3500 | 707 | 0.035 | 15 | 15 | 7 | 5.6234e-11 | 5spot_SharedNeighbor | Water | Porous | Wet | R245fa | MinimizeLCOE_Brownfield | IgnoreSilica | 2019 | 102.7675 | 27.4447 | 2.2451 | 4 | 6325.668 | 8376.5524 | 128.9573 | 170.7674 | 133.4864 | 0 | 213.598 | 4363498.0593 | 190950.6959 | 4775452.8785 | 4375281.1195 | 0 | 622295.6716 | 0 | 5587716.5856 | 14538092.3576 | 9922546.762 | 44375834.1299 | 961560.8286 | 11469341.9306 | 11469341.9306 | 1478867.319 | 5469457.8421 | 0 | 56806736.8891 | 75224403.9808 | 56234.1325 | 8.9804 | 6325.668 | 8376.5524 | 128.9573 | 170.7674
1 | 3500 | 707 | 0.035 | 15 | 15 | 7 | 7.4989e-11 | 5spot_SharedNeighbor | Water | Porous | Wet | R245fa | MinimizeLCOE_Brownfield | IgnoreSilica | 2019 | 111.5908 | 29.7254 | 2.4846 | 4 | 6000.5249 | 7853.7125 | 122.3288 | 160.1086 | 133.3012 | 0 | 194.5168 | 4613633.3082 | 201480.5105 | 5091016.9426 | 4741785.9261 | 0 | 592857.448 | 0 | 5943901.9128 | 15464813.5152 | 10555052.9943 | 47204542.5577 | 961560.8286 | 11469341.9306 | 11469341.9306 | 1478867.319 | 5469457.8421 | 0 | 59635445.3169 | 78053112.4086 | 74989.4209 | 9.9384 | 6000.5249 | 7853.7125 | 122.3288 | 160.1086
1 | 3500 | 707 | 0.035 | 15 | 15 | 7 | 1e-10 | 5spot_SharedNeighbor | Water | Porous | Wet | R245fa | MinimizeLCOE_Brownfield | IgnoreSilica | 2019 | 119.0692 | 31.6369 | 2.6924 | 4 | 5752.2846 | 7462.4162 | 117.2681 | 152.1314 | 133.116 | 0 | 196.8854 | 4817959.2549 | 210001.6623 | 5351965.8737 | 5050425.9297 | 0 | 557903.8067 | 0 | 6235420.0456 | 16223283.8982 | 11072724.6157 | 49519685.0869 | 961560.8286 | 11469341.9306 | 11469341.9306 | 1478867.319 | 5469457.8421 | 0 | 61950587.8461 | 80368254.9378 | 100000 | 10.7697 | 5752.2846 | 7462.4162 | 117.2681 | 152.1314
1 | 3500 | 707 | 0.035 | 15 | 15 | 7 | 1.3335e-10 | 5spot_SharedNeighbor | Water | Porous | Wet | R245fa | MinimizeLCOE_Brownfield | IgnoreSilica | 2019 | 125.2176 | 33.193 | 2.8668 | 4 | 5563.3265 | 7169.45 | 113.4159 | 146.1589 | 132.9456 | 0 | 217.5184 | 4980877.6768 | 216739.334 | 5562181.4082 | 5302795.9133 | 0 | 521331.5367 | 0 | 6467731.0889 | 16827709.5793 | 11485257.5627 | 51364624.1 | 961560.8286 | 11469341.9306 | 11469341.9306 | 1478867.319 | 5469457.8421 | 0 | 63795526.8592 | 82213193.9509 | 133352.1432 | 11.4672 | 5563.3265 | 7169.45 | 113.4159 | 146.1589
1 | 3500 | 707 | 0.035 | 15 | 15 | 7 | 1.7783e-10 | 5spot_SharedNeighbor | Water | Porous | Wet | R245fa | MinimizeLCOE_Brownfield | IgnoreSilica | 2019 | 130.1487 | 34.4304 | 3.0091 | 4 | 5419.8481 | 6950.0161 | 110.4909 | 141.6855 | 132.7978 | 0 | 205.4161 | 5108349.1709 | 221973.6118 | 5728042.9064 | 5504373.5248 | 0 | 486039.0685 | 0 | 6649023.5301 | 17299395.3232 | 11807192.7751 | 52804389.9109 | 961560.8286 | 11469341.9306 | 11469341.9306 | 1478867.319 | 5469457.8421 | 0 | 65235292.67 | 83652959.7617 | 177827.941 | 12.0364 | 5419.8481 | 6950.0161 | 110.4909 | 141.6855
1 | 3500 | 707 | 0.035 | 15 | 15 | 7 | 2.3714e-10 | 5spot_SharedNeighbor | Water | Porous | Wet | R245fa | MinimizeLCOE_Brownfield | IgnoreSilica | 2019 | 135.9487 | 35.8801 | 3.1539 | 4 | 5310.3896 | 6770.3184 | 108.2595 | 138.0221 | 132.6252 | 0 | 214.809 | 5255747.522 | 228006.0182 | 5920877.4645 | 5740945.3469 | 0 | 470701.2091 | 0 | 6870348.2487 | 17875236.8409 | 12200216.4433 | 54562079.0936 | 961560.8286 | 11469341.9306 | 11469341.9306 | 1478867.319 | 5469457.8421 | 0 | 66992981.8527 | 85410648.9444 | 237137.3706 | 12.6155 | 5310.3896 | 6770.3184 | 108.2595 | 138.0221
1 | 3500 | 707 | 0.035 | 15 | 15 | 7 | 3.1623e-10 | 5spot_SharedNeighbor | Water | Porous | Wet | R245fa | MinimizeLCOE_Brownfield | IgnoreSilica | 2019 | 139.1935 | 36.69 | 3.2485 | 4 | 5226.7685 | 6644.1879 | 106.5547 | 135.4508 | 132.5327 | 0 | 205.2902 | 5337329.4374 | 231341.6828 | 6027946.8559 | 5873205.8099 | 0 | 444334.1483 | 0 | 6986521.5943 | 18177496.0558 | 12406514.5683 | 55484690.1525 | 961560.8286 | 11469341.9306 | 11469341.9306 | 1478867.319 | 5469457.8421 | 0 | 67915592.9117 | 86333260.0034 | 316227.766 | 12.9938 | 5226.7685 | 6644.1879 | 106.5547 | 135.4508
1 | 3500 | 707 | 0.035 | 15 | 15 | 7 | 4.217e-10 | 5spot_SharedNeighbor | Water | Porous | Wet | R245fa | MinimizeLCOE_Brownfield | IgnoreSilica | 2019 | 141.6755 | 37.3073 | 3.3218 | 4 | 5163.575 | 6549.6974 | 105.2665 | 133.5244 | 132.4602 | 0 | 238.0242 | 5399039.323 | 233856.9176 | 6109240.9826 | 5974165.8525 | 0 | 421856.789 | 0 | 7073882.3472 | 18404790.8147 | 12561647.9117 | 56178480.9383 | 961560.8286 | 11469341.9306 | 11469341.9306 | 1478867.319 | 5469457.8421 | 0 | 68609383.6975 | 87027050.7892 | 421696.5034 | 13.2872 | 5163.575 | 6549.6974 | 105.2665 | 133.5244
1 | 3500 | 707 | 0.035 | 15 | 15 | 7 | 5.6234e-10 | 5spot_SharedNeighbor | Water | Porous | Wet | R245fa | MinimizeLCOE_Brownfield | IgnoreSilica | 2019 | 143.5586 | 37.7742 | 3.3781 | 4 | 5115.8892 | 6478.9046 | 104.2943 | 132.0812 | 132.4043 | 0 | 223.2285 | 5445463.3259 | 235744.5153 | 6170573.8284 | 6050644.205 | 0 | 403227.9356 | 0 | 7139204.986 | 18574746.9213 | 12677646.4466 | 56697252.1641 | 961560.8286 | 11469341.9306 | 11469341.9306 | 1478867.319 | 5469457.8421 | 0 | 69128154.9233 | 87545822.015 | 562341.3252 | 13.5124 | 5115.8892 | 6478.9046 | 104.2943 | 132.0812
1 | 3500 | 707 | 0.035 | 15 | 15 | 7 | 7.4989e-10 | 5spot_SharedNeighbor | Water | Porous | Wet | R245fa | MinimizeLCOE_Brownfield | IgnoreSilica | 2019 | 145.3375 | 38.2143 | 3.4281 | 4 | 5077.6726 | 6420.7969 | 103.5152 | 130.8966 | 132.3508 | 0 | 212.0577 | 5489018.2098 | 237512.0947 | 6228248.1459 | 6122797.6305 | 0 | 389420.2027 | 0 | 7202128.5506 | 18738461.1289 | 12789384.7574 | 57196970.7204 | 961560.8286 | 11469341.9306 | 11469341.9306 | 1478867.319 | 5469457.8421 | 0 | 69627873.4796 | 88045540.5713 | 749894.2093 | 13.7126 | 5077.6726 | 6420.7969 | 103.5152 | 130.8966
1 | 3500 | 707 | 0.035 | 15 | 15 | 7 | 1e-09 | 5spot_SharedNeighbor | Water | Porous | Wet | R245fa | MinimizeLCOE_Brownfield | IgnoreSilica | 2019 | 146.4091 | 38.4789 | 3.4606 | 4 | 5050.958 | 6381.4884 | 102.9706 | 130.0953 | 132.3181 | 0 | 212.1026 | 5515105.1312 | 238568.8555 | 6262861.3333 | 6166216.8857 | 0 | 377633.6365 | 0 | 7238550.4785 | 18833223.5141 | 12854062.0324 | 57486221.8672 | 961560.8286 | 11469341.9306 | 11469341.9306 | 1478867.319 | 5469457.8421 | 0 | 69917124.6264 | 88334791.7181 | 1000000 | 13.8423 | 5050.958 | 6381.4884 | 102.9706 | 130.0953
1 | 3500 | 707 | 0.035 | 15 | 15 | 7 | 1.3335e-09 | 5spot_SharedNeighbor | Water | Porous | Wet | R245fa | MinimizeLCOE_Brownfield | IgnoreSilica | 2019 | 147.223 | 38.6796 | 3.4853 | 4 | 5030.863 | 6351.9722 | 102.5609 | 129.4935 | 132.2931 | 0 | 203.93 | 5534843.9254 | 239367.5879 | 6289084.2587 | 6199167.8135 | 0 | 368454.6446 | 0 | 7266058.1098 | 18904792.7282 | 12902909.4916 | 57704678.5597 | 961560.8286 | 11469341.9306 | 11469341.9306 | 1478867.319 | 5469457.8421 | 0 | 70135581.3189 | 88553248.4106 | 1333521.4322 | 13.9411 | 5030.863 | 6351.9722 | 102.5609 | 129.4935
1 | 3500 | 707 | 0.035 | 15 | 15 | 7 | 1.7783e-09 | 5spot_SharedNeighbor | Water | Porous | Wet | R245fa | MinimizeLCOE_Brownfield | IgnoreSilica | 2019 | 147.8272 | 38.8284 | 3.5038 | 4 | 5015.7577 | 6329.8886 | 102.253 | 129.0433 | 132.2744 | 0 | 192.9968 | 5549456.4677 | 239958.3966 | 6308515.2644 | 6223615.7253 | 0 | 361267.6636 | 0 | 7286297.2719 | 18957450.8764 | 12938849.7598 | 57865411.4257 | 961560.8286 | 11469341.9306 | 11469341.9306 | 1478867.319 | 5469457.8421 | 0 | 70296314.1849 | 88713981.2766 | 1778279.41 | 14.0151 | 5015.7577 | 6329.8886 | 102.253 | 129.0433
1 | 3500 | 707 | 0.035 | 15 | 15 | 7 | 2.3714e-09 | 5spot_SharedNeighbor | Water | Porous | Wet | R245fa | MinimizeLCOE_Brownfield | IgnoreSilica | 2019 | 148.2649 | 38.9361 | 3.5175 | 4 | 5004.4092 | 6313.4274 | 102.0217 | 128.7078 | 132.2609 | 0 | 250.9155 | 5560022.0099 | 240385.3111 | 6322574.6612 | 6241321.9783 | 0 | 355601.6045 | 0 | 7300763.1703 | 18995088.1767 | 12964537.9907 | 57980294.9027 | 961560.8286 | 11469341.9306 | 11469341.9306 | 1478867.319 | 5469457.8421 | 0 | 70411197.6619 | 88828864.7535 | 2371373.7057 | 14.0698 | 5004.4092 | 6313.4274 | 102.0217 | 128.7078
1 | 3500 | 707 | 0.035 | 15 | 15 | 7 | 3.1623e-09 | 5spot_SharedNeighbor | Water | Porous | Wet | R245fa | MinimizeLCOE_Brownfield | IgnoreSilica | 2019 | 148.6157 | 39.0224 | 3.5281 | 4 | 4995.8868 | 6300.9481 | 101.8479 | 128.4533 | 132.2499 | 0 | 232.4101 | 5568477.0866 | 240726.8048 | 6333831.2814 | 6255508.3319 | 0 | 351458.3979 | 0 | 7312500.742 | 19025626.9306 | 12985381.3177 | 58073510.8928 | 961560.8286 | 11469341.9306 | 11469341.9306 | 1478867.319 | 5469457.8421 | 0 | 70504413.652 | 88922080.7437 | 3162277.6602 | 14.1125 | 4995.8868 | 6300.9481 | 101.8479 | 128.4533
1 | 3500 | 707 | 0.035 | 15 | 15 | 7 | 4.217e-09 | 5spot_SharedNeighbor | Water | Porous | Wet | R245fa | MinimizeLCOE_Brownfield | IgnoreSilica | 2019 | 148.8593 | 39.0823 | 3.5358 | 4 | 4989.4888 | 6291.7098 | 101.7175 | 128.265 | 132.2424 | 0 | 219.9672 | 5574340.03 | 240963.5116 | 6341640.1907 | 6265355.1172 | 0 | 348137.3645 | 0 | 7320470.1235 | 19046361.6264 | 12999533.1736 | 58136801.1376 | 961560.8286 | 11469341.9306 | 11469341.9306 | 1478867.319 | 5469457.8421 | 0 | 70567703.8967 | 88985370.9884 | 4216965.0343 | 14.1433 | 4989.4888 | 6291.7098 | 101.7175 | 128.265
1 | 3500 | 707 | 0.035 | 15 | 15 | 7 | 5.6234e-09 | 5spot_SharedNeighbor | Water | Porous | Wet | R245fa | MinimizeLCOE_Brownfield | IgnoreSilica | 2019 | 149.0567 | 39.1309 | 3.5418 | 4 | 4984.687 | 6284.6931 | 101.6196 | 128.122 | 132.2362 | 0 | 238.9525 | 5579088.8892 | 241155.198 | 6347966.8944 | 6273335.9128 | 0 | 345744.024 | 0 | 7327043.4582 | 19063464.0949 | 13011205.9598 | 58189004.4312 | 961560.8286 | 11469341.9306 | 11469341.9306 | 1478867.319 | 5469457.8421 | 0 | 70619907.1904 | 89037574.2821 | 5623413.2519 | 14.1674 | 4984.687 | 6284.6931 | 101.6196 | 128.122
1 | 3500 | 707 | 0.035 | 15 | 15 | 7 | 7.4989e-09 | 5spot_SharedNeighbor | Water | Porous | Wet | R245fa | MinimizeLCOE_Brownfield | IgnoreSilica | 2019 | 149.1882 | 39.1632 | 3.5461 | 4 | 4981.0839 | 6279.5316 | 101.5461 | 128.0167 | 132.2321 | 0 | 220.5043 | 5582249.5674 | 241282.7444 | 6352178.8533 | 6278650.8065 | 0 | 343793.2567 | 0 | 7331280.539 | 19074488.1102 | 13018730.0767 | 58222653.9543 | 961560.8286 | 11469341.9306 | 11469341.9306 | 1478867.319 | 5469457.8421 | 0 | 70653556.7135 | 89071223.8052 | 7498942.0933 | 14.1844 | 4981.0839 | 6279.5316 | 101.5461 | 128.0167
1 | 3500 | 707 | 0.035 | 15 | 15 | 7 | 1e-08 | 5spot_SharedNeighbor | Water | Porous | Wet | R245fa | MinimizeLCOE_Brownfield | IgnoreSilica | 2019 | 149.3003 | 39.1907 | 3.5495 | 4 | 4978.3806 | 6275.58 | 101.491 | 127.9362 | 132.2286 | 0 | 219.3592 | 5584941.8958 | 241391.3835 | 6355767.0769 | 6283179.4846 | 0 | 342435.0501 | 0 | 7335008.8075 | 19084188.2999 | 13025350.6555 | 58252262.6538 | 961560.8286 | 11469341.9306 | 11469341.9306 | 1478867.319 | 5469457.8421 | 0 | 70683165.413 | 89100832.5047 | 10000000 | 14.198 | 4978.3806 | 6275.58 | 101.491 | 127.9362
1 | 3600 | 707 | 0.035 | 15 | 15 | 7 | 1e-13 | 5spot_SharedNeighbor | Water | Porous | Wet | R245fa | MinimizeLCOE_Brownfield | IgnoreSilica | 2019 | 0 | 0 | 0 | 0 |  |  |  |  | 15 |  | 24.3914 | [19 empty] | 100 | 0
1 | 3600 | 707 | 0.035 | 15 | 15 | 7 | 1.3335e-13 | 5spot_SharedNeighbor | Water | Porous | Wet | R245fa | MinimizeLCOE_Brownfield | IgnoreSilica | 2019 | 0 | 0 | 0 | 0 |  |  |  |  | 15 |  | 25.9158 | [19 empty] | 133.3521 | 0
1 | 3600 | 707 | 0.035 | 15 | 15 | 7 | 1.7783e-13 | 5spot_SharedNeighbor | Water | Porous | Wet | R245fa | MinimizeLCOE_Brownfield | IgnoreSilica | 2019 | 0 | 0 | 0 | 0 |  |  |  |  | 15 |  | 25.4669 | [19 empty] | 177.8279 | 0
1 | 3600 | 707 | 0.035 | 15 | 15 | 7 | 2.3714e-13 | 5spot_SharedNeighbor | Water | Porous | Wet | R245fa | MinimizeLCOE_Brownfield | IgnoreSilica | 2019 | 1.1619 | 0.20068 | 0.0031897 | 4 | 1092043.3776 | 2580682.4224 | 22262.7814 | 52610.7018 | 104.6128 | 0 | 50.8301 | 118726.4781 | 4271.2688 | 95299.8421 | 63760.7605 | 0 | 70232.4161 | 0 | 137393.3986 | 357469.4398 | 243980.238 | 1091133.842 | 961560.8286 | 11880569.6211 | 11880569.6211 | 1478867.319 | 5633948.9183 | 0 | 13933264.2917 | 32926650.15 | 237.1374 | 0.012759 | 1092043.3776 | 2580682.4224 | 22262.7814 | 52610.7018
1 | 3600 | 707 | 0.035 | 15 | 15 | 7 | 3.1623e-13 | 5spot_SharedNeighbor | Water | Porous | Wet | R245fa | MinimizeLCOE_Brownfield | IgnoreSilica | 2019 | 1.5102 | 0.29016 | 0.0084355 | 4 | 421970.931 | 984870.9056 | 8602.4482 | 20077.9255 | 111.0824 | 0 | 58.4814 | 159527.2049 | 6015.651 | 127391.1068 | 78217.7283 | 0 | 79577.9116 | 0 | 175784.545 | 457355.3278 | 312154.4089 | 1396023.8844 | 961560.8286 | 11880569.6211 | 11880569.6211 | 1478867.319 | 5633948.9183 | 0 | 14238154.334 | 33231540.1924 | 316.2278 | 0.033742 | 421970.931 | 984870.9056 | 8602.4482 | 20077.9255
1 | 3600 | 707 | 0.035 | 15 | 15 | 7 | 4.217e-13 | 5spot_SharedNeighbor | Water | Porous | Wet | R245fa | MinimizeLCOE_Brownfield | IgnoreSilica | 2019 | 2.0015 | 0.42094 | 0.016414 | 4 | 223154.7066 | 512438.8087 | 4549.3105 | 10446.7582 | 116.8665 | 0 | 346.8377 | 213489.0353 | 8396.0906 | 170846.975 | 99026.5228 | 0 | 92445.9734 | 0 | 227839.7928 | 592792.4046 | 404592.9968 | 1809429.7912 | 961560.8286 | 11880569.6211 | 11880569.6211 | 1478867.319 | 5633948.9183 | 0 | 14651560.2409 | 33644946.0993 | 421.6965 | 0.065657 | 223154.7066 | 512438.8087 | 4549.3105 | 10446.7582
1 | 3600 | 707 | 0.035 | 15 | 15 | 7 | 5.6234e-13 | 5spot_SharedNeighbor | Water | Porous | Wet | R245fa | MinimizeLCOE_Brownfield | IgnoreSilica | 2019 | 2.6433 | 0.59589 | 0.027805 | 4 | 136315.0955 | 307087.8162 | 2778.9676 | 6260.4005 | 121.497 | 0 | 470.6417 | 278713.1022 | 11335.2498 | 224881.4226 | 126509.9451 | 0 | 107245.9831 | 0 | 291987.4241 | 759691.3825 | 518504.9787 | 2318869.488 | 961560.8286 | 11880569.6211 | 11880569.6211 | 1478867.319 | 5633948.9183 | 0 | 15160999.9376 | 34154385.796 | 562.3413 | 0.11122 | 136315.0955 | 307087.8162 | 2778.9676 | 6260.4005
1 | 3600 | 707 | 0.035 | 15 | 15 | 7 | 7.4989e-13 | 5spot_SharedNeighbor | Water | Porous | Wet | R245fa | MinimizeLCOE_Brownfield | IgnoreSilica | 2019 | 3.499 | 0.83241 | 0.043676 | 4 | 90438.6851 | 199157.1811 | 1843.7149 | 4060.0885 | 125.2205 | 0 | 633.3695 | 358531.1679 | 14976.5671 | 293074.1292 | 163181.9018 | 0 | 125188.0517 | 0 | 372431.2089 | 968989.6095 | 661355.3192 | 2957727.9554 | 961560.8286 | 11880569.6211 | 11880569.6211 | 1478867.319 | 5633948.9183 | 0 | 15799858.4051 | 34793244.2635 | 749.8942 | 0.1747 | 90438.6851 | 199157.1811 | 1843.7149 | 4060.0885
1 | 3600 | 707 | 0.035 | 15 | 15 | 7 | 1e-12 | 5spot_SharedNeighbor | Water | Porous | Wet | R245fa | MinimizeLCOE_Brownfield | IgnoreSilica | 2019 | 4.6185 | 1.1453 | 0.065356 | 4 | 63454.3927 | 136107.6163 | 1293.6036 | 2774.7379 | 128.1216 | 0 | 75.0219 | 454536.15 | 19393.277 | 377540.8533 | 212007.8802 | 0 | 146125.3682 | 0 | 471745.3762 | 1227384.7005 | 837715.2784 | 3746448.8837 | 961560.8286 | 11880569.6211 | 11880569.6211 | 1478867.319 | 5633948.9183 | 0 | 16588579.3334 | 35581965.1918 | 1000 | 0.26143 | 63454.3927 | 136107.6163 | 1293.6036 | 2774.7379
1 | 3600 | 707 | 0.035 | 15 | 15 | 7 | 1.3335e-12 | 5spot_SharedNeighbor | Water | Porous | Wet | R245fa | MinimizeLCOE_Brownfield | IgnoreSilica | 2019 | 6.1311 | 1.5697 | 0.094824 | 4 | 46376.7335 | 96451.9353 | 945.4524 | 1966.3032 | 130.4102 | 0 | 81.2784 | 572912.8483 | 24848.4484 | 485071.8803 | 277814.6511 | 0 | 172464.1505 | 0 | 597913.6717 | 1555648.7247 | 1061762.22 | 4748436.5949 | 961560.8286 | 11880569.6211 | 11880569.6211 | 1478867.319 | 5633948.9183 | 0 | 17590567.0446 | 36583952.903 | 1333.5214 | 0.3793 | 46376.7335 | 96451.9353 | 945.4524 | 1966.3032
1 | 3600 | 707 | 0.035 | 15 | 15 | 7 | 1.7783e-12 | 5spot_SharedNeighbor | Water | Porous | Wet | R245fa | MinimizeLCOE_Brownfield | IgnoreSilica | 2019 | 8.158 | 2.1364 | 0.13392 | 4 | 35183.0932 | 70640.3849 | 717.2549 | 1440.0998 | 132.0573 | 0 | 87.484 | 716452.6928 | 31432.977 | 620044.0613 | 365632.1076 | 0 | 205051.021 | 0 | 756059.0153 | 1967110.4687 | 1342593.315 | 6004375.6586 | 961560.8286 | 11880569.6211 | 11880569.6211 | 1478867.319 | 5633948.9183 | 0 | 18846506.1083 | 37839891.9666 | 1778.2794 | 0.53567 | 35183.0932 | 70640.3849 | 717.2549 | 1440.0998
1 | 3600 | 707 | 0.035 | 15 | 15 | 7 | 2.3714e-12 | 5spot_SharedNeighbor | Water | Porous | Wet | R245fa | MinimizeLCOE_Brownfield | IgnoreSilica | 2019 | 10.84 | 2.8989 | 0.18809 | 4 | 27161.3874 | 52406.8729 | 553.7216 | 1068.385 | 133.5872 | 0 | 85.0454 | 893910.9564 | 39635.5211 | 790687.9718 | 483422.0091 | 0 | 243766.9616 | 0 | 956055.1338 | 2487459.3443 | 1697742.1146 | 7592680.0127 | 961560.8286 | 11880569.6211 | 11880569.6211 | 1478867.319 | 5633948.9183 | 0 | 20434810.4624 | 39428196.3207 | 2371.3737 | 0.75235 | 27161.3874 | 52406.8729 | 553.7216 | 1068.385
1 | 3600 | 707 | 0.035 | 15 | 15 | 7 | 3.1623e-12 | 5spot_SharedNeighbor | Water | Porous | Wet | R245fa | MinimizeLCOE_Brownfield | IgnoreSilica | 2019 | 14.4138 | 3.9096 | 0.25931 | 4 | 21614.9891 | 39926.4672 | 440.6508 | 813.955 | 134.631 | 0 | 82.0802 | 1108224.8298 | 49469.5535 | 1003731.7427 | 639658.3875 | 0 | 291263.8134 | 0 | 1206015.8475 | 3137805.8473 | 2141616.9662 | 9577786.9879 | 961560.8286 | 11880569.6211 | 11880569.6211 | 1478867.319 | 5633948.9183 | 0 | 22419917.4376 | 41413303.2959 | 3162.2777 | 1.0372 | 21614.9891 | 39926.4672 | 440.6508 | 813.955
1 | 3600 | 707 | 0.035 | 15 | 15 | 7 | 4.217e-12 | 5spot_SharedNeighbor | Water | Porous | Wet | R245fa | MinimizeLCOE_Brownfield | IgnoreSilica | 2019 | 19.1474 | 5.2482 | 0.3538 | 4 | 17595.3834 | 31016.2416 | 358.7057 | 632.308 | 135.4223 | 0 | 80.8443 | 1368097.5759 | 61345.8918 | 1269677.2153 | 845738.5428 | 0 | 348623.0185 | 0 | 1518458.0753 | 3950716.4334 | 2696445.1449 | 12059101.8981 | 961560.8286 | 11880569.6211 | 11880569.6211 | 1478867.319 | 5633948.9183 | 0 | 24901232.3478 | 43894618.2061 | 4216.965 | 1.4152 | 17595.3834 | 31016.2416 | 358.7057 | 632.308
1 | 3600 | 707 | 0.035 | 15 | 15 | 7 | 5.6234e-12 | 5spot_SharedNeighbor | Water | Porous | Wet | R245fa | MinimizeLCOE_Brownfield | IgnoreSilica | 2019 | 25.4468 | 7.0297 | 0.4793 | 4 | 14619.1755 | 24525.9356 | 298.0317 | 499.9944 | 136.0247 | 0 | 107.9908 | 1685311.5151 | 75785.5242 | 1603502.6601 | 1119523.8258 | 0 | 418919.3661 | 0 | 1912186.7276 | 4975117.6218 | 3395620.0053 | 15185967.2459 | 961560.8286 | 11880569.6211 | 11880569.6211 | 1478867.319 | 5633948.9183 | 0 | 28028097.6956 | 47021483.5539 | 5623.4133 | 1.9172 | 14619.1755 | 24525.9356 | 298.0317 | 499.9944
1 | 3600 | 707 | 0.035 | 15 | 15 | 7 | 7.4989e-12 | 5spot_SharedNeighbor | Water | Porous | Wet | R245fa | MinimizeLCOE_Brownfield | IgnoreSilica | 2019 | 33.717 | 9.3714 | 0.64477 | 4 | 12380.8209 | 19745.1902 | 252.3998 | 402.5324 | 136.4784 | 0 | 79.5853 | 2068564.2859 | 93180.0925 | 2017561.2523 | 1480766.4578 | 0 | 503177.0312 | 0 | 2403667.1567 | 6253848.8818 | 4268380.3656 | 19089145.5238 | 961560.8286 | 11880569.6211 | 11880569.6211 | 1478867.319 | 5633948.9183 | 0 | 31931275.9734 | 50924661.8318 | 7498.9421 | 2.5791 | 12380.8209 | 19745.1902 | 252.3998 | 402.5324
1 | 3600 | 707 | 0.035 | 15 | 15 | 7 | 1e-11 | 5spot_SharedNeighbor | Water | Porous | Wet | R245fa | MinimizeLCOE_Brownfield | IgnoreSilica | 2019 | 42.4381 | 11.841 | 0.83868 | 4 | 10669.9248 | 16331.6212 | 217.5208 | 332.9422 | 136.7662 | 0 | 116.1826 | 2443388.6053 | 110130.6602 | 2432259.6952 | 1861742.3232 | 0 | 563057.2668 | 0 | 2890125.6348 | 7519514.0554 | 5132222.8534 | 22952441.0944 | 961560.8286 | 11880569.6211 | 11880569.6211 | 1478867.319 | 5633948.9183 | 0 | 35794571.5441 | 54787957.4024 | 10000 | 3.3547 | 10669.9248 | 16331.6212 | 217.5208 | 332.9422
1 | 3600 | 707 | 0.035 | 15 | 15 | 7 | 1.3335e-11 | 5spot_SharedNeighbor | Water | Porous | Wet | R245fa | MinimizeLCOE_Brownfield | IgnoreSilica | 2019 | 52.2017 | 14.604 | 1.0691 | 4 | 9333.6545 | 13775.2384 | 190.2792 | 280.8269 | 136.9643 | 0 | 117.5364 | 2836533.1222 | 127844.3544 | 2876201.6872 | 2288101.8044 | 0 | 611656.3147 | 0 | 3408731.5404 | 8868820.241 | 6053152.0505 | 27071041.1149 | 961560.8286 | 11880569.6211 | 11880569.6211 | 1478867.319 | 5633948.9183 | 0 | 39913171.5646 | 58906557.423 | 13335.2143 | 4.2763 | 9333.6545 | 13775.2384 | 190.2792 | 280.8269
1 | 3600 | 707 | 0.035 | 15 | 15 | 7 | 1.7783e-11 | 5spot_SharedNeighbor | Water | Porous | Wet | R245fa | MinimizeLCOE_Brownfield | IgnoreSilica | 2019 | 63.0707 | 17.6715 | 1.3364 | 4 | 8287.2623 | 11840.3929 | 168.9471 | 241.3824 | 137.0784 | 0 | 137.3341 | 3247989.2197 | 146293.7233 | 3349876.8719 | 2761875.8993 | 0 | 650615.5064 | 0 | 3961093.976 | 10305953.9936 | 7034025.3668 | 31457724.557 | 961560.8286 | 11880569.6211 | 11880569.6211 | 1478867.319 | 5633948.9183 | 0 | 44299855.0067 | 63293240.865 | 17782.7941 | 5.3455 | 8287.2623 | 11840.3929 | 168.9471 | 241.3824
1 | 3600 | 707 | 0.035 | 15 | 15 | 7 | 2.3714e-11 | 5spot_SharedNeighbor | Water | Porous | Wet | R245fa | MinimizeLCOE_Brownfield | IgnoreSilica | 2019 | 74.5586 | 20.8957 | 1.631 | 4 | 7470.1038 | 10381.4382 | 152.2882 | 211.6397 | 137.0977 | 0 | 164.7825 | 3657650.3484 | 164539.7424 | 3830438.5372 | 3261014.7311 | 0 | 674822.4773 | 0 | 4519501.6762 | 11758816.2843 | 8025633.7335 | 35892417.5305 | 961560.8286 | 11880569.6211 | 11880569.6211 | 1478867.319 | 5633948.9183 | 0 | 48734547.9801 | 67727933.8385 | 23713.7371 | 6.5239 | 7470.1038 | 10381.4382 | 152.2882 | 211.6397
1 | 3600 | 707 | 0.035 | 15 | 15 | 7 | 3.1623e-11 | 5spot_SharedNeighbor | Water | Porous | Wet | R245fa | MinimizeLCOE_Brownfield | IgnoreSilica | 2019 | 86.0077 | 24.0811 | 1.937 | 4 | 6835.2097 | 9286.5643 | 139.345 | 189.3192 | 137.025 | 0 | 181.9101 | 4043252.6596 | 181566.0203 | 4291067.0093 | 3756045.96 | 0 | 680796.6768 | 0 | 5051564.0471 | 13143133.4323 | 8970458.6319 | 40117884.4372 | 961560.8286 | 11880569.6211 | 11880569.6211 | 1478867.319 | 5633948.9183 | 0 | 52960014.8869 | 71953400.7452 | 31622.7766 | 7.7481 | 6835.2097 | 9286.5643 | 139.345 | 189.3192
1 | 3600 | 707 | 0.035 | 15 | 15 | 7 | 4.217e-11 | 5spot_SharedNeighbor | Water | Porous | Wet | R245fa | MinimizeLCOE_Brownfield | IgnoreSilica | 2019 | 96.9091 | 27.0806 | 2.2386 | 4 | 6344.5654 | 8465.6802 | 129.3425 | 172.5843 | 136.8797 | 0 | 203.0829 | 4391304.7549 | 196779.0963 | 4714039.7774 | 4224257.1986 | 0 | 670026.111 | 0 | 5536598.7059 | 14405094.1201 | 9831772.732 | 43969872.4961 | 961560.8286 | 11880569.6211 | 11880569.6211 | 1478867.319 | 5633948.9183 | 0 | 56812002.9458 | 75805388.8041 | 42169.6503 | 8.9544 | 6344.5654 | 8465.6802 | 129.3425 | 172.5843
1 | 3600 | 707 | 0.035 | 15 | 15 | 7 | 5.6234e-11 | 5spot_SharedNeighbor | Water | Porous | Wet | R245fa | MinimizeLCOE_Brownfield | IgnoreSilica | 2019 | 106.7971 | 29.7679 | 2.5206 | 4 | 5967.1987 | 7851.0229 | 121.6494 | 160.0537 | 136.6905 | 0 | 219.8126 | 4692081.9026 | 209784.5117 | 5085360.6151 | 4645847.8354 | 0 | 645393.6478 | 0 | 5958602.7199 | 15503061.9997 | 10581158.3709 | 47321291.603 | 961560.8286 | 11880569.6211 | 11880569.6211 | 1478867.319 | 5633948.9183 | 0 | 60163422.0527 | 79156807.9111 | 56234.1325 | 10.0824 | 5967.1987 | 7851.0229 | 121.6494 | 160.0537
1 | 3600 | 707 | 0.035 | 15 | 15 | 7 | 7.4989e-11 | 5spot_SharedNeighbor | Water | Porous | Wet | R245fa | MinimizeLCOE_Brownfield | IgnoreSilica | 2019 | 115.4009 | 32.0777 | 2.7724 | 4 | 5678.1414 | 7390.841 | 115.7566 | 150.6723 | 136.4855 | 0 | 206.932 | 4942937.1193 | 220516.1969 | 5399403.1664 | 5010067.3919 | 0 | 611400.3981 | 0 | 6311886.4663 | 16422233.8395 | 11208512.0386 | 50126956.6171 | 961560.8286 | 11880569.6211 | 11880569.6211 | 1478867.319 | 5633948.9183 | 0 | 62969087.0667 | 81962472.9251 | 74989.4209 | 11.0897 | 5678.1414 | 7390.841 | 115.7566 | 150.6723
1 | 3600 | 707 | 0.035 | 15 | 15 | 7 | 1e-10 | 5spot_SharedNeighbor | Water | Porous | Wet | R245fa | MinimizeLCOE_Brownfield | IgnoreSilica | 2019 | 122.6554 | 34.003 | 2.9892 | 4 | 5457.4913 | 7045.9921 | 111.2583 | 143.6421 | 136.2859 | 0 | 228.0019 | 5146951.0756 | 229157.533 | 5657895.5942 | 5315127.6362 | 0 | 572957.5145 | 0 | 6599614.8478 | 17170844.0669 | 11719453.9012 | 52412002.1694 | 961560.8286 | 11880569.6211 | 11880569.6211 | 1478867.319 | 5633948.9183 | 0 | 65254132.6191 | 84247518.4775 | 100000 | 11.9568 | 5457.4913 | 7045.9921 | 111.2583 | 143.6421
1 | 3600 | 707 | 0.035 | 15 | 15 | 7 | 1.3335e-10 | 5spot_SharedNeighbor | Water | Porous | Wet | R245fa | MinimizeLCOE_Brownfield | IgnoreSilica | 2019 | 128.548 | 35.5508 | 3.169 | 4 | 5289.5467 | 6787.9019 | 107.8346 | 138.3806 | 136.1066 | 0 | 234.0708 | 5307778.5189 | 235909.5366 | 5863733.5552 | 5561467.3764 | 0 | 533389.4598 | 0 | 6825888.5943 | 17759561.9401 | 12121265.9466 | 54208994.928 | 961560.8286 | 11880569.6211 | 11880569.6211 | 1478867.319 | 5633948.9183 | 0 | 67051125.3776 | 86044511.236 | 133352.1432 | 12.6762 | 5289.5467 | 6787.9019 | 107.8346 | 138.3806
1 | 3600 | 707 | 0.035 | 15 | 15 | 7 | 1.7783e-10 | 5spot_SharedNeighbor | Water | Porous | Wet | R245fa | MinimizeLCOE_Brownfield | IgnoreSilica | 2019 | 135.1787 | 37.2813 | 3.3481 | 4 | 5161.6614 | 6579.8792 | 105.2274 | 134.1397 | 135.8973 | 0 | 215.3894 | 5484730.6141 | 243301.1069 | 6091816.1636 | 5839104.674 | 0 | 513621.5141 | 0 | 7087303.8884 | 18439710.9116 | 12585481.5953 | 56285070.468 | 961560.8286 | 11880569.6211 | 11880569.6211 | 1478867.319 | 5633948.9183 | 0 | 69127200.9176 | 88120586.776 | 177827.941 | 13.3924 | 5161.6614 | 6579.8792 | 105.2274 | 134.1397
1 | 3600 | 707 | 0.035 | 15 | 15 | 7 | 2.3714e-10 | 5spot_SharedNeighbor | Water | Porous | Wet | R245fa | MinimizeLCOE_Brownfield | IgnoreSilica | 2019 | 139.1398 | 38.315 | 3.4711 | 4 | 5063.3664 | 6431.3288 | 103.2236 | 131.1113 | 135.7797 | 0 | 226.1203 | 5589398.0034 | 247676.7935 | 6227052.1711 | 6005867.5614 | 0 | 481878.5651 | 0 | 7235230.5069 | 18824585.6291 | 12848166.4984 | 57459855.7289 | 961560.8286 | 11880569.6211 | 11880569.6211 | 1478867.319 | 5633948.9183 | 0 | 70301986.1786 | 89295372.0369 | 237137.3706 | 13.8844 | 5063.3664 | 6431.3288 | 103.2236 | 131.1113
1 | 3600 | 707 | 0.035 | 15 | 15 | 7 | 3.1623e-10 | 5spot_SharedNeighbor | Water | Porous | Wet | R245fa | MinimizeLCOE_Brownfield | IgnoreSilica | 2019 | 142.224 | 39.1163 | 3.5679 | 4 | 4988.9627 | 6319.807 | 101.7068 | 128.8378 | 135.6854 | 0 | 244.9335 | 5669791.6576 | 251024.7286 | 6331396.258 | 6135489.4808 | 0 | 454395.8662 | 0 | 7348418.2166 | 19119076.8318 | 13049162.7954 | 58358755.8351 | 961560.8286 | 11880569.6211 | 11880569.6211 | 1478867.319 | 5633948.9183 | 0 | 71200886.2847 | 90194272.1431 | 316227.766 | 14.2717 | 4988.9627 | 6319.807 | 101.7068 | 128.8378
1 | 3600 | 707 | 0.035 | 15 | 15 | 7 | 4.217e-10 | 5spot_SharedNeighbor | Water | Porous | Wet | R245fa | MinimizeLCOE_Brownfield | IgnoreSilica | 2019 | 144.5649 | 39.7223 | 3.6426 | 4 | 4932.7402 | 6236.3137 | 100.5606 | 127.1357 | 135.6122 | 0 | 248.9761 | 5730177.8052 | 253531.824 | 6410046.4861 | 6233745.202 | 0 | 431029.2135 | 0 | 7432826.907 | 19338690.9297 | 13199053.9299 | 59029102.2974 | 961560.8286 | 11880569.6211 | 11880569.6211 | 1478867.319 | 5633948.9183 | 0 | 71871232.7471 | 90864618.6054 | 421696.5034 | 14.5702 | 4932.7402 | 6236.3137 | 100.5606 | 127.1357
1 | 3600 | 707 | 0.035 | 15 | 15 | 7 | 5.6234e-10 | 5spot_SharedNeighbor | Water | Porous | Wet | R245fa | MinimizeLCOE_Brownfield | IgnoreSilica | 2019 | 146.3554 | 40.1845 | 3.7001 | 4 | 4890.3171 | 6173.6353 | 99.6957 | 125.8579 | 135.5553 | 0 | 239.9679 | 5775999.1854 | 255429.7635 | 6469885.6406 | 6308819.9456 | 0 | 411932.3928 | 0 | 7496606.1018 | 19504631.3116 | 13312311.6503 | 59535615.9915 | 961560.8286 | 11880569.6211 | 11880569.6211 | 1478867.319 | 5633948.9183 | 0 | 72377746.4412 | 91371132.2995 | 562341.3252 | 14.8002 | 4890.3171 | 6173.6353 | 99.6957 | 125.8579
1 | 3600 | 707 | 0.035 | 15 | 15 | 7 | 7.4989e-10 | 5spot_SharedNeighbor | Water | Porous | Wet | R245fa | MinimizeLCOE_Brownfield | IgnoreSilica | 2019 | 147.6996 | 40.5307 | 3.7437 | 4 | 4858.3452 | 6126.6949 | 99.0439 | 124.901 | 135.5121 | 0 | 251.3895 | 5810192.5959 | 256843.5093 | 6514630.049 | 6365137.8955 | 0 | 396465.3162 | 0 | 7543875.0527 | 19627615.4255 | 13396250.8351 | 59911010.6792 | 961560.8286 | 11880569.6211 | 11880569.6211 | 1478867.319 | 5633948.9183 | 0 | 72753141.1289 | 91746526.9872 | 749894.2093 | 14.9749 | 4858.3452 | 6126.6949 | 99.0439 | 124.901
1 | 3600 | 707 | 0.035 | 15 | 15 | 7 | 1e-09 | 5spot_SharedNeighbor | Water | Porous | Wet | R245fa | MinimizeLCOE_Brownfield | IgnoreSilica | 2019 | 149.0614 | 40.881 | 3.7843 | 4 | 4832.3251 | 6087.089 | 98.5135 | 124.0935 | 135.4681 | 0 | 243.778 | 5844665.734 | 258266.9216 | 6559812.1001 | 6422155.9972 | 0 | 385532.6735 | 0 | 7593469.0363 | 19756648.7977 | 13484318.7629 | 60304870.0231 | 961560.8286 | 11880569.6211 | 11880569.6211 | 1478867.319 | 5633948.9183 | 0 | 73147000.4728 | 92140386.3312 | 1000000 | 15.137 | 4832.3251 | 6087.089 | 98.5135 | 124.0935
1 | 3600 | 707 | 0.035 | 15 | 15 | 7 | 1.3335e-09 | 5spot_SharedNeighbor | Water | Porous | Wet | R245fa | MinimizeLCOE_Brownfield | IgnoreSilica | 2019 | 149.8145 | 41.0743 | 3.809 | 4 | 4814.4571 | 6061.0607 | 98.1492 | 123.5629 | 135.4434 | 0 | 219.8771 | 5863645.0219 | 259049.4063 | 6584725.722 | 6453669.2663 | 0 | 376044.4768 | 0 | 7619482.2184 | 19824329.7615 | 13530512.4114 | 60511458.2845 | 961560.8286 | 11880569.6211 | 11880569.6211 | 1478867.319 | 5633948.9183 | 0 | 73353588.7341 | 92346974.5925 | 1333521.4322 | 15.2361 | 4814.4571 | 6061.0607 | 98.1492 | 123.5629
1 | 3600 | 707 | 0.035 | 15 | 15 | 7 | 1.7783e-09 | 5spot_SharedNeighbor | Water | Porous | Wet | R245fa | MinimizeLCOE_Brownfield | IgnoreSilica | 2019 | 150.3844 | 41.2205 | 3.8278 | 4 | 4801.026 | 6041.519 | 97.8754 | 123.1645 | 135.4247 | 0 | 246.8641 | 5877971.204 | 259639.5926 | 6603547.4012 | 6477508.9171 | 0 | 368733.6274 | 0 | 7639086.2895 | 19875335.5333 | 13565324.8988 | 60667147.464 | 961560.8286 | 11880569.6211 | 11880569.6211 | 1478867.319 | 5633948.9183 | 0 | 73509277.9137 | 92502663.772 | 1778279.41 | 15.3112 | 4801.026 | 6041.519 | 97.8754 | 123.1645
1 | 3600 | 707 | 0.035 | 15 | 15 | 7 | 2.3714e-09 | 5spot_SharedNeighbor | Water | Porous | Wet | R245fa | MinimizeLCOE_Brownfield | IgnoreSilica | 2019 | 150.813 | 41.3304 | 3.8419 | 4 | 4790.9354 | 6026.8607 | 97.6697 | 122.8657 | 135.4105 | 0 | 225.9258 | 5888724.9079 | 260082.3443 | 6617684.712 | 6495433.5345 | 0 | 363121.5188 | 0 | 7653768.3368 | 19913535.2086 | 13591396.9621 | 60783747.525 | 961560.8286 | 11880569.6211 | 11880569.6211 | 1478867.319 | 5633948.9183 | 0 | 73625877.9747 | 92619263.833 | 2371373.7057 | 15.3677 | 4790.9354 | 6026.8607 | 97.6697 | 122.8657
1 | 3600 | 707 | 0.035 | 15 | 15 | 7 | 3.1623e-09 | 5spot_SharedNeighbor | Water | Porous | Wet | R245fa | MinimizeLCOE_Brownfield | IgnoreSilica | 2019 | 151.1297 | 41.4115 | 3.8525 | 4 | 4783.3578 | 6015.8966 | 97.5152 | 122.6422 | 135.4 | 0 | 222.3776 | 5896659.9717 | 260408.899 | 6628121.6223 | 6508676.5586 | 0 | 358790.7031 | 0 | 7664536.5243 | 19941551.8237 | 13610518.8776 | 60869264.9803 | 961560.8286 | 11880569.6211 | 11880569.6211 | 1478867.319 | 5633948.9183 | 0 | 73711395.4299 | 92704781.2883 | 3162277.6602 | 15.41 | 4783.3578 | 6015.8966 | 97.5152 | 122.6422
1 | 3600 | 707 | 0.035 | 15 | 15 | 7 | 4.217e-09 | 5spot_SharedNeighbor | Water | Porous | Wet | R245fa | MinimizeLCOE_Brownfield | IgnoreSilica | 2019 | 151.366 | 41.472 | 3.8604 | 4 | 4777.6691 | 6007.6818 | 97.3992 | 122.4747 | 135.3922 | 0 | 229.9262 | 5902574.559 | 260652.2232 | 6635903.8313 | 6518556.7065 | 0 | 355485.916 | 0 | 7672537.5621 | 19962368.8827 | 13624726.9481 | 60932806.629 | 961560.8286 | 11880569.6211 | 11880569.6211 | 1478867.319 | 5633948.9183 | 0 | 73774937.0787 | 92768322.937 | 4216965.0343 | 15.4416 | 4777.6691 | 6007.6818 | 97.3992 | 122.4747
1 | 3600 | 707 | 0.035 | 15 | 15 | 7 | 5.6234e-09 | 5spot_SharedNeighbor | Water | Porous | Wet | R245fa | MinimizeLCOE_Brownfield | IgnoreSilica | 2019 | 151.5512 | 41.5195 | 3.8665 | 4 | 4773.3996 | 6001.4766 | 97.3122 | 122.3482 | 135.386 | 0 | 221.8353 | 5907206.449 | 260842.735 | 6641999.8682 | 6526299.3104 | 0 | 353050.7182 | 0 | 7678865.6415 | 19978833.2473 | 13635964.2152 | 60983062.1848 | 961560.8286 | 11880569.6211 | 11880569.6211 | 1478867.319 | 5633948.9183 | 0 | 73825192.6345 | 92818578.4928 | 5623413.2519 | 15.466 | 4773.3996 | 6001.4766 | 97.3122 | 122.3482
1 | 3600 | 707 | 0.035 | 15 | 15 | 7 | 7.4989e-09 | 5spot_SharedNeighbor | Water | Porous | Wet | R245fa | MinimizeLCOE_Brownfield | IgnoreSilica | 2019 | 151.6755 | 41.5513 | 3.8708 | 4 | 4770.1959 | 5996.9059 | 97.2469 | 122.255 | 135.3819 | 0 | 229.6595 | 5910311.9962 | 260970.4346 | 6646088.1031 | 6531493.661 | 0 | 351081.5757 | 0 | 7682978.8506 | 19989534.9735 | 13643268.3633 | 61015727.958 | 961560.8286 | 11880569.6211 | 11880569.6211 | 1478867.319 | 5633948.9183 | 0 | 73857858.4077 | 92851244.266 | 7498942.0933 | 15.4832 | 4770.1959 | 5996.9059 | 97.2469 | 122.255
1 | 3600 | 707 | 0.035 | 15 | 15 | 7 | 1e-08 | 5spot_SharedNeighbor | Water | Porous | Wet | R245fa | MinimizeLCOE_Brownfield | IgnoreSilica | 2019 | 151.783 | 41.5788 | 3.8743 | 4 | 4767.7923 | 5993.3982 | 97.1979 | 122.1835 | 135.3783 | 0 | 227.6823 | 5912995.7834 | 261080.7864 | 6649621.4371 | 6535983.7829 | 0 | 349720.6122 | 0 | 7686666.9368 | 19999130.6173 | 13649817.5873 | 61045017.5433 | 961560.8286 | 11880569.6211 | 11880569.6211 | 1478867.319 | 5633948.9183 | 0 | 73887147.9929 | 92880533.8513 | 10000000 | 15.4971 | 4767.7923 | 5993.3982 | 97.1979 | 122.1835
1 | 3700 | 707 | 0.035 | 15 | 15 | 7 | 1e-13 | 5spot_SharedNeighbor | Water | Porous | Wet | R245fa | MinimizeLCOE_Brownfield | IgnoreSilica | 2019 | 0 | 0 | 0 | 0 |  |  |  |  | 15 |  | 24.226 | [19 empty] | 100 | 0
1 | 3700 | 707 | 0.035 | 15 | 15 | 7 | 1.3335e-13 | 5spot_SharedNeighbor | Water | Porous | Wet | R245fa | MinimizeLCOE_Brownfield | IgnoreSilica | 2019 | 0 | 0 | 0 | 0 |  |  |  |  | 15 |  | 25.6237 | [19 empty] | 133.3521 | 0
1 | 3700 | 707 | 0.035 | 15 | 15 | 7 | 1.7783e-13 | 5spot_SharedNeighbor | Water | Porous | Wet | R245fa | MinimizeLCOE_Brownfield | IgnoreSilica | 2019 | 0 | 0 | 0 | 0 |  |  |  |  | 15 |  | 25.0211 | [19 empty] | 177.8279 | 0
1 | 3700 | 707 | 0.035 | 15 | 15 | 7 | 2.3714e-13 | 5spot_SharedNeighbor | Water | Porous | Wet | R245fa | MinimizeLCOE_Brownfield | IgnoreSilica | 2019 | 1.1813 | 0.21159 | 0.0044293 | 4 | 811984.4464 | 1916972.1148 | 16553.4012 | 39080.0695 | 106.7788 | 0 | 55.3193 | 124875.3006 | 4561.0344 | 99263.6073 | 65082.5636 | 0 | 70052.1529 | 0 | 141895.5169 | 369183.0282 | 251975.0027 | 1126888.2066 | 961560.8286 | 12297657.4024 | 12297657.4024 | 1478867.319 | 5800784.0308 | 0 | 14386106.4377 | 33963415.1899 | 237.1374 | 0.017717 | 811984.4464 | 1916972.1148 | 16553.4012 | 39080.0695
1 | 3700 | 707 | 0.035 | 15 | 15 | 7 | 3.1623e-13 | 5spot_SharedNeighbor | Water | Porous | Wet | R245fa | MinimizeLCOE_Brownfield | IgnoreSilica | 2019 | 1.5686 | 0.31541 | 0.010594 | 4 | 347784.9996 | 809772.5573 | 7090.0676 | 16508.3089 | 113.9609 | 0 | 69.349 | 171911.099 | 6614.9368 | 135906.2061 | 81542.0217 | 0 | 81420.3762 | 0 | 186183.9095 | 484412.3409 | 330621.3764 | 1478612.2665 | 961560.8286 | 12297657.4024 | 12297657.4024 | 1478867.319 | 5800784.0308 | 0 | 14737830.4976 | 34315139.2498 | 316.2278 | 0.042376 | 347784.9996 | 809772.5573 | 7090.0676 | 16508.3089
1 | 3700 | 707 | 0.035 | 15 | 15 | 7 | 4.217e-13 | 5spot_SharedNeighbor | Water | Porous | Wet | R245fa | MinimizeLCOE_Brownfield | IgnoreSilica | 2019 | 2.0404 | 0.44651 | 0.019496 | 4 | 194171.7831 | 445219.0483 | 3958.4544 | 9076.3925 | 119.5003 | 0 | 353.1116 | 225651.3454 | 9038.3364 | 178770.6527 | 101963.5401 | 0 | 92467.8236 | 0 | 237077.7623 | 616827.7062 | 420997.584 | 1882794.7507 | 961560.8286 | 12297657.4024 | 12297657.4024 | 1478867.319 | 5800784.0308 | 0 | 15142012.9818 | 34719321.734 | 421.6965 | 0.077983 | 194171.7831 | 445219.0483 | 3958.4544 | 9076.3925
1 | 3700 | 707 | 0.035 | 15 | 15 | 7 | 5.6234e-13 | 5spot_SharedNeighbor | Water | Porous | Wet | R245fa | MinimizeLCOE_Brownfield | IgnoreSilica | 2019 | 2.7016 | 0.63456 | 0.032471 | 4 | 120738.6142 | 271467.3289 | 2461.42 | 5534.2287 | 124.3227 | 0 | 481.9958 | 295484.9664 | 12255.7154 | 236019.0016 | 130890.0911 | 0 | 107605.9316 | 0 | 305079.7254 | 793754.8651 | 541754.0055 | 2422844.3022 | 961560.8286 | 12297657.4024 | 12297657.4024 | 1478867.319 | 5800784.0308 | 0 | 15682062.5332 | 35259371.2855 | 562.3413 | 0.12988 | 120738.6142 | 271467.3289 | 2461.42 | 5534.2287
1 | 3700 | 707 | 0.035 | 15 | 15 | 7 | 7.4989e-13 | 5spot_SharedNeighbor | Water | Porous | Wet | R245fa | MinimizeLCOE_Brownfield | IgnoreSilica | 2019 | 3.5768 | 0.88748 | 0.050543 | 4 | 80902.5757 | 177737.1395 | 1649.3084 | 3623.412 | 128.1633 | 0 | 641.6166 | 380553.0489 | 16230.7227 | 307857.0282 | 169662.1796 | 0 | 125639.9631 | 0 | 389977.7476 | 1014642.1037 | 692514.0846 | 3097076.8783 | 961560.8286 | 12297657.4024 | 12297657.4024 | 1478867.319 | 5800784.0308 | 0 | 16356295.1093 | 35933603.8615 | 749.8942 | 0.20217 | 80902.5757 | 177737.1395 | 1649.3084 | 3623.412
1 | 3700 | 707 | 0.035 | 15 | 15 | 7 | 1e-12 | 5spot_SharedNeighbor | Water | Porous | Wet | R245fa | MinimizeLCOE_Brownfield | IgnoreSilica | 2019 | 4.7279 | 1.2232 | 0.075134 | 4 | 57197.57 | 122339.281 | 1166.0498 | 2494.0517 | 131.1672 | 0 | 93.1115 | 483069.7413 | 21056.2355 | 397138.4873 | 220882.5949 | 0 | 146914.2981 | 0 | 494933.9293 | 1287716.5591 | 878893.0115 | 3930604.857 | 961560.8286 | 12297657.4024 | 12297657.4024 | 1478867.319 | 5800784.0308 | 0 | 17189823.088 | 36767131.8403 | 1000 | 0.30053 | 57197.57 | 122339.281 | 1166.0498 | 2494.0517
1 | 3700 | 707 | 0.035 | 15 | 15 | 7 | 1.3335e-12 | 5spot_SharedNeighbor | Water | Porous | Wet | R245fa | MinimizeLCOE_Brownfield | IgnoreSilica | 2019 | 6.2775 | 1.6772 | 0.10854 | 4 | 42025.0304 | 87117.8439 | 856.7371 | 1776.0151 | 133.5205 | 0 | 70.4291 | 609091.3929 | 27001.638 | 510399.6125 | 289940.3966 | 0 | 173443.0677 | 0 | 627851.682 | 1633541.2865 | 1114925.494 | 4986194.5702 | 961560.8286 | 12297657.4024 | 12297657.4024 | 1478867.319 | 5800784.0308 | 0 | 18245412.8013 | 37822721.5535 | 1333.5214 | 0.43416 | 42025.0304 | 87117.8439 | 856.7371 | 1776.0151
1 | 3700 | 707 | 0.035 | 15 | 15 | 7 | 1.7783e-12 | 5spot_SharedNeighbor | Water | Porous | Wet | R245fa | MinimizeLCOE_Brownfield | IgnoreSilica | 2019 | 8.3238 | 2.2742 | 0.15246 | 4 | 32053.1743 | 64155.1114 | 653.4473 | 1307.8887 | 135.178 | 0 | 77.5272 | 759658.104 | 34069.7194 | 650465.2605 | 380824.698 | 0 | 205281.7862 | 0 | 791816.8316 | 2060144.9717 | 1406091.275 | 6288352.6464 | 961560.8286 | 12297657.4024 | 12297657.4024 | 1478867.319 | 5800784.0308 | 0 | 19547570.8774 | 39124879.6296 | 1778.2794 | 0.60985 | 32053.1743 | 64155.1114 | 653.4473 | 1307.8887
1 | 3700 | 707 | 0.035 | 15 | 15 | 7 | 2.3714e-12 | 5spot_SharedNeighbor | Water | Porous | Wet | R245fa | MinimizeLCOE_Brownfield | IgnoreSilica | 2019 | 11.0615 | 3.087 | 0.21364 | 4 | 24822.4653 | 47731.3135 | 506.0395 | 973.0674 | 136.7813 | 0 | 106.9195 | 948075.0359 | 42982.1861 | 829704.5486 | 503124.0411 | 0 | 244007.9304 | 0 | 1001478.5594 | 2605641.7802 | 1778404.0556 | 7953418.1374 | 961560.8286 | 12297657.4024 | 12297657.4024 | 1478867.319 | 5800784.0308 | 0 | 21212636.3684 | 40789945.1206 | 2371.3737 | 0.85457 | 24822.4653 | 47731.3135 | 506.0395 | 973.0674
1 | 3700 | 707 | 0.035 | 15 | 15 | 7 | 3.1623e-12 | 5spot_SharedNeighbor | Water | Porous | Wet | R245fa | MinimizeLCOE_Brownfield | IgnoreSilica | 2019 | 14.7085 | 4.1641 | 0.29415 | 4 | 19799.6862 | 36438.5703 | 403.6434 | 742.8495 | 137.8593 | 0 | 96.3477 | 1175685.3859 | 53673.9755 | 1053419.1336 | 666300.9585 | 0 | 291562.4778 | 0 | 1263850.3532 | 3288279.3677 | 2244318.2358 | 10037089.888 | 961560.8286 | 12297657.4024 | 12297657.4024 | 1478867.319 | 5800784.0308 | 0 | 23296308.119 | 42873616.8712 | 3162.2777 | 1.1766 | 19799.6862 | 36438.5703 | 403.6434 | 742.8495
1 | 3700 | 707 | 0.035 | 15 | 15 | 7 | 4.217e-12 | 5spot_SharedNeighbor | Water | Porous | Wet | R245fa | MinimizeLCOE_Brownfield | IgnoreSilica | 2019 | 19.5541 | 5.5957 | 0.40122 | 4 | 16145.5233 | 28344.1182 | 329.1483 | 577.8332 | 138.6785 | 0 | 98.637 | 1452695.5946 | 66637.9507 | 1333608.1414 | 882711.1829 | 0 | 349400.4136 | 0 | 1593170.7804 | 4145103.5664 | 2829118.3575 | 12652445.9875 | 961560.8286 | 12297657.4024 | 12297657.4024 | 1478867.319 | 5800784.0308 | 0 | 25911664.2185 | 45488972.9708 | 4216.965 | 1.6049 | 16145.5233 | 28344.1182 | 329.1483 | 577.8332
1 | 3700 | 707 | 0.035 | 15 | 15 | 7 | 5.6234e-12 | 5spot_SharedNeighbor | Water | Porous | Wet | R245fa | MinimizeLCOE_Brownfield | IgnoreSilica | 2019 | 25.9459 | 7.4854 | 0.54291 | 4 | 13437.1317 | 22452.0502 | 273.9341 | 457.7154 | 139.2972 | 0 | 96.7596 | 1788218.5574 | 82284.5232 | 1682432.9303 | 1168645.6872 | 0 | 418978.9248 | 0 | 2004818.643 | 5216126.8641 | 3560113.7655 | 15921619.8955 | 961560.8286 | 12297657.4024 | 12297657.4024 | 1478867.319 | 5800784.0308 | 0 | 29180838.1265 | 48758146.8788 | 5623.4133 | 2.1717 | 13437.1317 | 22452.0502 | 273.9341 | 457.7154
1 | 3700 | 707 | 0.035 | 15 | 15 | 7 | 7.4989e-12 | 5spot_SharedNeighbor | Water | Porous | Wet | R245fa | MinimizeLCOE_Brownfield | IgnoreSilica | 2019 | 34.3795 | 9.9803 | 0.72991 | 4 | 11398.1022 | 18103.4565 | 232.3657 | 369.0634 | 139.7662 | 0 | 104.7647 | 2195327.6501 | 101199.503 | 2117110.1905 | 1546527.8328 | 0 | 503395.6703 | 0 | 2520788.7302 | 6558575.1911 | 4476362.3332 | 20019287.1013 | 961560.8286 | 12297657.4024 | 12297657.4024 | 1478867.319 | 5800784.0308 | 0 | 33278505.3323 | 52855814.0845 | 7498.9421 | 2.9197 | 11398.1022 | 18103.4565 | 232.3657 | 369.0634
1 | 3700 | 707 | 0.035 | 15 | 15 | 7 | 1e-11 | 5spot_SharedNeighbor | Water | Porous | Wet | R245fa | MinimizeLCOE_Brownfield | IgnoreSilica | 2019 | 45.4079 | 13.2431 | 0.97415 | 4 | 9848.58 | 14872.7753 | 200.7766 | 303.2016 | 140.1167 | 0 | 106.6272 | 2685362.9323 | 123876.6904 | 2654112.832 | 2040955.5961 | 0 | 605074.9552 | 0 | 3162659.3724 | 8228590.9363 | 5616182.3946 | 25116815.7093 | 961560.8286 | 12297657.4024 | 12297657.4024 | 1478867.319 | 5800784.0308 | 0 | 38376033.9403 | 57953342.6926 | 10000 | 3.8966 | 9848.58 | 14872.7753 | 200.7766 | 303.2016
1 | 3700 | 707 | 0.035 | 15 | 15 | 7 | 1.3335e-11 | 5spot_SharedNeighbor | Water | Porous | Wet | R245fa | MinimizeLCOE_Brownfield | IgnoreSilica | 2019 | 55.7561 | 16.3011 | 1.2378 | 4 | 8652.8768 | 12606.8759 | 176.4006 | 257.0082 | 140.3012 | 0 | 108.2988 | 3113200.057 | 143589.7527 | 3133604.6629 | 2504829.8618 | 0 | 656300.1886 | 0 | 3725094.564 | 9691931.9335 | 6614942.6939 | 29583493.7143 | 961560.8286 | 12297657.4024 | 12297657.4024 | 1478867.319 | 5800784.0308 | 0 | 42842711.9453 | 62420020.6976 | 13335.2143 | 4.9513 | 8652.8768 | 12606.8759 | 176.4006 | 257.0082
1 | 3700 | 707 | 0.035 | 15 | 15 | 7 | 1.7783e-11 | 5spot_SharedNeighbor | Water | Porous | Wet | R245fa | MinimizeLCOE_Brownfield | IgnoreSilica | 2019 | 66.9734 | 19.6036 | 1.5377 | 4 | 7716.7312 | 10899.5972 | 157.316 | 222.203 | 140.3893 | 0 | 140.3987 | 3549100.051 | 163558.2848 | 3631723.3399 | 3006361.7368 | 0 | 692970.9345 | 0 | 4307048.5953 | 11206056.9479 | 7648364.1284 | 34205184.0185 | 961560.8286 | 12297657.4024 | 12297657.4024 | 1478867.319 | 5800784.0308 | 0 | 47464402.2496 | 67041711.0018 | 17782.7941 | 6.1508 | 7716.7312 | 10899.5972 | 157.316 | 222.203
1 | 3700 | 707 | 0.035 | 15 | 15 | 7 | 2.3714e-11 | 5spot_SharedNeighbor | Water | Porous | Wet | R245fa | MinimizeLCOE_Brownfield | IgnoreSilica | 2019 | 78.6466 | 23.0161 | 1.8628 | 4 | 6986.4638 | 9613.8245 | 142.4285 | 195.9908 | 140.3753 | 0 | 163.7942 | 3976326.9706 | 182972.7445 | 4129280.1543 | 3525705.8856 | 0 | 712673.0673 | 0 | 4885513.9407 | 12711105.117 | 8675590.4295 | 38799168.3095 | 961560.8286 | 12297657.4024 | 12297657.4024 | 1478867.319 | 5800784.0308 | 0 | 52058386.5405 | 71635695.2928 | 23713.7371 | 7.4513 | 6986.4638 | 9613.8245 | 142.4285 | 195.9908
1 | 3700 | 707 | 0.035 | 15 | 15 | 7 | 3.1623e-11 | 5spot_SharedNeighbor | Water | Porous | Wet | R245fa | MinimizeLCOE_Brownfield | IgnoreSilica | 2019 | 90.154 | 26.3461 | 2.1957 | 4 | 6419.7145 | 8648.7596 | 130.8746 | 176.3167 | 140.2678 | 0 | 189.8407 | 4374007.3374 | 200861.4626 | 4601020.2783 | 4034050.7871 | 0 | 713362.2196 | 0 | 5430087.8132 | 14127974.6257 | 9642632.9829 | 43123997.5069 | 961560.8286 | 12297657.4024 | 12297657.4024 | 1478867.319 | 5800784.0308 | 0 | 56383215.7379 | 75960524.4901 | 31622.7766 | 8.7828 | 6419.7145 | 8648.7596 | 130.8746 | 176.3167
1 | 3700 | 707 | 0.035 | 15 | 15 | 7 | 4.217e-11 | 5spot_SharedNeighbor | Water | Porous | Wet | R245fa | MinimizeLCOE_Brownfield | IgnoreSilica | 2019 | 100.9628 | 29.4357 | 2.5187 | 4 | 5982.0629 | 7925.275 | 121.9524 | 161.5675 | 140.0912 | 0 | 210.5184 | 4728133.0951 | 216607.1058 | 5028443.9449 | 4507477.5708 | 0 | 696772.0691 | 0 | 5919199.1764 | 15400542.0624 | 10511186.4071 | 47008361.4317 | 961560.8286 | 12297657.4024 | 12297657.4024 | 1478867.319 | 5800784.0308 | 0 | 60267579.6627 | 79844888.415 | 42169.6503 | 10.0747 | 5982.0629 | 7925.275 | 121.9524 | 161.5675
1 | 3700 | 707 | 0.035 | 15 | 15 | 7 | 5.6234e-11 | 5spot_SharedNeighbor | Water | Porous | Wet | R245fa | MinimizeLCOE_Brownfield | IgnoreSilica | 2019 | 110.7017 | 32.1831 | 2.8175 | 4 | 5645.5563 | 7382.6742 | 115.0923 | 150.5058 | 139.8761 | 0 | 217.6339 | 5032313.0799 | 229975.7038 | 5401325.2057 | 4930785.9428 | 0 | 667158.1381 | 0 | 6342007.6474 | 16500602.9739 | 11262000.5832 | 50366169.2747 | 961560.8286 | 12297657.4024 | 12297657.4024 | 1478867.319 | 5800784.0308 | 0 | 63625387.5057 | 83202696.258 | 56234.1325 | 11.27 | 5645.5563 | 7382.6742 | 115.0923 | 150.5058
1 | 3700 | 707 | 0.035 | 15 | 15 | 7 | 7.4989e-11 | 5spot_SharedNeighbor | Water | Porous | Wet | R245fa | MinimizeLCOE_Brownfield | IgnoreSilica | 2019 | 119.0887 | 34.5188 | 3.0813 | 4 | 5387.8263 | 6976.2009 | 109.8381 | 142.2193 | 139.652 | 0 | 211.9542 | 5283596.9098 | 240897.2427 | 5713573.0148 | 5292809.7957 | 0 | 628759.8425 | 0 | 6692258.3542 | 17411883.4667 | 11883968.2444 | 53147746.871 | 961560.8286 | 12297657.4024 | 12297657.4024 | 1478867.319 | 5800784.0308 | 0 | 66406965.102 | 85984273.8542 | 74989.4209 | 12.3254 | 5387.8263 | 6976.2009 | 109.8381 | 142.2193
1 | 3700 | 707 | 0.035 | 15 | 15 | 7 | 1e-10 | 5spot_SharedNeighbor | Water | Porous | Wet | R245fa | MinimizeLCOE_Brownfield | IgnoreSilica | 2019 | 126.0802 | 36.4428 | 3.3059 | 4 | 5191.1048 | 6671.5956 | 105.8277 | 136.0095 | 139.4399 | 0 | 228.1522 | 5485787.5014 | 249592.3855 | 5967807.8772 | 5592431.1832 | 0 | 586511.0727 | 0 | 6974030.7078 | 18144997.3313 | 12384333.521 | 55385491.5802 | 961560.8286 | 12297657.4024 | 12297657.4024 | 1478867.319 | 5800784.0308 | 0 | 68644709.8112 | 88222018.5634 | 100000 | 13.2235 | 5191.1048 | 6671.5956 | 105.8277 | 136.0095
1 | 3700 | 707 | 0.035 | 15 | 15 | 7 | 1.3335e-10 | 5spot_SharedNeighbor | Water | Porous | Wet | R245fa | MinimizeLCOE_Brownfield | IgnoreSilica | 2019 | 131.7681 | 37.9918 | 3.4916 | 4 | 5041.3631 | 6443.1202 | 102.775 | 131.3517 | 139.2513 | 0 | 240.9227 | 5645543.7312 | 256398.7766 | 6170679.5276 | 5834665.4164 | 0 | 544473.6791 | 0 | 7196186.841 | 18723002.0195 | 12778833.5975 | 57149783.589 | 961560.8286 | 12297657.4024 | 12297657.4024 | 1478867.319 | 5800784.0308 | 0 | 70409001.82 | 89986310.5722 | 133352.1432 | 13.9663 | 5041.3631 | 6443.1202 | 102.775 | 131.3517
1 | 3700 | 707 | 0.035 | 15 | 15 | 7 | 1.7783e-10 | 5spot_SharedNeighbor | Water | Porous | Wet | R245fa | MinimizeLCOE_Brownfield | IgnoreSilica | 2019 | 138.4749 | 39.8137 | 3.6828 | 4 | 4925.9978 | 6254.9752 | 100.4231 | 127.5161 | 139.0395 | 0 | 246.6034 | 5830914.2193 | 264280.7374 | 6407217.7893 | 6119871.1212 | 0 | 525706.612 | 0 | 7467716.2869 | 19429465.9392 | 13261009.7391 | 59306182.4445 | 961560.8286 | 12297657.4024 | 12297657.4024 | 1478867.319 | 5800784.0308 | 0 | 72565400.6755 | 92142709.4277 | 177827.941 | 14.7311 | 4925.9978 | 6254.9752 | 100.4231 | 127.5161
1 | 3700 | 707 | 0.035 | 15 | 15 | 7 | 2.3714e-10 | 5spot_SharedNeighbor | Water | Porous | Wet | R245fa | MinimizeLCOE_Brownfield | IgnoreSilica | 2019 | 142.2675 | 40.8396 | 3.8085 | 4 | 4838.224 | 6123.3289 | 98.6337 | 124.8323 | 138.919 | 0 | 258.1763 | 5934041.6508 | 268651.3043 | 6539472.8292 | 6281349.5271 | 0 | 492603.3278 | 0 | 7611286.2693 | 19803005.5832 | 13515958.2216 | 60446368.7132 | 961560.8286 | 12297657.4024 | 12297657.4024 | 1478867.319 | 5800784.0308 | 0 | 73705586.9442 | 93282895.6964 | 237137.3706 | 15.234 | 4838.224 | 6123.3289 | 98.6337 | 124.8323
1 | 3700 | 707 | 0.035 | 15 | 15 | 7 | 3.1623e-10 | 5spot_SharedNeighbor | Water | Porous | Wet | R245fa | MinimizeLCOE_Brownfield | IgnoreSilica | 2019 | 145.1982 | 41.6288 | 3.9069 | 4 | 4771.7787 | 6024.52 | 97.2792 | 122.818 | 138.8232 | 0 | 226.4246 | 6012731.0575 | 271974.2204 | 6640803.0563 | 6406087.9638 | 0 | 464042.273 | 0 | 7720299.0427 | 20086634.4579 | 13709540.7566 | 61312112.8281 | 961560.8286 | 12297657.4024 | 12297657.4024 | 1478867.319 | 5800784.0308 | 0 | 74571331.0591 | 94148639.8114 | 316227.766 | 15.6276 | 4771.7787 | 6024.52 | 97.2792 | 122.818
1 | 3700 | 707 | 0.035 | 15 | 15 | 7 | 4.217e-10 | 5spot_SharedNeighbor | Water | Porous | Wet | R245fa | MinimizeLCOE_Brownfield | IgnoreSilica | 2019 | 147.4419 | 42.2309 | 3.983 | 4 | 4721.5651 | 5950.3735 | 96.2555 | 121.3064 | 138.7484 | 0 | 232.538 | 6072364.9064 | 274484.3557 | 6717858.4912 | 6501414.0477 | 0 | 440149.1297 | 0 | 7802445.663 | 20300363.1135 | 13855414.9557 | 61964494.6629 | 961560.8286 | 12297657.4024 | 12297657.4024 | 1478867.319 | 5800784.0308 | 0 | 75223712.894 | 94801021.6462 | 421696.5034 | 15.9319 | 4721.5651 | 5950.3735 | 96.2555 | 121.3064
1 | 3700 | 707 | 0.035 | 15 | 15 | 7 | 5.6234e-10 | 5spot_SharedNeighbor | Water | Porous | Wet | R245fa | MinimizeLCOE_Brownfield | IgnoreSilica | 2019 | 149.1493 | 42.6878 | 4.0414 | 4 | 4683.6729 | 5894.7316 | 95.483 | 120.1721 | 138.6907 | 0 | 259.5091 | 6117394.1419 | 276375.0201 | 6776195.4218 | 6573854.3605 | 0 | 420645.6175 | 0 | 7864141.1791 | 20460882.1908 | 13964972.5243 | 62454460.4559 | 961560.8286 | 12297657.4024 | 12297657.4024 | 1478867.319 | 5800784.0308 | 0 | 75713678.687 | 95290987.4392 | 562341.3252 | 16.1654 | 4683.6729 | 5894.7316 | 95.483 | 120.1721
1 | 3700 | 707 | 0.035 | 15 | 15 | 7 | 7.4989e-10 | 5spot_SharedNeighbor | Water | Porous | Wet | R245fa | MinimizeLCOE_Brownfield | IgnoreSilica | 2019 | 150.4233 | 43.0279 | 4.0855 | 4 | 4655.1137 | 5853.0861 | 94.9008 | 119.3231 | 138.6471 | 0 | 273.2551 | 6150793.9045 | 277774.7077 | 6819552.0953 | 6627844.8316 | 0 | 404847.3749 | 0 | 7909517.0365 | 20578940.8639 | 14045549.9946 | 62814820.8091 | 961560.8286 | 12297657.4024 | 12297657.4024 | 1478867.319 | 5800784.0308 | 0 | 76074039.0401 | 95651347.7924 | 749894.2093 | 16.342 | 4655.1137 | 5853.0861 | 94.9008 | 119.3231
1 | 3700 | 707 | 0.035 | 15 | 15 | 7 | 1e-09 | 5spot_SharedNeighbor | Water | Porous | Wet | R245fa | MinimizeLCOE_Brownfield | IgnoreSilica | 2019 | 151.3855 | 43.2844 | 4.119 | 4 | 4633.6108 | 5821.8353 | 94.4624 | 118.686 | 138.614 | 0 | 247.6366 | 6175910.9555 | 278825.7722 | 6852205.4925 | 6668592.5624 | 0 | 392389.1922 | 0 | 7943490.3501 | 20667332.4571 | 14105879.0732 | 63084625.8551 | 961560.8286 | 12297657.4024 | 12297657.4024 | 1478867.319 | 5800784.0308 | 0 | 76343844.0862 | 95921152.8384 | 1000000 | 16.4761 | 4633.6108 | 5821.8353 | 94.4624 | 118.686
1 | 3700 | 707 | 0.035 | 15 | 15 | 7 | 1.3335e-09 | 5spot_SharedNeighbor | Water | Porous | Wet | R245fa | MinimizeLCOE_Brownfield | IgnoreSilica | 2019 | 152.4675 | 43.5725 | 4.1524 | 4 | 4615.701 | 5794.3829 | 94.0973 | 118.1263 | 138.5766 | 0 | 219.7727 | 6204059.5267 | 280002.5726 | 6888841.1475 | 6714389.7092 | 0 | 384144.5607 | 0 | 7983860.6315 | 20772367.6482 | 14177567.7494 | 63405233.5458 | 961560.8286 | 12297657.4024 | 12297657.4024 | 1478867.319 | 5800784.0308 | 0 | 76664451.7768 | 96241760.5291 | 1333521.4322 | 16.6095 | 4615.701 | 5794.3829 | 94.0973 | 118.1263
1 | 3700 | 707 | 0.035 | 15 | 15 | 7 | 1.7783e-09 | 5spot_SharedNeighbor | Water | Porous | Wet | R245fa | MinimizeLCOE_Brownfield | IgnoreSilica | 2019 | 153.001 | 43.7143 | 4.1712 | 4 | 4603.7068 | 5777.0737 | 93.8528 | 117.7735 | 138.5579 | 0 | 224.8626 | 6217883.2769 | 280579.6479 | 6906857.1336 | 6736949.2736 | 0 | 376676.3627 | 0 | 8002388.821 | 20820574.1965 | 14210469.7091 | 63552378.4213 | 961560.8286 | 12297657.4024 | 12297657.4024 | 1478867.319 | 5800784.0308 | 0 | 76811596.6523 | 96388905.4046 | 1778279.41 | 16.6847 | 4603.7068 | 5777.0737 | 93.8528 | 117.7735
1 | 3700 | 707 | 0.035 | 15 | 15 | 7 | 2.3714e-09 | 5spot_SharedNeighbor | Water | Porous | Wet | R245fa | MinimizeLCOE_Brownfield | IgnoreSilica | 2019 | 153.3882 | 43.8172 | 4.1851 | 4 | 4594.6955 | 5764.1613 | 93.6691 | 117.5102 | 138.5444 | 0 | 214.2195 | 6227901.041 | 280997.5769 | 6919921.1921 | 6753322.3356 | 0 | 370826.7756 | 0 | 8015657.8793 | 20855097.5644 | 14234032.6171 | 63657756.982 | 961560.8286 | 12297657.4024 | 12297657.4024 | 1478867.319 | 5800784.0308 | 0 | 76916975.213 | 96494283.9653 | 2371373.7057 | 16.7404 | 4594.6955 | 5764.1613 | 93.6691 | 117.5102
1 | 3700 | 707 | 0.035 | 15 | 15 | 7 | 3.1623e-09 | 5spot_SharedNeighbor | Water | Porous | Wet | R245fa | MinimizeLCOE_Brownfield | IgnoreSilica | 2019 | 153.6977 | 43.8994 | 4.1959 | 4 | 4587.9282 | 5754.3776 | 93.5311 | 117.3108 | 138.5335 | 0 | 235.7111 | 6235896.2335 | 281330.9892 | 6930352.1876 | 6766403.6364 | 0 | 366534.2176 | 0 | 8026401.7331 | 20883050.8681 | 14253111.3213 | 63743081.1868 | 961560.8286 | 12297657.4024 | 12297657.4024 | 1478867.319 | 5800784.0308 | 0 | 77002299.4179 | 96579608.1701 | 3162277.6602 | 16.7837 | 4587.9282 | 5754.3776 | 93.5311 | 117.3108
1 | 3700 | 707 | 0.035 | 15 | 15 | 7 | 4.217e-09 | 5spot_SharedNeighbor | Water | Porous | Wet | R245fa | MinimizeLCOE_Brownfield | IgnoreSilica | 2019 | 153.9265 | 43.9601 | 4.204 | 4 | 4582.8478 | 5747.0585 | 93.4276 | 117.1616 | 138.5254 | 0 | 234.8087 | 6241799.1133 | 281577.0581 | 6938056.2662 | 6776070.0714 | 0 | 363240.3919 | 0 | 8034289.7314 | 20903573.8216 | 14267118.6587 | 63805725.1127 | 961560.8286 | 12297657.4024 | 12297657.4024 | 1478867.319 | 5800784.0308 | 0 | 77064943.3438 | 96642252.096 | 4216965.0343 | 16.816 | 4582.8478 | 5747.0585 | 93.4276 | 117.1616
1 | 3700 | 707 | 0.035 | 15 | 15 | 7 | 5.6234e-09 | 5spot_SharedNeighbor | Water | Porous | Wet | R245fa | MinimizeLCOE_Brownfield | IgnoreSilica | 2019 | 154.0922 | 44.0041 | 4.2099 | 4 | 4579.0349 | 5741.5999 | 93.3498 | 117.0503 | 138.5196 | 0 | 222.7671 | 6246073.4036 | 281755.1858 | 6943636.3823 | 6783074.1984 | 0 | 360692.7911 | 0 | 8039940.4649 | 20918275.871 | 14277153.1096 | 63850601.4067 | 961560.8286 | 12297657.4024 | 12297657.4024 | 1478867.319 | 5800784.0308 | 0 | 77109819.6377 | 96687128.3899 | 5623413.2519 | 16.8398 | 4579.0349 | 5741.5999 | 93.3498 | 117.0503
1 | 3700 | 707 | 0.035 | 15 | 15 | 7 | 7.4989e-09 | 5spot_SharedNeighbor | Water | Porous | Wet | R245fa | MinimizeLCOE_Brownfield | IgnoreSilica | 2019 | 154.2165 | 44.0371 | 4.2144 | 4 | 4576.1737 | 5737.5066 | 93.2915 | 116.9668 | 138.5152 | 0 | 233.1208 | 6249275.8683 | 281888.6202 | 6947818.0382 | 6788324.4086 | 0 | 358767.4191 | 0 | 8044168.9982 | 20929277.6474 | 14284662.048 | 63884183.048 | 961560.8286 | 12297657.4024 | 12297657.4024 | 1478867.319 | 5800784.0308 | 0 | 77143401.279 | 96720710.0313 | 7498942.0933 | 16.8576 | 4576.1737 | 5737.5066 | 93.2915 | 116.9668
1 | 3700 | 707 | 0.035 | 15 | 15 | 7 | 1e-08 | 5spot_SharedNeighbor | Water | Porous | Wet | R245fa | MinimizeLCOE_Brownfield | IgnoreSilica | 2019 | 154.3091 | 44.0616 | 4.2177 | 4 | 4574.0271 | 5734.44 | 93.2477 | 116.9043 | 138.5119 | 0 | 225.9673 | 6251661.3362 | 281987.9987 | 6950933.3551 | 6792236.5947 | 0 | 357310.0471 | 0 | 8047310.4394 | 20937451.0329 | 14290240.5515 | 63909131.3555 | 961560.8286 | 12297657.4024 | 12297657.4024 | 1478867.319 | 5800784.0308 | 0 | 77168349.5865 | 96745658.3387 | 10000000 | 16.871 | 4574.0271 | 5734.44 | 93.2477 | 116.9043
1 | 3800 | 707 | 0.035 | 15 | 15 | 7 | 1e-13 | 5spot_SharedNeighbor | Water | Porous | Wet | R245fa | MinimizeLCOE_Brownfield | IgnoreSilica | 2019 | 0 | 0 | 0 | 0 |  |  |  |  | 15 |  | 25.5154 | [19 empty] | 100 | 0
1 | 3800 | 707 | 0.035 | 15 | 15 | 7 | 1.3335e-13 | 5spot_SharedNeighbor | Water | Porous | Wet | R245fa | MinimizeLCOE_Brownfield | IgnoreSilica | 2019 | 0 | 0 | 0 | 0 |  |  |  |  | 15 |  | 25.8064 | [19 empty] | 133.3521 | 0
1 | 3800 | 707 | 0.035 | 15 | 15 | 7 | 1.7783e-13 | 5spot_SharedNeighbor | Water | Porous | Wet | R245fa | MinimizeLCOE_Brownfield | IgnoreSilica | 2019 | 0.94237 | 0.15443 | 0.0014295 | 4 | 2553480.9345 | 6080820.0807 | 52056.1627 | 123965.7423 | 101.5638 | 0 | 64.3161 | 97092.5109 | 3412.1468 | 77458.731 | 55501.9859 | 0 | 63158.0269 | 0 | 115683.1266 | 300983.7656 | 205427.6046 | 918717.8984 | 961560.8286 | 12720605.2746 | 12720605.2746 | 1478867.319 | 5969963.1797 | 0 | 14600884.0016 | 34770319.775 | 177.8279 | 0.005718 | 2553480.9345 | 6080820.0807 | 52056.1627 | 123965.7423
1 | 3800 | 707 | 0.035 | 15 | 15 | 7 | 2.3714e-13 | 5spot_SharedNeighbor | Water | Porous | Wet | R245fa | MinimizeLCOE_Brownfield | IgnoreSilica | 2019 | 1.2202 | 0.22814 | 0.0058426 | 4 | 636119.2591 | 1499147.9414 | 12968.1515 | 30562.1585 | 109.3947 | 0 | 62.8838 | 133707.8138 | 4974.4043 | 105225.5956 | 67264.5817 | 0 | 71191.0951 | 0 | 149121.7613 | 387984.2337 | 264807.2118 | 1184276.6973 | 961560.8286 | 12720605.2746 | 12720605.2746 | 1478867.319 | 5969963.1797 | 0 | 14866442.8005 | 35035878.5738 | 237.1374 | 0.023371 | 636119.2591 | 1499147.9414 | 12968.1515 | 30562.1585
1 | 3800 | 707 | 0.035 | 15 | 15 | 7 | 3.1623e-13 | 5spot_SharedNeighbor | Water | Porous | Wet | R245fa | MinimizeLCOE_Brownfield | IgnoreSilica | 2019 | 1.6 | 0.33429 | 0.012779 | 4 | 297717.4883 | 692287.7933 | 6069.3737 | 14113.2231 | 116.4394 | 0 | 262.9505 | 181526.9532 | 7107.1236 | 142123.7023 | 83787.6395 | 0 | 81506.5386 | 0 | 193460.2633 | 503343.9209 | 343542.5687 | 1536398.7101 | 961560.8286 | 12720605.2746 | 12720605.2746 | 1478867.319 | 5969963.1797 | 0 | 15218564.8133 | 35388000.5867 | 316.2278 | 0.051117 | 297717.4883 | 692287.7933 | 6069.3737 | 14113.2231
1 | 3800 | 707 | 0.035 | 15 | 15 | 7 | 4.217e-13 | 5spot_SharedNeighbor | Water | Porous | Wet | R245fa | MinimizeLCOE_Brownfield | IgnoreSilica | 2019 | 2.0987 | 0.47883 | 0.022987 | 4 | 170305.7147 | 389661.8808 | 3471.9123 | 7943.7845 | 122.3133 | 0 | 361.6178 | 240454.301 | 9822.8923 | 188677.996 | 105892.6589 | 0 | 93511.8871 | 0 | 248960.2967 | 647743.6233 | 442098.3327 | 1977161.9879 | 961560.8286 | 12720605.2746 | 12720605.2746 | 1478867.319 | 5969963.1797 | 0 | 15659328.0911 | 35828763.8645 | 421.6965 | 0.091948 | 170305.7147 | 389661.8808 | 3471.9123 | 7943.7845
1 | 3800 | 707 | 0.035 | 15 | 15 | 7 | 5.6234e-13 | 5spot_SharedNeighbor | Water | Porous | Wet | R245fa | MinimizeLCOE_Brownfield | IgnoreSilica | 2019 | 2.76 | 0.67488 | 0.037471 | 4 | 108163.6327 | 242729.6396 | 2205.062 | 4948.372 | 127.1455 | 0 | 485.2867 | 312845.6245 | 13233.4504 | 247463.7872 | 135402.5647 | 0 | 107890.4625 | 0 | 318565.9968 | 828843.3769 | 565702.6357 | 2529947.8987 | 961560.8286 | 12720605.2746 | 12720605.2746 | 1478867.319 | 5969963.1797 | 0 | 16212114.0019 | 36381549.7753 | 562.3413 | 0.14989 | 108163.6327 | 242729.6396 | 2205.062 | 4948.372
1 | 3800 | 707 | 0.035 | 15 | 15 | 7 | 7.4989e-13 | 5spot_SharedNeighbor | Water | Porous | Wet | R245fa | MinimizeLCOE_Brownfield | IgnoreSilica | 2019 | 3.6546 | 0.94471 | 0.05787 | 4 | 73102.7567 | 160235.9318 | 1490.2986 | 3266.6262 | 131.1028 | 0 | 645.2118 | 403254.632 | 17559.2459 | 322989.6407 | 176140.419 | 0 | 125993.2918 | 0 | 407915.5194 | 1061312.5066 | 724367.5935 | 3239532.8489 | 961560.8286 | 12720605.2746 | 12720605.2746 | 1478867.319 | 5969963.1797 | 0 | 16921698.9521 | 37091134.7254 | 749.8942 | 0.23148 | 73102.7567 | 160235.9318 | 1490.2986 | 3266.6262
1 | 3800 | 707 | 0.035 | 15 | 15 | 7 | 1e-12 | 5spot_SharedNeighbor | Water | Porous | Wet | R245fa | MinimizeLCOE_Brownfield | IgnoreSilica | 2019 | 4.84 | 1.3055 | 0.085671 | 4 | 51956.9613 | 110813.9685 | 1059.2129 | 2259.0926 | 134.2146 | 0 | 94.2583 | 512896.2783 | 22843.8423 | 417486.8443 | 230172.162 | 0 | 147691.363 | 0 | 519125.2911 | 1350657.5202 | 921851.5107 | 4122724.8119 | 961560.8286 | 12720605.2746 | 12720605.2746 | 1478867.319 | 5969963.1797 | 0 | 17804890.9152 | 37974326.6885 | 1000 | 0.34269 | 51956.9613 | 110813.9685 | 1059.2129 | 2259.0926
1 | 3800 | 707 | 0.035 | 15 | 15 | 7 | 1.3335e-12 | 5spot_SharedNeighbor | Water | Porous | Wet | R245fa | MinimizeLCOE_Brownfield | IgnoreSilica | 2019 | 6.4166 | 1.7868 | 0.12307 | 4 | 38405.0006 | 79377.5633 | 782.9379 | 1618.219 | 136.6179 | 0 | 71.3487 | 645790.3567 | 29256.7046 | 535795.3838 | 301601.2837 | 0 | 173999.9844 | 0 | 657713.0482 | 1711234.4358 | 1167952.6648 | 5223343.8619 | 961560.8286 | 12720605.2746 | 12720605.2746 | 1478867.319 | 5969963.1797 | 0 | 18905509.9652 | 39074945.7385 | 1333.5214 | 0.49227 | 38405.0006 | 79377.5633 | 782.9379 | 1618.219
1 | 3800 | 707 | 0.035 | 15 | 15 | 7 | 1.7783e-12 | 5spot_SharedNeighbor | Water | Porous | Wet | R245fa | MinimizeLCOE_Brownfield | IgnoreSilica | 2019 | 8.5064 | 2.4223 | 0.17238 | 4 | 29399.9287 | 58651.3759 | 599.3573 | 1195.6876 | 138.3039 | 0 | 91.6638 | 805371.5852 | 36923.6997 | 682718.7984 | 396651.1908 | 0 | 205913.3217 | 0 | 829755.6524 | 2158854.0012 | 1473462.2158 | 6589650.4652 | 961560.8286 | 12720605.2746 | 12720605.2746 | 1478867.319 | 5969963.1797 | 0 | 20271816.5685 | 40441252.3418 | 1778.2794 | 0.68952 | 29399.9287 | 58651.3759 | 599.3573 | 1195.6876
1 | 3800 | 707 | 0.035 | 15 | 15 | 7 | 2.3714e-12 | 5spot_SharedNeighbor | Water | Porous | Wet | R245fa | MinimizeLCOE_Brownfield | IgnoreSilica | 2019 | 11.3005 | 3.2897 | 0.24141 | 4 | 22808.4533 | 43695.2762 | 464.9812 | 890.7873 | 139.9778 | 0 | 93.435 | 1005844.7976 | 46652.1933 | 871148.5738 | 525375.4199 | 0 | 244623.1579 | 0 | 1050521.2156 | 2733240.7114 | 1865492.948 | 8342899.0175 | 961560.8286 | 12720605.2746 | 12720605.2746 | 1478867.319 | 5969963.1797 | 0 | 22025065.1207 | 42194500.8941 | 2371.3737 | 0.96565 | 22808.4533 | 43695.2762 | 464.9812 | 890.7873
1 | 3800 | 707 | 0.035 | 15 | 15 | 7 | 3.1623e-12 | 5spot_SharedNeighbor | Water | Porous | Wet | R245fa | MinimizeLCOE_Brownfield | IgnoreSilica | 2019 | 15.0058 | 4.4329 | 0.33192 | 4 | 18233.2741 | 33424.9373 | 371.71 | 681.4126 | 141.0836 | 0 | 97.4886 | 1246735.6425 | 58259.3205 | 1105064.5817 | 696510.8313 | 0 | 291765.8639 | 0 | 1325351.1335 | 3448291.7825 | 2353529.9969 | 10525509.1527 | 961560.8286 | 12720605.2746 | 12720605.2746 | 1478867.319 | 5969963.1797 | 0 | 24207675.256 | 44377111.0293 | 3162.2777 | 1.3277 | 18233.2741 | 33424.9373 | 371.71 | 681.4126
1 | 3800 | 707 | 0.035 | 15 | 15 | 7 | 4.217e-12 | 5spot_SharedNeighbor | Water | Porous | Wet | R245fa | MinimizeLCOE_Brownfield | IgnoreSilica | 2019 | 19.9368 | 5.9546 | 0.45226 | 4 | 14897.3793 | 26046.6515 | 303.7032 | 530.9962 | 141.927 | 0 | 90.6569 | 1540257.6946 | 72335.1002 | 1398544.5701 | 923204.5448 | 0 | 349366.3506 | 0 | 1670646.2215 | 4346678.7717 | 2966697.577 | 13267730.8304 | 961560.8286 | 12720605.2746 | 12720605.2746 | 1478867.319 | 5969963.1797 | 0 | 26949896.9336 | 47119332.7069 | 4216.965 | 1.809 | 14897.3793 | 26046.6515 | 303.7032 | 530.9962
1 | 3800 | 707 | 0.035 | 15 | 15 | 7 | 5.6234e-12 | 5spot_SharedNeighbor | Water | Porous | Wet | R245fa | MinimizeLCOE_Brownfield | IgnoreSilica | 2019 | 26.4601 | 7.9684 | 0.61166 | 4 | 12419.5462 | 20663.2258 | 253.1892 | 421.2478 | 142.566 | 0 | 97.2232 | 1896695.8742 | 89364.6404 | 1764842.822 | 1223179.3677 | 0 | 419137.9883 | 0 | 2103356.0702 | 5472501.0369 | 3735094.4064 | 16704172.2062 | 961560.8286 | 12720605.2746 | 12720605.2746 | 1478867.319 | 5969963.1797 | 0 | 30386338.3095 | 50555774.0828 | 5623.4133 | 2.4467 | 12419.5462 | 20663.2258 | 253.1892 | 421.2478
1 | 3800 | 707 | 0.035 | 15 | 15 | 7 | 7.4989e-12 | 5spot_SharedNeighbor | Water | Porous | Wet | R245fa | MinimizeLCOE_Brownfield | IgnoreSilica | 2019 | 35.0595 | 10.6242 | 0.82178 | 4 | 10552.4069 | 16688.2747 | 215.1251 | 340.2131 | 143.05 | 0 | 97.7227 | 2328662.5618 | 109920.1589 | 2220784.9064 | 1618781.5013 | 0 | 503677.3979 | 0 | 2644912.3453 | 6881519.3762 | 4696778.3754 | 21005036.6232 | 961560.8286 | 12720605.2746 | 12720605.2746 | 1478867.319 | 5969963.1797 | 0 | 34687202.7264 | 54856638.4998 | 7498.9421 | 3.2871 | 10552.4069 | 16688.2747 | 215.1251 | 340.2131
1 | 3800 | 707 | 0.035 | 15 | 15 | 7 | 1e-11 | 5spot_SharedNeighbor | Water | Porous | Wet | R245fa | MinimizeLCOE_Brownfield | IgnoreSilica | 2019 | 46.2775 | 14.0888 | 1.0957 | 4 | 9132.0785 | 13734.0406 | 186.1698 | 279.987 | 143.41 | 0 | 93.915 | 2847419.956 | 134505.6035 | 2782687.8027 | 2135153.9755 | 0 | 605128.7134 | 0 | 3316909.46 | 8629918.0232 | 5890096.3779 | 26341819.9122 | 961560.8286 | 12720605.2746 | 12720605.2746 | 1478867.319 | 5969963.1797 | 0 | 40023986.0155 | 60193421.7888 | 10000 | 4.3828 | 9132.0785 | 13734.0406 | 186.1698 | 279.987
1 | 3800 | 707 | 0.035 | 15 | 15 | 7 | 1.3335e-11 | 5spot_SharedNeighbor | Water | Porous | Wet | R245fa | MinimizeLCOE_Brownfield | IgnoreSilica | 2019 | 59.3318 | 18.1134 | 1.4257 | 4 | 8049.7534 | 11586.5577 | 164.1051 | 236.2077 | 143.6256 | 0 | 109.9012 | 3404907.928 | 160782.5692 | 3401745.7649 | 2735391.1687 | 0 | 701033.1209 | 0 | 4057505.6152 | 10556797.3018 | 7205231.079 | 32223394.5477 | 961560.8286 | 12720605.2746 | 12720605.2746 | 1478867.319 | 5969963.1797 | 0 | 45905560.6509 | 66074996.4243 | 13335.2143 | 5.7027 | 8049.7534 | 11586.5577 | 164.1051 | 236.2077
1 | 3800 | 707 | 0.035 | 15 | 15 | 7 | 1.7783e-11 | 5spot_SharedNeighbor | Water | Porous | Wet | R245fa | MinimizeLCOE_Brownfield | IgnoreSilica | 2019 | 70.8936 | 21.6595 | 1.7602 | 4 | 7210.1983 | 10074.785 | 146.9896 | 205.3881 | 143.6842 | 0 | 117.515 | 3865739.4545 | 182345.0325 | 3924666.8247 | 3265274.7865 | 0 | 735336.3462 | 0 | 4669611.3533 | 12149370.8724 | 8292195.265 | 37084539.9352 | 961560.8286 | 12720605.2746 | 12720605.2746 | 1478867.319 | 5969963.1797 | 0 | 50766706.0385 | 70936141.8118 | 17782.7941 | 7.041 | 7210.1983 | 10074.785 | 146.9896 | 205.3881
1 | 3800 | 707 | 0.035 | 15 | 15 | 7 | 2.3714e-11 | 5spot_SharedNeighbor | Water | Porous | Wet | R245fa | MinimizeLCOE_Brownfield | IgnoreSilica | 2019 | 82.7339 | 25.2606 | 2.1171 | 4 | 6555.7994 | 8937.5146 | 133.6488 | 182.2033 | 143.6342 | 0 | 181.975 | 4310213.23 | 202952.2266 | 4438686.0209 | 3805069.7106 | 0 | 750301.1745 | 0 | 5267816.7214 | 13705778.5312 | 9354475.4732 | 41835293.0883 | 961560.8286 | 12720605.2746 | 12720605.2746 | 1478867.319 | 5969963.1797 | 0 | 55517459.1915 | 75686894.9649 | 23713.7371 | 8.4684 | 6555.7994 | 8937.5146 | 133.6488 | 182.2033
1 | 3800 | 707 | 0.035 | 15 | 15 | 7 | 3.1623e-11 | 5spot_SharedNeighbor | Water | Porous | Wet | R245fa | MinimizeLCOE_Brownfield | IgnoreSilica | 2019 | 94.2561 | 28.7254 | 2.4772 | 4 | 6048.3471 | 8083.8886 | 123.3037 | 164.801 | 143.4905 | 0 | 195.1333 | 4718756.6221 | 221681.2712 | 4919869.1705 | 4326633.7807 | 0 | 745221.0697 | 0 | 5823543.1465 | 15151664.6943 | 10341322.4894 | 46248692.2444 | 961560.8286 | 12720605.2746 | 12720605.2746 | 1478867.319 | 5969963.1797 | 0 | 59930858.3476 | 80100294.121 | 31622.7766 | 9.9086 | 6048.3471 | 8083.8886 | 123.3037 | 164.801
1 | 3800 | 707 | 0.035 | 15 | 15 | 7 | 4.217e-11 | 5spot_SharedNeighbor | Water | Porous | Wet | R245fa | MinimizeLCOE_Brownfield | IgnoreSilica | 2019 | 104.9406 | 31.8961 | 2.8216 | 4 | 5656.7355 | 7443.8085 | 115.3202 | 151.7521 | 143.2829 | 0 | 212.6984 | 5078145.5893 | 237951.6486 | 5350466.9051 | 4806330.9356 | 0 | 722559.3765 | 0 | 6316227.2375 | 16433527.6356 | 11216220.2865 | 50161429.6148 | 961560.8286 | 12720605.2746 | 12720605.2746 | 1478867.319 | 5969963.1797 | 0 | 63843595.718 | 84013031.4914 | 42169.6503 | 11.2863 | 5656.7355 | 7443.8085 | 115.3202 | 151.7521
1 | 3800 | 707 | 0.035 | 15 | 15 | 7 | 5.6234e-11 | 5spot_SharedNeighbor | Water | Porous | Wet | R245fa | MinimizeLCOE_Brownfield | IgnoreSilica | 2019 | 114.4756 | 34.6869 | 3.1364 | 4 | 5355.801 | 6963.4725 | 109.1852 | 141.9598 | 143.0433 | 0 | 204.8484 | 5384062.7034 | 251623.8733 | 5722746.2528 | 5230798.3298 | 0 | 687477.1153 | 0 | 6737916.2271 | 17530675.8862 | 11965046.5117 | 53510346.8996 | 961560.8286 | 12720605.2746 | 12720605.2746 | 1478867.319 | 5969963.1797 | 0 | 67192513.0028 | 87361948.7762 | 56234.1325 | 12.5457 | 5355.801 | 6963.4725 | 109.1852 | 141.9598
1 | 3800 | 707 | 0.035 | 15 | 15 | 7 | 7.4989e-11 | 5spot_SharedNeighbor | Water | Porous | Wet | R245fa | MinimizeLCOE_Brownfield | IgnoreSilica | 2019 | 122.636 | 37.0437 | 3.412 | 4 | 5125.3732 | 6603.2195 | 104.4877 | 134.6156 | 142.8012 | 0 | 228.9023 | 5635414.5258 | 262725.6889 | 6032723.9955 | 5591568.0002 | 0 | 644693.2491 | 0 | 7085178.9292 | 18434182.2037 | 12581708.1386 | 56268194.731 | 961560.8286 | 12720605.2746 | 12720605.2746 | 1478867.319 | 5969963.1797 | 0 | 69950360.8343 | 90119796.6076 | 74989.4209 | 13.6479 | 5125.3732 | 6603.2195 | 104.4877 | 134.6156
1 | 3800 | 707 | 0.035 | 15 | 15 | 7 | 1e-10 | 5spot_SharedNeighbor | Water | Porous | Wet | R245fa | MinimizeLCOE_Brownfield | IgnoreSilica | 2019 | 129.3936 | 38.9719 | 3.6446 | 4 | 4949.5067 | 6333.0395 | 100.9024 | 129.1076 | 142.5766 | 0 | 211.8302 | 5836502.3897 | 271510.0675 | 6283584.6625 | 5888327.2468 | 0 | 598994.1026 | 0 | 7362778.2029 | 19156438.5706 | 13074662.9499 | 58472798.1925 | 961560.8286 | 12720605.2746 | 12720605.2746 | 1478867.319 | 5969963.1797 | 0 | 72154964.2957 | 92324400.0691 | 100000 | 14.5782 | 4949.5067 | 6333.0395 | 100.9024 | 129.1076
1 | 3800 | 707 | 0.035 | 15 | 15 | 7 | 1.3335e-10 | 5spot_SharedNeighbor | Water | Porous | Wet | R245fa | MinimizeLCOE_Brownfield | IgnoreSilica | 2019 | 136.9498 | 41.1119 | 3.877 | 4 | 4814.6807 | 6115.2619 | 98.1538 | 124.6679 | 142.3209 | 0 | 211.1345 | 6055644.7931 | 281019.0603 | 6559260.4202 | 6218774.5221 | 0 | 574997.8794 | 0 | 7678981.7033 | 19979135.2162 | 13636170.3152 | 60983983.9097 | 961560.8286 | 12720605.2746 | 12720605.2746 | 1478867.319 | 5969963.1797 | 0 | 74666150.0129 | 94835585.7863 | 133352.1432 | 15.508 | 4814.6807 | 6115.2619 | 98.1538 | 124.6679
1 | 3800 | 707 | 0.035 | 15 | 15 | 7 | 1.7783e-10 | 5spot_SharedNeighbor | Water | Porous | Wet | R245fa | MinimizeLCOE_Brownfield | IgnoreSilica | 2019 | 141.6413 | 42.4359 | 4.0403 | 4 | 4711.1056 | 5959.114 | 96.0423 | 121.4846 | 142.1669 | 0 | 283.6929 | 6189390.3405 | 286804.7692 | 6728404.8561 | 6423536.8378 | 0 | 536636.1465 | 0 | 7864261.4506 | 20461195.1125 | 13965186.0998 | 62455415.6131 | 961560.8286 | 12720605.2746 | 12720605.2746 | 1478867.319 | 5969963.1797 | 0 | 76137581.7163 | 96307017.4896 | 177827.941 | 16.1613 | 4711.1056 | 5959.114 | 96.0423 | 121.4846
1 | 3800 | 707 | 0.035 | 15 | 15 | 7 | 2.3714e-10 | 5spot_SharedNeighbor | Water | Porous | Wet | R245fa | MinimizeLCOE_Brownfield | IgnoreSilica | 2019 | 145.2714 | 43.4544 | 4.1689 | 4 | 4632.5326 | 5842.059 | 94.4404 | 119.0983 | 142.0436 | 0 | 226.3987 | 6291168.9132 | 291183.6341 | 6857845.9418 | 6581452.4494 | 0 | 502193.6887 | 0 | 8004299.4046 | 20825545.1432 | 14213862.4824 | 63567551.6574 | 961560.8286 | 12720605.2746 | 12720605.2746 | 1478867.319 | 5969963.1797 | 0 | 77249717.7606 | 97419153.5339 | 237137.3706 | 16.6755 | 4632.5326 | 5842.059 | 94.4404 | 119.0983
1 | 3800 | 707 | 0.035 | 15 | 15 | 7 | 3.1623e-10 | 5spot_SharedNeighbor | Water | Porous | Wet | R245fa | MinimizeLCOE_Brownfield | IgnoreSilica | 2019 | 148.1166 | 44.2486 | 4.27 | 4 | 4573.0409 | 5753.9186 | 93.2276 | 117.3014 | 141.9445 | 0 | 257.0893 | 6369904.6253 | 294557.833 | 6958394.5382 | 6704861.3029 | 0 | 473142.2652 | 0 | 8112335.6202 | 21106633.2149 | 14405710.8671 | 64425540.2669 | 961560.8286 | 12720605.2746 | 12720605.2746 | 1478867.319 | 5969963.1797 | 0 | 78107706.3702 | 98277142.1435 | 316227.766 | 17.08 | 4573.0409 | 5753.9186 | 93.2276 | 117.3014
1 | 3800 | 707 | 0.035 | 15 | 15 | 7 | 4.217e-10 | 5spot_SharedNeighbor | Water | Porous | Wet | R245fa | MinimizeLCOE_Brownfield | IgnoreSilica | 2019 | 150.2406 | 44.8392 | 4.347 | 4 | 4528.0747 | 5688.0284 | 92.3109 | 115.9582 | 141.8692 | 0 | 261.474 | 6428094.4178 | 297043.9095 | 7032940.5823 | 6796777.7019 | 0 | 448466.8248 | 0 | 8191296.1402 | 21312072.2909 | 14545927.2578 | 65052619.1252 | 961560.8286 | 12720605.2746 | 12720605.2746 | 1478867.319 | 5969963.1797 | 0 | 78734785.2284 | 98904221.0018 | 421696.5034 | 17.3881 | 4528.0747 | 5688.0284 | 92.3109 | 115.9582
1 | 3800 | 707 | 0.035 | 15 | 15 | 7 | 5.6234e-10 | 5spot_SharedNeighbor | Water | Porous | Wet | R245fa | MinimizeLCOE_Brownfield | IgnoreSilica | 2019 | 151.8607 | 45.2883 | 4.4061 | 4 | 4494.1402 | 5638.5353 | 91.6191 | 114.9492 | 141.8109 | 0 | 242.615 | 6472146.9732 | 298921.1546 | 7089518.5459 | 6866775.6209 | 0 | 428471.785 | 0 | 8250775.2911 | 21466824.8406 | 14651549.0529 | 65524983.2642 | 961560.8286 | 12720605.2746 | 12720605.2746 | 1478867.319 | 5969963.1797 | 0 | 79207149.3674 | 99376585.1407 | 562341.3252 | 17.6245 | 4494.1402 | 5638.5353 | 91.6191 | 114.9492
1 | 3800 | 707 | 0.035 | 15 | 15 | 7 | 7.4989e-10 | 5spot_SharedNeighbor | Water | Porous | Wet | R245fa | MinimizeLCOE_Brownfield | IgnoreSilica | 2019 | 153.0593 | 45.6199 | 4.4506 | 4 | 4468.5625 | 5601.5274 | 91.0977 | 114.1947 | 141.7674 | 0 | 228.0661 | 6504553.0011 | 300299.3651 | 7131218.5866 | 6918497.9871 | 0 | 412252.2272 | 0 | 8294060.2552 | 21579443.4382 | 14728413.5598 | 65868738.4203 | 961560.8286 | 12720605.2746 | 12720605.2746 | 1478867.319 | 5969963.1797 | 0 | 79550904.5236 | 99720340.2969 | 749894.2093 | 17.8023 | 4468.5625 | 5601.5274 | 91.0977 | 114.1947
1 | 3800 | 707 | 0.035 | 15 | 15 | 7 | 1e-09 | 5spot_SharedNeighbor | Water | Porous | Wet | R245fa | MinimizeLCOE_Brownfield | IgnoreSilica | 2019 | 153.9756 | 45.873 | 4.4845 | 4 | 4449.3035 | 5573.6923 | 90.7051 | 113.6273 | 141.7339 | 0 | 241.2957 | 6529222.5504 | 301347.0014 | 7163008.7525 | 6958003.3662 | 0 | 399603.8853 | 0 | 8326962.3668 | 21665047.9835 | 14786840.421 | 66130036.3271 | 961560.8286 | 12720605.2746 | 12720605.2746 | 1478867.319 | 5969963.1797 | 0 | 79812202.4303 | 99981638.2037 | 1000000 | 17.9381 | 4449.3035 | 5573.6923 | 90.7051 | 113.6273
1 | 3800 | 707 | 0.035 | 15 | 15 | 7 | 1.3335e-09 | 5spot_SharedNeighbor | Water | Porous | Wet | R245fa | MinimizeLCOE_Brownfield | IgnoreSilica | 2019 | 152.246 | 45.3945 | 4.4624 | 4 | 4433.6111 | 5563.5754 | 90.3852 | 113.421 | 141.7962 | 0 | 624.9962 | 6482507.446 | 299360.0346 | 7102879.9644 | 6883363.9184 | 0 | 365488.3147 | 0 | 8242103.8745 | 21444263.5934 | 14636150.538 | 65456117.6839 | 961560.8286 | 12720605.2746 | 12720605.2746 | 1478867.319 | 5969963.1797 | 0 | 79138283.7872 | 99307719.5605 | 1333521.4322 | 17.8496 | 4433.6111 | 5563.5754 | 90.3852 | 113.421
1 | 3800 | 707 | 0.035 | 15 | 15 | 7 | 1.7783e-09 | 5spot_SharedNeighbor | Water | Porous | Wet | R245fa | MinimizeLCOE_Brownfield | IgnoreSilica | 2019 | 155.5413 | 46.3048 | 4.538 | 4 | 4422.3401 | 5533.4718 | 90.1554 | 112.8073 | 141.6763 | 0 | 258.7173 | 6571189.6164 | 303126.6248 | 7217170.4309 | 7025451.3817 | 0 | 383670.5302 | 0 | 8385237.3477 | 21816667.5301 | 14890323.877 | 66592837.3388 | 961560.8286 | 12720605.2746 | 12720605.2746 | 1478867.319 | 5969963.1797 | 0 | 80275003.442 | 100444439.2154 | 1778279.41 | 18.1522 | 4422.3401 | 5533.4718 | 90.1554 | 112.8073
1 | 3800 | 707 | 0.035 | 15 | 15 | 7 | 2.3714e-09 | 5spot_SharedNeighbor | Water | Porous | Wet | R245fa | MinimizeLCOE_Brownfield | IgnoreSilica | 2019 | 155.9091 | 46.406 | 4.5521 | 4 | 4414.2717 | 5521.973 | 89.9909 | 112.5729 | 141.6627 | 0 | 268.7881 | 6581004.8991 | 303542.1065 | 7229857.5631 | 7041280.3222 | 0 | 377758.3367 | 0 | 8398042.8587 | 21849984.843 | 14913063.6276 | 66694534.557 | 961560.8286 | 12720605.2746 | 12720605.2746 | 1478867.319 | 5969963.1797 | 0 | 80376700.6602 | 100546136.4335 | 2371373.7057 | 18.2084 | 4414.2717 | 5521.973 | 89.9909 | 112.5729
1 | 3800 | 707 | 0.035 | 15 | 15 | 7 | 3.1623e-09 | 5spot_SharedNeighbor | Water | Porous | Wet | R245fa | MinimizeLCOE_Brownfield | IgnoreSilica | 2019 | 156.1844 | 46.4818 | 4.5626 | 4 | 4408.2125 | 5513.3517 | 89.8674 | 112.3971 | 141.6524 | 0 | 280.5529 | 6588339.5042 | 303852.4363 | 7239342.3886 | 7053120.7353 | 0 | 373244.3354 | 0 | 8407580.7659 | 21874800.521 | 14930000.8378 | 66770281.5245 | 961560.8286 | 12720605.2746 | 12720605.2746 | 1478867.319 | 5969963.1797 | 0 | 80452447.6278 | 100621883.4011 | 3162277.6602 | 18.2506 | 4408.2125 | 5513.3517 | 89.8674 | 112.3971
1 | 3800 | 707 | 0.035 | 15 | 15 | 7 | 4.217e-09 | 5spot_SharedNeighbor | Water | Porous | Wet | R245fa | MinimizeLCOE_Brownfield | IgnoreSilica | 2019 | 156.4085 | 46.5434 | 4.5709 | 4 | 4403.6636 | 5506.7997 | 89.7746 | 112.2636 | 141.6441 | 0 | 280.9374 | 6594306.7284 | 304104.8397 | 7247061.257 | 7062760.6265 | 0 | 369981.0801 | 0 | 8415503.6674 | 21895414.2853 | 14944070.1555 | 66833202.6398 | 961560.8286 | 12720605.2746 | 12720605.2746 | 1478867.319 | 5969963.1797 | 0 | 80515368.7431 | 100684804.5164 | 4216965.0343 | 18.2837 | 4403.6636 | 5506.7997 | 89.7746 | 112.2636
1 | 3800 | 707 | 0.035 | 15 | 15 | 7 | 5.6234e-09 | 5spot_SharedNeighbor | Water | Porous | Wet | R245fa | MinimizeLCOE_Brownfield | IgnoreSilica | 2019 | 156.5546 | 46.5836 | 4.5767 | 4 | 4400.2495 | 5501.9925 | 89.705 | 112.1656 | 141.6386 | 0 | 256.0017 | 6598194.3606 | 304269.2141 | 7252091.7639 | 7069045.4686 | 0 | 367305.6404 | 0 | 8420453.5146 | 21908292.7724 | 14952859.9875 | 66872512.722 | 961560.8286 | 12720605.2746 | 12720605.2746 | 1478867.319 | 5969963.1797 | 0 | 80554678.8253 | 100724114.5986 | 5623413.2519 | 18.3068 | 4400.2495 | 5501.9925 | 89.705 | 112.1656
1 | 3800 | 707 | 0.035 | 15 | 15 | 7 | 7.4989e-09 | 5spot_SharedNeighbor | Water | Porous | Wet | R245fa | MinimizeLCOE_Brownfield | IgnoreSilica | 2019 | 156.6861 | 46.6197 | 4.5815 | 4 | 4397.6877 | 5498.281 | 89.6528 | 112.0899 | 141.6337 | 0 | 252.763 | 6601691.4385 | 304417.0706 | 7256617.2967 | 7074700.4675 | 0 | 365489.0975 | 0 | 8425136.9946 | 21920478.2267 | 14961176.8105 | 66909707.4027 | 961560.8286 | 12720605.2746 | 12720605.2746 | 1478867.319 | 5969963.1797 | 0 | 80591873.5059 | 100761309.2793 | 7498942.0933 | 18.326 | 4397.6877 | 5498.281 | 89.6528 | 112.0899
1 | 3800 | 707 | 0.035 | 15 | 15 | 7 | 1e-08 | 5spot_SharedNeighbor | Water | Porous | Wet | R245fa | MinimizeLCOE_Brownfield | IgnoreSilica | 2019 | 156.7787 | 46.6452 | 4.585 | 4 | 4395.7656 | 5495.5268 | 89.6136 | 112.0337 | 141.6302 | 0 | 248.2563 | 6604152.8535 | 304521.1167 | 7259803.1852 | 7078682.3519 | 0 | 364063.0844 | 0 | 8428376.8108 | 21928907.5638 | 14966930.0063 | 66935436.9727 | 961560.8286 | 12720605.2746 | 12720605.2746 | 1478867.319 | 5969963.1797 | 0 | 80617603.0759 | 100787038.8493 | 10000000 | 18.3398 | 4395.7656 | 5495.5268 | 89.6136 | 112.0337
1 | 3900 | 707 | 0.035 | 15 | 15 | 7 | 1e-13 | 5spot_SharedNeighbor | Water | Porous | Wet | R245fa | MinimizeLCOE_Brownfield | IgnoreSilica | 2019 | 0 | 0 | 0 | 0 |  |  |  |  | 15 |  | 26.1409 | [19 empty] | 100 | 0
1 | 3900 | 707 | 0.035 | 15 | 15 | 7 | 1.3335e-13 | 5spot_SharedNeighbor | Water | Porous | Wet | R245fa | MinimizeLCOE_Brownfield | IgnoreSilica | 2019 | 0 | 0 | 0 | 0 |  |  |  |  | 15 |  | 25.7511 | [19 empty] | 133.3521 | 0
1 | 3900 | 707 | 0.035 | 15 | 15 | 7 | 1.7783e-13 | 5spot_SharedNeighbor | Water | Porous | Wet | R245fa | MinimizeLCOE_Brownfield | IgnoreSilica | 2019 | 0.95719 | 0.16217 | 0.002303 | 4 | 1634395.0222 | 3889001.4113 | 33319.3532 | 79282.554 | 103.4781 | 0 | 51.0491 | 101729.6304 | 3623.9524 | 80430.1739 | 56490.7515 | 0 | 62935.9457 | 0 | 119032.077 | 309697.0476 | 211374.5986 | 945314.1771 | 961560.8286 | 13149413.2377 | 13149413.2377 | 1478867.319 | 6141486.3649 | 0 | 15056288.2434 | 35826055.165 | 177.8279 | 0.0092121 | 1634395.0222 | 3889001.4113 | 33319.3532 | 79282.554
1 | 3900 | 707 | 0.035 | 15 | 15 | 7 | 2.3714e-13 | 5spot_SharedNeighbor | Water | Porous | Wet | R245fa | MinimizeLCOE_Brownfield | IgnoreSilica | 2019 | 1.2545 | 0.24421 | 0.0073739 | 4 | 520399.5795 | 1224563.9704 | 10609.0493 | 24964.3929 | 111.9022 | 0 | 51.9896 | 142290.6616 | 5388.0281 | 110912.6399 | 69340.3969 | 0 | 71950.0855 | 0 | 155953.9067 | 405760.0746 | 276939.5885 | 1238535.3818 | 961560.8286 | 13149413.2377 | 13149413.2377 | 1478867.319 | 6141486.3649 | 0 | 15349509.4481 | 36119276.3698 | 237.1374 | 0.029496 | 520399.5795 | 1224563.9704 | 10609.0493 | 24964.3929
1 | 3900 | 707 | 0.035 | 15 | 15 | 7 | 3.1623e-13 | 5spot_SharedNeighbor | Water | Porous | Wet | R245fa | MinimizeLCOE_Brownfield | IgnoreSilica | 2019 | 1.632 | 0.3541 | 0.015118 | 4 | 259745.1704 | 603204.7714 | 5295.2566 | 12297.1452 | 118.9237 | 0 | 278.4365 | 191526.7169 | 7629.9587 | 148559.8532 | 86127.7791 | 0 | 81578.3917 | 0 | 201014.8528 | 522999.4132 | 356957.8461 | 1596394.8117 | 961560.8286 | 13149413.2377 | 13149413.2377 | 1478867.319 | 6141486.3649 | 0 | 15707368.878 | 36477135.7996 | 316.2278 | 0.060472 | 259745.1704 | 603204.7714 | 5295.2566 | 12297.1452
1 | 3900 | 707 | 0.035 | 15 | 15 | 7 | 4.217e-13 | 5spot_SharedNeighbor | Water | Porous | Wet | R245fa | MinimizeLCOE_Brownfield | IgnoreSilica | 2019 | 2.1571 | 0.51246 | 0.026745 | 4 | 151285.1365 | 345432.4646 | 3084.1521 | 7042.108 | 125.1245 | 0 | 384.4113 | 255715.5255 | 10652.3216 | 198823.7033 | 109776.4732 | 0 | 94470.4808 | 0 | 261081.0167 | 679279.2504 | 463622.0462 | 2073420.8176 | 961560.8286 | 13149413.2377 | 13149413.2377 | 1478867.319 | 6141486.3649 | 0 | 16184394.8839 | 36954161.8055 | 421.6965 | 0.10698 | 151285.1365 | 345432.4646 | 3084.1521 | 7042.108
1 | 3900 | 707 | 0.035 | 15 | 15 | 7 | 5.6234e-13 | 5spot_SharedNeighbor | Water | Porous | Wet | R245fa | MinimizeLCOE_Brownfield | IgnoreSilica | 2019 | 2.8377 | 0.72314 | 0.043134 | 4 | 97200.7552 | 217579.9374 | 1981.5689 | 4435.6613 | 130.077 | 0 | 508.7637 | 333074.5203 | 14386.5306 | 260994.0879 | 141204.0697 | 0 | 109061.2678 | 0 | 334900.9858 | 871343.6673 | 594709.9573 | 2659675.0867 | 961560.8286 | 13149413.2377 | 13149413.2377 | 1478867.319 | 6141486.3649 | 0 | 16770649.153 | 37540416.0746 | 562.3413 | 0.17254 | 97200.7552 | 217579.9374 | 1981.5689 | 4435.6613
1 | 3900 | 707 | 0.035 | 15 | 15 | 7 | 7.4989e-13 | 5spot_SharedNeighbor | Water | Porous | Wet | R245fa | MinimizeLCOE_Brownfield | IgnoreSilica | 2019 | 3.7365 | 1.0056 | 0.065767 | 4 | 66525.9016 | 145478.1732 | 1356.2205 | 2965.7693 | 134.0534 | 0 | 67.5584 | 427163.6433 | 18994.2975 | 338867.1481 | 183001.3932 | 0 | 126433.5641 | 0 | 426839.418 | 1110548.6088 | 757972.245 | 3389820.3178 | 961560.8286 | 13149413.2377 | 13149413.2377 | 1478867.319 | 6141486.3649 | 0 | 17500794.3841 | 38270561.3057 | 749.8942 | 0.26307 | 66525.9016 | 145478.1732 | 1356.2205 | 2965.7693
1 | 3900 | 707 | 0.035 | 15 | 15 | 7 | 1e-12 | 5spot_SharedNeighbor | Water | Porous | Wet | R245fa | MinimizeLCOE_Brownfield | IgnoreSilica | 2019 | 4.9474 | 1.3893 | 0.096821 | 4 | 47576.7934 | 101206.1403 | 969.9173 | 2063.2241 | 137.2492 | 0 | 77.7651 | 543177.5399 | 24715.511 | 437933.5739 | 239110.5324 | 0 | 148148.0157 | 0 | 543303.2174 | 1413563.5249 | 964786.1515 | 4314738.0666 | 961560.8286 | 13149413.2377 | 13149413.2377 | 1478867.319 | 6141486.3649 | 0 | 18425712.1329 | 39195479.0546 | 1000 | 0.38728 | 47576.7934 | 101206.1403 | 969.9173 | 2063.2241
1 | 3900 | 707 | 0.035 | 15 | 15 | 7 | 1.3335e-12 | 5spot_SharedNeighbor | Water | Porous | Wet | R245fa | MinimizeLCOE_Brownfield | IgnoreSilica | 2019 | 6.5527 | 1.9007 | 0.13867 | 4 | 35298.4493 | 72741.7197 | 719.6066 | 1482.9383 | 139.7071 | 0 | 83.1534 | 683857.7702 | 31675.317 | 561803.8739 | 314113.2508 | 0 | 174327.5256 | 0 | 688653.3177 | 1791734.6704 | 1222895.729 | 5469061.4547 | 961560.8286 | 13149413.2377 | 13149413.2377 | 1478867.319 | 6141486.3649 | 0 | 19580035.521 | 40349802.4426 | 1333.5214 | 0.5547 | 35298.4493 | 72741.7197 | 719.6066 | 1482.9383
1 | 3900 | 707 | 0.035 | 15 | 15 | 7 | 1.7783e-12 | 5spot_SharedNeighbor | Water | Porous | Wet | R245fa | MinimizeLCOE_Brownfield | IgnoreSilica | 2019 | 8.6916 | 2.5795 | 0.19407 | 4 | 27080.1587 | 53835.7146 | 552.0657 | 1097.5139 | 141.438 | 0 | 90.5931 | 853710.2296 | 40045.4153 | 716408.6547 | 414605.2481 | 0 | 206489.4512 | 0 | 870191.0096 | 2264058.5063 | 1545266.4523 | 6910774.9671 | 961560.8286 | 13149413.2377 | 13149413.2377 | 1478867.319 | 6141486.3649 | 0 | 21021749.0334 | 41791515.9551 | 1778.2794 | 0.77628 | 27080.1587 | 53835.7146 | 552.0657 | 1097.5139
1 | 3900 | 707 | 0.035 | 15 | 15 | 7 | 2.3714e-12 | 5spot_SharedNeighbor | Water | Porous | Wet | R245fa | MinimizeLCOE_Brownfield | IgnoreSilica | 2019 | 11.5368 | 3.5014 | 0.27129 | 4 | 21066.0865 | 40206.1536 | 429.4607 | 819.6568 | 143.1689 | 0 | 99.0774 | 1066010.7254 | 50611.9989 | 913751.6481 | 549338.6481 | 0 | 244984.6704 | 0 | 1101632.0995 | 2866220.7471 | 1956254.5548 | 8748805.0924 | 961560.8286 | 13149413.2377 | 13149413.2377 | 1478867.319 | 6141486.3649 | 0 | 22859779.1587 | 43629546.0804 | 2371.3737 | 1.0851 | 21066.0865 | 40206.1536 | 429.4607 | 819.6568
1 | 3900 | 707 | 0.035 | 15 | 15 | 7 | 3.1623e-12 | 5spot_SharedNeighbor | Water | Porous | Wet | R245fa | MinimizeLCOE_Brownfield | IgnoreSilica | 2019 | 15.3152 | 4.7166 | 0.37233 | 4 | 16884.1523 | 30830.0956 | 344.2063 | 628.5132 | 144.3062 | 0 | 97.1477 | 1320972.4347 | 63192.6467 | 1158800.2942 | 727699.2898 | 0 | 292066.8526 | 0 | 1389465.292 | 3615103.6714 | 2467382.5387 | 11034683.0201 | 961560.8286 | 13149413.2377 | 13149413.2377 | 1478867.319 | 6141486.3649 | 0 | 25145657.0864 | 45915424.0081 | 3162.2777 | 1.4893 | 16884.1523 | 30830.0956 | 344.2063 | 628.5132
1 | 3900 | 707 | 0.035 | 15 | 15 | 7 | 4.217e-12 | 5spot_SharedNeighbor | Water | Porous | Wet | R245fa | MinimizeLCOE_Brownfield | IgnoreSilica | 2019 | 20.3453 | 6.3349 | 0.5068 | 4 | 13822.3545 | 24067.9407 | 281.7874 | 490.6575 | 145.1742 | 0 | 100.5877 | 1631944.1976 | 78470.2765 | 1466392.2718 | 964464.6598 | 0 | 349671.0615 | 0 | 1751467.5622 | 4556959.3214 | 3110218.373 | 13909587.7238 | 961560.8286 | 13149413.2377 | 13149413.2377 | 1478867.319 | 6141486.3649 | 0 | 28020561.7901 | 48790328.7118 | 4216.965 | 2.0272 | 13822.3545 | 24067.9407 | 281.7874 | 490.6575
1 | 3900 | 707 | 0.035 | 15 | 15 | 7 | 5.6234e-12 | 5spot_SharedNeighbor | Water | Porous | Wet | R245fa | MinimizeLCOE_Brownfield | IgnoreSilica | 2019 | 26.9937 | 8.4728 | 0.68437 | 4 | 11547.2751 | 19134.4085 | 235.4068 | 390.0808 | 145.8316 | 0 | 99.5659 | 2008670.314 | 96882.6918 | 1849696.806 | 1275491.2119 | 0 | 419321.2164 | 0 | 2203524.2736 | 5733118.1549 | 3912970.9445 | 17499675.613 | 961560.8286 | 13149413.2377 | 13149413.2377 | 1478867.319 | 6141486.3649 | 0 | 31610649.6793 | 52380416.601 | 5623.4133 | 2.7375 | 11547.2751 | 19134.4085 | 235.4068 | 390.0808
1 | 3900 | 707 | 0.035 | 15 | 15 | 7 | 7.4989e-12 | 5spot_SharedNeighbor | Water | Porous | Wet | R245fa | MinimizeLCOE_Brownfield | IgnoreSilica | 2019 | 35.7562 | 11.2935 | 0.91877 | 4 | 9826.1331 | 15477.6214 | 200.319 | 315.5322 | 146.3296 | 0 | 110.7 | 2465831.878 | 119159.6628 | 2327024.0464 | 1687573.2394 | 0 | 503806.4876 | 0 | 2770324.1726 | 7207815.2254 | 4919481.9971 | 22001016.7092 | 961560.8286 | 13149413.2377 | 13149413.2377 | 1478867.319 | 6141486.3649 | 0 | 36111990.7755 | 56881757.6972 | 7498.9421 | 3.6751 | 9826.1331 | 15477.6214 | 200.319 | 315.5322
1 | 3900 | 707 | 0.035 | 15 | 15 | 7 | 1e-11 | 5spot_SharedNeighbor | Water | Porous | Wet | R245fa | MinimizeLCOE_Brownfield | IgnoreSilica | 2019 | 47.1595 | 14.9652 | 1.2239 | 4 | 8515.4661 | 12758.148 | 173.5993 | 260.0921 | 146.6983 | 0 | 100.9503 | 3013812.5055 | 145755.3923 | 2914044.1438 | 2224884.9225 | 0 | 604850.3801 | 0 | 3472305.4643 | 9034226.5502 | 6166045.2553 | 27575924.614 | 961560.8286 | 13149413.2377 | 13149413.2377 | 1478867.319 | 6141486.3649 | 0 | 41686898.6803 | 62456665.602 | 10000 | 4.8954 | 8515.4661 | 12758.148 | 173.5993 | 260.0921
1 | 3900 | 707 | 0.035 | 15 | 15 | 7 | 1.3335e-11 | 5spot_SharedNeighbor | Water | Porous | Wet | R245fa | MinimizeLCOE_Brownfield | IgnoreSilica | 2019 | 61.7756 | 19.6605 | 1.6123 | 4 | 7518.131 | 10738.662 | 153.2673 | 218.9222 | 146.9271 | 0 | 100.9295 | 3659890.914 | 176917.8027 | 3624429.1337 | 2912546.1868 | 0 | 724682.2762 | 0 | 4328401.8623 | 11261613.7683 | 7686282.7999 | 34374764.744 | 961560.8286 | 13149413.2377 | 13149413.2377 | 1478867.319 | 6141486.3649 | 0 | 48485738.8103 | 69255505.7319 | 13335.2143 | 6.4492 | 7518.131 | 10738.662 | 153.2673 | 218.9222
1 | 3900 | 707 | 0.035 | 15 | 15 | 7 | 1.7783e-11 | 5spot_SharedNeighbor | Water | Porous | Wet | R245fa | MinimizeLCOE_Brownfield | IgnoreSilica | 2019 | 74.8003 | 23.8162 | 2.0016 | 4 | 6760.941 | 9355.146 | 137.8309 | 190.7173 | 146.9619 | 0 | 151.0181 | 4193418.1773 | 202417.2155 | 4225252.2071 | 3522577.2515 | 0 | 777002.6463 | 0 | 5039060.3241 | 13110601.3099 | 8948254.7899 | 40018583.9216 | 961560.8286 | 13149413.2377 | 13149413.2377 | 1478867.319 | 6141486.3649 | 0 | 54129557.9879 | 74899324.9095 | 17782.7941 | 8.0062 | 6760.941 | 9355.146 | 137.8309 | 190.7173
1 | 3900 | 707 | 0.035 | 15 | 15 | 7 | 2.3714e-11 | 5spot_SharedNeighbor | Water | Porous | Wet | R245fa | MinimizeLCOE_Brownfield | IgnoreSilica | 2019 | 86.7512 | 27.5905 | 2.39 | 4 | 6172.2486 | 8344.8253 | 125.8296 | 170.1206 | 146.874 | 0 | 157.8902 | 4652906.5013 | 224136.0637 | 4753214.3626 | 4078527.9327 | 0 | 786486.8467 | 0 | 5653155.9658 | 14708352.2012 | 10038752.6038 | 44895532.4779 | 961560.8286 | 13149413.2377 | 13149413.2377 | 1478867.319 | 6141486.3649 | 0 | 59006506.5442 | 79776273.4658 | 23713.7371 | 9.56 | 6172.2486 | 8344.8253 | 125.8296 | 170.1206
1 | 3900 | 707 | 0.035 | 15 | 15 | 7 | 3.1623e-11 | 5spot_SharedNeighbor | Water | Porous | Wet | R245fa | MinimizeLCOE_Brownfield | IgnoreSilica | 2019 | 98.2392 | 31.1728 | 2.7762 | 4 | 5716.1444 | 7586.4592 | 116.5313 | 154.6602 | 146.6943 | 0 | 184.7684 | 5070102.9825 | 243607 | 5241461.9005 | 4608487.5473 | 0 | 775161.7986 | 0 | 6216140.2792 | 16173121.9009 | 11038488.0218 | 49366571.4307 | 961560.8286 | 13149413.2377 | 13149413.2377 | 1478867.319 | 6141486.3649 | 0 | 63477545.497 | 84247312.4187 | 31622.7766 | 11.105 | 5716.1444 | 7586.4592 | 116.5313 | 154.6602
1 | 3900 | 707 | 0.035 | 15 | 15 | 7 | 4.217e-11 | 5spot_SharedNeighbor | Water | Porous | Wet | R245fa | MinimizeLCOE_Brownfield | IgnoreSilica | 2019 | 108.8233 | 34.4265 | 3.1418 | 4 | 5364.3659 | 7017.0691 | 109.3599 | 143.0524 | 146.4555 | 0 | 251.7112 | 5434800.5901 | 260393.2718 | 5675654.1355 | 5092224.3295 | 0 | 746951.0881 | 0 | 6711909.1319 | 17463010.7593 | 11918863.6722 | 53303806.9785 | 961560.8286 | 13149413.2377 | 13149413.2377 | 1478867.319 | 6141486.3649 | 0 | 67414781.0448 | 88184547.9664 | 42169.6503 | 12.5671 | 5364.3659 | 7017.0691 | 109.3599 | 143.0524
1 | 3900 | 707 | 0.035 | 15 | 15 | 7 | 5.6234e-11 | 5spot_SharedNeighbor | Water | Porous | Wet | R245fa | MinimizeLCOE_Brownfield | IgnoreSilica | 2019 | 118.107 | 37.2393 | 3.4707 | 4 | 5094.1363 | 6590.2007 | 103.8509 | 134.3502 | 146.1938 | 0 | 235.7577 | 5740067.1195 | 274248.1803 | 6044771.8998 | 5512567.2975 | 0 | 706021.2773 | 0 | 7128293.552 | 18546357.6083 | 12658270.1572 | 56610597.092 | 961560.8286 | 13149413.2377 | 13149413.2377 | 1478867.319 | 6141486.3649 | 0 | 70721571.1583 | 91491338.0799 | 56234.1325 | 13.8829 | 5094.1363 | 6590.2007 | 103.8509 | 134.3502
1 | 3900 | 707 | 0.035 | 15 | 15 | 7 | 7.4989e-11 | 5spot_SharedNeighbor | Water | Porous | Wet | R245fa | MinimizeLCOE_Brownfield | IgnoreSilica | 2019 | 126.0607 | 39.6173 | 3.7574 | 4 | 4887.2907 | 6269.2113 | 99.634 | 127.8064 | 145.934 | 0 | 229.023 | 5991493.5893 | 285520.3707 | 6352749.0241 | 5870944.2665 | 0 | 659246.6956 | 0 | 7472382.039 | 19441605.2691 | 13269295.0812 | 59343236.3355 | 961560.8286 | 13149413.2377 | 13149413.2377 | 1478867.319 | 6141486.3649 | 0 | 73454210.4018 | 94223977.3235 | 74989.4209 | 15.0296 | 4887.2907 | 6269.2113 | 99.634 | 127.8064
1 | 3900 | 707 | 0.035 | 15 | 15 | 7 | 1e-10 | 5spot_SharedNeighbor | Water | Porous | Wet | R245fa | MinimizeLCOE_Brownfield | IgnoreSilica | 2019 | 132.5723 | 41.544 | 3.9977 | 4 | 4729.4189 | 6028.265 | 96.4156 | 122.8943 | 145.6983 | 0 | 256.994 | 6191272.8494 | 294407.3188 | 6599684.4682 | 6166311.069 | 0 | 610071.9256 | 0 | 7746081.5761 | 20153715.3211 | 13755324.8241 | 61516869.3522 | 961560.8286 | 13149413.2377 | 13149413.2377 | 1478867.319 | 6141486.3649 | 0 | 75627843.4185 | 96397610.3402 | 100000 | 15.9909 | 4729.4189 | 6028.265 | 96.4156 | 122.8943
1 | 3900 | 707 | 0.035 | 15 | 15 | 7 | 1.3335e-10 | 5spot_SharedNeighbor | Water | Porous | Wet | R245fa | MinimizeLCOE_Brownfield | IgnoreSilica | 2019 | 140.1823 | 43.7898 | 4.2461 | 4 | 4607.0942 | 5829.9751 | 93.9218 | 118.8519 | 145.439 | 0 | 245.5633 | 6420648.083 | 304589.4765 | 6884696.8866 | 6511229.2134 | 0 | 586621.5279 | 0 | 8076036.2231 | 21012189.6297 | 14341251.1796 | 64137262.2199 | 961560.8286 | 13149413.2377 | 13149413.2377 | 1478867.319 | 6141486.3649 | 0 | 78248236.2862 | 99018003.2078 | 133352.1432 | 16.9843 | 4607.0942 | 5829.9751 | 93.9218 | 118.8519
1 | 3900 | 707 | 0.035 | 15 | 15 | 7 | 1.7783e-10 | 5spot_SharedNeighbor | Water | Porous | Wet | R245fa | MinimizeLCOE_Brownfield | IgnoreSilica | 2019 | 144.6723 | 45.1055 | 4.4136 | 4 | 4514.0477 | 5690.5024 | 92.025 | 116.0086 | 145.2813 | 0 | 252.1182 | 6553032.2562 | 310427.7182 | 7050381.2167 | 6714248.8942 | 0 | 546303.3165 | 0 | 8258013.4267 | 21485656.9849 | 14664402.3783 | 65582466.1918 | 961560.8286 | 13149413.2377 | 13149413.2377 | 1478867.319 | 6141486.3649 | 0 | 79693440.2581 | 100463207.1797 | 177827.941 | 17.6545 | 4514.0477 | 5690.5024 | 92.025 | 116.0086
1 | 3900 | 707 | 0.035 | 15 | 15 | 7 | 2.3714e-10 | 5spot_SharedNeighbor | Water | Porous | Wet | R245fa | MinimizeLCOE_Brownfield | IgnoreSilica | 2019 | 148.1212 | 46.1104 | 4.5447 | 4 | 4443.4786 | 5585.9945 | 90.5863 | 113.8781 | 145.1565 | 0 | 264.1004 | 6653146.5778 | 314819.8604 | 7176329.8775 | 6869896.7279 | 0 | 510329.1425 | 0 | 8394563.6526 | 21840932.6623 | 14906885.3283 | 66666903.8294 | 961560.8286 | 13149413.2377 | 13149413.2377 | 1478867.319 | 6141486.3649 | 0 | 80777877.8957 | 101547644.8174 | 237137.3706 | 18.179 | 4443.4786 | 5585.9945 | 90.5863 | 113.8781
1 | 3900 | 707 | 0.035 | 15 | 15 | 7 | 3.1623e-10 | 5spot_SharedNeighbor | Water | Porous | Wet | R245fa | MinimizeLCOE_Brownfield | IgnoreSilica | 2019 | 150.7741 | 46.8801 | 4.6467 | 4 | 4390.0646 | 5507.5138 | 89.4974 | 112.2781 | 145.0583 | 0 | 240.1847 | 6729237.2941 | 318144.2911 | 7272440.7455 | 6989446.2169 | 0 | 479754.446 | 0 | 8497718.9676 | 22109321.6317 | 15090066.3148 | 67486129.9078 | 961560.8286 | 13149413.2377 | 13149413.2377 | 1478867.319 | 6141486.3649 | 0 | 81597103.9741 | 102366870.8958 | 316227.766 | 18.5868 | 4390.0646 | 5507.5138 | 89.4974 | 112.2781
1 | 3900 | 707 | 0.035 | 15 | 15 | 7 | 4.217e-10 | 5spot_SharedNeighbor | Water | Porous | Wet | R245fa | MinimizeLCOE_Brownfield | IgnoreSilica | 2019 | 152.9324 | 47.5035 | 4.7279 | 4 | 4349.6922 | 5447.9371 | 88.6744 | 111.0636 | 144.9771 | 0 | 249.3172 | 6790465.2147 | 320807.3282 | 7350078.675 | 7086082.494 | 0 | 455751.6419 | 0 | 8581242.288 | 22326632.1785 | 15238385.2283 | 68149445.0486 | 961560.8286 | 13149413.2377 | 13149413.2377 | 1478867.319 | 6141486.3649 | 0 | 82260419.1149 | 103030186.0365 | 421696.5034 | 18.9118 | 4349.6922 | 5447.9371 | 88.6744 | 111.0636
1 | 3900 | 707 | 0.035 | 15 | 15 | 7 | 5.6234e-10 | 5spot_SharedNeighbor | Water | Porous | Wet | R245fa | MinimizeLCOE_Brownfield | IgnoreSilica | 2019 | 154.4601 | 47.9423 | 4.7875 | 4 | 4319.2037 | 5403.7869 | 88.0528 | 110.1635 | 144.9188 | 0 | 256.2707 | 6833297.963 | 322659.1906 | 7404632.2989 | 7153453.5202 | 0 | 435183.3351 | 0 | 8638198.26 | 22474819.9344 | 15339526.4166 | 68601770.9188 | 961560.8286 | 13149413.2377 | 13149413.2377 | 1478867.319 | 6141486.3649 | 0 | 82712744.9851 | 103482511.9068 | 562341.3252 | 19.15 | 4319.2037 | 5403.7869 | 88.0528 | 110.1635
1 | 3900 | 707 | 0.035 | 15 | 15 | 7 | 7.4989e-10 | 5spot_SharedNeighbor | Water | Porous | Wet | R245fa | MinimizeLCOE_Brownfield | IgnoreSilica | 2019 | 155.5996 | 48.2689 | 4.8325 | 4 | 4296.2225 | 5370.7147 | 87.5843 | 109.4893 | 144.875 | 0 | 278.8417 | 6865076.1169 | 324030.3237 | 7445181.283 | 7203648.515 | 0 | 418665.6661 | 0 | 8680074.7428 | 22583773.9527 | 15413889.7729 | 68934340.3732 | 961560.8286 | 13149413.2377 | 13149413.2377 | 1478867.319 | 6141486.3649 | 0 | 83045314.4395 | 103815081.3611 | 749894.2093 | 19.3298 | 4296.2225 | 5370.7147 | 87.5843 | 109.4893
1 | 3900 | 707 | 0.035 | 15 | 15 | 7 | 1e-09 | 5spot_SharedNeighbor | Water | Porous | Wet | R245fa | MinimizeLCOE_Brownfield | IgnoreSilica | 2019 | 156.4692 | 48.5178 | 4.8667 | 4 | 4278.9181 | 5345.841 | 87.2315 | 108.9822 | 144.8413 | 0 | 250.4584 | 6889228.5024 | 325070.8438 | 7476042.4736 | 7241919.0081 | 0 | 405797.6745 | 0 | 8711842.816 | 22666427.9624 | 15470302.8329 | 69186632.1137 | 961560.8286 | 13149413.2377 | 13149413.2377 | 1478867.319 | 6141486.3649 | 0 | 83297606.18 | 104067373.1017 | 1000000 | 19.467 | 4278.9181 | 5345.841 | 87.2315 | 108.9822
1 | 3900 | 707 | 0.035 | 15 | 15 | 7 | 1.3335e-09 | 5spot_SharedNeighbor | Water | Porous | Wet | R245fa | MinimizeLCOE_Brownfield | IgnoreSilica | 2019 | 157.1077 | 48.7003 | 4.8923 | 4 | 4265.8992 | 5327.2488 | 86.9661 | 108.6032 | 144.8164 | 0 | 253.1559 | 6906905.5257 | 325831.4941 | 7498653.6395 | 7269996.4066 | 0 | 395643.3916 | 0 | 8734841.8784 | 22726266.8052 | 15511144.0726 | 69369283.2138 | 961560.8286 | 13149413.2377 | 13149413.2377 | 1478867.319 | 6141486.3649 | 0 | 83480257.2801 | 104250024.2017 | 1333521.4322 | 19.5692 | 4265.8992 | 5327.2488 | 86.9661 | 108.6032
1 | 3900 | 707 | 0.035 | 15 | 15 | 7 | 1.7783e-09 | 5spot_SharedNeighbor | Water | Porous | Wet | R245fa | MinimizeLCOE_Brownfield | IgnoreSilica | 2019 | 157.5876 | 48.8374 | 4.9116 | 4 | 4256.1116 | 5313.2975 | 86.7666 | 108.3188 | 144.7976 | 0 | 264.3268 | 6920162.8037 | 326401.4679 | 7515624.5835 | 7291090.8701 | 0 | 387819.5168 | 0 | 8752028.7044 | 22770983.401 | 15541664.0681 | 69505775.4157 | 961560.8286 | 13149413.2377 | 13149413.2377 | 1478867.319 | 6141486.3649 | 0 | 83616749.482 | 104386516.4037 | 1778279.41 | 19.6463 | 4256.1116 | 5313.2975 | 86.7666 | 108.3188
1 | 3900 | 707 | 0.035 | 15 | 15 | 7 | 2.3714e-09 | 5spot_SharedNeighbor | Water | Porous | Wet | R245fa | MinimizeLCOE_Brownfield | IgnoreSilica | 2019 | 157.269 | 48.7463 | 4.9128 | 4 | 4247.3522 | 5304.2745 | 86.588 | 108.1348 | 144.8099 | 0 | 305.3063 | 6911345.5948 | 326021.87 | 7504345.9763 | 7277076.8492 | 0 | 373464.8446 | 0 | 8732979.5027 | 22721421.2855 | 15507836.9059 | 69354492.8291 | 961560.8286 | 13149413.2377 | 13149413.2377 | 1478867.319 | 6141486.3649 | 0 | 83465466.8955 | 104235233.8171 | 2371373.7057 | 19.6512 | 4247.3522 | 5304.2745 | 86.588 | 108.1348
1 | 3900 | 707 | 0.035 | 15 | 15 | 7 | 3.1623e-09 | 5spot_SharedNeighbor | Water | Porous | Wet | R245fa | MinimizeLCOE_Brownfield | IgnoreSilica | 2019 | 158.5816 | 49.1211 | 4.9461 | 4 | 4241.8411 | 5291.6525 | 86.4757 | 107.8775 | 144.7588 | 0 | 263.3909 | 6947565.5095 | 327578.9441 | 7550727.4519 | 7334770.9479 | 0 | 378941.2085 | 0 | 8790437.7842 | 22870915.9477 | 15609870.0846 | 69810807.8784 | 961560.8286 | 13149413.2377 | 13149413.2377 | 1478867.319 | 6141486.3649 | 0 | 83921781.9447 | 104691548.8664 | 3162277.6602 | 19.7843 | 4241.8411 | 5291.6525 | 86.4757 | 107.8775
1 | 3900 | 707 | 0.035 | 15 | 15 | 7 | 4.217e-09 | 5spot_SharedNeighbor | Water | Porous | Wet | R245fa | MinimizeLCOE_Brownfield | IgnoreSilica | 2019 | 158.7861 | 49.1794 | 4.9542 | 4 | 4237.7551 | 5285.8334 | 86.3924 | 107.7589 | 144.7508 | 0 | 242.0931 | 6953183.905 | 327819.9877 | 7557933.2311 | 7343748.7459 | 0 | 375561.2226 | 0 | 8797716.366 | 22889853.3246 | 15622795.2335 | 69868612.0165 | 961560.8286 | 13149413.2377 | 13149413.2377 | 1478867.319 | 6141486.3649 | 0 | 83979586.0829 | 104749353.0045 | 4216965.0343 | 19.817 | 4237.7551 | 5285.8334 | 86.3924 | 107.7589
1 | 3900 | 707 | 0.035 | 15 | 15 | 7 | 5.6234e-09 | 5spot_SharedNeighbor | Water | Porous | Wet | R245fa | MinimizeLCOE_Brownfield | IgnoreSilica | 2019 | 158.9371 | 49.2224 | 4.9603 | 4 | 4234.6884 | 5281.48 | 86.3299 | 107.6701 | 144.7448 | 0 | 246.9408 | 6957328.2194 | 327997.7367 | 7563249.828 | 7350374.8906 | 0 | 372979.9777 | 0 | 8803052.9544 | 22903738.033 | 15632271.8323 | 69910993.4721 | 961560.8286 | 13149413.2377 | 13149413.2377 | 1478867.319 | 6141486.3649 | 0 | 84021967.5384 | 104791734.4601 | 5623413.2519 | 19.8414 | 4234.6884 | 5281.48 | 86.3299 | 107.6701
1 | 3900 | 707 | 0.035 | 15 | 15 | 7 | 7.4989e-09 | 5spot_SharedNeighbor | Water | Porous | Wet | R245fa | MinimizeLCOE_Brownfield | IgnoreSilica | 2019 | 159.0419 | 49.2522 | 4.9647 | 4 | 4232.3872 | 5278.253 | 86.2829 | 107.6043 | 144.7406 | 0 | 250.9345 | 6960204.2448 | 328121.0532 | 7566940.2323 | 7354975.4614 | 0 | 370950.5865 | 0 | 8806664.7155 | 22913135.0945 | 15638685.5199 | 69939676.9083 | 961560.8286 | 13149413.2377 | 13149413.2377 | 1478867.319 | 6141486.3649 | 0 | 84050650.9746 | 104820417.8962 | 7498942.0933 | 19.8589 | 4232.3872 | 5278.253 | 86.2829 | 107.6043
1 | 3900 | 707 | 0.035 | 15 | 15 | 7 | 1e-08 | 5spot_SharedNeighbor | Water | Porous | Wet | R245fa | MinimizeLCOE_Brownfield | IgnoreSilica | 2019 | 159.1345 | 49.2786 | 4.9683 | 4 | 4230.6607 | 5275.7695 | 86.2477 | 107.5537 | 144.737 | 0 | 247.416 | 6962744.7685 | 328229.9872 | 7570200.2411 | 7359039.947 | 0 | 369555.2397 | 0 | 8810010.3715 | 22921839.8051 | 15644626.6637 | 69966247.0237 | 961560.8286 | 13149413.2377 | 13149413.2377 | 1478867.319 | 6141486.3649 | 0 | 84077221.09 | 104846988.0117 | 10000000 | 19.8733 | 4230.6607 | 5275.7695 | 86.2477 | 107.5537
1 | 4000 | 707 | 0.035 | 15 | 15 | 7 | 1e-13 | 5spot_SharedNeighbor | Water | Porous | Wet | R245fa | MinimizeLCOE_Brownfield | IgnoreSilica | 2019 | 0 | 0 | 0 | 0 |  |  |  |  | 15 |  | 26.2431 | [19 empty] | 100 | 0
1 | 4000 | 707 | 0.035 | 15 | 15 | 7 | 1.3335e-13 | 5spot_SharedNeighbor | Water | Porous | Wet | R245fa | MinimizeLCOE_Brownfield | IgnoreSilica | 2019 | 0 | 0 | 0 | 0 |  |  |  |  | 15 |  | 24.7668 | [19 empty] | 133.3521 | 0
1 | 4000 | 707 | 0.035 | 15 | 15 | 7 | 1.7783e-13 | 5spot_SharedNeighbor | Water | Porous | Wet | R245fa | MinimizeLCOE_Brownfield | IgnoreSilica | 2019 | 0.97664 | 0.17137 | 0.0032408 | 4 | 1197477.1974 | 2846623.651 | 24412.1924 | 58032.2735 | 105.5504 | 0 | 52.7955 | 107116.584 | 3871.9341 | 83931.5585 | 57658.3105 | 0 | 63042.3221 | 0 | 123092.0766 | 320260.3336 | 218584.2584 | 977557.3778 | 961560.8286 | 13584081.2916 | 13584081.2916 | 1478867.319 | 6315353.5865 | 0 | 15523199.4981 | 36901501.6952 | 177.8279 | 0.012963 | 1197477.1974 | 2846623.651 | 24412.1924 | 58032.2735
1 | 4000 | 707 | 0.035 | 15 | 15 | 7 | 2.3714e-13 | 5spot_SharedNeighbor | Water | Porous | Wet | R245fa | MinimizeLCOE_Brownfield | IgnoreSilica | 2019 | 1.2934 | 0.26232 | 0.0090758 | 4 | 436460.9019 | 1025342.6789 | 8897.8458 | 20902.9974 | 114.5147 | 0 | 57.6989 | 151801.9112 | 5854.5371 | 117227.2444 | 71645.8384 | 0 | 72968.6211 | 0 | 163604.2794 | 425664.7751 | 290524.9556 | 1299292.1623 | 961560.8286 | 13584081.2916 | 13584081.2916 | 1478867.319 | 6315353.5865 | 0 | 15844934.2826 | 37223236.4797 | 237.1374 | 0.036303 | 436460.9019 | 1025342.6789 | 8897.8458 | 20902.9974
1 | 4000 | 707 | 0.035 | 15 | 15 | 7 | 3.1623e-13 | 5spot_SharedNeighbor | Water | Porous | Wet | R245fa | MinimizeLCOE_Brownfield | IgnoreSilica | 2019 | 1.6903 | 0.38277 | 0.017928 | 4 | 226343.671 | 524454.1671 | 4614.3219 | 10691.7076 | 121.7992 | 0 | 282.3151 | 205298.5891 | 8346.0539 | 157790.3339 | 89739.4642 | 0 | 83201.0071 | 0 | 212306.4248 | 552377.7672 | 377009.1764 | 1686068.8165 | 961560.8286 | 13584081.2916 | 13584081.2916 | 1478867.319 | 6315353.5865 | 0 | 16231710.9367 | 37610013.1339 | 316.2278 | 0.071713 | 226343.671 | 524454.1671 | 4614.3219 | 10691.7076
1 | 4000 | 707 | 0.035 | 15 | 15 | 7 | 4.217e-13 | 5spot_SharedNeighbor | Water | Porous | Wet | R245fa | MinimizeLCOE_Brownfield | IgnoreSilica | 2019 | 2.2154 | 0.54792 | 0.030859 | 4 | 135454.9006 | 308646.8105 | 2761.4314 | 6292.1827 | 127.9338 | 0 | 383.3208 | 271735.1998 | 11548.7859 | 209345.0129 | 114093.3657 | 0 | 95355.8127 | 0 | 273810.489 | 712398.7262 | 486226.7689 | 2174514.1611 | 961560.8286 | 13584081.2916 | 13584081.2916 | 1478867.319 | 6315353.5865 | 0 | 16720156.2813 | 38098458.4785 | 421.6965 | 0.12344 | 135454.9006 | 308646.8105 | 2761.4314 | 6292.1827
1 | 4000 | 707 | 0.035 | 15 | 15 | 7 | 5.6234e-13 | 5spot_SharedNeighbor | Water | Porous | Wet | R245fa | MinimizeLCOE_Brownfield | IgnoreSilica | 2019 | 2.8961 | 0.76717 | 0.048909 | 4 | 88531.7236 | 197808.6896 | 1804.8389 | 4032.5977 | 132.8952 | 0 | 501.2417 | 351782.6073 | 15501.3639 | 273110.1012 | 146117.7967 | 0 | 109179.3983 | 0 | 349319.5943 | 908857.9292 | 620314.2118 | 2774183.0029 | 961560.8286 | 13584081.2916 | 13584081.2916 | 1478867.319 | 6315353.5865 | 0 | 17319825.1231 | 38698127.3203 | 562.3413 | 0.19563 | 88531.7236 | 197808.6896 | 1804.8389 | 4032.5977
1 | 4000 | 707 | 0.035 | 15 | 15 | 7 | 7.4989e-13 | 5spot_SharedNeighbor | Water | Porous | Wet | R245fa | MinimizeLCOE_Brownfield | IgnoreSilica | 2019 | 3.8265 | 1.0714 | 0.07429 | 4 | 60894.9385 | 132836.8869 | 1241.4257 | 2708.0596 | 137.0289 | 0 | 79.6399 | 452576.3588 | 20551.9656 | 355788.2371 | 190116.9362 | 0 | 127119.2078 | 0 | 446999.5552 | 1163001.1503 | 793772.1824 | 3549925.5934 | 961560.8286 | 13584081.2916 | 13584081.2916 | 1478867.319 | 6315353.5865 | 0 | 18095567.7136 | 39473869.9108 | 749.8942 | 0.29716 | 60894.9385 | 132836.8869 | 1241.4257 | 2708.0596
1 | 4000 | 707 | 0.035 | 15 | 15 | 7 | 1e-12 | 5spot_SharedNeighbor | Water | Porous | Wet | R245fa | MinimizeLCOE_Brownfield | IgnoreSilica | 2019 | 5.0595 | 1.479 | 0.10894 | 4 | 43752.5308 | 92812.2316 | 891.9545 | 1892.1029 | 140.2896 | 0 | 77.2324 | 575293.4375 | 26759.8905 | 459456.5062 | 249163.5966 | 0 | 148684.804 | 0 | 569149.7116 | 1480810.8009 | 1010683.7992 | 4520002.5465 | 961560.8286 | 13584081.2916 | 13584081.2916 | 1478867.319 | 6315353.5865 | 0 | 19065644.6667 | 40443946.8639 | 1000 | 0.43576 | 43752.5308 | 92812.2316 | 891.9545 | 1892.1029
1 | 4000 | 707 | 0.035 | 15 | 15 | 7 | 1.3335e-12 | 5spot_SharedNeighbor | Water | Porous | Wet | R245fa | MinimizeLCOE_Brownfield | IgnoreSilica | 2019 | 6.699 | 2.0236 | 0.15566 | 4 | 32570.9257 | 66906.1558 | 664.0024 | 1363.9725 | 142.8029 | 0 | 70.0678 | 724490.1115 | 34331.5337 | 589434.1756 | 328206.5569 | 0 | 174901.3865 | 0 | 722031.868 | 1878578.8115 | 1282168.6398 | 5734143.0836 | 961560.8286 | 13584081.2916 | 13584081.2916 | 1478867.319 | 6315353.5865 | 0 | 20279785.2038 | 41658087.401 | 1333.5214 | 0.62263 | 32570.9257 | 66906.1558 | 664.0024 | 1363.9725
1 | 4000 | 707 | 0.035 | 15 | 15 | 7 | 1.7783e-12 | 5spot_SharedNeighbor | Water | Porous | Wet | R245fa | MinimizeLCOE_Brownfield | IgnoreSilica | 2019 | 8.8768 | 2.7444 | 0.21742 | 4 | 25053.083 | 49634.6885 | 510.741 | 1011.8703 | 144.609 | 0 | 86.0488 | 904118.8117 | 43408.6313 | 751226.1601 | 432836.9692 | 0 | 206835.3181 | 0 | 911986.0973 | 2372800.751 | 1619485.2687 | 7242698.0074 | 961560.8286 | 13584081.2916 | 13584081.2916 | 1478867.319 | 6315353.5865 | 0 | 21788340.1277 | 43166642.3248 | 1778.2794 | 0.86969 | 25053.083 | 49634.6885 | 510.741 | 1011.8703
1 | 4000 | 707 | 0.035 | 15 | 15 | 7 | 2.3714e-12 | 5spot_SharedNeighbor | Water | Porous | Wet | R245fa | MinimizeLCOE_Brownfield | IgnoreSilica | 2019 | 11.7802 | 3.7221 | 0.30287 | 4 | 19568.4557 | 37214.6445 | 398.9294 | 758.6709 | 146.3585 | 0 | 81.8106 | 1128017.4761 | 54808.9903 | 957547.7025 | 572262.1358 | 0 | 245300.4868 | 0 | 1153595.3487 | 3001418.4624 | 2048529.7736 | 9161480.3764 | 961560.8286 | 13584081.2916 | 13584081.2916 | 1478867.319 | 6315353.5865 | 0 | 23707122.4966 | 45085424.6938 | 2371.3737 | 1.2115 | 19568.4557 | 37214.6445 | 398.9294 | 758.6709
1 | 4000 | 707 | 0.035 | 15 | 15 | 7 | 3.1623e-12 | 5spot_SharedNeighbor | Water | Porous | Wet | R245fa | MinimizeLCOE_Brownfield | IgnoreSilica | 2019 | 15.6442 | 5.0168 | 0.41544 | 4 | 15711.6671 | 28576.4436 | 320.3036 | 582.5695 | 147.5286 | 0 | 95.7437 | 1398536.8774 | 68490.2126 | 1214871.7538 | 758973.0474 | 0 | 292609.2052 | 0 | 1456057.6276 | 3788363.2686 | 2585635.7739 | 11563537.7666 | 961560.8286 | 13584081.2916 | 13584081.2916 | 1478867.319 | 6315353.5865 | 0 | 26109179.8868 | 47487482.084 | 3162.2777 | 1.6618 | 15711.6671 | 28576.4436 | 320.3036 | 582.5695
1 | 4000 | 707 | 0.035 | 15 | 15 | 7 | 4.217e-12 | 5spot_SharedNeighbor | Water | Porous | Wet | R245fa | MinimizeLCOE_Brownfield | IgnoreSilica | 2019 | 20.7669 | 6.7342 | 0.56495 | 4 | 12885.6582 | 22345.8735 | 262.6916 | 455.5509 | 148.4184 | 0 | 96.8675 | 1727336.9666 | 85052.2891 | 1536624.3712 | 1006308.7478 | 0 | 349980.1167 | 0 | 1835067.9716 | 4774470.438 | 3258674.1795 | 14573515.0806 | 961560.8286 | 13584081.2916 | 13584081.2916 | 1478867.319 | 6315353.5865 | 0 | 29119157.2008 | 50497459.398 | 4216.965 | 2.2598 | 12885.6582 | 22345.8735 | 262.6916 | 455.5509
1 | 4000 | 707 | 0.035 | 15 | 15 | 7 | 5.6234e-12 | 5spot_SharedNeighbor | Water | Porous | Wet | R245fa | MinimizeLCOE_Brownfield | IgnoreSilica | 2019 | 27.5468 | 9.0085 | 0.76299 | 4 | 10777.8334 | 17782.5683 | 219.7207 | 362.5217 | 149.0938 | 0 | 104.1572 | 2126948.4296 | 105101.1675 | 1938485.587 | 1333785.7191 | 0 | 419661.8324 | 0 | 2310353.2669 | 6011065.2818 | 4102675.5699 | 18348076.8542 | 961560.8286 | 13584081.2916 | 13584081.2916 | 1478867.319 | 6315353.5865 | 0 | 32893718.9744 | 54272021.1716 | 5623.4133 | 3.052 | 10777.8334 | 17782.5683 | 219.7207 | 362.5217
1 | 4000 | 707 | 0.035 | 15 | 15 | 7 | 7.4989e-12 | 5spot_SharedNeighbor | Water | Porous | Wet | R245fa | MinimizeLCOE_Brownfield | IgnoreSilica | 2019 | 36.4601 | 11.999 | 1.0234 | 4 | 9185.6158 | 14407.7919 | 187.2612 | 293.7223 | 149.6047 | 0 | 99.1376 | 2610027.6065 | 129237.6267 | 2437314.7877 | 1764314.2812 | 0 | 503767.6126 | 0 | 2903418.1467 | 7554098.4448 | 5155827.4098 | 23058005.9159 | 961560.8286 | 13584081.2916 | 13584081.2916 | 1478867.319 | 6315353.5865 | 0 | 37603648.0361 | 58981950.2333 | 7498.9421 | 4.0938 | 9185.6158 | 14407.7919 | 187.2612 | 293.7223
1 | 4000 | 707 | 0.035 | 15 | 15 | 7 | 1e-11 | 5spot_SharedNeighbor | Water | Porous | Wet | R245fa | MinimizeLCOE_Brownfield | IgnoreSilica | 2019 | 48.0654 | 15.8925 | 1.3621 | 4 | 7972.1317 | 11895.8496 | 162.5227 | 242.513 | 149.982 | 0 | 107.8989 | 3189149.3616 | 158038.7791 | 3050994.8793 | 2324886.359 | 0 | 604667.1837 | 0 | 3637817.2595 | 9464854.2902 | 6459957.5363 | 28890365.6487 | 961560.8286 | 13584081.2916 | 13584081.2916 | 1478867.319 | 6315353.5865 | 0 | 43436007.7689 | 64814309.9661 | 10000 | 5.4485 | 7972.1317 | 11895.8496 | 162.5227 | 242.513
1 | 4000 | 707 | 0.035 | 15 | 15 | 7 | 1.3335e-11 | 5spot_SharedNeighbor | Water | Porous | Wet | R245fa | MinimizeLCOE_Brownfield | IgnoreSilica | 2019 | 62.9058 | 20.8561 | 1.7918 | 4 | 7049.2177 | 10032.0754 | 143.7078 | 204.5174 | 150.2096 | 0 | 120.0932 | 3869740.9038 | 191643.6839 | 3791515.9401 | 3038642.2457 | 0 | 724065.0549 | 0 | 4530087.0531 | 11786357.2634 | 8044431.0177 | 35976483.1626 | 961560.8286 | 13584081.2916 | 13584081.2916 | 1478867.319 | 6315353.5865 | 0 | 50522125.2828 | 71900427.48 | 13335.2143 | 7.1671 | 7049.2177 | 10032.0754 | 143.7078 | 204.5174
1 | 4000 | 707 | 0.035 | 15 | 15 | 7 | 1.7783e-11 | 5spot_SharedNeighbor | Water | Porous | Wet | R245fa | MinimizeLCOE_Brownfield | IgnoreSilica | 2019 | 78.701 | 26.0967 | 2.2662 | 4 | 6357.773 | 8716.1509 | 129.6118 | 177.6905 | 150.2214 | 0 | 118.6756 | 4536718.5863 | 224231.6828 | 4536181.1042 | 3795787.8527 | 0 | 818279.5766 | 0 | 5425367.533 | 14115693.4251 | 9634250.8111 | 43086510.5719 | 961560.8286 | 13584081.2916 | 13584081.2916 | 1478867.319 | 6315353.5865 | 0 | 57632152.6921 | 79010454.8893 | 17782.7941 | 9.0648 | 6357.773 | 8716.1509 | 129.6118 | 177.6905
1 | 4000 | 707 | 0.035 | 15 | 15 | 7 | 2.3714e-11 | 5spot_SharedNeighbor | Water | Porous | Wet | R245fa | MinimizeLCOE_Brownfield | IgnoreSilica | 2019 | 90.742 | 30.0435 | 2.6875 | 4 | 5826.9814 | 7815.6522 | 118.7909 | 159.3326 | 150.0936 | 0 | 147.4064 | 5011147.1583 | 247114.0496 | 5077585.9556 | 4370243.1188 | 0 | 822077.825 | 0 | 6055985.5618 | 15756432.1784 | 10754088.724 | 48094674.5714 | 961560.8286 | 13584081.2916 | 13584081.2916 | 1478867.319 | 6315353.5865 | 0 | 62640316.6916 | 84018618.8888 | 23713.7371 | 10.75 | 5826.9814 | 7815.6522 | 118.7909 | 159.3326
1 | 4000 | 707 | 0.035 | 15 | 15 | 7 | 3.1623e-11 | 5spot_SharedNeighbor | Water | Porous | Wet | R245fa | MinimizeLCOE_Brownfield | IgnoreSilica | 2019 | 102.1614 | 33.7353 | 3.1004 | 4 | 5416.0989 | 7139.9537 | 110.4145 | 145.5576 | 149.8776 | 0 | 187.8519 | 5436244.6846 | 267332.0874 | 5571660.8931 | 4910443.5853 | 0 | 804160.3141 | 0 | 6626038.2102 | 17239592.2356 | 11766375.939 | 52621847.9493 | 961560.8286 | 13584081.2916 | 13584081.2916 | 1478867.319 | 6315353.5865 | 0 | 67167490.0695 | 88545792.2667 | 31622.7766 | 12.4015 | 5416.0989 | 7139.9537 | 110.4145 | 145.5576
1 | 4000 | 707 | 0.035 | 15 | 15 | 7 | 4.217e-11 | 5spot_SharedNeighbor | Water | Porous | Wet | R245fa | MinimizeLCOE_Brownfield | IgnoreSilica | 2019 | 112.5823 | 37.0528 | 3.4862 | 4 | 5099.454 | 6632.501 | 103.9593 | 135.2125 | 149.6089 | 0 | 238.0955 | 5804287.3784 | 284566.4791 | 6006903.2649 | 5397795.6728 | 0 | 769760.9687 | 0 | 7122692.3679 | 18531784.4763 | 12648323.6952 | 56566114.3033 | 961560.8286 | 13584081.2916 | 13584081.2916 | 1478867.319 | 6315353.5865 | 0 | 71111756.4236 | 92490058.6207 | 42169.6503 | 13.945 | 5099.454 | 6632.501 | 103.9593 | 135.2125
1 | 4000 | 707 | 0.035 | 15 | 15 | 7 | 5.6234e-11 | 5spot_SharedNeighbor | Water | Porous | Wet | R245fa | MinimizeLCOE_Brownfield | IgnoreSilica | 2019 | 121.6808 | 39.9061 | 3.8307 | 4 | 4856.3028 | 6251.5134 | 99.0023 | 127.4456 | 149.3239 | 0 | 224.7765 | 6111147.921 | 298722.1382 | 6375397.3151 | 5819481.2734 | 0 | 723895.3179 | 0 | 7538171.1466 | 19612775.0318 | 13386121.9615 | 59865712.1054 | 961560.8286 | 13584081.2916 | 13584081.2916 | 1478867.319 | 6315353.5865 | 0 | 74411354.2256 | 95789656.4228 | 56234.1325 | 15.3226 | 4856.3028 | 6251.5134 | 99.0023 | 127.4456
1 | 4000 | 707 | 0.035 | 15 | 15 | 7 | 7.4989e-11 | 5spot_SharedNeighbor | Water | Porous | Wet | R245fa | MinimizeLCOE_Brownfield | IgnoreSilica | 2019 | 129.3593 | 42.2805 | 4.1266 | 4 | 4670.206 | 5965.3437 | 95.2085 | 121.6116 | 149.0497 | 0 | 201.7271 | 6360055.3538 | 310043.4744 | 6678321.8556 | 6172405.4811 | 0 | 672391.3417 | 0 | 7875354.8276 | 20490057.8039 | 13984885.4798 | 62543515.6179 | 961560.8286 | 13584081.2916 | 13584081.2916 | 1478867.319 | 6315353.5865 | 0 | 77089157.7381 | 98467459.9353 | 74989.4209 | 16.5066 | 4670.206 | 5965.3437 | 95.2085 | 121.6116
1 | 4000 | 707 | 0.035 | 15 | 15 | 7 | 1e-10 | 5spot_SharedNeighbor | Water | Porous | Wet | R245fa | MinimizeLCOE_Brownfield | IgnoreSilica | 2019 | 137.9413 | 44.9092 | 4.4245 | 4 | 4526.9569 | 5734.9174 | 92.2881 | 116.914 | 148.7358 | 0 | 244.6222 | 6629939.7866 | 322216.7974 | 7009923.7294 | 6564422.222 | 0 | 644433.1297 | 0 | 8256664.9094 | 21482148.4193 | 14662007.7102 | 65571756.7038 | 961560.8286 | 13584081.2916 | 13584081.2916 | 1478867.319 | 6315353.5865 | 0 | 80117398.8241 | 101495701.0212 | 100000 | 17.6978 | 4526.9569 | 5734.9174 | 92.2881 | 116.914
1 | 4000 | 707 | 0.035 | 15 | 15 | 7 | 1.3335e-10 | 5spot_SharedNeighbor | Water | Porous | Wet | R245fa | MinimizeLCOE_Brownfield | IgnoreSilica | 2019 | 143.4077 | 46.5743 | 4.6378 | 4 | 4416.6405 | 5569.0343 | 90.0392 | 113.5323 | 148.5392 | 0 | 227.0337 | 6798163.5653 | 329766.3397 | 7218026.2314 | 6813288.7529 | 0 | 598220.1495 | 0 | 8485411.3651 | 22077299.7749 | 15068210.7395 | 67388386.9183 | 961560.8286 | 13584081.2916 | 13584081.2916 | 1478867.319 | 6315353.5865 | 0 | 81934029.0385 | 103312331.2357 | 133352.1432 | 18.5512 | 4416.6405 | 5569.0343 | 90.0392 | 113.5323
1 | 4000 | 707 | 0.035 | 15 | 15 | 7 | 1.7783e-10 | 5spot_SharedNeighbor | Water | Porous | Wet | R245fa | MinimizeLCOE_Brownfield | IgnoreSilica | 2019 | 147.7339 | 47.8824 | 4.8086 | 4 | 4332.7547 | 5444.2262 | 88.3291 | 110.9879 | 148.3774 | 0 | 238.8071 | 6928660.7581 | 335579.9876 | 7380555.7802 | 7009398.9888 | 0 | 556312.4391 | 0 | 8662098.102 | 22537002.4207 | 15381967.2412 | 68791575.7178 | 961560.8286 | 13584081.2916 | 13584081.2916 | 1478867.319 | 6315353.5865 | 0 | 83337217.838 | 104715520.0352 | 177827.941 | 19.2342 | 4332.7547 | 5444.2262 | 88.3291 | 110.9879
1 | 4000 | 707 | 0.035 | 15 | 15 | 7 | 2.3714e-10 | 5spot_SharedNeighbor | Water | Porous | Wet | R245fa | MinimizeLCOE_Brownfield | IgnoreSilica | 2019 | 151.0519 | 48.8799 | 4.9417 | 4 | 4269.1172 | 5350.6324 | 87.0317 | 109.0799 | 148.2497 | 0 | 223.0109 | 7027197.6165 | 339944.0156 | 7503933.3985 | 7159293.2693 | 0 | 519274.7217 | 0 | 8794360.7784 | 22881122.774 | 15616836.4533 | 69841963.0273 | 961560.8286 | 13584081.2916 | 13584081.2916 | 1478867.319 | 6315353.5865 | 0 | 84387605.1475 | 105765907.3447 | 237137.3706 | 19.767 | 4269.1172 | 5350.6324 | 87.0317 | 109.0799
1 | 4000 | 707 | 0.035 | 15 | 15 | 7 | 3.1623e-10 | 5spot_SharedNeighbor | Water | Porous | Wet | R245fa | MinimizeLCOE_Brownfield | IgnoreSilica | 2019 | 153.6124 | 49.6461 | 5.0453 | 4 | 4220.9378 | 5280.2516 | 86.0495 | 107.6451 | 148.1491 | 0 | 227.5418 | 7102330.099 | 343256.0732 | 7598393.9711 | 7274656.5812 | 0 | 488105.0893 | 0 | 8894629.3074 | 23142000.9186 | 15794891.1475 | 70638263.1874 | 961560.8286 | 13584081.2916 | 13584081.2916 | 1478867.319 | 6315353.5865 | 0 | 85183905.3077 | 106562207.5048 | 316227.766 | 20.1813 | 4220.9378 | 5280.2516 | 86.0495 | 107.6451
1 | 4000 | 707 | 0.035 | 15 | 15 | 7 | 4.217e-10 | 5spot_SharedNeighbor | Water | Porous | Wet | R245fa | MinimizeLCOE_Brownfield | IgnoreSilica | 2019 | 155.5218 | 50.2154 | 5.124 | 4 | 4184.5233 | 5227.5781 | 85.3072 | 106.5713 | 148.0729 | 0 | 270.5959 | 7157849.9897 | 345694.6834 | 7668417.2361 | 7360513.4474 | 0 | 462008.8718 | 0 | 8967848.8491 | 23332503.1466 | 15924912.8325 | 71219749.0566 | 961560.8286 | 13584081.2916 | 13584081.2916 | 1478867.319 | 6315353.5865 | 0 | 85765391.1769 | 107143693.374 | 421696.5034 | 20.4959 | 4184.5233 | 5227.5781 | 85.3072 | 106.5713
1 | 4000 | 707 | 0.035 | 15 | 15 | 7 | 5.6234e-10 | 5spot_SharedNeighbor | Water | Porous | Wet | R245fa | MinimizeLCOE_Brownfield | IgnoreSilica | 2019 | 156.9808 | 50.6493 | 5.1843 | 4 | 4157.0405 | 5187.9657 | 84.7469 | 105.7637 | 148.0141 | 0 | 293.0201 | 7199979.5156 | 347540.0629 | 7721678.5386 | 7426011.2984 | 0 | 441074.696 | 0 | 9023150.8035 | 23476387.488 | 16023116.8521 | 71658939.2551 | 961560.8286 | 13584081.2916 | 13584081.2916 | 1478867.319 | 6315353.5865 | 0 | 86204581.3753 | 107582883.5724 | 562341.3252 | 20.737 | 4157.0405 | 5187.9657 | 84.7469 | 105.7637
1 | 4000 | 707 | 0.035 | 15 | 15 | 7 | 7.4989e-10 | 5spot_SharedNeighbor | Water | Porous | Wet | R245fa | MinimizeLCOE_Brownfield | IgnoreSilica | 2019 | 158.1166 | 50.9861 | 5.2308 | 4 | 4136.3201 | 5158.0707 | 84.3245 | 105.1542 | 147.9679 | 0 | 264.5106 | 7232594.057 | 348966.7533 | 7762967.9921 | 7476908.4881 | 0 | 424785.3523 | 0 | 9066026.8307 | 23587942.1156 | 16099255.1777 | 71999446.7668 | 961560.8286 | 13584081.2916 | 13584081.2916 | 1478867.319 | 6315353.5865 | 0 | 86545088.887 | 107923391.0842 | 749894.2093 | 20.9232 | 4136.3201 | 5158.0707 | 84.3245 | 105.1542
1 | 4000 | 707 | 0.035 | 15 | 15 | 7 | 1e-09 | 5spot_SharedNeighbor | Water | Porous | Wet | R245fa | MinimizeLCOE_Brownfield | IgnoreSilica | 2019 | 158.9176 | 51.2232 | 5.2648 | 4 | 4120.716 | 5135.87 | 84.0064 | 104.7017 | 147.9351 | 0 | 254.0621 | 7255501.408 | 349967.478 | 7792003.6447 | 7512764.062 | 0 | 411465.584 | 0 | 9095463.8489 | 23664531.1988 | 16151528.8006 | 72233226.0251 | 961560.8286 | 13584081.2916 | 13584081.2916 | 1478867.319 | 6315353.5865 | 0 | 86778868.1454 | 108157170.3425 | 1000000 | 21.0592 | 4120.716 | 5135.87 | 84.0064 | 104.7017
1 | 4000 | 707 | 0.035 | 15 | 15 | 7 | 1.3335e-09 | 5spot_SharedNeighbor | Water | Porous | Wet | R245fa | MinimizeLCOE_Brownfield | IgnoreSilica | 2019 | 159.5218 | 51.4019 | 5.2905 | 4 | 4108.9763 | 5119.1993 | 83.767 | 104.3618 | 147.9102 | 0 | 266.0119 | 7272728.2888 | 350719.1716 | 7813860.8023 | 7539788.1089 | 0 | 401150.24 | 0 | 9117516.1785 | 23721906.8368 | 16190688.8526 | 72408358.4796 | 961560.8286 | 13584081.2916 | 13584081.2916 | 1478867.319 | 6315353.5865 | 0 | 86954000.5998 | 108332302.797 | 1333521.4322 | 21.162 | 4108.9763 | 5119.1993 | 83.767 | 104.3618
1 | 4000 | 707 | 0.035 | 15 | 15 | 7 | 1.7783e-09 | 5spot_SharedNeighbor | Water | Porous | Wet | R245fa | MinimizeLCOE_Brownfield | IgnoreSilica | 2019 | 159.9823 | 51.5379 | 5.31 | 4 | 4100.15 | 5106.6609 | 83.5871 | 104.1062 | 147.8912 | 0 | 273.4306 | 7285828.7327 | 351290.3088 | 7830494.8056 | 7560373.2632 | 0 | 393274.9056 | 0 | 9134292.1862 | 23765554.5675 | 16220479.3256 | 72541588.0952 | 961560.8286 | 13584081.2916 | 13584081.2916 | 1478867.319 | 6315353.5865 | 0 | 87087230.2155 | 108465532.4126 | 1778279.41 | 21.24 | 4100.15 | 5106.6609 | 83.5871 | 104.1062
1 | 4000 | 707 | 0.035 | 15 | 15 | 7 | 2.3714e-09 | 5spot_SharedNeighbor | Water | Porous | Wet | R245fa | MinimizeLCOE_Brownfield | IgnoreSilica | 2019 | 160.3138 | 51.6357 | 5.3244 | 4 | 4093.5181 | 5097.3142 | 83.4519 | 103.9156 | 147.8774 | 0 | 252.8033 | 7295245.6171 | 351700.5611 | 7842458.7437 | 7575189.4859 | 0 | 387109.3299 | 0 | 9146164.4577 | 23796443.7826 | 16241561.8497 | 72635873.8277 | 961560.8286 | 13584081.2916 | 13584081.2916 | 1478867.319 | 6315353.5865 | 0 | 87181515.9479 | 108559818.1451 | 2371373.7057 | 21.2975 | 4093.5181 | 5097.3142 | 83.4519 | 103.9156
1 | 4000 | 707 | 0.035 | 15 | 15 | 7 | 3.1623e-09 | 5spot_SharedNeighbor | Water | Porous | Wet | R245fa | MinimizeLCOE_Brownfield | IgnoreSilica | 2019 | 158.046 | 50.9645 | 5.2785 | 4 | 4087.6267 | 5100.1431 | 83.3318 | 103.9733 | 147.9696 | 0 | 653.2072 | 7230464.9035 | 348870.3122 | 7760324.9774 | 7473683.9345 | 0 | 355774.6292 | 0 | 9035956.3152 | 23509704.8025 | 16045856.6038 | 71760636.4783 | 961560.8286 | 13584081.2916 | 13584081.2916 | 1478867.319 | 6315353.5865 | 0 | 86306278.5986 | 107684580.7957 | 3162277.6602 | 21.114 | 4087.6267 | 5100.1431 | 83.3318 | 103.9733
1 | 4000 | 707 | 0.035 | 15 | 15 | 7 | 4.217e-09 | 5spot_SharedNeighbor | Water | Porous | Wet | R245fa | MinimizeLCOE_Brownfield | IgnoreSilica | 2019 | 159.705 | 51.4557 | 5.3207 | 4 | 4083.5752 | 5088.0657 | 83.2492 | 103.7271 | 147.9022 | 0 | 358.3012 | 7277902.3951 | 350943.5202 | 7820449.8443 | 7547954.3566 | 0 | 366673.833 | 0 | 9111930.3402 | 23707373.6312 | 16180769.6411 | 72363997.5616 | 961560.8286 | 13584081.2916 | 13584081.2916 | 1478867.319 | 6315353.5865 | 0 | 86909639.6818 | 108287941.879 | 4216965.0343 | 21.2827 | 4083.5752 | 5088.0657 | 83.2492 | 103.7271
1 | 4000 | 707 | 0.035 | 15 | 15 | 7 | 5.6234e-09 | 5spot_SharedNeighbor | Water | Porous | Wet | R245fa | MinimizeLCOE_Brownfield | IgnoreSilica | 2019 | 160.587 | 51.7163 | 5.3438 | 4 | 4080.7202 | 5080.8686 | 83.191 | 103.5804 | 147.866 | 0 | 236.5017 | 7302990.1859 | 352037.6145 | 7852305.0423 | 7587391.5139 | 0 | 371316.9888 | 0 | 9151756.1247 | 23810992.1532 | 16251491.4115 | 72680281.0347 | 961560.8286 | 13584081.2916 | 13584081.2916 | 1478867.319 | 6315353.5865 | 0 | 87225923.155 | 108604225.3521 | 5623413.2519 | 21.3751 | 4080.7202 | 5080.8686 | 83.191 | 103.5804
1 | 4000 | 707 | 0.035 | 15 | 15 | 7 | 7.4989e-09 | 5spot_SharedNeighbor | Water | Porous | Wet | R245fa | MinimizeLCOE_Brownfield | IgnoreSilica | 2019 | 161.3979 | 51.9556 | 5.3645 | 4 | 4078.6181 | 5074.912 | 83.1481 | 103.4589 | 147.8326 | 0 | 273.0141 | 7325976.5171 | 353038.7023 | 7881525.9247 | 7623619.8539 | 0 | 376274.931 | 0 | 9188570.0123 | 23906774.3371 | 16316864.7202 | 72972644.9986 | 961560.8286 | 13584081.2916 | 13584081.2916 | 1478867.319 | 6315353.5865 | 0 | 87518287.1188 | 108896589.316 | 7498942.0933 | 21.4578 | 4078.6181 | 5074.912 | 83.1481 | 103.4589
1 | 4000 | 707 | 0.035 | 15 | 15 | 7 | 1e-08 | 5spot_SharedNeighbor | Water | Porous | Wet | R245fa | MinimizeLCOE_Brownfield | IgnoreSilica | 2019 | 161.4586 | 51.9734 | 5.3675 | 4 | 4077.0617 | 5072.7989 | 83.1164 | 103.4159 | 147.8301 | 0 | 236.9911 | 7327692.4745 | 353113.2639 | 7883710.5244 | 7626331.6707 | 0 | 374596.7737 | 0 | 9190523.4358 | 23911856.7444 | 16320333.5676 | 72988158.4549 | 961560.8286 | 13584081.2916 | 13584081.2916 | 1478867.319 | 6315353.5865 | 0 | 87533800.5751 | 108912102.7723 | 10000000 | 21.4698 | 4077.0617 | 5072.7989 | 83.1164 | 103.4159
1 | 4100 | 707 | 0.035 | 15 | 15 | 7 | 1e-13 | 5spot_SharedNeighbor | Water | Porous | Wet | R245fa | MinimizeLCOE_Brownfield | IgnoreSilica | 2019 | 0 | 0 | 0 | 0 |  |  |  |  | 15 |  | 25.8697 | [19 empty] | 100 | 0
1 | 4100 | 707 | 0.035 | 15 | 15 | 7 | 1.3335e-13 | 5spot_SharedNeighbor | Water | Porous | Wet | R245fa | MinimizeLCOE_Brownfield | IgnoreSilica | 2019 | 0 | 0 | 0 | 0 |  |  |  |  | 15 |  | 25.6892 | [19 empty] | 133.3521 | 0
1 | 4100 | 707 | 0.035 | 15 | 15 | 7 | 1.7783e-13 | 5spot_SharedNeighbor | Water | Porous | Wet | R245fa | MinimizeLCOE_Brownfield | IgnoreSilica | 2019 | 1.0155 | 0.18653 | 0.0043761 | 4 | 915195.4705 | 2171728.5097 | 18657.4976 | 44273.6232 | 108.297 | 0 | 60.905 | 115570.1418 | 4259.8962 | 89641.7243 | 59752.0065 | 0 | 64591.9165 | 0 | 130188.1173 | 338722.776 | 231185.2547 | 1033911.8334 | 961560.8286 | 14024609.4364 | 14024609.4364 | 1478867.319 | 6491564.8444 | 0 | 16020082.0985 | 38015123.6983 | 177.8279 | 0.017505 | 915195.4705 | 2171728.5097 | 18657.4976 | 44273.6232
1 | 4100 | 707 | 0.035 | 15 | 15 | 7 | 2.3714e-13 | 5spot_SharedNeighbor | Water | Porous | Wet | R245fa | MinimizeLCOE_Brownfield | IgnoreSilica | 2019 | 1.325 | 0.27908 | 0.010865 | 4 | 375965.7927 | 882048.0111 | 7664.5712 | 17981.7418 | 116.9611 | 0 | 60.6314 | 160667.9204 | 6304.4107 | 122965.5841 | 73733.1148 | 0 | 73435.3607 | 0 | 170471.4924 | 443531.8546 | 302719.6044 | 1353829.342 | 961560.8286 | 14024609.4364 | 14024609.4364 | 1478867.319 | 6491564.8444 | 0 | 16339999.607 | 38335041.2069 | 237.1374 | 0.043461 | 375965.7927 | 882048.0111 | 7664.5712 | 17981.7418
1 | 4100 | 707 | 0.035 | 15 | 15 | 7 | 3.1623e-13 | 5spot_SharedNeighbor | Water | Porous | Wet | R245fa | MinimizeLCOE_Brownfield | IgnoreSilica | 2019 | 1.7292 | 0.40652 | 0.020722 | 4 | 201995.5762 | 467354.0495 | 4117.953 | 9527.6444 | 124.3851 | 0 | 291.3098 | 216934.3381 | 8980.107 | 165278.5506 | 92469.4894 | 0 | 83564.3952 | 0 | 221218.4833 | 575565.1155 | 392835.018 | 1756845.4971 | 961560.8286 | 14024609.4364 | 14024609.4364 | 1478867.319 | 6491564.8444 | 0 | 16743015.7621 | 38738057.362 | 316.2278 | 0.082888 | 201995.5762 | 467354.0495 | 4117.953 | 9527.6444
1 | 4100 | 707 | 0.035 | 15 | 15 | 7 | 4.217e-13 | 5spot_SharedNeighbor | Water | Porous | Wet | R245fa | MinimizeLCOE_Brownfield | IgnoreSilica | 2019 | 2.2543 | 0.57836 | 0.034949 | 4 | 123349.7214 | 280684.6943 | 2514.6509 | 5722.1371 | 130.5609 | 0 | 391.3498 | 285799.9548 | 12375.1308 | 218207.8495 | 117484.4442 | 0 | 95106.4739 | 0 | 284299.8028 | 739689.7689 | 504853.4664 | 2257816.8912 | 961560.8286 | 14024609.4364 | 14024609.4364 | 1478867.319 | 6491564.8444 | 0 | 17243987.1563 | 39239028.7561 | 421.6965 | 0.1398 | 123349.7214 | 280684.6943 | 2514.6509 | 5722.1371
1 | 4100 | 707 | 0.035 | 15 | 15 | 7 | 5.6234e-13 | 5spot_SharedNeighbor | Water | Porous | Wet | R245fa | MinimizeLCOE_Brownfield | IgnoreSilica | 2019 | 2.9739 | 0.81937 | 0.055391 | 4 | 80771.7273 | 180043.4722 | 1646.6409 | 3670.4297 | 135.8222 | 0 | 517.396 | 373302.6097 | 16794.6861 | 287316.7267 | 151955.9781 | 0 | 110150.7534 | 0 | 366413.0941 | 953331.7091 | 650668.4805 | 2909934.0376 | 961560.8286 | 14024609.4364 | 14024609.4364 | 1478867.319 | 6491564.8444 | 0 | 17896104.3026 | 39891145.9025 | 562.3413 | 0.22156 | 80771.7273 | 180043.4722 | 1646.6409 | 3670.4297
1 | 4100 | 707 | 0.035 | 15 | 15 | 7 | 7.4989e-13 | 5spot_SharedNeighbor | Water | Porous | Wet | R245fa | MinimizeLCOE_Brownfield | IgnoreSilica | 2019 | 3.9191 | 1.1414 | 0.083546 | 4 | 55974.6565 | 121791.7588 | 1141.1191 | 2482.8897 | 140.0105 | 0 | 78.6442 | 479404.991 | 22245.1701 | 373511.7149 | 197979.8816 | 0 | 127819.1797 | 0 | 468374.7656 | 1218615.0631 | 831729.8206 | 3719680.5867 | 961560.8286 | 14024609.4364 | 14024609.4364 | 1478867.319 | 6491564.8444 | 0 | 18705850.8517 | 40700892.4516 | 749.8942 | 0.33418 | 55974.6565 | 121791.7588 | 1141.1191 | 2482.8897
1 | 4100 | 707 | 0.035 | 15 | 15 | 7 | 1e-12 | 5spot_SharedNeighbor | Water | Porous | Wet | R245fa | MinimizeLCOE_Brownfield | IgnoreSilica | 2019 | 5.1689 | 1.5718 | 0.1219 | 4 | 40437.7179 | 85546.844 | 824.3776 | 1743.9881 | 143.3212 | 0 | 96.9233 | 608458.1534 | 28943.8665 | 481412.654 | 259703.2289 | 0 | 148999.9284 | 0 | 595731.9542 | 1549972.3434 | 1057887.9731 | 4731110.1019 | 961560.8286 | 14024609.4364 | 14024609.4364 | 1478867.319 | 6491564.8444 | 0 | 19717280.3669 | 41712321.9668 | 1000 | 0.4876 | 40437.7179 | 85546.844 | 824.3776 | 1743.9881
1 | 4100 | 707 | 0.035 | 15 | 15 | 7 | 1.3335e-12 | 5spot_SharedNeighbor | Water | Porous | Wet | R245fa | MinimizeLCOE_Brownfield | IgnoreSilica | 2019 | 6.8474 | 2.1509 | 0.17359 | 4 | 30227.7063 | 61904.9633 | 616.2327 | 1262.0164 | 145.8958 | 0 | 98.6346 | 766176.6093 | 37134.1864 | 617682.1816 | 341611.5333 | 0 | 175363.5675 | 0 | 755807.5504 | 1966456.2088 | 1342146.7691 | 6002378.6064 | 961560.8286 | 14024609.4364 | 14024609.4364 | 1478867.319 | 6491564.8444 | 0 | 20988548.8714 | 42983590.4713 | 1333.5214 | 0.69435 | 30227.7063 | 61904.9633 | 616.2327 | 1262.0164
1 | 4100 | 707 | 0.035 | 15 | 15 | 7 | 1.7783e-12 | 5spot_SharedNeighbor | Water | Porous | Wet | R245fa | MinimizeLCOE_Brownfield | IgnoreSilica | 2019 | 9.0548 | 2.9155 | 0.24252 | 4 | 23262.0468 | 45935.5292 | 474.2283 | 936.4579 | 147.8518 | 0 | 78.9428 | 956305.2388 | 47019.7395 | 786817.0227 | 450492.5048 | 0 | 206638.3206 | 0 | 954436.4023 | 2483247.7369 | 1694867.606 | 7579824.5715 | 961560.8286 | 14024609.4364 | 14024609.4364 | 1478867.319 | 6491564.8444 | 0 | 22565994.8365 | 44561036.4364 | 1778.2794 | 0.97008 | 23262.0468 | 45935.5292 | 474.2283 | 936.4579
1 | 4100 | 707 | 0.035 | 15 | 15 | 7 | 2.3714e-12 | 5spot_SharedNeighbor | Water | Porous | Wet | R245fa | MinimizeLCOE_Brownfield | IgnoreSilica | 2019 | 12.0238 | 3.954 | 0.33694 | 4 | 18239.6863 | 34559.3527 | 371.8407 | 704.5391 | 149.5438 | 0 | 92.505 | 1193024.5568 | 59374.8171 | 1002871.1684 | 597703.4883 | 0 | 245449.3681 | 0 | 1208385.1255 | 3143970.2227 | 2145824.2791 | 9596603.026 | 961560.8286 | 14024609.4364 | 14024609.4364 | 1478867.319 | 6491564.8444 | 0 | 24582773.2911 | 46577814.8909 | 2371.3737 | 1.3478 | 18239.6863 | 34559.3527 | 371.8407 | 704.5391
1 | 4100 | 707 | 0.035 | 15 | 15 | 7 | 3.1623e-12 | 5spot_SharedNeighbor | Water | Porous | Wet | R245fa | MinimizeLCOE_Brownfield | IgnoreSilica | 2019 | 15.9756 | 5.3307 | 0.46155 | 4 | 14677.8957 | 26591.5286 | 299.2288 | 542.1043 | 150.7471 | 0 | 75.1689 | 1479223.731 | 74193.6113 | 1272659.593 | 791613.1718 | 0 | 292959.9174 | 0 | 1525153.5096 | 3968136.5799 | 2708334.7528 | 12112274.8667 | 961560.8286 | 14024609.4364 | 14024609.4364 | 1478867.319 | 6491564.8444 | 0 | 27098445.1318 | 49093486.7316 | 3162.2777 | 1.8462 | 14677.8957 | 26591.5286 | 299.2288 | 542.1043
1 | 4100 | 707 | 0.035 | 15 | 15 | 7 | 4.217e-12 | 5spot_SharedNeighbor | Water | Porous | Wet | R245fa | MinimizeLCOE_Brownfield | IgnoreSilica | 2019 | 21.1884 | 7.1493 | 0.62676 | 4 | 12062.1981 | 20835.4415 | 245.9042 | 424.7587 | 151.6579 | 0 | 99.7289 | 1825932.3904 | 92094.6532 | 1608556.3156 | 1048617.1163 | 0 | 349961.6501 | 0 | 1920813.229 | 4997562.0089 | 3410938.7607 | 15254476.1242 | 961560.8286 | 14024609.4364 | 14024609.4364 | 1478867.319 | 6491564.8444 | 0 | 30240646.3892 | 52235687.9891 | 4216.965 | 2.5071 | 12062.1981 | 20835.4415 | 245.9042 | 424.7587
1 | 4100 | 707 | 0.035 | 15 | 15 | 7 | 5.6234e-12 | 5spot_SharedNeighbor | Water | Porous | Wet | R245fa | MinimizeLCOE_Brownfield | IgnoreSilica | 2019 | 28.0996 | 9.5657 | 0.8467 | 4 | 10100.1213 | 16594.4348 | 205.9046 | 338.3 | 152.3512 | 0 | 86.028 | 2249420.9927 | 113926.6587 | 2029466.217 | 1393413.746 | 0 | 419617.9057 | 0 | 2420279.7529 | 6297071.4493 | 4297880.656 | 19221077.3784 | 961560.8286 | 14024609.4364 | 14024609.4364 | 1478867.319 | 6491564.8444 | 0 | 34207247.6435 | 56202289.2433 | 5623.4133 | 3.3868 | 10100.1213 | 16594.4348 | 205.9046 | 338.3
1 | 4100 | 707 | 0.035 | 15 | 15 | 7 | 7.4989e-12 | 5spot_SharedNeighbor | Water | Porous | Wet | R245fa | MinimizeLCOE_Brownfield | IgnoreSilica | 2019 | 37.1789 | 12.7445 | 1.1364 | 4 | 8616.4303 | 13454.9812 | 175.6576 | 274.298 | 152.8753 | 0 | 98.9616 | 2761959.0248 | 140274.3202 | 2552085.0351 | 1849644.1256 | 0 | 503703.6944 | 0 | 3044989.8181 | 7922438.8933 | 5407227.3345 | 24182322.2462 | 961560.8286 | 14024609.4364 | 14024609.4364 | 1478867.319 | 6491564.8444 | 0 | 39168492.5112 | 61163534.1111 | 7498.9421 | 4.5458 | 8616.4303 | 13454.9812 | 175.6576 | 274.298
1 | 4100 | 707 | 0.035 | 15 | 15 | 7 | 1e-11 | 5spot_SharedNeighbor | Water | Porous | Wet | R245fa | MinimizeLCOE_Brownfield | IgnoreSilica | 2019 | 48.9816 | 16.8715 | 1.5117 | 4 | 7488.628 | 11126.0059 | 152.6658 | 226.8187 | 153.2605 | 0 | 102.3679 | 3374181.9676 | 171544.8007 | 3193331.2408 | 2438554.4701 | 0 | 604339.9697 | 0 | 3814961.455 | 9925747.1498 | 6774526.3835 | 30297187.4372 | 961560.8286 | 14024609.4364 | 14024609.4364 | 1478867.319 | 6491564.8444 | 0 | 45283357.7022 | 67278399.3021 | 10000 | 6.0469 | 7488.628 | 11126.0059 | 152.6658 | 226.8187
1 | 4100 | 707 | 0.035 | 15 | 15 | 7 | 1.3335e-11 | 5spot_SharedNeighbor | Water | Porous | Wet | R245fa | MinimizeLCOE_Brownfield | IgnoreSilica | 2019 | 64.0506 | 22.1226 | 1.9868 | 4 | 6631.3633 | 9399.0609 | 135.1893 | 191.6126 | 153.4857 | 0 | 117.1522 | 4092326.6434 | 207941.6535 | 3965740.1683 | 3187062.7049 | 0 | 723404.1587 | 0 | 4748825.3782 | 12355469.5161 | 8432861.8242 | 37713632.0472 | 961560.8286 | 14024609.4364 | 14024609.4364 | 1478867.319 | 6491564.8444 | 0 | 52699802.3123 | 74694843.9121 | 13335.2143 | 7.9471 | 6631.3633 | 9399.0609 | 135.1893 | 191.6126
1 | 4100 | 707 | 0.035 | 15 | 15 | 7 | 1.7783e-11 | 5spot_SharedNeighbor | Water | Porous | Wet | R245fa | MinimizeLCOE_Brownfield | IgnoreSilica | 2019 | 82.565 | 28.509 | 2.5585 | 4 | 5993.1055 | 8142.3019 | 122.1776 | 165.9918 | 153.4616 | 0 | 126.375 | 4898618.874 | 248265.4722 | 4857885.8414 | 4100561.4001 | 0 | 858807.1421 | 0 | 5836014.1046 | 15184111.5691 | 10363468.1482 | 46347732.5518 | 961560.8286 | 14024609.4364 | 14024609.4364 | 1478867.319 | 6491564.8444 | 0 | 61333902.8168 | 83328944.4167 | 17782.7941 | 10.2341 | 5993.1055 | 8142.3019 | 122.1776 | 165.9918
1 | 4100 | 707 | 0.035 | 15 | 15 | 7 | 2.3714e-11 | 5spot_SharedNeighbor | Water | Porous | Wet | R245fa | MinimizeLCOE_Brownfield | IgnoreSilica | 2019 | 94.6176 | 32.6038 | 3.0119 | 4 | 5514.406 | 7340.0998 | 112.4186 | 149.6379 | 153.2934 | 0 | 139.8427 | 5384645.1662 | 272163.5137 | 5409095.7817 | 4689340.9277 | 0 | 855801.321 | 0 | 6478308.217 | 16855229.0969 | 11504040.199 | 51448624.2232 | 961560.8286 | 14024609.4364 | 14024609.4364 | 1478867.319 | 6491564.8444 | 0 | 66434794.4882 | 88429836.0881 | 23713.7371 | 12.0475 | 5514.406 | 7340.0998 | 112.4186 | 149.6379
1 | 4100 | 707 | 0.035 | 15 | 15 | 7 | 3.1623e-11 | 5spot_SharedNeighbor | Water | Porous | Wet | R245fa | MinimizeLCOE_Brownfield | IgnoreSilica | 2019 | 106.0324 | 36.4243 | 3.4526 | 4 | 5143.9817 | 6736.6208 | 104.867 | 137.3351 | 153.0394 | 0 | 176.1151 | 5819486.5415 | 293208.1799 | 5911491.0129 | 5241576.5599 | 0 | 832355.4941 | 0 | 7058265.9374 | 18364160.1198 | 12533916.6275 | 56054460.473 | 961560.8286 | 14024609.4364 | 14024609.4364 | 1478867.319 | 6491564.8444 | 0 | 71040630.7381 | 93035672.3379 | 31622.7766 | 13.8104 | 5143.9817 | 6736.6208 | 104.867 | 137.3351
1 | 4100 | 707 | 0.035 | 15 | 15 | 7 | 4.217e-11 | 5spot_SharedNeighbor | Water | Porous | Wet | R245fa | MinimizeLCOE_Brownfield | IgnoreSilica | 2019 | 116.2117 | 39.7667 | 3.8548 | 4 | 4858.6259 | 6285.0923 | 99.0497 | 128.1301 | 152.7439 | 0 | 226.1599 | 6185646.0087 | 310551.0562 | 6343019.9321 | 5719464.3547 | 0 | 790783.2546 | 0 | 7546291.1965 | 19633901.736 | 13400541.3712 | 59930198.91 | 961560.8286 | 14024609.4364 | 14024609.4364 | 1478867.319 | 6491564.8444 | 0 | 74916369.1751 | 96911410.7749 | 42169.6503 | 15.4193 | 4858.6259 | 6285.0923 | 99.0497 | 128.1301
1 | 4100 | 707 | 0.035 | 15 | 15 | 7 | 5.6234e-11 | 5spot_SharedNeighbor | Water | Porous | Wet | R245fa | MinimizeLCOE_Brownfield | IgnoreSilica | 2019 | 125.125 | 42.6432 | 4.2113 | 4 | 4639.4049 | 5945.1209 | 94.5805 | 121.1993 | 152.4369 | 0 | 230.9095 | 6491016.4293 | 324737.1031 | 6709059.0227 | 6129138.76 | 0 | 740087.4595 | 0 | 7953675.1221 | 20693831.1446 | 14123964.9719 | 63165510.0132 | 961560.8286 | 14024609.4364 | 14024609.4364 | 1478867.319 | 6491564.8444 | 0 | 78151680.2782 | 100146721.8781 | 56234.1325 | 16.8452 | 4639.4049 | 5945.1209 | 94.5805 | 121.1993
1 | 4100 | 707 | 0.035 | 15 | 15 | 7 | 7.4989e-11 | 5spot_SharedNeighbor | Water | Porous | Wet | R245fa | MinimizeLCOE_Brownfield | IgnoreSilica | 2019 | 132.5723 | 45.0094 | 4.5139 | 4 | 4471.5201 | 5689.6939 | 91.158 | 115.9921 | 152.1481 | 0 | 257.3418 | 6735799.9044 | 335909.3969 | 7006792.5264 | 6465676.9508 | 0 | 684461.7308 | 0 | 8279169.7986 | 21540701.5248 | 14701971.4078 | 65750483.2405 | 961560.8286 | 14024609.4364 | 14024609.4364 | 1478867.319 | 6491564.8444 | 0 | 80736653.5056 | 102731695.1054 | 74989.4209 | 18.0558 | 4471.5201 | 5689.6939 | 91.158 | 115.9921
1 | 4100 | 707 | 0.035 | 15 | 15 | 7 | 1e-10 | 5spot_SharedNeighbor | Water | Porous | Wet | R245fa | MinimizeLCOE_Brownfield | IgnoreSilica | 2019 | 141.2345 | 47.7549 | 4.8288 | 4 | 4340.8766 | 5479.6239 | 88.4946 | 111.7095 | 151.8276 | 0 | 247.4462 | 7015493.8612 | 348692.1544 | 7348346.9651 | 6862555.3651 | 0 | 656990.3084 | 0 | 8670510.6751 | 22558890.2104 | 15396906.1074 | 68858385.6472 | 961560.8286 | 14024609.4364 | 14024609.4364 | 1478867.319 | 6491564.8444 | 0 | 83844555.9122 | 105839597.5121 | 100000 | 19.3151 | 4340.8766 | 5479.6239 | 88.4946 | 111.7095
1 | 4100 | 707 | 0.035 | 15 | 15 | 7 | 1.3335e-10 | 5spot_SharedNeighbor | Water | Porous | Wet | R245fa | MinimizeLCOE_Brownfield | IgnoreSilica | 2019 | 146.5166 | 49.4171 | 5.0473 | 4 | 4241.1495 | 5330.5851 | 86.4616 | 108.6712 | 151.6251 | 0 | 238.0082 | 7182274.4626 | 356281.2105 | 7553282.8033 | 7106859.8388 | 0 | 608623.1854 | 0 | 8894855.3852 | 23142589.1267 | 15795292.6116 | 70640058.6242 | 961560.8286 | 14024609.4364 | 14024609.4364 | 1478867.319 | 6491564.8444 | 0 | 85626228.8892 | 107621270.4891 | 133352.1432 | 20.1894 | 4241.1495 | 5330.5851 | 86.4616 | 108.6712
1 | 4100 | 707 | 0.035 | 15 | 15 | 7 | 1.7783e-10 | 5spot_SharedNeighbor | Water | Porous | Wet | R245fa | MinimizeLCOE_Brownfield | IgnoreSilica | 2019 | 150.6498 | 50.7083 | 5.2208 | 4 | 4165.3186 | 5218.5655 | 84.9157 | 106.3875 | 151.4608 | 0 | 230.644 | 7310262.002 | 362060.2681 | 7711599.946 | 7297171.6746 | 0 | 564831.1499 | 0 | 9065910.7658 | 23587640.1387 | 16099049.0722 | 71998525.0173 | 961560.8286 | 14024609.4364 | 14024609.4364 | 1478867.319 | 6491564.8444 | 0 | 86984695.2823 | 108979736.8822 | 177827.941 | 20.8831 | 4165.3186 | 5218.5655 | 84.9157 | 106.3875
1 | 4100 | 707 | 0.035 | 15 | 15 | 7 | 2.3714e-10 | 5spot_SharedNeighbor | Water | Porous | Wet | R245fa | MinimizeLCOE_Brownfield | IgnoreSilica | 2019 | 153.8339 | 51.6971 | 5.3561 | 4 | 4107.7933 | 5134.4258 | 83.7429 | 104.6722 | 151.3307 | 0 | 256.2321 | 7407363.3911 | 366417.2855 | 7832344.452 | 7443252.5081 | 0 | 526688.7428 | 0 | 9194665.888 | 23922634.5553 | 16327689.645 | 73021056.4679 | 961560.8286 | 14024609.4364 | 14024609.4364 | 1478867.319 | 6491564.8444 | 0 | 88007226.7329 | 110002268.3328 | 237137.3706 | 21.4245 | 4107.7933 | 5134.4258 | 83.7429 | 104.6722
1 | 4100 | 707 | 0.035 | 15 | 15 | 7 | 3.1623e-10 | 5spot_SharedNeighbor | Water | Porous | Wet | R245fa | MinimizeLCOE_Brownfield | IgnoreSilica | 2019 | 156.2723 | 52.4509 | 5.4608 | 4 | 4064.2374 | 5071.1948 | 82.855 | 103.3832 | 151.2292 | 0 | 279.837 | 7480862.1056 | 369699.098 | 7924109.748 | 7554815.8994 | 0 | 494604.4078 | 0 | 9291395.5909 | 24174305.4003 | 16499460.168 | 73789252.4179 | 961560.8286 | 14024609.4364 | 14024609.4364 | 1478867.319 | 6491564.8444 | 0 | 88775422.6829 | 110770464.2828 | 316227.766 | 21.8431 | 4064.2374 | 5071.1948 | 82.855 | 103.3832
1 | 4100 | 707 | 0.035 | 15 | 15 | 7 | 4.217e-10 | 5spot_SharedNeighbor | Water | Porous | Wet | R245fa | MinimizeLCOE_Brownfield | IgnoreSilica | 2019 | 158.1017 | 53.0144 | 5.5404 | 4 | 4031.3141 | 5023.7967 | 82.1838 | 102.4169 | 151.1519 | 0 | 257.0149 | 7535514.0263 | 372130.1228 | 7992555.5404 | 7638335.1978 | 0 | 468011.9915 | 0 | 9362553.2827 | 24359443.118 | 16625820.4645 | 74354363.7441 | 961560.8286 | 14024609.4364 | 14024609.4364 | 1478867.319 | 6491564.8444 | 0 | 89340534.0091 | 111335575.609 | 421696.5034 | 22.1616 | 4031.3141 | 5023.7967 | 82.1838 | 102.4169
1 | 4100 | 707 | 0.035 | 15 | 15 | 7 | 5.6234e-10 | 5spot_SharedNeighbor | Water | Porous | Wet | R245fa | MinimizeLCOE_Brownfield | IgnoreSilica | 2019 | 159.4855 | 53.4395 | 5.6011 | 4 | 4006.4641 | 4988.1966 | 81.6772 | 101.6911 | 151.0928 | 0 | 234.1324 | 7576577.2081 | 373951.4188 | 8044102.9886 | 7701408.0448 | 0 | 446606.8766 | 0 | 9415632.1494 | 24497543.441 | 16720076.7727 | 74775898.8999 | 961560.8286 | 14024609.4364 | 14024609.4364 | 1478867.319 | 6491564.8444 | 0 | 89762069.1649 | 111757110.7648 | 562341.3252 | 22.4043 | 4006.4641 | 4988.1966 | 81.6772 | 101.6911
1 | 4100 | 707 | 0.035 | 15 | 15 | 7 | 7.4989e-10 | 5spot_SharedNeighbor | Water | Porous | Wet | R245fa | MinimizeLCOE_Brownfield | IgnoreSilica | 2019 | 160.5159 | 53.7554 | 5.6468 | 4 | 3987.7309 | 4961.5187 | 81.2953 | 101.1473 | 151.0484 | 0 | 277.4246 | 7606998.3892 | 375297.7187 | 8082358.9411 | 7748314.3459 | 0 | 429508.8981 | 0 | 9454566.5343 | 24598842.7239 | 16789215.6147 | 75085103.1658 | 961560.8286 | 14024609.4364 | 14024609.4364 | 1478867.319 | 6491564.8444 | 0 | 90071273.4308 | 112066315.0307 | 749894.2093 | 22.5871 | 3987.7309 | 4961.5187 | 81.2953 | 101.1473
1 | 4100 | 707 | 0.035 | 15 | 15 | 7 | 1e-09 | 5spot_SharedNeighbor | Water | Porous | Wet | R245fa | MinimizeLCOE_Brownfield | IgnoreSilica | 2019 | 161.2734 | 53.9873 | 5.6809 | 4 | 3973.6238 | 4941.5629 | 81.0077 | 100.7404 | 151.0156 | 0 | 259.8547 | 7629280.7602 | 376282.1814 | 8110417.151 | 7782769.7318 | 0 | 415946.7259 | 0 | 9482731.6547 | 24672122.5897 | 16839230.6289 | 75308781.4236 | 961560.8286 | 14024609.4364 | 14024609.4364 | 1478867.319 | 6491564.8444 | 0 | 90294951.6887 | 112289993.2886 | 1000000 | 22.7236 | 3973.6238 | 4941.5629 | 81.0077 | 100.7404
1 | 4100 | 707 | 0.035 | 15 | 15 | 7 | 1.3335e-09 | 5spot_SharedNeighbor | Water | Porous | Wet | R245fa | MinimizeLCOE_Brownfield | IgnoreSilica | 2019 | 161.7144 | 54.1222 | 5.7036 | 4 | 3963.012 | 4927.1048 | 80.7914 | 100.4457 | 150.9964 | 0 | 255.9484 | 7642228.7363 | 376854.2823 | 8126725.5468 | 7802894.9791 | 0 | 404138.8843 | 0 | 9497608.5472 | 24710829.2124 | 16865648.6942 | 75426928.8826 | 961560.8286 | 14024609.4364 | 14024609.4364 | 1478867.319 | 6491564.8444 | 0 | 90413099.1476 | 112408140.7475 | 1333521.4322 | 22.8142 | 3963.012 | 4927.1048 | 80.7914 | 100.4457
1 | 4100 | 707 | 0.035 | 15 | 15 | 7 | 1.7783e-09 | 5spot_SharedNeighbor | Water | Porous | Wet | R245fa | MinimizeLCOE_Brownfield | IgnoreSilica | 2019 | 162.136 | 54.2513 | 5.7229 | 4 | 3955.0386 | 4915.8743 | 80.6288 | 100.2167 | 150.978 | 0 | 253.1855 | 7654656.603 | 377406.9882 | 8142328.2119 | 7822478.0807 | 0 | 395996.2811 | 0 | 9513217.8044 | 24751441.2977 | 16893367.2769 | 75550892.544 | 961560.8286 | 14024609.4364 | 14024609.4364 | 1478867.319 | 6491564.8444 | 0 | 90537062.809 | 112532104.4089 | 1778279.41 | 22.8916 | 3955.0386 | 4915.8743 | 80.6288 | 100.2167
1 | 4100 | 707 | 0.035 | 15 | 15 | 7 | 2.3714e-09 | 5spot_SharedNeighbor | Water | Porous | Wet | R245fa | MinimizeLCOE_Brownfield | IgnoreSilica | 2019 | 162.4527 | 54.3483 | 5.7374 | 4 | 3949.0474 | 4907.446 | 80.5067 | 100.0449 | 150.9642 | 0 | 250.0478 | 7663980.0787 | 377821.3733 | 8154039.423 | 7837188.3107 | 0 | 389775.2825 | 0 | 9524893.7426 | 24781819.6938 | 16914101.1565 | 75643619.061 | 961560.8286 | 14024609.4364 | 14024609.4364 | 1478867.319 | 6491564.8444 | 0 | 90629789.326 | 112624830.9259 | 2371373.7057 | 22.9498 | 3949.0474 | 4907.446 | 80.5067 | 100.0449
1 | 4100 | 707 | 0.035 | 15 | 15 | 7 | 3.1623e-09 | 5spot_SharedNeighbor | Water | Porous | Wet | R245fa | MinimizeLCOE_Brownfield | IgnoreSilica | 2019 | 162.6862 | 54.4198 | 5.7483 | 4 | 3944.5477 | 4901.1396 | 80.4149 | 99.9164 | 150.954 | 0 | 263.3699 | 7670844.9169 | 378126.3332 | 8162665.742 | 7848030.0292 | 0 | 384999.0889 | 0 | 9533419.783 | 24804002.702 | 16929241.5154 | 75711330.1104 | 961560.8286 | 14024609.4364 | 14024609.4364 | 1478867.319 | 6491564.8444 | 0 | 90697500.3755 | 112692541.9753 | 3162277.6602 | 22.9931 | 3944.5477 | 4901.1396 | 80.4149 | 99.9164
1 | 4100 | 707 | 0.035 | 15 | 15 | 7 | 4.217e-09 | 5spot_SharedNeighbor | Water | Porous | Wet | R245fa | MinimizeLCOE_Brownfield | IgnoreSilica | 2019 | 162.854 | 54.4711 | 5.7562 | 4 | 3941.1694 | 4896.4384 | 80.3461 | 99.8205 | 150.9466 | 0 | 278.8015 | 7675774.3341 | 378345.2269 | 8168861.9457 | 7855821.0319 | 0 | 381303.1188 | 0 | 9539441.2064 | 24819669.2106 | 16939934.2294 | 75759150.3039 | 961560.8286 | 14024609.4364 | 14024609.4364 | 1478867.319 | 6491564.8444 | 0 | 90745320.5689 | 112740362.1688 | 4216965.0343 | 23.025 | 3941.1694 | 4896.4384 | 80.3461 | 99.8205
1 | 4100 | 707 | 0.035 | 15 | 15 | 7 | 5.6234e-09 | 5spot_SharedNeighbor | Water | Porous | Wet | R245fa | MinimizeLCOE_Brownfield | IgnoreSilica | 2019 | 160.0379 | 53.6079 | 5.6911 | 4 | 3937.9655 | 4904.1611 | 80.2808 | 99.978 | 151.0675 | 0 | 275.0224 | 7592747.0982 | 374662.0488 | 8064509.4743 | 7726466.3588 | 0 | 346835.5925 | 0 | 9401036.0233 | 24459567.3151 | 16694157.2864 | 74659981.1974 | 961560.8286 | 14024609.4364 | 14024609.4364 | 1478867.319 | 6491564.8444 | 0 | 89646151.4624 | 111641193.0623 | 5623413.2519 | 22.7646 | 3937.9655 | 4904.1611 | 80.2808 | 99.978
1 | 4100 | 707 | 0.035 | 15 | 15 | 7 | 7.4989e-09 | 5spot_SharedNeighbor | Water | Porous | Wet | R245fa | MinimizeLCOE_Brownfield | IgnoreSilica | 2019 | 160.528 | 53.7582 | 5.7054 | 4 | 3935.9517 | 4899.738 | 80.2397 | 99.8878 | 151.0465 | 0 | 689.6965 | 7607218.8825 | 375302.8221 | 8082706.1377 | 7748782.472 | 0 | 348726.8264 | 0 | 9423467.4849 | 24517929.3766 | 16733990.5926 | 74838124.5948 | 961560.8286 | 14024609.4364 | 14024609.4364 | 1478867.319 | 6491564.8444 | 0 | 89824294.8598 | 111819336.4597 | 7498942.0933 | 22.8215 | 3935.9517 | 4899.738 | 80.2397 | 99.8878
1 | 4100 | 707 | 0.035 | 15 | 15 | 7 | 1e-08 | 5spot_SharedNeighbor | Water | Porous | Wet | R245fa | MinimizeLCOE_Brownfield | IgnoreSilica | 2019 | 161.305 | 53.9963 | 5.7261 | 4 | 3934.3391 | 4894.6311 | 80.2068 | 99.7837 | 151.0133 | 0 | 541.2691 | 7630107.9619 | 376315.2997 | 8111510.4874 | 7784144.105 | 0 | 354263.7296 | 0 | 9459973.2176 | 24612909.805 | 16798816.6866 | 75128041.2929 | 961560.8286 | 14024609.4364 | 14024609.4364 | 1478867.319 | 6491564.8444 | 0 | 90114211.558 | 112109253.1579 | 10000000 | 22.9045 | 3934.3391 | 4894.6311 | 80.2068 | 99.7837
1 | 4200 | 707 | 0.035 | 15 | 15 | 7 | 1e-13 | 5spot_SharedNeighbor | Water | Porous | Wet | R245fa | MinimizeLCOE_Brownfield | IgnoreSilica | 2019 | 0 | 0 | 0 | 0 |  |  |  |  | 15 |  | 25.4639 | [19 empty] | 100 | 0
1 | 4200 | 707 | 0.035 | 15 | 15 | 7 | 1.3335e-13 | 5spot_SharedNeighbor | Water | Porous | Wet | R245fa | MinimizeLCOE_Brownfield | IgnoreSilica | 2019 | 0 | 0 | 0 | 0 |  |  |  |  | 15 |  | 25.5817 | [19 empty] | 133.3521 | 0
1 | 4200 | 707 | 0.035 | 15 | 15 | 7 | 1.7783e-13 | 5spot_SharedNeighbor | Water | Porous | Wet | R245fa | MinimizeLCOE_Brownfield | IgnoreSilica | 2019 | 1.0498 | 0.20103 | 0.0056027 | 4 | 737075.6367 | 1746401.8389 | 15026.2838 | 35602.7637 | 110.8772 | 0 | 48.0302 | 123627.9915 | 4640.5528 | 94995.4156 | 61649.6539 | 0 | 65727.9302 | 0 | 136750.2021 | 355795.9746 | 242838.0636 | 1086025.7843 | 961560.8286 | 14470997.6721 | 14470997.6721 | 1478867.319 | 6670120.1387 | 0 | 16518584.285 | 39138569.4147 | 177.8279 | 0.022411 | 737075.6367 | 1746401.8389 | 15026.2838 | 35602.7637
1 | 4200 | 707 | 0.035 | 15 | 15 | 7 | 2.3714e-13 | 5spot_SharedNeighbor | Water | Porous | Wet | R245fa | MinimizeLCOE_Brownfield | IgnoreSilica | 2019 | 1.3639 | 0.29879 | 0.012875 | 4 | 327183.9496 | 766391.7695 | 6670.0874 | 15623.9328 | 119.5712 | 0 | 68.877 | 170867.5839 | 6828.7123 | 129629.1681 | 76166.4344 | 0 | 74332.3324 | 0 | 178551.4501 | 464554.2473 | 317067.8194 | 1417997.7479 | 961560.8286 | 14470997.6721 | 14470997.6721 | 1478867.319 | 6670120.1387 | 0 | 16850556.2486 | 39470541.3784 | 237.1374 | 0.051502 | 327183.9496 | 766391.7695 | 6670.0874 | 15623.9328
1 | 4200 | 707 | 0.035 | 15 | 15 | 7 | 3.1623e-13 | 5spot_SharedNeighbor | Water | Porous | Wet | R245fa | MinimizeLCOE_Brownfield | IgnoreSilica | 2019 | 1.7681 | 0.43125 | 0.023713 | 4 | 181987.6796 | 420459.965 | 3710.065 | 8571.6451 | 126.9699 | 0 | 302.018 | 228964.1895 | 9651.3603 | 172969.7151 | 95282.4874 | 0 | 83865.6767 | 0 | 230386.0373 | 599417.2104 | 409114.5629 | 1829651.2396 | 961560.8286 | 14470997.6721 | 14470997.6721 | 1478867.319 | 6670120.1387 | 0 | 17262209.7403 | 39882194.8701 | 316.2278 | 0.094854 | 181987.6796 | 420459.965 | 3710.065 | 8571.6451
1 | 4200 | 707 | 0.035 | 15 | 15 | 7 | 4.217e-13 | 5spot_SharedNeighbor | Water | Porous | Wet | R245fa | MinimizeLCOE_Brownfield | IgnoreSilica | 2019 | 2.3126 | 0.6166 | 0.039647 | 4 | 112217.102 | 254850.5679 | 2287.6974 | 5195.4735 | 133.3673 | 0 | 393.6002 | 302829.9667 | 13377.8763 | 229237.1972 | 121900.8465 | 0 | 95830.2777 | 0 | 297638.7041 | 774394.8541 | 528540.4001 | 2363750.1229 | 961560.8286 | 14470997.6721 | 14470997.6721 | 1478867.319 | 6670120.1387 | 0 | 17796308.6236 | 40416293.7534 | 421.6965 | 0.15859 | 112217.102 | 254850.5679 | 2287.6974 | 5195.4735
1 | 4200 | 707 | 0.035 | 15 | 15 | 7 | 5.6234e-13 | 5spot_SharedNeighbor | Water | Porous | Wet | R245fa | MinimizeLCOE_Brownfield | IgnoreSilica | 2019 | 3.0322 | 0.86723 | 0.061984 | 4 | 74470.9109 | 165703.5186 | 1518.1902 | 3378.0904 | 138.6358 | 0 | 520.2054 | 393356.594 | 18059.4215 | 300099.528 | 157185.4041 | 0 | 110093.0905 | 0 | 381729.6749 | 993182.3105 | 677867.3348 | 3031573.3583 | 961560.8286 | 14470997.6721 | 14470997.6721 | 1478867.319 | 6670120.1387 | 0 | 18464131.859 | 41084116.9888 | 562.3413 | 0.24794 | 74470.9109 | 165703.5186 | 1518.1902 | 3378.0904
1 | 4200 | 707 | 0.035 | 15 | 15 | 7 | 7.4989e-13 | 5spot_SharedNeighbor | Water | Porous | Wet | R245fa | MinimizeLCOE_Brownfield | IgnoreSilica | 2019 | 4.0117 | 1.2147 | 0.093527 | 4 | 51667.7139 | 112131.2006 | 1053.3162 | 2285.9462 | 142.9894 | 0 | 77.2652 | 507405.8456 | 24070.9585 | 391805.8491 | 206463.7866 | 0 | 128413.8594 | 0 | 490682.5167 | 1276655.2556 | 871343.4446 | 3896841.5161 | 961560.8286 | 14470997.6721 | 14470997.6721 | 1478867.319 | 6670120.1387 | 0 | 19329400.0168 | 41949385.1466 | 749.8942 | 0.37411 | 51667.7139 | 112131.2006 | 1053.3162 | 2285.9462
1 | 4200 | 707 | 0.035 | 15 | 15 | 7 | 1e-12 | 5spot_SharedNeighbor | Water | Porous | Wet | R245fa | MinimizeLCOE_Brownfield | IgnoreSilica | 2019 | 5.2958 | 1.6738 | 0.13594 | 4 | 37500.8325 | 79099.8026 | 764.5052 | 1612.5565 | 146.3847 | 0 | 82.2364 | 644122.3218 | 31335.3425 | 505232.9866 | 270568.3154 | 0 | 149840.3581 | 0 | 624428.7365 | 1624635.4843 | 1108847.101 | 4959010.6461 | 961560.8286 | 14470997.6721 | 14470997.6721 | 1478867.319 | 6670120.1387 | 0 | 20391569.1467 | 43011554.2765 | 1000 | 0.54376 | 37500.8325 | 79099.8026 | 764.5052 | 1612.5565
1 | 4200 | 707 | 0.035 | 15 | 15 | 7 | 1.3335e-12 | 5spot_SharedNeighbor | Water | Porous | Wet | R245fa | MinimizeLCOE_Brownfield | IgnoreSilica | 2019 | 6.9937 | 2.2839 | 0.19286 | 4 | 28148.5619 | 57470.019 | 573.8465 | 1171.6041 | 148.9809 | 0 | 87.1896 | 809623.6594 | 40164.7365 | 646722.3954 | 356307.0113 | 0 | 175624.0074 | 0 | 791092.3059 | 2058259.9047 | 1404804.678 | 6282598.6988 | 961560.8286 | 14470997.6721 | 14470997.6721 | 1478867.319 | 6670120.1387 | 0 | 21715157.1995 | 44335142.3293 | 1333.5214 | 0.77145 | 28148.5619 | 57470.019 | 573.8465 | 1171.6041
1 | 4200 | 707 | 0.035 | 15 | 15 | 7 | 1.7783e-12 | 5spot_SharedNeighbor | Water | Porous | Wet | R245fa | MinimizeLCOE_Brownfield | IgnoreSilica | 2019 | 9.2595 | 3.1028 | 0.26978 | 4 | 21664.4943 | 42625.6551 | 441.66 | 868.9816 | 151.0974 | 0 | 78.4763 | 1012440.85 | 50999.0541 | 825254.6864 | 469826.6275 | 0 | 207113.2244 | 0 | 1000597.4326 | 2603349.2689 | 1776839.3695 | 7946420.5135 | 961560.8286 | 14470997.6721 | 14470997.6721 | 1478867.319 | 6670120.1387 | 0 | 23378979.0142 | 45998964.144 | 1778.2794 | 1.0791 | 21664.4943 | 42625.6551 | 441.66 | 868.9816
1 | 4200 | 707 | 0.035 | 15 | 15 | 7 | 2.3714e-12 | 5spot_SharedNeighbor | Water | Porous | Wet | R245fa | MinimizeLCOE_Brownfield | IgnoreSilica | 2019 | 12.2795 | 4.2012 | 0.3738 | 4 | 17050.0886 | 32178.6261 | 347.5891 | 656.0048 | 152.7297 | 0 | 99.5296 | 1261841.8995 | 64378.8231 | 1050463.1621 | 625757.1025 | 0 | 245760.5786 | 0 | 1266798.6107 | 3295950.1289 | 2249553.688 | 10060503.9934 | 961560.8286 | 14470997.6721 | 14470997.6721 | 1478867.319 | 6670120.1387 | 0 | 25493062.4941 | 48113047.6239 | 2371.3737 | 1.4952 | 17050.0886 | 32178.6261 | 347.5891 | 656.0048
1 | 4200 | 707 | 0.035 | 15 | 15 | 7 | 3.1623e-12 | 5spot_SharedNeighbor | Water | Porous | Wet | R245fa | MinimizeLCOE_Brownfield | IgnoreSilica | 2019 | 16.2969 | 5.6615 | 0.51204 | 4 | 13739.0488 | 24783.0455 | 280.0891 | 505.2359 | 153.9587 | 0 | 81.3901 | 1564878.9232 | 80555.048 | 1332478.9808 | 831945.2448 | 0 | 292922.4452 | 0 | 1600084.4504 | 4163091.5175 | 2841395.5037 | 12707352.1137 | 961560.8286 | 14470997.6721 | 14470997.6721 | 1478867.319 | 6670120.1387 | 0 | 28139910.6144 | 50759895.7442 | 3162.2777 | 2.0482 | 13739.0488 | 24783.0455 | 280.0891 | 505.2359
1 | 4200 | 707 | 0.035 | 15 | 15 | 7 | 4.217e-12 | 5spot_SharedNeighbor | Water | Porous | Wet | R245fa | MinimizeLCOE_Brownfield | IgnoreSilica | 2019 | 21.6365 | 7.6026 | 0.69571 | 4 | 11305.2077 | 19433.6041 | 230.472 | 396.1803 | 154.8961 | 0 | 81.4425 | 1933785.6156 | 100145.7167 | 1685839.0423 | 1104641.1754 | 0 | 350485.3095 | 0 | 2018209.7752 | 5250967.8433 | 3583893.4497 | 16027967.9277 | 961560.8286 | 14470997.6721 | 14470997.6721 | 1478867.319 | 6670120.1387 | 0 | 31460526.4284 | 54080511.5582 | 4216.965 | 2.7828 | 11305.2077 | 19433.6041 | 230.472 | 396.1803
1 | 4200 | 707 | 0.035 | 15 | 15 | 7 | 5.6234e-12 | 5spot_SharedNeighbor | Water | Porous | Wet | R245fa | MinimizeLCOE_Brownfield | IgnoreSilica | 2019 | 28.6721 | 10.1587 | 0.93755 | 4 | 9490.7851 | 15522.4297 | 193.4825 | 316.4457 | 155.6052 | 0 | 97.0341 | 2379382.4858 | 123669.5365 | 2124837.351 | 1461356.7266 | 0 | 419733.2135 | 0 | 2538501.9322 | 6604661.3093 | 4507817.0558 | 20159959.6108 | 961560.8286 | 14470997.6721 | 14470997.6721 | 1478867.319 | 6670120.1387 | 0 | 35592518.1115 | 58212503.2413 | 5623.4133 | 3.7502 | 9490.7851 | 15522.4297 | 193.4825 | 316.4457
1 | 4200 | 707 | 0.035 | 15 | 15 | 7 | 7.4989e-12 | 5spot_SharedNeighbor | Water | Porous | Wet | R245fa | MinimizeLCOE_Brownfield | IgnoreSilica | 2019 | 37.917 | 13.5191 | 1.2555 | 4 | 8114.4427 | 12618.7713 | 165.4239 | 257.2507 | 156.1418 | 0 | 78.1406 | 2918191.0051 | 151995.0759 | 2669725.1691 | 1930586.7549 | 0 | 503458.1634 | 0 | 3187842.9057 | 8294113.324 | 5660902.7706 | 25316815.1687 | 961560.8286 | 14470997.6721 | 14470997.6721 | 1478867.319 | 6670120.1387 | 0 | 40749373.6694 | 63369358.7992 | 7498.9421 | 5.0218 | 8114.4427 | 12618.7713 | 165.4239 | 257.2507
1 | 4200 | 707 | 0.035 | 15 | 15 | 7 | 1e-11 | 5spot_SharedNeighbor | Water | Porous | Wet | R245fa | MinimizeLCOE_Brownfield | IgnoreSilica | 2019 | 49.922 | 17.8834 | 1.6682 | 4 | 7062.7469 | 10452.6872 | 143.9836 | 213.0922 | 156.5342 | 0 | 123.6072 | 3563143.0686 | 185767.2514 | 3338531.1985 | 2542041.9603 | 0 | 603739.7406 | 0 | 3990957.0556 | 10383651.6008 | 7087055.5802 | 31694887.456 | 961560.8286 | 14470997.6721 | 14470997.6721 | 1478867.319 | 6670120.1387 | 0 | 47127445.9567 | 69747431.0865 | 10000 | 6.6727 | 7062.7469 | 10452.6872 | 143.9836 | 213.0922
1 | 4200 | 707 | 0.035 | 15 | 15 | 7 | 1.3335e-11 | 5spot_SharedNeighbor | Water | Porous | Wet | R245fa | MinimizeLCOE_Brownfield | IgnoreSilica | 2019 | 65.2226 | 23.4268 | 2.1897 | 4 | 6262.8949 | 8845.4032 | 127.6776 | 180.3255 | 156.7555 | 0 | 117.6952 | 4318692.3744 | 225023.7907 | 4142873.3362 | 3319610.8447 | 0 | 722380.3381 | 0 | 4964146.4668 | 12915690.8202 | 8815224.3757 | 39423642.3468 | 961560.8286 | 14470997.6721 | 14470997.6721 | 1478867.319 | 6670120.1387 | 0 | 54856200.8475 | 77476185.9773 | 13335.2143 | 8.7589 | 6262.8949 | 8845.4032 | 127.6776 | 180.3255
1 | 4200 | 707 | 0.035 | 15 | 15 | 7 | 1.7783e-11 | 5spot_SharedNeighbor | Water | Porous | Wet | R245fa | MinimizeLCOE_Brownfield | IgnoreSilica | 2019 | 84.1043 | 30.1917 | 2.8178 | 4 | 5668.3466 | 7675.2315 | 115.5569 | 156.47 | 156.7084 | 0 | 111.8835 | 5169674.1074 | 268596.2497 | 5075211.854 | 4272047.2385 | 0 | 859448.9228 | 0 | 6101541.5653 | 15874959.5546 | 10834986.0938 | 48456465.5862 | 961560.8286 | 14470997.6721 | 14470997.6721 | 1478867.319 | 6670120.1387 | 0 | 63889024.0869 | 86509009.2167 | 17782.7941 | 11.2712 | 5668.3466 | 7675.2315 | 115.5569 | 156.47
1 | 4200 | 707 | 0.035 | 15 | 15 | 7 | 2.3714e-11 | 5spot_SharedNeighbor | Water | Porous | Wet | R245fa | MinimizeLCOE_Brownfield | IgnoreSilica | 2019 | 98.4692 | 35.2483 | 3.3542 | 4 | 5233.0368 | 6918.9892 | 106.6825 | 141.053 | 156.4725 | 0 | 124.7545 | 5765235.4062 | 298485.0808 | 5745436.1229 | 4988228.3567 | 0 | 888520.8353 | 0 | 6897503.2627 | 17945888.6172 | 12248437.7323 | 54777735.4141 | 961560.8286 | 14470997.6721 | 14470997.6721 | 1478867.319 | 6670120.1387 | 0 | 70210293.9148 | 92830279.0446 | 23713.7371 | 13.4167 | 5233.0368 | 6918.9892 | 106.6825 | 141.053
1 | 4200 | 707 | 0.035 | 15 | 15 | 7 | 3.1623e-11 | 5spot_SharedNeighbor | Water | Porous | Wet | R245fa | MinimizeLCOE_Brownfield | IgnoreSilica | 2019 | 109.713 | 39.1375 | 3.8187 | 4 | 4897.692 | 6378.5592 | 99.8461 | 130.0356 | 156.1843 | 0 | 178.1119 | 6203115.3177 | 320042.4576 | 6248422.3461 | 5542420.5362 | 0 | 857444.2425 | 0 | 7476863.511 | 19453265.1401 | 13277253.1827 | 59378826.7339 | 961560.8286 | 14470997.6721 | 14470997.6721 | 1478867.319 | 6670120.1387 | 0 | 74811385.2346 | 97431370.3644 | 31622.7766 | 15.2748 | 4897.692 | 6378.5592 | 99.8461 | 130.0356
1 | 4200 | 707 | 0.035 | 15 | 15 | 7 | 4.217e-11 | 5spot_SharedNeighbor | Water | Porous | Wet | R245fa | MinimizeLCOE_Brownfield | IgnoreSilica | 2019 | 119.8003 | 42.5708 | 4.2443 | 4 | 4639.3959 | 5971.7768 | 94.5804 | 121.7427 | 155.8576 | 0 | 203.5392 | 6576748.4264 | 338136.6219 | 6684634.5051 | 6036827.1155 | 0 | 811125.9793 | 0 | 7974514.3328 | 20748050.4961 | 14160970.7934 | 63331008.2706 | 961560.8286 | 14470997.6721 | 14470997.6721 | 1478867.319 | 6670120.1387 | 0 | 78763566.7713 | 101383551.9011 | 42169.6503 | 16.9771 | 4639.3959 | 5971.7768 | 94.5804 | 121.7427
1 | 4200 | 707 | 0.035 | 15 | 15 | 7 | 5.6234e-11 | 5spot_SharedNeighbor | Water | Porous | Wet | R245fa | MinimizeLCOE_Brownfield | IgnoreSilica | 2019 | 128.4165 | 45.4599 | 4.6165 | 4 | 4441.1409 | 5666.1022 | 90.5387 | 115.5112 | 155.532 | 0 | 232.8998 | 6882630.809 | 352742.2794 | 7046575.5918 | 6459074.364 | 0 | 754471.7278 | 0 | 8383242.9611 | 21811478.5453 | 14886782.2882 | 66576998.5669 | 961560.8286 | 14470997.6721 | 14470997.6721 | 1478867.319 | 6670120.1387 | 0 | 82009557.0676 | 104629542.1974 | 56234.1325 | 18.4659 | 4441.1409 | 5666.1022 | 90.5387 | 115.5112
1 | 4200 | 707 | 0.035 | 15 | 15 | 7 | 7.4989e-11 | 5spot_SharedNeighbor | Water | Porous | Wet | R245fa | MinimizeLCOE_Brownfield | IgnoreSilica | 2019 | 137.9755 | 48.6287 | 4.9919 | 4 | 4288.4116 | 5421.2462 | 87.4251 | 110.5194 | 155.152 | 0 | 231.1624 | 7210104.0291 | 368193.5352 | 7438598.3639 | 6925524.4251 | 0 | 721760.5883 | 0 | 8839030.5672 | 22997344.4014 | 15696160.1022 | 70196716.0124 | 961560.8286 | 14470997.6721 | 14470997.6721 | 1478867.319 | 6670120.1387 | 0 | 85629274.5131 | 108249259.6429 | 74989.4209 | 19.9676 | 4288.4116 | 5421.2462 | 87.4251 | 110.5194
1 | 4200 | 707 | 0.035 | 15 | 15 | 7 | 1e-10 | 5spot_SharedNeighbor | Water | Porous | Wet | R245fa | MinimizeLCOE_Brownfield | IgnoreSilica | 2019 | 144.4017 | 50.7427 | 5.2708 | 4 | 4170.1924 | 5243.075 | 85.015 | 106.8872 | 154.9013 | 0 | 237.2732 | 7424431.7674 | 378223.8895 | 7697424.2074 | 7236059.1811 | 0 | 668197.1123 | 0 | 9127691.1015 | 23748379.8993 | 16208757.2617 | 72489164.4202 | 961560.8286 | 14470997.6721 | 14470997.6721 | 1478867.319 | 6670120.1387 | 0 | 87921722.9209 | 110541708.0507 | 100000 | 21.0834 | 4170.1924 | 5243.075 | 85.015 | 106.8872
1 | 4200 | 707 | 0.035 | 15 | 15 | 7 | 1.3335e-10 | 5spot_SharedNeighbor | Water | Porous | Wet | R245fa | MinimizeLCOE_Brownfield | IgnoreSilica | 2019 | 149.4977 | 52.4005 | 5.4948 | 4 | 4080.0328 | 5109.196 | 83.177 | 104.1579 | 154.6932 | 0 | 269.4789 | 7589768.6331 | 385862.6782 | 7899039.2891 | 7478168.0048 | 0 | 617594.7492 | 0 | 9348469.0082 | 24322798.7247 | 16600809.9131 | 74242511.0004 | 961560.8286 | 14470997.6721 | 14470997.6721 | 1478867.319 | 6670120.1387 | 0 | 89675069.5011 | 112295054.6309 | 133352.1432 | 21.979 | 4080.0328 | 5109.196 | 83.177 | 104.1579
1 | 4200 | 707 | 0.035 | 15 | 15 | 7 | 1.7783e-10 | 5spot_SharedNeighbor | Water | Porous | Wet | R245fa | MinimizeLCOE_Brownfield | IgnoreSilica | 2019 | 153.464 | 53.6812 | 5.6715 | 4 | 4011.4758 | 5008.5683 | 81.7794 | 102.1064 | 154.5259 | 0 | 257.3123 | 7716029.7674 | 391648.8901 | 8054012.69 | 7665750.1839 | 0 | 572098.0009 | 0 | 9515820.4176 | 24758212.7635 | 16897988.9415 | 75571561.6549 | 961560.8286 | 14470997.6721 | 14470997.6721 | 1478867.319 | 6670120.1387 | 0 | 91004120.1556 | 113624105.2854 | 177827.941 | 22.6859 | 4011.4758 | 5008.5683 | 81.7794 | 102.1064
1 | 4200 | 707 | 0.035 | 15 | 15 | 7 | 2.3714e-10 | 5spot_SharedNeighbor | Water | Porous | Wet | R245fa | MinimizeLCOE_Brownfield | IgnoreSilica | 2019 | 156.5009 | 54.6562 | 5.8087 | 4 | 3959.4639 | 4932.9996 | 80.719 | 100.5659 | 154.3946 | 0 | 261.1 | 7811296.4275 | 395986.5823 | 8171538.8774 | 7808869.8605 | 0 | 532631.8915 | 0 | 9640926.2193 | 25083712.3966 | 17120149.1294 | 76565111.3844 | 961560.8286 | 14470997.6721 | 14470997.6721 | 1478867.319 | 6670120.1387 | 0 | 91997669.8851 | 114617655.0149 | 237137.3706 | 23.2349 | 3959.4639 | 4932.9996 | 80.719 | 100.5659
1 | 4200 | 707 | 0.035 | 15 | 15 | 7 | 3.1623e-10 | 5spot_SharedNeighbor | Water | Porous | Wet | R245fa | MinimizeLCOE_Brownfield | IgnoreSilica | 2019 | 158.823 | 55.3984 | 5.9146 | 4 | 3920.0815 | 4876.1888 | 79.9162 | 99.4077 | 154.2924 | 0 | 252.84 | 7883324.8477 | 399249.6506 | 8260745.339 | 7918002.7774 | 0 | 499616.8297 | 0 | 9734766.3833 | 25327865.2543 | 17286788.4716 | 77310359.5537 | 961560.8286 | 14470997.6721 | 14470997.6721 | 1478867.319 | 6670120.1387 | 0 | 92742918.0544 | 115362903.1842 | 316227.766 | 23.6584 | 3920.0815 | 4876.1888 | 79.9162 | 99.4077
1 | 4200 | 707 | 0.035 | 15 | 15 | 7 | 4.217e-10 | 5spot_SharedNeighbor | Water | Porous | Wet | R245fa | MinimizeLCOE_Brownfield | IgnoreSilica | 2019 | 160.565 | 55.9532 | 5.9951 | 4 | 3890.312 | 4833.5825 | 79.3093 | 98.5391 | 154.2148 | 0 | 262.0552 | 7936896.3202 | 401667.0321 | 8327292.5024 | 7999697.9204 | 0 | 472395.6761 | 0 | 9803800.286 | 25507477.3081 | 17409377.389 | 77858604.4343 | 961560.8286 | 14470997.6721 | 14470997.6721 | 1478867.319 | 6670120.1387 | 0 | 93291162.935 | 115911148.0648 | 421696.5034 | 23.9804 | 3890.312 | 4833.5825 | 79.3093 | 98.5391
1 | 4200 | 707 | 0.035 | 15 | 15 | 7 | 5.6234e-10 | 5spot_SharedNeighbor | Water | Porous | Wet | R245fa | MinimizeLCOE_Brownfield | IgnoreSilica | 2019 | 161.8607 | 56.3648 | 6.0558 | 4 | 3867.8417 | 4801.6557 | 78.8512 | 97.8882 | 154.1564 | 0 | 241.9401 | 7976490.8763 | 403448.3607 | 8376588.74 | 8060372.0929 | 0 | 450333.0937 | 0 | 9854220.9338 | 25638661.491 | 17498913.2894 | 78259028.8777 | 961560.8286 | 14470997.6721 | 14470997.6721 | 1478867.319 | 6670120.1387 | 0 | 93691587.3784 | 116311572.5082 | 562341.3252 | 24.2232 | 3867.8417 | 4801.6557 | 78.8512 | 97.8882
1 | 4200 | 707 | 0.035 | 15 | 15 | 7 | 7.4989e-10 | 5spot_SharedNeighbor | Water | Porous | Wet | R245fa | MinimizeLCOE_Brownfield | IgnoreSilica | 2019 | 162.8345 | 56.6735 | 6.1017 | 4 | 3850.9017 | 4777.6864 | 78.5058 | 97.3996 | 154.1123 | 0 | 278.0758 | 8006103.336 | 404777.6033 | 8413519.3894 | 8105914.1485 | 0 | 432864.164 | 0 | 9891639.6701 | 25736017.3672 | 17565360.6754 | 78556196.3539 | 961560.8286 | 14470997.6721 | 14470997.6721 | 1478867.319 | 6670120.1387 | 0 | 93988754.8545 | 116608739.9843 | 749894.2093 | 24.4069 | 3850.9017 | 4777.6864 | 78.5058 | 97.3996
1 | 4200 | 707 | 0.035 | 15 | 15 | 7 | 1e-09 | 5spot_SharedNeighbor | Water | Porous | Wet | R245fa | MinimizeLCOE_Brownfield | IgnoreSilica | 2019 | 163.5682 | 56.9058 | 6.1365 | 4 | 3838.1445 | 4759.6838 | 78.2458 | 97.0326 | 154.0788 | 0 | 276.5998 | 8028332.9837 | 405773.7475 | 8441278.0149 | 8140194.9074 | 0 | 419227.6922 | 0 | 9919574.8648 | 25808699.0137 | 17614967.3926 | 78778048.6168 | 961560.8286 | 14470997.6721 | 14470997.6721 | 1478867.319 | 6670120.1387 | 0 | 94210607.1175 | 116830592.2473 | 1000000 | 24.5459 | 3838.1445 | 4759.6838 | 78.2458 | 97.0326
1 | 4200 | 707 | 0.035 | 15 | 15 | 7 | 1.3335e-09 | 5spot_SharedNeighbor | Water | Porous | Wet | R245fa | MinimizeLCOE_Brownfield | IgnoreSilica | 2019 | 164.1038 | 57.0751 | 6.1623 | 4 | 3828.5458 | 4746.2286 | 78.0501 | 96.7583 | 154.0543 | 0 | 300.5553 | 8044518.3474 | 406498.0768 | 8461508.7193 | 8165206.0775 | 0 | 408509.3523 | 0 | 9939633.8236 | 25860888.3097 | 17650587.6595 | 78937350.3661 | 961560.8286 | 14470997.6721 | 14470997.6721 | 1478867.319 | 6670120.1387 | 0 | 94369908.8668 | 116989893.9966 | 1333521.4322 | 24.649 | 3828.5458 | 4746.2286 | 78.0501 | 96.7583
1 | 4200 | 707 | 0.035 | 15 | 15 | 7 | 1.7783e-09 | 5spot_SharedNeighbor | Water | Porous | Wet | R245fa | MinimizeLCOE_Brownfield | IgnoreSilica | 2019 | 164.5083 | 57.203 | 6.1817 | 4 | 3821.3287 | 4736.1205 | 77.903 | 96.5522 | 154.0358 | 0 | 265.866 | 8056717.8723 | 407043.5189 | 8476768.0376 | 8184086.0513 | 0 | 400300.0073 | 0 | 9954717.0401 | 25900131.7451 | 17677372.1105 | 79057136.3833 | 961560.8286 | 14470997.6721 | 14470997.6721 | 1478867.319 | 6670120.1387 | 0 | 94489694.884 | 117109680.0138 | 1778279.41 | 24.7269 | 3821.3287 | 4736.1205 | 77.903 | 96.5522
1 | 4200 | 707 | 0.035 | 15 | 15 | 7 | 2.3714e-09 | 5spot_SharedNeighbor | Water | Porous | Wet | R245fa | MinimizeLCOE_Brownfield | IgnoreSilica | 2019 | 164.8102 | 57.2983 | 6.1963 | 4 | 3815.9055 | 4728.5414 | 77.7924 | 96.3977 | 154.0219 | 0 | 255.9048 | 8065808.7992 | 407449.6787 | 8488145.1895 | 8198171.1454 | 0 | 394011.0904 | 0 | 9965898.5023 | 25929223.6161 | 17697227.9102 | 79145935.9319 | 961560.8286 | 14470997.6721 | 14470997.6721 | 1478867.319 | 6670120.1387 | 0 | 94578494.4326 | 117198479.5624 | 2371373.7057 | 24.7853 | 3815.9055 | 4728.5414 | 77.7924 | 96.3977
1 | 4200 | 707 | 0.035 | 15 | 15 | 7 | 3.1623e-09 | 5spot_SharedNeighbor | Water | Porous | Wet | R245fa | MinimizeLCOE_Brownfield | IgnoreSilica | 2019 | 165.0271 | 57.3667 | 6.2071 | 4 | 3811.8323 | 4722.8909 | 77.7094 | 96.2825 | 154.0119 | 0 | 261.5847 | 8072331.6775 | 407740.9277 | 8496311.9758 | 8208286.3656 | 0 | 389127.5516 | 0 | 9973781.4143 | 25949733.336 | 17711226.2155 | 79208539.4639 | 961560.8286 | 14470997.6721 | 14470997.6721 | 1478867.319 | 6670120.1387 | 0 | 94641097.9646 | 117261083.0944 | 3162277.6602 | 24.8282 | 3811.8323 | 4722.8909 | 77.7094 | 96.2825
1 | 4200 | 707 | 0.035 | 15 | 15 | 7 | 4.217e-09 | 5spot_SharedNeighbor | Water | Porous | Wet | R245fa | MinimizeLCOE_Brownfield | IgnoreSilica | 2019 | 165.1929 | 57.419 | 6.2152 | 4 | 3808.7741 | 4718.6401 | 77.647 | 96.1959 | 154.0042 | 0 | 253.4452 | 8077313.4955 | 407963.2883 | 8502551.0131 | 8216016.3435 | 0 | 385458.789 | 0 | 9979828.1425 | 25965465.6824 | 17721963.8652 | 79256560.6195 | 961560.8286 | 14470997.6721 | 14470997.6721 | 1478867.319 | 6670120.1387 | 0 | 94689119.1201 | 117309104.2499 | 4216965.0343 | 24.8608 | 3808.7741 | 4718.6401 | 77.647 | 96.1959
1 | 4200 | 707 | 0.035 | 15 | 15 | 7 | 5.6234e-09 | 5spot_SharedNeighbor | Water | Porous | Wet | R245fa | MinimizeLCOE_Brownfield | IgnoreSilica | 2019 | 165.3561 | 57.4705 | 6.2223 | 4 | 3806.4784 | 4715.3057 | 77.6002 | 96.1279 | 153.9967 | 0 | 266.9529 | 8082214.4864 | 408182.0694 | 8508688.9283 | 8223616.998 | 0 | 383091.3961 | 0 | 9986259.6125 | 25982199.0483 | 17733384.7313 | 79307637.2704 | 961560.8286 | 14470997.6721 | 14470997.6721 | 1478867.319 | 6670120.1387 | 0 | 94740195.7711 | 117360180.9009 | 5623413.2519 | 24.8892 | 3806.4784 | 4715.3057 | 77.6002 | 96.1279
1 | 4200 | 707 | 0.035 | 15 | 15 | 7 | 7.4989e-09 | 5spot_SharedNeighbor | Water | Porous | Wet | R245fa | MinimizeLCOE_Brownfield | IgnoreSilica | 2019 | 165.4487 | 57.4996 | 6.2269 | 4 | 3804.7554 | 4712.9164 | 77.5651 | 96.0792 | 153.9924 | 0 | 265.3479 | 8084991.7776 | 408305.9649 | 8512168.5395 | 8227923.3144 | 0 | 380992.421 | 0 | 9989608.9868 | 25990913.433 | 17739332.4779 | 79334236.9151 | 961560.8286 | 14470997.6721 | 14470997.6721 | 1478867.319 | 6670120.1387 | 0 | 94766795.4158 | 117386780.5455 | 7498942.0933 | 24.9075 | 3804.7554 | 4712.9164 | 77.5651 | 96.0792
1 | 4200 | 707 | 0.035 | 15 | 15 | 7 | 1e-08 | 5spot_SharedNeighbor | Water | Porous | Wet | R245fa | MinimizeLCOE_Brownfield | IgnoreSilica | 2019 | 165.5265 | 57.5242 | 6.2305 | 4 | 3803.4626 | 4711.0931 | 77.5387 | 96.042 | 153.9888 | 0 | 277.9361 | 8087324.4212 | 408410.027 | 8515091.1484 | 8231540.6422 | 0 | 379498.456 | 0 | 9992527.231 | 25998506.1058 | 17744514.6331 | 79357412.6646 | 961560.8286 | 14470997.6721 | 14470997.6721 | 1478867.319 | 6670120.1387 | 0 | 94789971.1653 | 117409956.2951 | 10000000 | 24.922 | 3803.4626 | 4711.0931 | 77.5387 | 96.042
1 | 4300 | 707 | 0.035 | 15 | 15 | 7 | 1e-13 | 5spot_SharedNeighbor | Water | Porous | Wet | R245fa | MinimizeLCOE_Brownfield | IgnoreSilica | 2019 | 0 | 0 | 0 | 0 |  |  |  |  | 15 |  | 24.8845 | [19 empty] | 100 | 0
1 | 4300 | 707 | 0.035 | 15 | 15 | 7 | 1.3335e-13 | 5spot_SharedNeighbor | Water | Porous | Wet | R245fa | MinimizeLCOE_Brownfield | IgnoreSilica | 2019 | 0.81347 | 0.13527 | 0.0017366 | 4 | 2407477.041 | 5755054.9007 | 49079.6758 | 117324.5784 | 102.4035 | 0 | 44.5233 | 89132.8976 | 3145.7321 | 69626.4457 | 51382.7249 | 0 | 57321.2998 | 0 | 105537.549 | 274587.0538 | 187411.3064 | 838145.0093 | 961560.8286 | 14923245.9986 | 14923245.9986 | 1478867.319 | 6851019.4693 | 0 | 16722951.8365 | 39976084.6234 | 133.3521 | 0.0069463 | 2407477.041 | 5755054.9007 | 49079.6758 | 117324.5784
1 | 4300 | 707 | 0.035 | 15 | 15 | 7 | 1.7783e-13 | 5spot_SharedNeighbor | Water | Porous | Wet | R245fa | MinimizeLCOE_Brownfield | IgnoreSilica | 2019 | 1.0692 | 0.21163 | 0.0068079 | 4 | 624506.3054 | 1478407.4201 | 12731.4057 | 30139.335 | 112.9543 | 0 | 51.9051 | 129683.1502 | 4939.3888 | 98835.8884 | 62947.7255 | 0 | 65697.7901 | 0 | 141220.5377 | 367426.8709 | 250776.3892 | 1121527.7407 | 961560.8286 | 14923245.9986 | 14923245.9986 | 1478867.319 | 6851019.4693 | 0 | 17006334.568 | 40259467.3549 | 177.8279 | 0.027232 | 624506.3054 | 1478407.4201 | 12731.4057 | 30139.335
1 | 4300 | 707 | 0.035 | 15 | 15 | 7 | 2.3714e-13 | 5spot_SharedNeighbor | Water | Porous | Wet | R245fa | MinimizeLCOE_Brownfield | IgnoreSilica | 2019 | 1.3982 | 0.31791 | 0.014997 | 4 | 289460.1378 | 677100.4607 | 5901.0364 | 13803.6087 | 122.0754 | 0 | 54.6118 | 180771.1781 | 7353.515 | 135984.6575 | 78504.3772 | 0 | 74858.9022 | 0 | 186214.3257 | 484491.4777 | 330675.3888 | 1478853.8222 | 961560.8286 | 14923245.9986 | 14923245.9986 | 1478867.319 | 6851019.4693 | 0 | 17363660.6494 | 40616793.4363 | 237.1374 | 0.059986 | 289460.1378 | 677100.4607 | 5901.0364 | 13803.6087
1 | 4300 | 707 | 0.035 | 15 | 15 | 7 | 3.1623e-13 | 5spot_SharedNeighbor | Water | Porous | Wet | R245fa | MinimizeLCOE_Brownfield | IgnoreSilica | 2019 | 1.807 | 0.45714 | 0.026943 | 4 | 165077.056 | 380842.5941 | 3365.3191 | 7763.9914 | 129.5537 | 0 | 307.877 | 241512.7278 | 10370.9439 | 180902.8351 | 98364.2025 | 0 | 84107.0373 | 0 | 239950.5212 | 624302.0355 | 426098.9673 | 1905609.2705 | 961560.8286 | 14923245.9986 | 14923245.9986 | 1478867.319 | 6851019.4693 | 0 | 17790416.0977 | 41043548.8847 | 316.2278 | 0.10777 | 165077.056 | 380842.5941 | 3365.3191 | 7763.9914
1 | 4300 | 707 | 0.035 | 15 | 15 | 7 | 4.217e-13 | 5spot_SharedNeighbor | Water | Porous | Wet | R245fa | MinimizeLCOE_Brownfield | IgnoreSilica | 2019 | 2.371 | 0.65629 | 0.044653 | 4 | 102773.0601 | 232960.9345 | 2095.1678 | 4749.2238 | 136.1719 | 0 | 408.2866 | 320348.5922 | 14436.2092 | 240520.1114 | 126263.6247 | 0 | 96463.5506 | 0 | 311232.5144 | 809763.1599 | 552679.9956 | 2471707.758 | 961560.8286 | 14923245.9986 | 14923245.9986 | 1478867.319 | 6851019.4693 | 0 | 18356514.5852 | 41609647.3721 | 421.6965 | 0.17861 | 102773.0601 | 232960.9345 | 2095.1678 | 4749.2238
1 | 4300 | 707 | 0.035 | 15 | 15 | 7 | 5.6234e-13 | 5spot_SharedNeighbor | Water | Porous | Wet | R245fa | MinimizeLCOE_Brownfield | IgnoreSilica | 2019 | 3.11 | 0.92444 | 0.069522 | 4 | 68552.7673 | 152171.1606 | 1397.5409 | 3102.2149 | 141.5585 | 0 | 562.0113 | 416734.2324 | 19552.5827 | 315211.4857 | 163943.1726 | 0 | 110881.0669 | 0 | 400265.7907 | 1041409.4816 | 710783.37 | 3178781.1826 | 961560.8286 | 14923245.9986 | 14923245.9986 | 1478867.319 | 6851019.4693 | 0 | 19063588.0098 | 42316720.7968 | 562.3413 | 0.27809 | 68552.7673 | 152171.1606 | 1397.5409 | 3102.2149
1 | 4300 | 707 | 0.035 | 15 | 15 | 7 | 7.4989e-13 | 5spot_SharedNeighbor | Water | Porous | Wet | R245fa | MinimizeLCOE_Brownfield | IgnoreSilica | 2019 | 4.1043 | 1.2904 | 0.10404 | 4 | 47962.1016 | 103837.4625 | 977.7723 | 2116.8671 | 145.9653 | 0 | 76.1665 | 535994.6156 | 25987.5366 | 410406.6581 | 214467.8756 | 0 | 128869.59 | 0 | 513133.2476 | 1335067.4522 | 911210.969 | 4075137.9446 | 961560.8286 | 14923245.9986 | 14923245.9986 | 1478867.319 | 6851019.4693 | 0 | 19959944.7719 | 43213077.5588 | 749.8942 | 0.41616 | 47962.1016 | 103837.4625 | 977.7723 | 2116.8671
1 | 4300 | 707 | 0.035 | 15 | 15 | 7 | 1e-12 | 5spot_SharedNeighbor | Water | Porous | Wet | R245fa | MinimizeLCOE_Brownfield | IgnoreSilica | 2019 | 5.4079 | 1.7755 | 0.15074 | 4 | 34943.7261 | 73507.8051 | 712.3751 | 1498.556 | 149.4144 | 0 | 86.1676 | 679939.8825 | 33848.3079 | 528582.9714 | 281819.3988 | 0 | 149985.4608 | 0 | 652928.6484 | 1698786.4089 | 1159456.6307 | 5185347.7094 | 961560.8286 | 14923245.9986 | 14923245.9986 | 1478867.319 | 6851019.4693 | 0 | 21070154.5366 | 44323287.3235 | 1000 | 0.60297 | 34943.7261 | 73507.8051 | 712.3751 | 1498.556
1 | 4300 | 707 | 0.035 | 15 | 15 | 7 | 1.3335e-12 | 5spot_SharedNeighbor | Water | Porous | Wet | R245fa | MinimizeLCOE_Brownfield | IgnoreSilica | 2019 | 7.14 | 2.4213 | 0.21319 | 4 | 26327.8818 | 53595.9674 | 536.7295 | 1092.6263 | 152.0604 | 0 | 76.6272 | 854171.2297 | 43372.8766 | 676306.7459 | 370569.4252 | 0 | 175702.4547 | 0 | 826847.8655 | 2151288.5363 | 1468298.6306 | 6566557.7645 | 961560.8286 | 14923245.9986 | 14923245.9986 | 1478867.319 | 6851019.4693 | 0 | 22451364.5917 | 45704497.3787 | 1333.5214 | 0.85276 | 26327.8818 | 53595.9674 | 536.7295 | 1092.6263
1 | 4300 | 707 | 0.035 | 15 | 15 | 7 | 1.7783e-12 | 5spot_SharedNeighbor | Water | Porous | Wet | R245fa | MinimizeLCOE_Brownfield | IgnoreSilica | 2019 | 9.4615 | 3.2993 | 0.2994 | 4 | 20230.4522 | 39646.7523 | 412.4251 | 808.2527 | 154.2702 | 0 | 97.27 | 1071715.0036 | 55408.8655 | 864908.7358 | 494257.9451 | 0 | 207502.9901 | 0 | 1050579.4806 | 2733392.3051 | 1865596.4138 | 8343361.7397 | 961560.8286 | 14923245.9986 | 14923245.9986 | 1478867.319 | 6851019.4693 | 0 | 24228168.5669 | 47481301.3538 | 1778.2794 | 1.1976 | 20230.4522 | 39646.7523 | 412.4251 | 808.2527
1 | 4300 | 707 | 0.035 | 15 | 15 | 7 | 2.3714e-12 | 5spot_SharedNeighbor | Water | Porous | Wet | R245fa | MinimizeLCOE_Brownfield | IgnoreSilica | 2019 | 12.5379 | 4.4582 | 0.41285 | 4 | 15998.1845 | 30079.0827 | 326.1446 | 613.2028 | 155.9121 | 0 | 90.0783 | 1332862.9037 | 69725.1136 | 1099253.0222 | 653520.5149 | 0 | 245885.2413 | 0 | 1326486.2503 | 3451245.1236 | 2355545.7129 | 10534523.8825 | 961560.8286 | 14923245.9986 | 14923245.9986 | 1478867.319 | 6851019.4693 | 0 | 26419330.7097 | 49672463.4967 | 2371.3737 | 1.6514 | 15998.1845 | 30079.0827 | 326.1446 | 613.2028
1 | 4300 | 707 | 0.035 | 15 | 15 | 7 | 3.1623e-12 | 5spot_SharedNeighbor | Water | Porous | Wet | R245fa | MinimizeLCOE_Brownfield | IgnoreSilica | 2019 | 16.6453 | 6.0088 | 0.56498 | 4 | 12916.8597 | 23206.1939 | 263.3277 | 473.0897 | 157.1719 | 0 | 88.4393 | 1653084.4446 | 87260.5663 | 1394570.8917 | 868072.5333 | 0 | 293184.9825 | 0 | 1675507.6332 | 4359327.1677 | 2975330.3672 | 13306338.5867 | 961560.8286 | 14923245.9986 | 14923245.9986 | 1478867.319 | 6851019.4693 | 0 | 29191145.4139 | 52444278.2008 | 3162.2777 | 2.2599 | 12916.8597 | 23206.1939 | 263.3277 | 473.0897
1 | 4300 | 707 | 0.035 | 15 | 15 | 7 | 4.217e-12 | 5spot_SharedNeighbor | Water | Porous | Wet | R245fa | MinimizeLCOE_Brownfield | IgnoreSilica | 2019 | 22.0775 | 8.0626 | 0.76696 | 4 | 10646.9054 | 18226.4995 | 217.0516 | 371.5718 | 158.1285 | 0 | 86.1954 | 2042039.0481 | 108495.2282 | 1763228.372 | 1153094.8391 | 0 | 350331.1915 | 0 | 2112703.5848 | 5496821.3524 | 3751693.5214 | 16778407.1375 | 961560.8286 | 14923245.9986 | 14923245.9986 | 1478867.319 | 6851019.4693 | 0 | 32663213.9647 | 55916346.7516 | 4216.965 | 3.0679 | 10646.9054 | 18226.4995 | 217.0516 | 371.5718
1 | 4300 | 707 | 0.035 | 15 | 15 | 7 | 5.6234e-12 | 5spot_SharedNeighbor | Water | Porous | Wet | R245fa | MinimizeLCOE_Brownfield | IgnoreSilica | 2019 | 29.2595 | 10.7787 | 1.0341 | 4 | 8947.5932 | 14569.2654 | 182.4088 | 297.0142 | 158.8553 | 0 | 89.3071 | 2514235.7257 | 134154.4624 | 2223155.101 | 1529428.8493 | 0 | 419732.1252 | 0 | 2660075.4428 | 6920970.6456 | 4723704.6774 | 21125457.0293 | 961560.8286 | 14923245.9986 | 14923245.9986 | 1478867.319 | 6851019.4693 | 0 | 37010263.8565 | 60263396.6434 | 5623.4133 | 4.1363 | 8947.5932 | 14569.2654 | 182.4088 | 297.0142
1 | 4300 | 707 | 0.035 | 15 | 15 | 7 | 7.4989e-12 | 5spot_SharedNeighbor | Water | Porous | Wet | R245fa | MinimizeLCOE_Brownfield | IgnoreSilica | 2019 | 38.6721 | 14.3361 | 1.3836 | 4 | 7661.7906 | 11863.3682 | 156.196 | 241.8508 | 159.4039 | 0 | 101.6252 | 3082570.0803 | 164847.019 | 2791966.4256 | 2019381.1422 | 0 | 503163.8974 | 0 | 3339152.1401 | 8687788.9144 | 5929594.4503 | 26518464.0692 | 961560.8286 | 14923245.9986 | 14923245.9986 | 1478867.319 | 6851019.4693 | 0 | 42403270.8964 | 65656403.6833 | 7498.9421 | 5.5344 | 7661.7906 | 11863.3682 | 156.196 | 241.8508
1 | 4300 | 707 | 0.035 | 15 | 15 | 7 | 1e-11 | 5spot_SharedNeighbor | Water | Porous | Wet | R245fa | MinimizeLCOE_Brownfield | IgnoreSilica | 2019 | 50.8789 | 18.9464 | 1.8359 | 4 | 6679.3758 | 9845.9061 | 136.1681 | 200.7221 | 159.8025 | 0 | 112.3647 | 3761085.4225 | 201284.3621 | 3488842.0703 | 2653552.6969 | 0 | 602977.5795 | 0 | 4176019.4312 | 10865145.9406 | 7415685.3609 | 33164592.864 | 961560.8286 | 14923245.9986 | 14923245.9986 | 1478867.319 | 6851019.4693 | 0 | 49049399.6912 | 72302532.4781 | 10000 | 7.3434 | 6679.3758 | 9845.9061 | 136.1681 | 200.7221
1 | 4300 | 707 | 0.035 | 15 | 15 | 7 | 1.3335e-11 | 5spot_SharedNeighbor | Water | Porous | Wet | R245fa | MinimizeLCOE_Brownfield | IgnoreSilica | 2019 | 66.4064 | 24.7893 | 2.4062 | 4 | 5931.6901 | 8347.6901 | 120.9255 | 170.179 | 160.0184 | 0 | 123.8873 | 4554549.7107 | 243557.6728 | 4325285.5672 | 3459505.2665 | 0 | 721010.8244 | 0 | 5188524.5262 | 13499476.5044 | 9213670.1008 | 41205580.1729 | 961560.8286 | 14923245.9986 | 14923245.9986 | 1478867.319 | 6851019.4693 | 0 | 57090387.0002 | 80343519.7871 | 13335.2143 | 9.6246 | 5931.6901 | 8347.6901 | 120.9255 | 170.179
1 | 4300 | 707 | 0.035 | 15 | 15 | 7 | 1.7783e-11 | 5spot_SharedNeighbor | Water | Porous | Wet | R245fa | MinimizeLCOE_Brownfield | IgnoreSilica | 2019 | 85.5199 | 31.8983 | 3.0908 | 4 | 5376.4346 | 7257.2503 | 109.6059 | 147.9489 | 159.9473 | 0 | 123.2746 | 5445929.908 | 290328.9605 | 5292197.4774 | 4446546.4025 | 0 | 857465.6641 | 0 | 6369662.6809 | 16572555.6982 | 11311109.796 | 50585796.5875 | 961560.8286 | 14923245.9986 | 14923245.9986 | 1478867.319 | 6851019.4693 | 0 | 66470603.4148 | 89723736.2017 | 17782.7941 | 12.3633 | 5376.4346 | 7257.2503 | 109.6059 | 147.9489
1 | 4300 | 707 | 0.035 | 15 | 15 | 7 | 2.3714e-11 | 5spot_SharedNeighbor | Water | Porous | Wet | R245fa | MinimizeLCOE_Brownfield | IgnoreSilica | 2019 | 102.2749 | 38.0111 | 3.7237 | 4 | 4976.8266 | 6537.9972 | 101.4593 | 133.2859 | 159.6301 | 0 | 128.5638 | 6161348.5428 | 327062.4102 | 6090237.9924 | 5305930.8798 | 0 | 920280.7594 | 0 | 7333895.628 | 19081292.0352 | 13023373.8954 | 58243422.1433 | 961560.8286 | 14923245.9986 | 14923245.9986 | 1478867.319 | 6851019.4693 | 0 | 74128228.9705 | 97381361.7574 | 23713.7371 | 14.8947 | 4976.8266 | 6537.9972 | 101.4593 | 133.2859
1 | 4300 | 707 | 0.035 | 15 | 15 | 7 | 3.1623e-11 | 5spot_SharedNeighbor | Water | Porous | Wet | R245fa | MinimizeLCOE_Brownfield | IgnoreSilica | 2019 | 113.3749 | 41.983 | 4.2143 | 4 | 4672.6663 | 6052.0806 | 95.2586 | 123.3798 | 159.3068 | 0 | 169.7565 | 6604621.4254 | 349343.4249 | 6595539.0629 | 5871372.8059 | 0 | 882111.81 | 0 | 7918165.5264 | 20601442.4605 | 14060907.7966 | 62883504.3126 | 961560.8286 | 14923245.9986 | 14923245.9986 | 1478867.319 | 6851019.4693 | 0 | 78768311.1398 | 102021443.9267 | 31622.7766 | 16.8573 | 4672.6663 | 6052.0806 | 95.2586 | 123.3798
1 | 4300 | 707 | 0.035 | 15 | 15 | 7 | 4.217e-11 | 5spot_SharedNeighbor | Water | Porous | Wet | R245fa | MinimizeLCOE_Brownfield | IgnoreSilica | 2019 | 123.2427 | 45.4545 | 4.6588 | 4 | 4438.5344 | 5686.3527 | 90.4855 | 115.924 | 158.9539 | 0 | 217.0876 | 6979338.3798 | 367826.5179 | 7029880.7477 | 6369967.1833 | 0 | 829333.2909 | 0 | 8414774.9867 | 21893518.4077 | 14942776.1801 | 66827415.6942 | 961560.8286 | 14923245.9986 | 14923245.9986 | 1478867.319 | 6851019.4693 | 0 | 82712222.5214 | 105965355.3083 | 42169.6503 | 18.635 | 4438.5344 | 5686.3527 | 90.4855 | 115.924
1 | 4300 | 707 | 0.035 | 15 | 15 | 7 | 5.6234e-11 | 5spot_SharedNeighbor | Water | Porous | Wet | R245fa | MinimizeLCOE_Brownfield | IgnoreSilica | 2019 | 131.6561 | 48.3569 | 5.0424 | 4 | 4258.9194 | 5411.8022 | 86.8238 | 110.3269 | 158.6084 | 0 | 241.0908 | 7283297.9748 | 382467.7968 | 7388455.0588 | 6783605.4647 | 0 | 767912.3003 | 0 | 8816238.0522 | 22938042.9527 | 15655685.6449 | 70015705.2452 | 961560.8286 | 14923245.9986 | 14923245.9986 | 1478867.319 | 6851019.4693 | 0 | 85900512.0724 | 109153644.8593 | 56234.1325 | 20.1696 | 4258.9194 | 5411.8022 | 86.8238 | 110.3269
1 | 4300 | 707 | 0.035 | 15 | 15 | 7 | 7.4989e-11 | 5spot_SharedNeighbor | Water | Porous | Wet | R245fa | MinimizeLCOE_Brownfield | IgnoreSilica | 2019 | 141.3077 | 51.6604 | 5.4385 | 4 | 4119.1783 | 5188.0876 | 83.975 | 105.7662 | 158.2182 | 0 | 235.5855 | 7621793.0232 | 398632.6657 | 7791606.9541 | 7255728.9151 | 0 | 735295.4566 | 0 | 9283192.2357 | 24152961.9528 | 16484892.8266 | 73724104.0299 | 961560.8286 | 14923245.9986 | 14923245.9986 | 1478867.319 | 6851019.4693 | 0 | 89608910.8571 | 112862043.644 | 74989.4209 | 21.7541 | 4119.1783 | 5188.0876 | 83.975 | 105.7662
1 | 4300 | 707 | 0.035 | 15 | 15 | 7 | 1e-10 | 5spot_SharedNeighbor | Water | Porous | Wet | R245fa | MinimizeLCOE_Brownfield | IgnoreSilica | 2019 | 147.5487 | 53.775 | 5.7239 | 4 | 4011.8358 | 5027.4472 | 81.7867 | 102.4913 | 157.959 | 0 | 251.3713 | 7834203.1589 | 408661.4137 | 8047138.5982 | 7558791.6112 | 0 | 679057.2912 | 0 | 9565862.3085 | 24888411.4987 | 16986852.2536 | 75968978.134 | 961560.8286 | 14923245.9986 | 14923245.9986 | 1478867.319 | 6851019.4693 | 0 | 91853784.9612 | 115106917.7481 | 100000 | 22.8957 | 4011.8358 | 5027.4472 | 81.7867 | 102.4913
1 | 4300 | 707 | 0.035 | 15 | 15 | 7 | 1.3335e-10 | 5spot_SharedNeighbor | Water | Porous | Wet | R245fa | MinimizeLCOE_Brownfield | IgnoreSilica | 2019 | 152.4481 | 55.4175 | 5.9515 | 4 | 3929.9646 | 4906.7451 | 80.1176 | 100.0306 | 157.7468 | 0 | 228.9647 | 7996764.4438 | 416250.9646 | 8244359.7317 | 7793994.5752 | 0 | 626172.7709 | 0 | 9780241.5696 | 25446182.3608 | 17367542.328 | 77671508.7448 | 961560.8286 | 14923245.9986 | 14923245.9986 | 1478867.319 | 6851019.4693 | 0 | 93556315.572 | 116809448.3589 | 133352.1432 | 23.8059 | 3929.9646 | 4906.7451 | 80.1176 | 100.0306
1 | 4300 | 707 | 0.035 | 15 | 15 | 7 | 1.7783e-10 | 5spot_SharedNeighbor | Water | Porous | Wet | R245fa | MinimizeLCOE_Brownfield | IgnoreSilica | 2019 | 156.2723 | 56.6901 | 6.131 | 4 | 3867.7057 | 4815.8865 | 78.8484 | 98.1784 | 157.5761 | 0 | 283.4101 | 8121302.5435 | 422014.2407 | 8396441.9655 | 7976626.6988 | 0 | 579293.3903 | 0 | 9943314.7471 | 25870465.3178 | 17657124.1643 | 78966583.068 | 961560.8286 | 14923245.9986 | 14923245.9986 | 1478867.319 | 6851019.4693 | 0 | 94851389.8953 | 118104522.6822 | 177827.941 | 24.5239 | 3867.7057 | 4815.8865 | 78.8484 | 98.1784
1 | 4300 | 707 | 0.035 | 15 | 15 | 7 | 2.3714e-10 | 5spot_SharedNeighbor | Water | Porous | Wet | R245fa | MinimizeLCOE_Brownfield | IgnoreSilica | 2019 | 159.1929 | 57.6562 | 6.2699 | 4 | 3820.468 | 4747.6357 | 77.8854 | 96.787 | 157.4428 | 0 | 264.298 | 8215039.0361 | 426321.592 | 8511497.6684 | 8115527.2475 | 0 | 538855.5607 | 0 | 10064824.0308 | 26186607.5489 | 17872897.7331 | 79931570.4174 | 961560.8286 | 14923245.9986 | 14923245.9986 | 1478867.319 | 6851019.4693 | 0 | 95816377.2446 | 119069510.0315 | 237137.3706 | 25.0797 | 3820.468 | 4747.6357 | 77.8854 | 96.787
1 | 4300 | 707 | 0.035 | 15 | 15 | 7 | 3.1623e-10 | 5spot_SharedNeighbor | Water | Porous | Wet | R245fa | MinimizeLCOE_Brownfield | IgnoreSilica | 2019 | 161.4003 | 58.3831 | 6.3763 | 4 | 3784.6969 | 4696.3952 | 77.1562 | 95.7424 | 157.3403 | 0 | 234.3513 | 8285107.3025 | 429523.6477 | 8597841.0069 | 8220181.1684 | 0 | 504933.7992 | 0 | 10154658.9006 | 26420339.4525 | 18032424.56 | 80645009.838 | 961560.8286 | 14923245.9986 | 14923245.9986 | 1478867.319 | 6851019.4693 | 0 | 96529816.6652 | 119782949.4521 | 316227.766 | 25.5053 | 3784.6969 | 4696.3952 | 77.1562 | 95.7424
1 | 4300 | 707 | 0.035 | 15 | 15 | 7 | 4.217e-10 | 5spot_SharedNeighbor | Water | Porous | Wet | R245fa | MinimizeLCOE_Brownfield | IgnoreSilica | 2019 | 163.0586 | 58.9274 | 6.4572 | 4 | 3757.6545 | 4657.9358 | 76.6049 | 94.9583 | 157.2624 | 0 | 284.7513 | 8337307.483 | 431899.0611 | 8662358.4197 | 8298614.3641 | 0 | 477126.4931 | 0 | 10220849.2702 | 26592553.2166 | 18149963.9926 | 81170672.3005 | 961560.8286 | 14923245.9986 | 14923245.9986 | 1478867.319 | 6851019.4693 | 0 | 97055479.1277 | 120308611.9146 | 421696.5034 | 25.8287 | 3757.6545 | 4657.9358 | 76.6049 | 94.9583
1 | 4300 | 707 | 0.035 | 15 | 15 | 7 | 5.6234e-10 | 5spot_SharedNeighbor | Water | Porous | Wet | R245fa | MinimizeLCOE_Brownfield | IgnoreSilica | 2019 | 164.3085 | 59.3364 | 6.5186 | 4 | 3737.2405 | 4629.0446 | 76.1887 | 94.3693 | 157.2031 | 0 | 300.7721 | 8376401.7121 | 433672.3451 | 8710786.5679 | 8357619.6527 | 0 | 454841.6976 | 0 | 10269995.5704 | 26720421.8084 | 18237236.934 | 81560976.2882 | 961560.8286 | 14923245.9986 | 14923245.9986 | 1478867.319 | 6851019.4693 | 0 | 97445783.1154 | 120698915.9023 | 562341.3252 | 26.0743 | 3737.2405 | 4629.0446 | 76.1887 | 94.3693
1 | 4300 | 707 | 0.035 | 15 | 15 | 7 | 7.4989e-10 | 5spot_SharedNeighbor | Water | Porous | Wet | R245fa | MinimizeLCOE_Brownfield | IgnoreSilica | 2019 | 165.2272 | 59.6365 | 6.5644 | 4 | 3721.8496 | 4607.4234 | 75.8749 | 93.9286 | 157.1593 | 0 | 262.7577 | 8405001.3507 | 434966.3884 | 8746275.2404 | 8400931.5124 | 0 | 437012.5511 | 0 | 10305432.9468 | 26812622.5926 | 18300165.8638 | 81842408.4463 | 961560.8286 | 14923245.9986 | 14923245.9986 | 1478867.319 | 6851019.4693 | 0 | 97727215.2735 | 120980348.0605 | 749894.2093 | 26.2577 | 3721.8496 | 4607.4234 | 75.8749 | 93.9286
1 | 4300 | 707 | 0.035 | 15 | 15 | 7 | 1e-09 | 5spot_SharedNeighbor | Water | Porous | Wet | R245fa | MinimizeLCOE_Brownfield | IgnoreSilica | 2019 | 165.9091 | 59.859 | 6.5988 | 4 | 3710.2581 | 4591.2168 | 75.6386 | 93.5982 | 157.1265 | 0 | 280.0247 | 8426156.9386 | 435921.8535 | 8772559.989 | 8433049.8851 | 0 | 423011.3732 | 0 | 10331373.0154 | 26880113.33 | 18346229.6788 | 82048416.0637 | 961560.8286 | 14923245.9986 | 14923245.9986 | 1478867.319 | 6851019.4693 | 0 | 97933222.891 | 121186355.6779 | 1000000 | 26.3953 | 3710.2581 | 4591.2168 | 75.6386 | 93.5982
1 | 4300 | 707 | 0.035 | 15 | 15 | 7 | 1.3335e-09 | 5spot_SharedNeighbor | Water | Porous | Wet | R245fa | MinimizeLCOE_Brownfield | IgnoreSilica | 2019 | 166.4233 | 60.0265 | 6.6248 | 4 | 3701.536 | 4579.0415 | 75.4608 | 93.35 | 157.1018 | 0 | 290.3405 | 8442065.7189 | 436639.38 | 8792344.3412 | 8457247.1971 | 0 | 412208.7986 | 0 | 10350797.12 | 26930650.8658 | 18380722.5854 | 82202676.0071 | 961560.8286 | 14923245.9986 | 14923245.9986 | 1478867.319 | 6851019.4693 | 0 | 98087482.8343 | 121340615.6213 | 1333521.4322 | 26.4991 | 3701.536 | 4579.0415 | 75.4608 | 93.35
1 | 4300 | 707 | 0.035 | 15 | 15 | 7 | 1.7783e-09 | 5spot_SharedNeighbor | Water | Porous | Wet | R245fa | MinimizeLCOE_Brownfield | IgnoreSilica | 2019 | 166.7982 | 60.1485 | 6.644 | 4 | 3694.9778 | 4569.9415 | 75.3271 | 93.1644 | 157.0837 | 0 | 264.4928 | 8453642.1921 | 437160.9453 | 8806751.468 | 8474879.9706 | 0 | 403797.7264 | 0 | 10364730.598 | 26966902.9173 | 18405465.3555 | 82313331.1732 | 961560.8286 | 14923245.9986 | 14923245.9986 | 1478867.319 | 6851019.4693 | 0 | 98198138.0004 | 121451270.7874 | 1778279.41 | 26.5761 | 3694.9778 | 4569.9415 | 75.3271 | 93.1644
1 | 4300 | 707 | 0.035 | 15 | 15 | 7 | 2.3714e-09 | 5spot_SharedNeighbor | Water | Porous | Wet | R245fa | MinimizeLCOE_Brownfield | IgnoreSilica | 2019 | 167.0929 | 60.2444 | 6.6589 | 4 | 3690.0495 | 4563.0646 | 75.2267 | 93.0242 | 157.0694 | 0 | 270.2796 | 8462729.2556 | 437570.0777 | 8818065.9343 | 8488734.5179 | 0 | 397520.4734 | 0 | 10375801.9009 | 26995708.1766 | 18425125.5368 | 82401255.873 | 961560.8286 | 14923245.9986 | 14923245.9986 | 1478867.319 | 6851019.4693 | 0 | 98286062.7003 | 121539195.4872 | 2371373.7057 | 26.6354 | 3690.0495 | 4563.0646 | 75.2267 | 93.0242
1 | 4300 | 707 | 0.035 | 15 | 15 | 7 | 3.1623e-09 | 5spot_SharedNeighbor | Water | Porous | Wet | R245fa | MinimizeLCOE_Brownfield | IgnoreSilica | 2019 | 167.2929 | 60.3095 | 6.6694 | 4 | 3686.3479 | 4557.9786 | 75.1512 | 92.9206 | 157.0597 | 0 | 244.5904 | 8468889.6876 | 437847.2223 | 8825740.1985 | 8498135.4901 | 0 | 392522.5068 | 0 | 10383022.6911 | 27014495.1914 | 18437948.0605 | 82458601.0483 | 961560.8286 | 14923245.9986 | 14923245.9986 | 1478867.319 | 6851019.4693 | 0 | 98343407.8756 | 121596540.6625 | 3162277.6602 | 26.6777 | 3686.3479 | 4557.9786 | 75.1512 | 92.9206
1 | 4300 | 707 | 0.035 | 15 | 15 | 7 | 4.217e-09 | 5spot_SharedNeighbor | Water | Porous | Wet | R245fa | MinimizeLCOE_Brownfield | IgnoreSilica | 2019 | 167.4561 | 60.3625 | 6.6777 | 4 | 3683.5686 | 4554.1165 | 75.0945 | 92.8418 | 157.0518 | 0 | 258.5796 | 8473911.8189 | 438073.1052 | 8831997.6832 | 8505802.8097 | 0 | 388877.3144 | 0 | 10389078.4652 | 27030251.0735 | 18448701.7738 | 82506694.044 | 961560.8286 | 14923245.9986 | 14923245.9986 | 1478867.319 | 6851019.4693 | 0 | 98391500.8712 | 121644633.6581 | 4216965.0343 | 26.7109 | 3683.5686 | 4554.1165 | 75.0945 | 92.8418
1 | 4300 | 707 | 0.035 | 15 | 15 | 7 | 5.6234e-09 | 5spot_SharedNeighbor | Water | Porous | Wet | R245fa | MinimizeLCOE_Brownfield | IgnoreSilica | 2019 | 167.5681 | 60.3989 | 6.6837 | 4 | 3681.4825 | 4551.2555 | 75.052 | 92.7835 | 157.0463 | 0 | 258.1117 | 8477357.946 | 438228.0228 | 8836292.8336 | 8511066.9307 | 0 | 386011.3626 | 0 | 10393093.2673 | 27040696.7651 | 18455831.1729 | 82538578.3011 | 961560.8286 | 14923245.9986 | 14923245.9986 | 1478867.319 | 6851019.4693 | 0 | 98423385.1283 | 121676517.9152 | 5623413.2519 | 26.7347 | 3681.4825 | 4551.2555 | 75.052 | 92.7835
1 | 4300 | 707 | 0.035 | 15 | 15 | 7 | 7.4989e-09 | 5spot_SharedNeighbor | Water | Porous | Wet | R245fa | MinimizeLCOE_Brownfield | IgnoreSilica | 2019 | 167.6607 | 60.429 | 6.6884 | 4 | 3679.917 | 4549.0793 | 75.0201 | 92.7391 | 157.0418 | 0 | 256.8585 | 8480205.4188 | 438356.0263 | 8839842.0478 | 8515417.3697 | 0 | 383941.7815 | 0 | 10396527.4312 | 27049631.755 | 18461929.4871 | 82565851.3174 | 961560.8286 | 14923245.9986 | 14923245.9986 | 1478867.319 | 6851019.4693 | 0 | 98450658.1446 | 121703790.9315 | 7498942.0933 | 26.7535 | 3679.917 | 4549.0793 | 75.0201 | 92.7391
1 | 4300 | 707 | 0.035 | 15 | 15 | 7 | 1e-08 | 5spot_SharedNeighbor | Water | Porous | Wet | R245fa | MinimizeLCOE_Brownfield | IgnoreSilica | 2019 | 167.7339 | 60.4528 | 6.692 | 4 | 3678.7425 | 4547.4341 | 74.9961 | 92.7056 | 157.0383 | 0 | 247.0983 | 8482454.3865 | 438457.1166 | 8842645.4826 | 8518854.0484 | 0 | 382422.6565 | 0 | 10399285.1393 | 27056806.7459 | 18466826.5658 | 82587752.1416 | 961560.8286 | 14923245.9986 | 14923245.9986 | 1478867.319 | 6851019.4693 | 0 | 98472558.9689 | 121725691.7558 | 10000000 | 26.768 | 3678.7425 | 4547.4341 | 74.9961 | 92.7056
1 | 4400 | 707 | 0.035 | 15 | 15 | 7 | 1e-13 | 5spot_SharedNeighbor | Water | Porous | Wet | R245fa | MinimizeLCOE_Brownfield | IgnoreSilica | 2019 | 0 | 0 | 0 | 0 |  |  |  |  | 15 |  | 25.3447 | [19 empty] | 100 | 0
1 | 4400 | 707 | 0.035 | 15 | 15 | 7 | 1.3335e-13 | 5spot_SharedNeighbor | Water | Porous | Wet | R245fa | MinimizeLCOE_Brownfield | IgnoreSilica | 2019 | 0.85236 | 0.1492 | 0.0026075 | 4 | 1652590.4324 | 3943508.1916 | 33690.2913 | 80393.7485 | 105.4054 | 0 | 52.7425 | 97269.0316 | 3507.4284 | 75134.8294 | 53355.5718 | 0 | 59297.221 | 0 | 112539.9921 | 292805.9742 | 199846.094 | 893756.1424 | 961560.8286 | 15381354.416 | 15381354.416 | 1478867.319 | 7034262.8363 | 0 | 17236671.387 | 41131155.9583 | 133.3521 | 0.01043 | 1652590.4324 | 3943508.1916 | 33690.2913 | 80393.7485
1 | 4400 | 707 | 0.035 | 15 | 15 | 7 | 1.7783e-13 | 5spot_SharedNeighbor | Water | Porous | Wet | R245fa | MinimizeLCOE_Brownfield | IgnoreSilica | 2019 | 1.0887 | 0.22258 | 0.0080844 | 4 | 541185.4416 | 1280091.1539 | 11032.7972 | 26096.3896 | 115.0305 | 0 | 55.7175 | 135899.8005 | 5252.1522 | 102753.0647 | 64265.3274 | 0 | 65631.0355 | 0 | 145782.5383 | 379296.2605 | 258877.4916 | 1157757.6706 | 961560.8286 | 15381354.416 | 15381354.416 | 1478867.319 | 7034262.8363 | 0 | 17500672.9152 | 41395157.4864 | 177.8279 | 0.032338 | 541185.4416 | 1280091.1539 | 11032.7972 | 26096.3896
1 | 4400 | 707 | 0.035 | 15 | 15 | 7 | 2.3714e-13 | 5spot_SharedNeighbor | Water | Porous | Wet | R245fa | MinimizeLCOE_Brownfield | IgnoreSilica | 2019 | 1.4371 | 0.33928 | 0.017336 | 4 | 257983.3775 | 602570.8432 | 5259.3401 | 12284.2217 | 124.6828 | 0 | 62.4489 | 191654.0201 | 7940.0245 | 142991.7868 | 81016.0474 | 0 | 75628.5942 | 0 | 194699.8845 | 506569.161 | 345743.8613 | 1546243.3798 | 961560.8286 | 15381354.416 | 15381354.416 | 1478867.319 | 7034262.8363 | 0 | 17889158.6244 | 41783643.1957 | 237.1374 | 0.069342 | 257983.3775 | 602570.8432 | 5259.3401 | 12284.2217
1 | 4400 | 707 | 0.035 | 15 | 15 | 7 | 3.1623e-13 | 5spot_SharedNeighbor | Water | Porous | Wet | R245fa | MinimizeLCOE_Brownfield | IgnoreSilica | 2019 | 1.8653 | 0.49094 | 0.030774 | 4 | 149059.6674 | 343173.5708 | 3038.7829 | 6996.0574 | 132.4223 | 0 | 314.1021 | 257297.3939 | 11277.6892 | 191156.4761 | 102394.676 | 0 | 85418.5238 | 0 | 252542.456 | 657063.6669 | 448459.454 | 2005610.3358 | 961560.8286 | 15381354.416 | 15381354.416 | 1478867.319 | 7034262.8363 | 0 | 18348525.5804 | 42243010.1517 | 316.2278 | 0.1231 | 149059.6674 | 343173.5708 | 3038.7829 | 6996.0574
1 | 4400 | 707 | 0.035 | 15 | 15 | 7 | 4.217e-13 | 5spot_SharedNeighbor | Water | Porous | Wet | R245fa | MinimizeLCOE_Brownfield | IgnoreSilica | 2019 | 2.4293 | 0.69788 | 0.050054 | 4 | 94533.7588 | 213878.0728 | 1927.1985 | 4360.1938 | 138.9747 | 0 | 410.5418 | 338611.4386 | 15572.458 | 252165.2267 | 130965.85 | 0 | 97015.0811 | 0 | 325388.7212 | 846594.7061 | 577818.2827 | 2584131.7643 | 961560.8286 | 15381354.416 | 15381354.416 | 1478867.319 | 7034262.8363 | 0 | 18927047.0089 | 42821531.5802 | 421.6965 | 0.20021 | 94533.7588 | 213878.0728 | 1927.1985 | 4360.1938
1 | 4400 | 707 | 0.035 | 15 | 15 | 7 | 5.6234e-13 | 5spot_SharedNeighbor | Water | Porous | Wet | R245fa | MinimizeLCOE_Brownfield | IgnoreSilica | 2019 | 3.1878 | 0.98391 | 0.077555 | 4 | 63413.7417 | 140437.6672 | 1292.7749 | 2863.0118 | 144.4787 | 0 | 575.6137 | 440842.0898 | 21138.4289 | 330688.3891 | 170724.6601 | 0 | 111557.6352 | 0 | 419230.9692 | 1090752.9857 | 744461.3255 | 3329396.4834 | 961560.8286 | 15381354.416 | 15381354.416 | 1478867.319 | 7034262.8363 | 0 | 19672311.728 | 43566796.2992 | 562.3413 | 0.31022 | 63413.7417 | 140437.6672 | 1292.7749 | 2863.0118
1 | 4400 | 707 | 0.035 | 15 | 15 | 7 | 7.4989e-13 | 5spot_SharedNeighbor | Water | Porous | Wet | R245fa | MinimizeLCOE_Brownfield | IgnoreSilica | 2019 | 4.1969 | 1.3698 | 0.11539 | 4 | 44642.0191 | 96409.2699 | 910.0879 | 1965.4334 | 148.9385 | 0 | 77.481 | 565962.3203 | 28068.7059 | 429659.4396 | 223382.4291 | 0 | 129223.3077 | 0 | 536755.519 | 1396527.7567 | 953158.8898 | 4262738.3681 | 961560.8286 | 15381354.416 | 15381354.416 | 1478867.319 | 7034262.8363 | 0 | 20605653.6127 | 44500138.1839 | 749.8942 | 0.46158 | 44642.0191 | 96409.2699 | 910.0879 | 1965.4334
1 | 4400 | 707 | 0.035 | 15 | 15 | 7 | 1e-12 | 5spot_SharedNeighbor | Water | Porous | Wet | R245fa | MinimizeLCOE_Brownfield | IgnoreSilica | 2019 | 5.5199 | 1.8813 | 0.1665 | 4 | 32675.7324 | 68554.224 | 666.139 | 1397.5706 | 152.4404 | 0 | 91.6197 | 717011.3304 | 36540.8312 | 552518.8129 | 293416.5974 | 0 | 149992.8309 | 0 | 682297.3571 | 1775197.7647 | 1211608.9511 | 5418584.4755 | 961560.8286 | 15381354.416 | 15381354.416 | 1478867.319 | 7034262.8363 | 0 | 21761499.7201 | 45655984.2914 | 1000 | 0.66598 | 32675.7324 | 68554.224 | 666.139 | 1397.5706
1 | 4400 | 707 | 0.035 | 15 | 15 | 7 | 1.3335e-12 | 5spot_SharedNeighbor | Water | Porous | Wet | R245fa | MinimizeLCOE_Brownfield | IgnoreSilica | 2019 | 7.3032 | 2.574 | 0.23601 | 4 | 24611.4609 | 49922.4576 | 501.7379 | 1017.7368 | 155.1527 | 0 | 88.5181 | 903505.754 | 47062.9735 | 708699.5542 | 389379.1526 | 0 | 176285.8227 | 0 | 867723.9702 | 2257639.7758 | 1540885.5369 | 6891182.5399 | 961560.8286 | 15381354.416 | 15381354.416 | 1478867.319 | 7034262.8363 | 0 | 23234097.7845 | 47128582.3558 | 1333.5214 | 0.94404 | 24611.4609 | 49922.4576 | 501.7379 | 1017.7368
1 | 4400 | 707 | 0.035 | 15 | 15 | 7 | 1.7783e-12 | 5spot_SharedNeighbor | Water | Porous | Wet | R245fa | MinimizeLCOE_Brownfield | IgnoreSilica | 2019 | 9.6764 | 3.5039 | 0.33024 | 4 | 18988.3488 | 37077.2268 | 387.1032 | 755.8694 | 157.4279 | 0 | 78.2788 | 1132198.3553 | 60014.2023 | 905689.8006 | 515842.4713 | 0 | 208021.0121 | 0 | 1100488.6782 | 2863245.7994 | 1954224.0919 | 8739724.4111 | 961560.8286 | 15381354.416 | 15381354.416 | 1478867.319 | 7034262.8363 | 0 | 25082639.6557 | 48977124.227 | 1778.2794 | 1.3209 | 18988.3488 | 37077.2268 | 387.1032 | 755.8694
1 | 4400 | 707 | 0.035 | 15 | 15 | 7 | 2.3714e-12 | 5spot_SharedNeighbor | Water | Porous | Wet | R245fa | MinimizeLCOE_Brownfield | IgnoreSilica | 2019 | 12.8131 | 4.7335 | 0.45523 | 4 | 15039.5993 | 28161.6605 | 306.6026 | 574.1135 | 159.0969 | 0 | 104.9182 | 1408461.7674 | 75630.3117 | 1150788.54 | 684351.3627 | 0 | 246278.7783 | 0 | 1390549.1964 | 3617923.7683 | 2469307.3128 | 11043291.0376 | 961560.8286 | 15381354.416 | 15381354.416 | 1478867.319 | 7034262.8363 | 0 | 27386206.2822 | 51280690.8534 | 2371.3737 | 1.8209 | 15039.5993 | 28161.6605 | 306.6026 | 574.1135
1 | 4400 | 707 | 0.035 | 15 | 15 | 7 | 3.1623e-12 | 5spot_SharedNeighbor | Water | Porous | Wet | R245fa | MinimizeLCOE_Brownfield | IgnoreSilica | 2019 | 16.9937 | 6.3713 | 0.62158 | 4 | 12175.5619 | 21785.9689 | 248.2153 | 444.1364 | 160.3803 | 0 | 97.3333 | 1744939.393 | 94541.1729 | 1458406.1857 | 906264.369 | 0 | 293171.4471 | 0 | 1753955.8014 | 4563433.2095 | 3114636.9346 | 13929348.5132 | 961560.8286 | 15381354.416 | 15381354.416 | 1478867.319 | 7034262.8363 | 0 | 30272263.7578 | 54166748.3291 | 3162.2777 | 2.4863 | 12175.5619 | 21785.9689 | 248.2153 | 444.1364
1 | 4400 | 707 | 0.035 | 15 | 15 | 7 | 4.217e-12 | 5spot_SharedNeighbor | Water | Porous | Wet | R245fa | MinimizeLCOE_Brownfield | IgnoreSilica | 2019 | 22.5379 | 8.5492 | 0.84345 | 4 | 10051.1751 | 17133.5192 | 204.9068 | 349.29 | 161.3586 | 0 | 97.733 | 2155824.1879 | 117613.8972 | 1843924.1038 | 1204408.3121 | 0 | 350300.3287 | 0 | 2212107.6236 | 5755450.2709 | 3928213.0726 | 17567841.7967 | 961560.8286 | 15381354.416 | 15381354.416 | 1478867.319 | 7034262.8363 | 0 | 33910757.0413 | 57805241.6126 | 4216.965 | 3.3738 | 10051.1751 | 17133.5192 | 204.9068 | 349.29
1 | 4400 | 707 | 0.035 | 15 | 15 | 7 | 5.6234e-12 | 5spot_SharedNeighbor | Water | Porous | Wet | R245fa | MinimizeLCOE_Brownfield | IgnoreSilica | 2019 | 29.8442 | 11.4195 | 1.136 | 4 | 8461.3723 | 13719.8936 | 172.4965 | 279.6986 | 162.1001 | 0 | 101.8429 | 2652934.0474 | 145384.4629 | 2323295.377 | 1596210.5962 | 0 | 419201.6886 | 0 | 2783440.2071 | 7241940.4567 | 4942773.1687 | 22105180.0045 | 961560.8286 | 15381354.416 | 15381354.416 | 1478867.319 | 7034262.8363 | 0 | 38448095.2491 | 62342579.8204 | 5623.4133 | 4.544 | 8461.3723 | 13719.8936 | 172.4965 | 279.6986
1 | 4400 | 707 | 0.035 | 15 | 15 | 7 | 7.4989e-12 | 5spot_SharedNeighbor | Water | Porous | Wet | R245fa | MinimizeLCOE_Brownfield | IgnoreSilica | 2019 | 39.4421 | 15.1909 | 1.5202 | 4 | 7253.5637 | 11183.0492 | 147.8737 | 227.9816 | 162.6614 | 0 | 111.1175 | 3253819.1105 | 178801.2805 | 2918041.4327 | 2110958.2207 | 0 | 502670.7097 | 0 | 3496073.3941 | 9096065.8282 | 6208251.8332 | 27764681.8098 | 961560.8286 | 15381354.416 | 15381354.416 | 1478867.319 | 7034262.8363 | 0 | 44107597.0544 | 68002081.6256 | 7498.9421 | 6.0808 | 7253.5637 | 11183.0492 | 147.8737 | 227.9816
1 | 4400 | 707 | 0.035 | 15 | 15 | 7 | 1e-11 | 5spot_SharedNeighbor | Water | Porous | Wet | R245fa | MinimizeLCOE_Brownfield | IgnoreSilica | 2019 | 51.858 | 20.0659 | 2.0162 | 4 | 6331.7591 | 9294.6386 | 129.0815 | 189.4838 | 163.0656 | 0 | 119.8487 | 3969296.1389 | 218351.4327 | 3644815.0826 | 2775407.9594 | 0 | 602153.8869 | 0 | 4371909.5552 | 11374811.8607 | 7763542.8239 | 34720288.7402 | 961560.8286 | 15381354.416 | 15381354.416 | 1478867.319 | 7034262.8363 | 0 | 51063203.9848 | 74957688.5561 | 10000 | 8.0646 | 6331.7591 | 9294.6386 | 129.0815 | 189.4838
1 | 4400 | 707 | 0.035 | 15 | 15 | 7 | 1.3335e-11 | 5spot_SharedNeighbor | Water | Porous | Wet | R245fa | MinimizeLCOE_Brownfield | IgnoreSilica | 2019 | 67.6199 | 26.2218 | 2.6384 | 4 | 5631.4667 | 7895.5395 | 114.8051 | 160.9613 | 163.2744 | 0 | 117.8009 | 4802390.2208 | 263929.0694 | 4514270.1711 | 3612183.6253 | 0 | 719630.8518 | 0 | 5425837.536 | 14116916.2763 | 9635085.4322 | 43090243.1828 | 961560.8286 | 15381354.416 | 15381354.416 | 1478867.319 | 7034262.8363 | 0 | 59433158.4274 | 83327642.9986 | 13335.2143 | 10.5538 | 5631.4667 | 7895.5395 | 114.8051 | 160.9613
1 | 4400 | 707 | 0.035 | 15 | 15 | 7 | 1.7783e-11 | 5spot_SharedNeighbor | Water | Porous | Wet | R245fa | MinimizeLCOE_Brownfield | IgnoreSilica | 2019 | 86.9548 | 33.6852 | 3.3831 | 4 | 5112.0588 | 6877.7818 | 104.2162 | 140.2129 | 163.1767 | 0 | 116.7312 | 5735446.4055 | 314172.7953 | 5516107.945 | 4637823.502 | 0 | 855289.7419 | 0 | 6652947.752 | 17309605.3435 | 11814161.3237 | 52835554.8089 | 961560.8286 | 15381354.416 | 15381354.416 | 1478867.319 | 7034262.8363 | 0 | 69178470.0535 | 93072954.6248 | 17782.7941 | 13.5324 | 5112.0588 | 6877.7818 | 104.2162 | 140.2129
1 | 4400 | 707 | 0.035 | 15 | 15 | 7 | 2.3714e-11 | 5spot_SharedNeighbor | Water | Porous | Wet | R245fa | MinimizeLCOE_Brownfield | IgnoreSilica | 2019 | 105.9413 | 40.8538 | 4.1183 | 4 | 4742.7713 | 6193.2794 | 96.6878 | 126.2584 | 162.7683 | 0 | 121.7425 | 6568581.9818 | 357860.005 | 6438413.6554 | 5634185.1459 | 0 | 949477.7386 | 0 | 7779922.2254 | 20241761.749 | 13815418.3203 | 61785620.8214 | 961560.8286 | 15381354.416 | 15381354.416 | 1478867.319 | 7034262.8363 | 0 | 78128536.066 | 102023020.6373 | 23713.7371 | 16.4732 | 4742.7713 | 6193.2794 | 96.6878 | 126.2584
1 | 4400 | 707 | 0.035 | 15 | 15 | 7 | 3.1623e-11 | 5spot_SharedNeighbor | Water | Porous | Wet | R245fa | MinimizeLCOE_Brownfield | IgnoreSilica | 2019 | 116.9144 | 44.8975 | 4.6319 | 4 | 4466.6054 | 5756.2629 | 91.0578 | 117.3492 | 162.4106 | 0 | 189.0102 | 7014636.9025 | 380570.2423 | 6945039.3152 | 6197816.6971 | 0 | 904593.8785 | 0 | 8362636.2439 | 21757864.094 | 14850189.3236 | 66413346.6971 | 961560.8286 | 15381354.416 | 15381354.416 | 1478867.319 | 7034262.8363 | 0 | 82756261.9417 | 106650746.513 | 31622.7766 | 18.5278 | 4466.6054 | 5756.2629 | 91.0578 | 117.3492
1 | 4400 | 707 | 0.035 | 15 | 15 | 7 | 4.217e-11 | 5spot_SharedNeighbor | Water | Porous | Wet | R245fa | MinimizeLCOE_Brownfield | IgnoreSilica | 2019 | 126.5601 | 48.3886 | 5.0914 | 4 | 4254.0349 | 5427.3166 | 86.7243 | 110.6432 | 162.0328 | 0 | 238.7831 | 7387267.8275 | 399129.7369 | 7375680.6562 | 6687540.8434 | 0 | 845550.9776 | 0 | 8851116.3162 | 23028789.0412 | 15717621.7149 | 70292697.1138 | 961560.8286 | 15381354.416 | 15381354.416 | 1478867.319 | 7034262.8363 | 0 | 86635612.3584 | 110530096.9297 | 42169.6503 | 20.3655 | 4254.0349 | 5427.3166 | 86.7243 | 110.6432
1 | 4400 | 707 | 0.035 | 15 | 15 | 7 | 5.6234e-11 | 5spot_SharedNeighbor | Water | Porous | Wet | R245fa | MinimizeLCOE_Brownfield | IgnoreSilica | 2019 | 137.1083 | 52.143 | 5.5522 | 4 | 4090.2874 | 5166.1808 | 83.386 | 105.3196 | 161.5789 | 0 | 236.9134 | 7776640.9536 | 418169.2258 | 7832415.3957 | 7216993.9899 | 0 | 808753.2979 | 0 | 9380659.4165 | 24406551.5639 | 16657972.9469 | 74498156.7902 | 961560.8286 | 15381354.416 | 15381354.416 | 1478867.319 | 7034262.8363 | 0 | 90841072.0348 | 114735556.606 | 56234.1325 | 22.209 | 4090.2874 | 5166.1808 | 83.386 | 105.3196
1 | 4400 | 707 | 0.035 | 15 | 15 | 7 | 7.4989e-11 | 5spot_SharedNeighbor | Water | Porous | Wet | R245fa | MinimizeLCOE_Brownfield | IgnoreSilica | 2019 | 144.5332 | 54.767 | 5.9079 | 4 | 3962.6215 | 4973.7435 | 80.7834 | 101.3965 | 161.2681 | 0 | 252.4907 | 8043200.9518 | 431101.0539 | 8147878.6225 | 7588065.0376 | 0 | 747469.6805 | 0 | 9733508.9851 | 25324593.7619 | 17284555.6109 | 77300373.7041 | 961560.8286 | 15381354.416 | 15381354.416 | 1478867.319 | 7034262.8363 | 0 | 93643288.9487 | 117537773.5199 | 74989.4209 | 23.6317 | 3962.6215 | 4973.7435 | 80.7834 | 101.3965
1 | 4400 | 707 | 0.035 | 15 | 15 | 7 | 1e-10 | 5spot_SharedNeighbor | Water | Porous | Wet | R245fa | MinimizeLCOE_Brownfield | IgnoreSilica | 2019 | 150.4964 | 56.8518 | 6.1979 | 4 | 3864.9982 | 4828.8065 | 78.7932 | 98.4418 | 161.0052 | 0 | 281.7389 | 8251260.0572 | 441060.227 | 8396562.2244 | 7884093.6814 | 0 | 687539.3698 | 0 | 10007601.0683 | 26037725.1385 | 17771282.4288 | 79477124.1953 | 961560.8286 | 15381354.416 | 15381354.416 | 1478867.319 | 7034262.8363 | 0 | 95820039.4399 | 119714524.0112 | 100000 | 24.7917 | 3864.9982 | 4828.8065 | 78.7932 | 98.4418
1 | 4400 | 707 | 0.035 | 15 | 15 | 7 | 1.3335e-10 | 5spot_SharedNeighbor | Water | Porous | Wet | R245fa | MinimizeLCOE_Brownfield | IgnoreSilica | 2019 | 155.3413 | 58.5249 | 6.4326 | 4 | 3790.5168 | 4719.1621 | 77.2748 | 96.2065 | 160.7834 | 0 | 293.9145 | 8415679.288 | 448816.0764 | 8594983.5816 | 8119699.1753 | 0 | 634005.5173 | 0 | 10223141.6191 | 26598517.4381 | 18154034.6964 | 81188877.3922 | 961560.8286 | 15381354.416 | 15381354.416 | 1478867.319 | 7034262.8363 | 0 | 97531792.6368 | 121426277.208 | 133352.1432 | 25.7305 | 3790.5168 | 4719.1621 | 77.2748 | 96.2065
1 | 4400 | 707 | 0.035 | 15 | 15 | 7 | 1.7783e-10 | 5spot_SharedNeighbor | Water | Porous | Wet | R245fa | MinimizeLCOE_Brownfield | IgnoreSilica | 2019 | 158.9908 | 59.7756 | 6.6137 | 4 | 3733.8745 | 4637.0935 | 76.1201 | 94.5334 | 160.6113 | 0 | 250.0051 | 8537231.4369 | 454494.0301 | 8742655.215 | 8296097.5063 | 0 | 585365.35 | 0 | 10380178.9799 | 27007096.4382 | 18432898.2594 | 82436017.2158 | 961560.8286 | 15381354.416 | 15381354.416 | 1478867.319 | 7034262.8363 | 0 | 98778932.4604 | 122673417.0316 | 177827.941 | 26.4548 | 3733.8745 | 4637.0935 | 76.1201 | 94.5334
1 | 4400 | 707 | 0.035 | 15 | 15 | 7 | 2.3714e-10 | 5spot_SharedNeighbor | Water | Porous | Wet | R245fa | MinimizeLCOE_Brownfield | IgnoreSilica | 2019 | 161.783 | 60.7268 | 6.7538 | 4 | 3690.8974 | 4575.3819 | 75.2439 | 93.2753 | 160.4768 | 0 | 256.2171 | 8628906.0181 | 458743.4899 | 8854603.345 | 8430453.0041 | 0 | 543798.4205 | 0 | 10497436.6682 | 27312176.8904 | 18641121.9368 | 83367239.773 | 961560.8286 | 15381354.416 | 15381354.416 | 1478867.319 | 7034262.8363 | 0 | 99710155.0176 | 123604639.5888 | 237137.3706 | 27.0152 | 3690.8974 | 4575.3819 | 75.2439 | 93.2753
1 | 4400 | 707 | 0.035 | 15 | 15 | 7 | 3.1623e-10 | 5spot_SharedNeighbor | Water | Porous | Wet | R245fa | MinimizeLCOE_Brownfield | IgnoreSilica | 2019 | 163.8823 | 61.4387 | 6.8606 | 4 | 3658.3501 | 4529.0648 | 74.5804 | 92.3311 | 160.3739 | 0 | 281.1466 | 8697072.6215 | 461883.7874 | 8938180.8653 | 8531116.3222 | 0 | 508990.9836 | 0 | 10583525.3862 | 27536162.0753 | 18793996.428 | 84050928.4695 | 961560.8286 | 15381354.416 | 15381354.416 | 1478867.319 | 7034262.8363 | 0 | 100393843.7141 | 124288328.2854 | 316227.766 | 27.4424 | 3658.3501 | 4529.0648 | 74.5804 | 92.3311
1 | 4400 | 707 | 0.035 | 15 | 15 | 7 | 4.217e-10 | 5spot_SharedNeighbor | Water | Porous | Wet | R245fa | MinimizeLCOE_Brownfield | IgnoreSilica | 2019 | 165.483 | 61.9796 | 6.9424 | 4 | 3633.7406 | 4494.1994 | 74.0787 | 91.6203 | 160.2946 | 0 | 278.2488 | 8748622.2507 | 464247.7747 | 9001573.2743 | 8607670.6738 | 0 | 480830.7963 | 0 | 10648148.4602 | 27704298.0579 | 18908752.6909 | 84564143.9789 | 961560.8286 | 15381354.416 | 15381354.416 | 1478867.319 | 7034262.8363 | 0 | 100907059.2235 | 124801543.7947 | 421696.5034 | 27.7695 | 3633.7406 | 4494.1994 | 74.0787 | 91.6203
1 | 4400 | 707 | 0.035 | 15 | 15 | 7 | 5.6234e-10 | 5spot_SharedNeighbor | Water | Porous | Wet | R245fa | MinimizeLCOE_Brownfield | IgnoreSilica | 2019 | 166.6667 | 62.3785 | 7.0038 | 4 | 3615.1605 | 4468.0767 | 73.6999 | 91.0878 | 160.2354 | 0 | 261.9901 | 8786507.2962 | 465978.9813 | 9048268.3767 | 8664173.2674 | 0 | 458067.9387 | 0 | 10694968.3855 | 27826113.8995 | 18991894.5059 | 84935972.6512 | 961560.8286 | 15381354.416 | 15381354.416 | 1478867.319 | 7034262.8363 | 0 | 101278887.8958 | 125173372.4671 | 562341.3252 | 28.015 | 3615.1605 | 4468.0767 | 73.6999 | 91.0878
1 | 4400 | 707 | 0.035 | 15 | 15 | 7 | 7.4989e-10 | 5spot_SharedNeighbor | Water | Porous | Wet | R245fa | MinimizeLCOE_Brownfield | IgnoreSilica | 2019 | 167.5292 | 62.6686 | 7.0494 | 4 | 3601.1505 | 4448.545 | 73.4143 | 90.6896 | 160.1919 | 0 | 264.5021 | 8813984.8452 | 467231.2411 | 9082193.6555 | 8705284.0358 | 0 | 439824.2597 | 0 | 10728322.0346 | 27912893.2525 | 19051123.1974 | 85200856.5218 | 961560.8286 | 15381354.416 | 15381354.416 | 1478867.319 | 7034262.8363 | 0 | 101543771.7664 | 125438256.3377 | 749894.2093 | 28.1976 | 3601.1505 | 4448.545 | 73.4143 | 90.6896
1 | 4400 | 707 | 0.035 | 15 | 15 | 7 | 1e-09 | 5spot_SharedNeighbor | Water | Porous | Wet | R245fa | MinimizeLCOE_Brownfield | IgnoreSilica | 2019 | 168.1944 | 62.892 | 7.0843 | 4 | 3590.598 | 4433.8164 | 73.1992 | 90.3893 | 160.1583 | 0 | 259.7227 | 8835102.0278 | 468191.812 | 9108298.0525 | 8736951.5311 | 0 | 425797.7116 | 0 | 10753993.0427 | 27979683.9498 | 19096709.2207 | 85404727.3482 | 961560.8286 | 15381354.416 | 15381354.416 | 1478867.319 | 7034262.8363 | 0 | 101747642.5928 | 125642127.1641 | 1000000 | 28.3372 | 3590.598 | 4433.8164 | 73.1992 | 90.3893
1 | 4400 | 707 | 0.035 | 15 | 15 | 7 | 1.3335e-09 | 5spot_SharedNeighbor | Water | Porous | Wet | R245fa | MinimizeLCOE_Brownfield | IgnoreSilica | 2019 | 168.6741 | 63.053 | 7.1101 | 4 | 3582.6569 | 4422.8226 | 73.0373 | 90.1652 | 160.134 | 0 | 252.1692 | 8850292.3371 | 468881.6905 | 9127094.4147 | 8759772.2964 | 0 | 414745.6838 | 0 | 10772106.7048 | 28026811.983 | 19128875.0718 | 85548580.1821 | 961560.8286 | 15381354.416 | 15381354.416 | 1478867.319 | 7034262.8363 | 0 | 101891495.4267 | 125785979.9979 | 1333521.4322 | 28.4402 | 3582.6569 | 4422.8226 | 73.0373 | 90.1652
1 | 4400 | 707 | 0.035 | 15 | 15 | 7 | 1.7783e-09 | 5spot_SharedNeighbor | Water | Porous | Wet | R245fa | MinimizeLCOE_Brownfield | IgnoreSilica | 2019 | 169.0297 | 63.1722 | 7.1293 | 4 | 3576.6856 | 4414.5838 | 72.9156 | 89.9973 | 160.1159 | 0 | 254.8346 | 8861531.5792 | 469391.5577 | 9141011.5646 | 8776679.2232 | 0 | 406220.2607 | 0 | 10785385.3323 | 28061360.2478 | 19152454.9724 | 85654034.7378 | 961560.8286 | 15381354.416 | 15381354.416 | 1478867.319 | 7034262.8363 | 0 | 101996949.9824 | 125891434.5537 | 1778279.41 | 28.5172 | 3576.6856 | 4414.5838 | 72.9156 | 89.9973
1 | 4400 | 707 | 0.035 | 15 | 15 | 7 | 2.3714e-09 | 5spot_SharedNeighbor | Water | Porous | Wet | R245fa | MinimizeLCOE_Brownfield | IgnoreSilica | 2019 | 169.3003 | 63.2628 | 7.1439 | 4 | 3572.1981 | 4408.3873 | 72.8241 | 89.8709 | 160.1021 | 0 | 241.9304 | 8870072.0391 | 469778.6956 | 9151592.1861 | 8789538.4807 | 0 | 399757.5566 | 0 | 10795488.1937 | 28087645.8208 | 19170395.4161 | 85734268.3887 | 961560.8286 | 15381354.416 | 15381354.416 | 1478867.319 | 7034262.8363 | 0 | 102077183.6333 | 125971668.2046 | 2371373.7057 | 28.5755 | 3572.1981 | 4408.3873 | 72.8241 | 89.8709
1 | 4400 | 707 | 0.035 | 15 | 15 | 7 | 3.1623e-09 | 5spot_SharedNeighbor | Water | Porous | Wet | R245fa | MinimizeLCOE_Brownfield | IgnoreSilica | 2019 | 169.4977 | 63.3289 | 7.1547 | 4 | 3568.8275 | 4403.7557 | 72.7554 | 89.7765 | 160.092 | 0 | 260.9817 | 8876296.3097 | 470060.6449 | 9159306.5966 | 8798917.4354 | 0 | 394785.7881 | 0 | 10802753.0421 | 28106547.4661 | 19183296.1774 | 85791963.4601 | 961560.8286 | 15381354.416 | 15381354.416 | 1478867.319 | 7034262.8363 | 0 | 102134878.7047 | 126029363.276 | 3162277.6602 | 28.6186 | 3568.8275 | 4403.7557 | 72.7554 | 89.7765
1 | 4400 | 707 | 0.035 | 15 | 15 | 7 | 4.217e-09 | 5spot_SharedNeighbor | Water | Porous | Wet | R245fa | MinimizeLCOE_Brownfield | IgnoreSilica | 2019 | 169.6487 | 63.3795 | 7.1628 | 4 | 3566.2966 | 4400.2711 | 72.7038 | 89.7055 | 160.0843 | 0 | 246.5686 | 8881051.7645 | 470275.9722 | 9165202.1123 | 8806086.7578 | 0 | 391051.7557 | 0 | 10808330.6614 | 28121059.2875 | 19193200.7937 | 85836259.105 | 961560.8286 | 15381354.416 | 15381354.416 | 1478867.319 | 7034262.8363 | 0 | 102179174.3496 | 126073658.9209 | 4216965.0343 | 28.6513 | 3566.2966 | 4400.2711 | 72.7038 | 89.7055
1 | 4400 | 707 | 0.035 | 15 | 15 | 7 | 5.6234e-09 | 5spot_SharedNeighbor | Water | Porous | Wet | R245fa | MinimizeLCOE_Brownfield | IgnoreSilica | 2019 | 169.7607 | 63.417 | 7.1689 | 4 | 3564.3969 | 4397.6607 | 72.6651 | 89.6523 | 160.0785 | 0 | 247.1684 | 8884579.6949 | 470435.6574 | 9169576.8299 | 8811407.6946 | 0 | 388217.5816 | 0 | 10812444.8088 | 28131763.455 | 19200506.608 | 85868932.3301 | 961560.8286 | 15381354.416 | 15381354.416 | 1478867.319 | 7034262.8363 | 0 | 102211847.5747 | 126106332.146 | 5623413.2519 | 28.6758 | 3564.3969 | 4397.6607 | 72.6651 | 89.6523
1 | 4400 | 707 | 0.035 | 15 | 15 | 7 | 7.4989e-09 | 5spot_SharedNeighbor | Water | Porous | Wet | R245fa | MinimizeLCOE_Brownfield | IgnoreSilica | 2019 | 169.8339 | 63.4415 | 7.1732 | 4 | 3562.9713 | 4395.7384 | 72.636 | 89.6131 | 160.0748 | 0 | 239.0771 | 8886881.0977 | 470539.7575 | 9172431.5839 | 8814880.5016 | 0 | 385960.3277 | 0 | 10814970.3747 | 28138334.4595 | 19204991.4536 | 85888989.5562 | 961560.8286 | 15381354.416 | 15381354.416 | 1478867.319 | 7034262.8363 | 0 | 102231904.8008 | 126126389.3721 | 7498942.0933 | 28.6929 | 3562.9713 | 4395.7384 | 72.636 | 89.6131
1 | 4400 | 707 | 0.035 | 15 | 15 | 7 | 1e-08 | 5spot_SharedNeighbor | Water | Porous | Wet | R245fa | MinimizeLCOE_Brownfield | IgnoreSilica | 2019 | 169.8922 | 63.461 | 7.1765 | 4 | 3561.9017 | 4394.285 | 72.6142 | 89.5834 | 160.0718 | 0 | 248.9755 | 8888716.2149 | 470622.7674 | 9174707.9968 | 8817649.9637 | 0 | 384298.8987 | 0 | 10817038.3782 | 28143714.9804 | 19208663.7697 | 85905412.9699 | 961560.8286 | 15381354.416 | 15381354.416 | 1478867.319 | 7034262.8363 | 0 | 102248328.2145 | 126142812.7858 | 10000000 | 28.7061 | 3561.9017 | 4394.285 | 72.6142 | 89.5834
1 | 4500 | 707 | 0.035 | 15 | 15 | 7 | 1e-13 | 5spot_SharedNeighbor | Water | Porous | Wet | R245fa | MinimizeLCOE_Brownfield | IgnoreSilica | 2019 | 0 | 0 | 0 | 0 |  |  |  |  | 15 |  | 25.5029 | [19 empty] | 100 | 0
1 | 4500 | 707 | 0.035 | 15 | 15 | 7 | 1.3335e-13 | 5spot_SharedNeighbor | Water | Porous | Wet | R245fa | MinimizeLCOE_Brownfield | IgnoreSilica | 2019 | 0.87181 | 0.15792 | 0.0034476 | 4 | 1285871.06 | 3065678.7433 | 26214.2208 | 62498.0078 | 107.4539 | 0 | 55.7592 | 102488.0208 | 3749.721 | 78512.0011 | 54505.748 | 0 | 59600.8912 | 0 | 116553.9891 | 303249.571 | 206974.0634 | 925634.0057 | 961560.8286 | 15845322.9242 | 15845322.9242 | 1478867.319 | 7219850.2396 | 0 | 17732517.7585 | 42276558.2413 | 133.3521 | 0.01379 | 1285871.06 | 3065678.7433 | 26214.2208 | 62498.0078
1 | 4500 | 707 | 0.035 | 15 | 15 | 7 | 1.7783e-13 | 5spot_SharedNeighbor | Water | Porous | Wet | R245fa | MinimizeLCOE_Brownfield | IgnoreSilica | 2019 | 1.1276 | 0.24041 | 0.0097172 | 4 | 463787.2441 | 1095245.5584 | 9454.9303 | 22328.0621 | 117.7669 | 0 | 63.4323 | 145560.0385 | 5735.8312 | 109073.594 | 66571.9237 | 0 | 66949.4567 | 0 | 153617.4292 | 399681.0395 | 272790.5221 | 1219979.835 | 961560.8286 | 15845322.9242 | 15845322.9242 | 1478867.319 | 7219850.2396 | 0 | 18026863.5878 | 42570904.0706 | 177.8279 | 0.038869 | 463787.2441 | 1095245.5584 | 9454.9303 | 22328.0621
1 | 4500 | 707 | 0.035 | 15 | 15 | 7 | 2.3714e-13 | 5spot_SharedNeighbor | Water | Porous | Wet | R245fa | MinimizeLCOE_Brownfield | IgnoreSilica | 2019 | 1.4565 | 0.35467 | 0.019491 | 4 | 235985.4113 | 550794.7509 | 4810.8818 | 11228.696 | 126.8529 | 0 | 65.4794 | 199805.7033 | 8405.048 | 147936.7619 | 82681.4403 | 0 | 75067.1654 | 0 | 200419.4863 | 521450.3918 | 355900.6071 | 1591666.604 | 961560.8286 | 15845322.9242 | 15845322.9242 | 1478867.319 | 7219850.2396 | 0 | 18398550.3569 | 42942590.8397 | 237.1374 | 0.077965 | 235985.4113 | 550794.7509 | 4810.8818 | 11228.696
1 | 4500 | 707 | 0.035 | 15 | 15 | 7 | 3.1623e-13 | 5spot_SharedNeighbor | Water | Porous | Wet | R245fa | MinimizeLCOE_Brownfield | IgnoreSilica | 2019 | 1.9042 | 0.51911 | 0.034478 | 4 | 136990.513 | 314957.5043 | 2792.7369 | 6420.8347 | 135.0046 | 0 | 320.4353 | 270728.7209 | 12089.6279 | 199530.6998 | 105618.9488 | 0 | 85515.6106 | 0 | 262658.6071 | 683383.8171 | 466423.4973 | 2085949.5295 | 961560.8286 | 15845322.9242 | 15845322.9242 | 1478867.319 | 7219850.2396 | 0 | 18892833.2824 | 43436873.7652 | 316.2278 | 0.13791 | 136990.513 | 314957.5043 | 2792.7369 | 6420.8347
1 | 4500 | 707 | 0.035 | 15 | 15 | 7 | 4.217e-13 | 5spot_SharedNeighbor | Water | Porous | Wet | R245fa | MinimizeLCOE_Brownfield | IgnoreSilica | 2019 | 2.4877 | 0.74154 | 0.055893 | 4 | 87259.5692 | 197041.0857 | 1778.9043 | 4016.9491 | 141.7757 | 0 | 422.3623 | 357715.5511 | 16799.0211 | 264208.6438 | 136139.544 | 0 | 97486.4126 | 0 | 340216.1773 | 885172.7054 | 604148.5599 | 2701886.6153 | 961560.8286 | 15845322.9242 | 15845322.9242 | 1478867.319 | 7219850.2396 | 0 | 19508770.3681 | 44052810.8509 | 421.6965 | 0.22357 | 87259.5692 | 197041.0857 | 1778.9043 | 4016.9491
1 | 4500 | 707 | 0.035 | 15 | 15 | 7 | 5.6234e-13 | 5spot_SharedNeighbor | Water | Porous | Wet | R245fa | MinimizeLCOE_Brownfield | IgnoreSilica | 2019 | 3.2656 | 1.0455 | 0.086061 | 4 | 58938.2128 | 130236.5069 | 1201.5352 | 2655.0474 | 147.3964 | 0 | 561.3443 | 465575.0843 | 22812.654 | 346480.0839 | 177325.5023 | 0 | 112114.8701 | 0 | 438480.1959 | 1140835.5252 | 778643.6877 | 3482267.6035 | 961560.8286 | 15845322.9242 | 15845322.9242 | 1478867.319 | 7219850.2396 | 0 | 20289151.3564 | 44833191.8392 | 562.3413 | 0.34424 | 58938.2128 | 130236.5069 | 1201.5352 | 2655.0474
1 | 4500 | 707 | 0.035 | 15 | 15 | 7 | 7.4989e-13 | 5spot_SharedNeighbor | Water | Porous | Wet | R245fa | MinimizeLCOE_Brownfield | IgnoreSilica | 2019 | 4.2869 | 1.4508 | 0.12726 | 4 | 41756.3731 | 89970.879 | 851.2601 | 1834.1781 | 151.8997 | 0 | 91.0105 | 596289.9977 | 30243.3817 | 448995.9401 | 231766.7233 | 0 | 129326.5484 | 0 | 560282.8106 | 1457740.9433 | 994938.1474 | 4449584.4926 | 961560.8286 | 15845322.9242 | 15845322.9242 | 1478867.319 | 7219850.2396 | 0 | 21256468.2454 | 45800508.7282 | 749.8942 | 0.50906 | 41756.3731 | 89970.879 | 851.2601 | 1834.1781
1 | 4500 | 707 | 0.035 | 15 | 15 | 7 | 1e-12 | 5spot_SharedNeighbor | Water | Porous | Wet | R245fa | MinimizeLCOE_Brownfield | IgnoreSilica | 2019 | 5.6636 | 2.0048 | 0.18441 | 4 | 30502.3601 | 63775.6012 | 621.8319 | 1300.1519 | 155.5266 | 0 | 94.0445 | 759369.4158 | 39677.5035 | 580146.2896 | 307876.6099 | 0 | 151079.1594 | 0 | 716878.1015 | 1865169.7682 | 1273016.6922 | 5693213.5401 | 961560.8286 | 15845322.9242 | 15845322.9242 | 1478867.319 | 7219850.2396 | 0 | 22500097.2929 | 47044137.7757 | 1000 | 0.73765 | 30502.3601 | 63775.6012 | 621.8319 | 1300.1519
1 | 4500 | 707 | 0.035 | 15 | 15 | 7 | 1.3335e-12 | 5spot_SharedNeighbor | Water | Porous | Wet | R245fa | MinimizeLCOE_Brownfield | IgnoreSilica | 2019 | 7.4736 | 2.7332 | 0.25997 | 4 | 23104.3608 | 46707.3772 | 471.0136 | 952.1931 | 158.2464 | 0 | 100.0444 | 954139.3223 | 50954.5087 | 742038.9446 | 406639.3137 | 0 | 176879.9035 | 0 | 908954.2772 | 2364912.5771 | 1614101.428 | 7218620.275 | 961560.8286 | 15845322.9242 | 15845322.9242 | 1478867.319 | 7219850.2396 | 0 | 24025504.0279 | 48569544.5107 | 1333.5214 | 1.0399 | 23104.3608 | 46707.3772 | 471.0136 | 952.1931
1 | 4500 | 707 | 0.035 | 15 | 15 | 7 | 1.7783e-12 | 5spot_SharedNeighbor | Water | Porous | Wet | R245fa | MinimizeLCOE_Brownfield | IgnoreSilica | 2019 | 9.8831 | 3.714 | 0.36291 | 4 | 17877.1814 | 34785.1174 | 364.4505 | 709.1417 | 160.5722 | 0 | 97.6011 | 1194307.637 | 64957.412 | 946907.7039 | 538082.876 | 0 | 208082.8158 | 0 | 1151411.9934 | 2995737.8199 | 2044652.6183 | 9144140.8763 | 961560.8286 | 15845322.9242 | 15845322.9242 | 1478867.319 | 7219850.2396 | 0 | 25951024.6292 | 50495065.112 | 1778.2794 | 1.4516 | 17877.1814 | 34785.1174 | 364.4505 | 709.1417
1 | 4500 | 707 | 0.035 | 15 | 15 | 7 | 2.3714e-12 | 5spot_SharedNeighbor | Water | Porous | Wet | R245fa | MinimizeLCOE_Brownfield | IgnoreSilica | 2019 | 13.0986 | 5.0225 | 0.50034 | 4 | 14177.9122 | 26441.6423 | 289.0359 | 539.0486 | 162.2812 | 0 | 92.4801 | 1487104.6886 | 81999.7084 | 1204130.9042 | 715055.6132 | 0 | 246666.0729 | 0 | 1456633.2251 | 3789860.8551 | 2586657.9075 | 11568108.9751 | 961560.8286 | 15845322.9242 | 15845322.9242 | 1478867.319 | 7219850.2396 | 0 | 28374992.728 | 52919033.2108 | 2371.3737 | 2.0014 | 14177.9122 | 26441.6423 | 289.0359 | 539.0486
1 | 4500 | 707 | 0.035 | 15 | 15 | 7 | 3.1623e-12 | 5spot_SharedNeighbor | Water | Porous | Wet | R245fa | MinimizeLCOE_Brownfield | IgnoreSilica | 2019 | 17.3421 | 6.7468 | 0.68154 | 4 | 11508.3144 | 20511.4674 | 234.6126 | 418.154 | 163.5839 | 0 | 99.857 | 1839795.4113 | 102388.8471 | 1523550.1424 | 944523.5961 | 0 | 292821.087 | 0 | 1834200.8427 | 4772214.3464 | 3257134.3506 | 14566628.6236 | 961560.8286 | 15845322.9242 | 15845322.9242 | 1478867.319 | 7219850.2396 | 0 | 31373512.3764 | 55917552.8593 | 3162.2777 | 2.7262 | 11508.3144 | 20511.4674 | 234.6126 | 418.154
1 | 4500 | 707 | 0.035 | 15 | 15 | 7 | 4.217e-12 | 5spot_SharedNeighbor | Water | Porous | Wet | R245fa | MinimizeLCOE_Brownfield | IgnoreSilica | 2019 | 22.9984 | 9.045 | 0.92297 | 4 | 9521.1268 | 16169.2616 | 194.101 | 329.6323 | 164.5837 | 0 | 102.6725 | 2271062.6269 | 127219.7766 | 1925025.2572 | 1249602.0657 | 0 | 349713.5155 | 0 | 2309823.0644 | 6009685.8036 | 4101734.0477 | 18343866.1576 | 961560.8286 | 15845322.9242 | 15845322.9242 | 1478867.319 | 7219850.2396 | 0 | 35150749.9105 | 59694790.3933 | 4216.965 | 3.6919 | 9521.1268 | 16169.2616 | 194.101 | 329.6323
1 | 4500 | 707 | 0.035 | 15 | 15 | 7 | 5.6234e-12 | 5spot_SharedNeighbor | Water | Porous | Wet | R245fa | MinimizeLCOE_Brownfield | IgnoreSilica | 2019 | 30.4574 | 12.0836 | 1.2429 | 4 | 8024.2196 | 12960.9389 | 163.5846 | 264.2263 | 165.342 | 0 | 104.9014 | 2795479.3723 | 157364.8085 | 2425725.5627 | 1656950.2733 | 0 | 418625.2313 | 0 | 2907116.6467 | 7563721.1832 | 5162395.1265 | 23087378.2045 | 961560.8286 | 15845322.9242 | 15845322.9242 | 1478867.319 | 7219850.2396 | 0 | 39894261.9573 | 64438302.4401 | 5623.4133 | 4.9717 | 8024.2196 | 12960.9389 | 163.5846 | 264.2263
1 | 4500 | 707 | 0.035 | 15 | 15 | 7 | 7.4989e-12 | 5spot_SharedNeighbor | Water | Porous | Wet | R245fa | MinimizeLCOE_Brownfield | IgnoreSilica | 2019 | 40.2138 | 16.0638 | 1.6624 | 4 | 6887.3784 | 10578.4432 | 140.4085 | 215.6559 | 165.9135 | 0 | 99.5513 | 3427677.4629 | 193561.7693 | 3045020.3067 | 2192620.5734 | 0 | 501447.4707 | 0 | 3650527.7574 | 9497924.3984 | 6482528.5648 | 28991308.3035 | 961560.8286 | 15845322.9242 | 15845322.9242 | 1478867.319 | 7219850.2396 | 0 | 45798192.0564 | 70342232.5392 | 7498.9421 | 6.6496 | 6887.3784 | 10578.4432 | 140.4085 | 215.6559
1 | 4500 | 707 | 0.035 | 15 | 15 | 7 | 1e-11 | 5spot_SharedNeighbor | Water | Porous | Wet | R245fa | MinimizeLCOE_Brownfield | IgnoreSilica | 2019 | 52.8669 | 21.2189 | 2.2046 | 4 | 6018.2303 | 8801.4519 | 122.6898 | 179.4295 | 166.3233 | 0 | 108.0126 | 4182231.7244 | 236521.7096 | 3803318.2057 | 2885810.001 | 0 | 600980.4249 | 0 | 4566456.2056 | 11880982.338 | 8109014.5755 | 36265315.1847 | 961560.8286 | 15845322.9242 | 15845322.9242 | 1478867.319 | 7219850.2396 | 0 | 53072198.9375 | 77616239.4203 | 10000 | 8.8186 | 6018.2303 | 8801.4519 | 122.6898 | 179.4295
1 | 4500 | 707 | 0.035 | 15 | 15 | 7 | 1.3335e-11 | 5spot_SharedNeighbor | Water | Porous | Wet | R245fa | MinimizeLCOE_Brownfield | IgnoreSilica | 2019 | 68.8574 | 27.7006 | 2.8827 | 4 | 5359.3436 | 7487.9252 | 109.2575 | 152.6515 | 166.5231 | 0 | 108.2672 | 5057334.6781 | 285825.8063 | 4706687.3092 | 3758176.5834 | 0 | 717783.7588 | 0 | 5665065.1729 | 14739337.5152 | 10059900.7173 | 44990111.5411 | 961560.8286 | 15845322.9242 | 15845322.9242 | 1478867.319 | 7219850.2396 | 0 | 61796995.2939 | 86341035.7767 | 13335.2143 | 11.5307 | 5359.3436 | 7487.9252 | 109.2575 | 152.6515
1 | 4500 | 707 | 0.035 | 15 | 15 | 7 | 1.7783e-11 | 5spot_SharedNeighbor | Water | Porous | Wet | R245fa | MinimizeLCOE_Brownfield | IgnoreSilica | 2019 | 88.4164 | 35.5171 | 3.6878 | 4 | 4872.2923 | 6536.1433 | 99.3283 | 133.2481 | 166.3967 | 0 | 111.7563 | 6030929.4251 | 339555.0171 | 5742657.4618 | 4813325.3895 | 0 | 852502.579 | 0 | 6933798.2502 | 18040320.7295 | 12312889.5894 | 55065978.4416 | 961560.8286 | 15845322.9242 | 15845322.9242 | 1478867.319 | 7219850.2396 | 0 | 71872862.1944 | 96416902.6772 | 17782.7941 | 14.7513 | 4872.2923 | 6536.1433 | 99.3283 | 133.2481
1 | 4500 | 707 | 0.035 | 15 | 15 | 7 | 2.3714e-11 | 5spot_SharedNeighbor | Water | Porous | Wet | R245fa | MinimizeLCOE_Brownfield | IgnoreSilica | 2019 | 109.5876 | 43.7611 | 4.5302 | 4 | 4528.69 | 5883.1491 | 92.3235 | 119.936 | 165.8853 | 0 | 139.5291 | 6981066.48 | 390230.6818 | 6788751.8874 | 5931908.4564 | 0 | 977394.923 | 0 | 8217047.4471 | 21379071.9093 | 14591655.8741 | 65257127.6591 | 961560.8286 | 15845322.9242 | 15845322.9242 | 1478867.319 | 7219850.2396 | 0 | 82064011.412 | 106608051.8948 | 23713.7371 | 18.1209 | 4528.69 | 5883.1491 | 92.3235 | 119.936
1 | 4500 | 707 | 0.035 | 15 | 15 | 7 | 3.1623e-11 | 5spot_SharedNeighbor | Water | Porous | Wet | R245fa | MinimizeLCOE_Brownfield | IgnoreSilica | 2019 | 120.4176 | 47.861 | 5.0653 | 4 | 4277.0131 | 5488.4013 | 87.1927 | 111.8885 | 165.4942 | 0 | 162.7271 | 7428389.4769 | 413287.6311 | 7294984.6629 | 6489840.9315 | 0 | 925751.3931 | 0 | 8795379.0972 | 22883772.2307 | 15618644.7619 | 69850050.1853 | 961560.8286 | 15845322.9242 | 15845322.9242 | 1478867.319 | 7219850.2396 | 0 | 86656933.9381 | 111200974.4209 | 31622.7766 | 20.2611 | 4277.0131 | 5488.4013 | 87.1927 | 111.8885
1 | 4500 | 707 | 0.035 | 15 | 15 | 7 | 4.217e-11 | 5spot_SharedNeighbor | Water | Porous | Wet | R245fa | MinimizeLCOE_Brownfield | IgnoreSilica | 2019 | 129.8003 | 51.3452 | 5.537 | 4 | 4083.3467 | 5191.5362 | 83.2445 | 105.8365 | 165.0945 | 0 | 198.7664 | 7796387.7324 | 431782.3031 | 7718995.7981 | 6965593.3615 | 0 | 860095.6325 | 0 | 9271413.3828 | 24122315.7935 | 16463976.1931 | 73630560.197 | 961560.8286 | 15845322.9242 | 15845322.9242 | 1478867.319 | 7219850.2396 | 0 | 90437443.9498 | 114981484.4326 | 42169.6503 | 22.1479 | 4083.3467 | 5191.5362 | 83.2445 | 105.8365
1 | 4500 | 707 | 0.035 | 15 | 15 | 7 | 5.6234e-11 | 5spot_SharedNeighbor | Water | Porous | Wet | R245fa | MinimizeLCOE_Brownfield | IgnoreSilica | 2019 | 140.4038 | 55.2462 | 6.0232 | 4 | 3933.016 | 4951.7397 | 80.1799 | 100.9479 | 164.6273 | 0 | 272.7507 | 8198414.1732 | 451772.165 | 8187257.1775 | 7507881.6573 | 0 | 822455.4214 | 0 | 9815434.4318 | 25537746.9691 | 17430037.0546 | 77950999.0498 | 961560.8286 | 15845322.9242 | 15845322.9242 | 1478867.319 | 7219850.2396 | 0 | 94757882.8027 | 119301923.2855 | 56234.1325 | 24.0929 | 3933.016 | 4951.7397 | 80.1799 | 100.9479
1 | 4500 | 707 | 0.035 | 15 | 15 | 7 | 7.4989e-11 | 5spot_SharedNeighbor | Water | Porous | Wet | R245fa | MinimizeLCOE_Brownfield | IgnoreSilica | 2019 | 147.5 | 57.8341 | 6.385 | 4 | 3816.651 | 4777.6617 | 77.8076 | 97.3991 | 164.3111 | 0 | 264.1511 | 8459551.8778 | 464616.3531 | 8494437.1119 | 7870687.2466 | 0 | 756261.6029 | 0 | 10157766.135 | 26428423.8389 | 18037942.3198 | 80669686.486 | 961560.8286 | 15845322.9242 | 15845322.9242 | 1478867.319 | 7219850.2396 | 0 | 97476570.2388 | 122020610.7216 | 74989.4209 | 25.5398 | 3816.651 | 4777.6617 | 77.8076 | 97.3991
1 | 4500 | 707 | 0.035 | 15 | 15 | 7 | 1e-10 | 5spot_SharedNeighbor | Water | Porous | Wet | R245fa | MinimizeLCOE_Brownfield | IgnoreSilica | 2019 | 153.2445 | 59.9071 | 6.6804 | 4 | 3727.7264 | 4646.2292 | 75.9947 | 94.7197 | 164.0421 | 0 | 215.8826 | 8665192.8814 | 474587.2874 | 8738718.2049 | 8162865.5156 | 0 | 693496.7815 | 0 | 10426595.6616 | 27127863.1226 | 18515324.003 | 82804643.458 | 961560.8286 | 15845322.9242 | 15845322.9242 | 1478867.319 | 7219850.2396 | 0 | 99611527.2108 | 124155567.6936 | 100000 | 26.7218 | 3727.7264 | 4646.2292 | 75.9947 | 94.7197
1 | 4500 | 707 | 0.035 | 15 | 15 | 7 | 1.3335e-10 | 5spot_SharedNeighbor | Water | Porous | Wet | R245fa | MinimizeLCOE_Brownfield | IgnoreSilica | 2019 | 157.5681 | 61.46 | 6.9117 | 4 | 3660.0107 | 4547.78 | 74.6143 | 92.7126 | 163.8322 | 0 | 255.1202 | 8818121.9347 | 482028.4396 | 8920584.4992 | 8388996.3609 | 0 | 634065.891 | 0 | 10625080.8789 | 27644280.9432 | 18867789.7769 | 84380948.7244 | 961560.8286 | 15845322.9242 | 15845322.9242 | 1478867.319 | 7219850.2396 | 0 | 101187832.4773 | 125731872.9601 | 133352.1432 | 27.6469 | 3660.0107 | 4547.78 | 74.6143 | 92.7126
1 | 4500 | 707 | 0.035 | 15 | 15 | 7 | 1.7783e-10 | 5spot_SharedNeighbor | Water | Porous | Wet | R245fa | MinimizeLCOE_Brownfield | IgnoreSilica | 2019 | 160.9787 | 62.6786 | 7.0951 | 4 | 3608.5663 | 4473.3862 | 73.5655 | 91.196 | 163.6623 | 0 | 233.9337 | 8937157.6273 | 487797.2369 | 9062673.9549 | 8568742.6783 | 0 | 582990.6069 | 0 | 10779351.2207 | 28045660.7272 | 19141739.727 | 85606113.7793 | 961560.8286 | 15845322.9242 | 15845322.9242 | 1478867.319 | 7219850.2396 | 0 | 102412997.5321 | 126957038.0149 | 177827.941 | 28.3805 | 3608.5663 | 4473.3862 | 73.5655 | 91.196
1 | 4500 | 707 | 0.035 | 15 | 15 | 7 | 2.3714e-10 | 5spot_SharedNeighbor | Water | Porous | Wet | R245fa | MinimizeLCOE_Brownfield | IgnoreSilica | 2019 | 163.6117 | 63.6146 | 7.2377 | 4 | 3569.5512 | 4417.3369 | 72.7701 | 90.0534 | 163.5287 | 0 | 278.5267 | 9027936.5271 | 492169.8591 | 9171489.8015 | 8707510.3576 | 0 | 539948.6151 | 0 | 10896231.5126 | 28349759.2712 | 19349293.2319 | 86534339.1761 | 961560.8286 | 15845322.9242 | 15845322.9242 | 1478867.319 | 7219850.2396 | 0 | 103341222.929 | 127885263.4118 | 237137.3706 | 28.9508 | 3569.5512 | 4417.3369 | 72.7701 | 90.0534
1 | 4500 | 707 | 0.035 | 15 | 15 | 7 | 3.1623e-10 | 5spot_SharedNeighbor | Water | Porous | Wet | R245fa | MinimizeLCOE_Brownfield | IgnoreSilica | 2019 | 165.5413 | 64.2983 | 7.3448 | 4 | 3540.0104 | 4375.4284 | 72.1679 | 89.199 | 163.4297 | 0 | 261.2651 | 9093887.6164 | 495333.1301 | 9250781.3091 | 8809216.5525 | 0 | 503570.5416 | 0 | 10979587.7683 | 28566635.1501 | 19497315.4756 | 87196327.5435 | 961560.8286 | 15845322.9242 | 15845322.9242 | 1478867.319 | 7219850.2396 | 0 | 104003211.2964 | 128547251.7792 | 316227.766 | 29.3794 | 3540.0104 | 4375.4284 | 72.1679 | 89.199
1 | 4500 | 707 | 0.035 | 15 | 15 | 7 | 4.217e-10 | 5spot_SharedNeighbor | Water | Porous | Wet | R245fa | MinimizeLCOE_Brownfield | IgnoreSilica | 2019 | 166.9614 | 64.8 | 7.4253 | 4 | 3517.684 | 4344.0538 | 71.7127 | 88.5594 | 163.3561 | 0 | 282.2133 | 9142090.734 | 497636.8484 | 9308873.6152 | 8884070.1204 | 0 | 473688.6835 | 0 | 11039480.4006 | 28722463.4936 | 19603671.522 | 87671975.4177 | 961560.8286 | 15845322.9242 | 15845322.9242 | 1478867.319 | 7219850.2396 | 0 | 104478859.1706 | 129022899.6534 | 421696.5034 | 29.701 | 3517.684 | 4344.0538 | 71.7127 | 88.5594
1 | 4500 | 707 | 0.035 | 15 | 15 | 7 | 5.6234e-10 | 5spot_SharedNeighbor | Water | Porous | Wet | R245fa | MinimizeLCOE_Brownfield | IgnoreSilica | 2019 | 168.0286 | 65.1763 | 7.4862 | 4 | 3500.8322 | 4320.4805 | 71.3692 | 88.0788 | 163.3004 | 0 | 290.4623 | 9178133.2018 | 499354.8001 | 9352387.3541 | 8940327.5593 | 0 | 449860.1441 | 0 | 11083824.5932 | 28837837.9864 | 19682416.984 | 88024142.6229 | 961560.8286 | 15845322.9242 | 15845322.9242 | 1478867.319 | 7219850.2396 | 0 | 104831026.3758 | 129375066.8586 | 562341.3252 | 29.9446 | 3500.8322 | 4320.4805 | 71.3692 | 88.0788
1 | 4500 | 707 | 0.035 | 15 | 15 | 7 | 7.4989e-10 | 5spot_SharedNeighbor | Water | Porous | Wet | R245fa | MinimizeLCOE_Brownfield | IgnoreSilica | 2019 | 168.823 | 65.4559 | 7.5319 | 4 | 3488.1274 | 4302.7947 | 71.1102 | 87.7183 | 163.2587 | 0 | 259.5515 | 9204860.0422 | 500626.1366 | 9384697.6223 | 8982206.3663 | 0 | 431032.325 | 0 | 11116334.772 | 28922422.8029 | 19740147.8594 | 88282327.9266 | 961560.8286 | 15845322.9242 | 15845322.9242 | 1478867.319 | 7219850.2396 | 0 | 105089211.6794 | 129633252.1622 | 749894.2093 | 30.1277 | 3488.1274 | 4302.7947 | 71.1102 | 87.7183
1 | 4500 | 707 | 0.035 | 15 | 15 | 7 | 1e-09 | 5spot_SharedNeighbor | Water | Porous | Wet | R245fa | MinimizeLCOE_Brownfield | IgnoreSilica | 2019 | 169.3922 | 65.656 | 7.5656 | 4 | 3478.5587 | 4289.6009 | 70.9151 | 87.4493 | 163.2287 | 0 | 300.0215 | 9223955.6635 | 501533.0217 | 9407806.1408 | 9012215.8975 | 0 | 416074.3186 | 0 | 11139018.1664 | 28981440.3422 | 19780428.5426 | 88462472.0933 | 961560.8286 | 15845322.9242 | 15845322.9242 | 1478867.319 | 7219850.2396 | 0 | 105269355.8462 | 129813396.329 | 1000000 | 30.2623 | 3478.5587 | 4289.6009 | 70.9151 | 87.4493
1 | 4500 | 707 | 0.035 | 15 | 15 | 7 | 1.3335e-09 | 5spot_SharedNeighbor | Water | Porous | Wet | R245fa | MinimizeLCOE_Brownfield | IgnoreSilica | 2019 | 169.8138 | 65.8041 | 7.5908 | 4 | 3471.3583 | 4279.711 | 70.7683 | 87.2477 | 163.2064 | 0 | 297.7145 | 9238067.5388 | 502202.4692 | 9424895.998 | 9034439.7461 | 0 | 404470.8089 | 0 | 11155589.8588 | 29024556.4864 | 19809856.197 | 88594079.1032 | 961560.8286 | 15845322.9242 | 15845322.9242 | 1478867.319 | 7219850.2396 | 0 | 105400962.856 | 129945003.3388 | 1333521.4322 | 30.363 | 3471.3583 | 4279.711 | 70.7683 | 87.2477
1 | 4500 | 707 | 0.035 | 15 | 15 | 7 | 1.7783e-09 | 5spot_SharedNeighbor | Water | Porous | Wet | R245fa | MinimizeLCOE_Brownfield | IgnoreSilica | 2019 | 170.1427 | 65.9195 | 7.6101 | 4 | 3465.9438 | 4272.2437 | 70.658 | 87.0955 | 163.1889 | 0 | 300.3147 | 9249063.4417 | 502723.7198 | 9438218.9506 | 9051781.7185 | 0 | 395719.1758 | 0 | 11168627.7325 | 29058478.3595 | 19833008.5724 | 88697621.6708 | 961560.8286 | 15845322.9242 | 15845322.9242 | 1478867.319 | 7219850.2396 | 0 | 105504505.4237 | 130048545.9065 | 1778279.41 | 30.4403 | 3465.9438 | 4272.2437 | 70.658 | 87.0955
1 | 4500 | 707 | 0.035 | 15 | 15 | 7 | 2.3714e-09 | 5spot_SharedNeighbor | Water | Porous | Wet | R245fa | MinimizeLCOE_Brownfield | IgnoreSilica | 2019 | 170.3667 | 65.9981 | 7.6239 | 4 | 3461.8748 | 4266.7138 | 70.575 | 86.9827 | 163.177 | 0 | 275.7877 | 9256538.867 | 503077.7805 | 9447280.9824 | 9063588.1019 | 0 | 388787.8011 | 0 | 11177116.6778 | 29080564.8538 | 19848083.0586 | 88765038.123 | 961560.8286 | 15845322.9242 | 15845322.9242 | 1478867.319 | 7219850.2396 | 0 | 105571921.8759 | 130115962.3587 | 2371373.7057 | 30.4956 | 3461.8748 | 4266.7138 | 70.575 | 86.9827
1 | 4500 | 707 | 0.035 | 15 | 15 | 7 | 3.1623e-09 | 5spot_SharedNeighbor | Water | Porous | Wet | R245fa | MinimizeLCOE_Brownfield | IgnoreSilica | 2019 | 170.5519 | 66.0631 | 7.6348 | 4 | 3458.8184 | 4262.5069 | 70.5127 | 86.897 | 163.1672 | 0 | 266.7808 | 9262718.2178 | 503370.3961 | 9454773.2468 | 9073353.2641 | 0 | 383718.0265 | 0 | 11184393.929 | 29099498.7687 | 19861005.8445 | 88822831.6936 | 961560.8286 | 15845322.9242 | 15845322.9242 | 1478867.319 | 7219850.2396 | 0 | 105629715.4464 | 130173755.9292 | 3162277.6602 | 30.5392 | 3458.8184 | 4262.5069 | 70.5127 | 86.897
1 | 4500 | 707 | 0.035 | 15 | 15 | 7 | 4.217e-09 | 5spot_SharedNeighbor | Water | Porous | Wet | R245fa | MinimizeLCOE_Brownfield | IgnoreSilica | 2019 | 170.6614 | 66.1014 | 7.6421 | 4 | 3456.5235 | 4259.447 | 70.4659 | 86.8346 | 163.1613 | 0 | 292.946 | 9266365.041 | 503542.9143 | 9459197.1337 | 9079123.894 | 0 | 379546.7253 | 0 | 11188232.5262 | 29109486.0112 | 19867822.3427 | 88853316.5884 | 961560.8286 | 15845322.9242 | 15845322.9242 | 1478867.319 | 7219850.2396 | 0 | 105660200.3413 | 130204240.8241 | 4216965.0343 | 30.5683 | 3456.5235 | 4259.447 | 70.4659 | 86.8346
1 | 4500 | 707 | 0.035 | 15 | 15 | 7 | 5.6234e-09 | 5spot_SharedNeighbor | Water | Porous | Wet | R245fa | MinimizeLCOE_Brownfield | IgnoreSilica | 2019 | 170.7734 | 66.1407 | 7.6485 | 4 | 3454.8009 | 4257.0528 | 70.4308 | 86.7858 | 163.1554 | 0 | 292.2027 | 9270100.2999 | 503719.7228 | 9463727.3571 | 9085031.9543 | 0 | 376734.3649 | 0 | 11192732.3426 | 29121193.6104 | 19875813.0198 | 88889052.6718 | 961560.8286 | 15845322.9242 | 15845322.9242 | 1478867.319 | 7219850.2396 | 0 | 105695936.4246 | 130239976.9074 | 5623413.2519 | 30.5939 | 3454.8009 | 4257.0528 | 70.4308 | 86.7858
1 | 4500 | 707 | 0.035 | 15 | 15 | 7 | 7.4989e-09 | 5spot_SharedNeighbor | Water | Porous | Wet | R245fa | MinimizeLCOE_Brownfield | IgnoreSilica | 2019 | 170.842 | 66.1647 | 7.6528 | 4 | 3453.5081 | 4255.3077 | 70.4044 | 86.7502 | 163.1517 | 0 | 282.3185 | 9272382.517 | 503827.6728 | 9466496.286 | 9088645.0866 | 0 | 374438.2154 | 0 | 11195258.0133 | 29127764.8875 | 19880298.0514 | 88909110.73 | 961560.8286 | 15845322.9242 | 15845322.9242 | 1478867.319 | 7219850.2396 | 0 | 105715994.4829 | 130260034.9657 | 7498942.0933 | 30.6112 | 3453.5081 | 4255.3077 | 70.4044 | 86.7502
1 | 4500 | 707 | 0.035 | 15 | 15 | 7 | 1e-08 | 5spot_SharedNeighbor | Water | Porous | Wet | R245fa | MinimizeLCOE_Brownfield | IgnoreSilica | 2019 | 170.9003 | 66.1852 | 7.6563 | 4 | 3452.5381 | 4253.9759 | 70.3847 | 86.7231 | 163.1486 | 0 | 273.0427 | 9274325.6988 | 503919.6047 | 9468853.7437 | 9091721.1887 | 0 | 372787.674 | 0 | 11197527.0849 | 29133668.5462 | 19884327.4198 | 88927130.9607 | 961560.8286 | 15845322.9242 | 15845322.9242 | 1478867.319 | 7219850.2396 | 0 | 105734014.7135 | 130278055.1963 | 10000000 | 30.625 | 3452.5381 | 4253.9759 | 70.3847 | 86.7231
1 | 4600 | 707 | 0.035 | 15 | 15 | 7 | 1e-13 | 5spot_SharedNeighbor | Water | Porous | Wet | R245fa | MinimizeLCOE_Brownfield | IgnoreSilica | 2019 | 0 | 0 | 0 | 0 |  |  |  |  | 15 |  | 25.3044 | [19 empty] | 100 | 0
1 | 4600 | 707 | 0.035 | 15 | 15 | 7 | 1.3335e-13 | 5spot_SharedNeighbor | Water | Porous | Wet | R245fa | MinimizeLCOE_Brownfield | IgnoreSilica | 2019 | 0.88403 | 0.16464 | 0.0042735 | 4 | 1066161.7092 | 2540458.6008 | 21735.1485 | 51790.6848 | 109.1525 | 0 | 54.408 | 106590.689 | 3946.6979 | 81071.1331 | 55314.8871 | 0 | 59276.399 | 0 | 119417.9244 | 310700.9433 | 212059.7781 | 948378.452 | 961560.8286 | 16315151.5233 | 16315151.5233 | 1478867.319 | 7407781.6792 | 0 | 18225090.804 | 43426891.3255 | 133.3521 | 0.017094 | 1066161.7092 | 2540458.6008 | 21735.1485 | 51790.6848
1 | 4600 | 707 | 0.035 | 15 | 15 | 7 | 1.7783e-13 | 5spot_SharedNeighbor | Water | Porous | Wet | R245fa | MinimizeLCOE_Brownfield | IgnoreSilica | 2019 | 1.1619 | 0.25745 | 0.01143 | 4 | 405831.869 | 957056.4907 | 8273.4316 | 19510.8911 | 120.3413 | 0 | 49.5015 | 154772.3296 | 6210.9085 | 115008.7626 | 68694.9777 | 0 | 67866.071 | 0 | 160895.6893 | 418617.5792 | 285715.0995 | 1277781.4174 | 961560.8286 | 16315151.5233 | 16315151.5233 | 1478867.319 | 7407781.6792 | 0 | 18554493.7693 | 43756294.2909 | 177.8279 | 0.04572 | 405831.869 | 957056.4907 | 8273.4316 | 19510.8911
1 | 4600 | 707 | 0.035 | 15 | 15 | 7 | 2.3714e-13 | 5spot_SharedNeighbor | Water | Porous | Wet | R245fa | MinimizeLCOE_Brownfield | IgnoreSilica | 2019 | 1.5102 | 0.38332 | 0.022516 | 4 | 210505.9044 | 490323.684 | 4291.4476 | 9995.9115 | 129.7908 | 0 | 56.9426 | 213975.2076 | 9194.196 | 157105.6725 | 86275.4694 | 0 | 76676.2379 | 0 | 211858.4455 | 551212.2171 | 376213.6644 | 1682511.1104 | 961560.8286 | 16315151.5233 | 16315151.5233 | 1478867.319 | 7407781.6792 | 0 | 18959223.4623 | 44161023.9839 | 237.1374 | 0.090065 | 210505.9044 | 490323.684 | 4291.4476 | 9995.9115
1 | 4600 | 707 | 0.035 | 15 | 15 | 7 | 3.1623e-13 | 5spot_SharedNeighbor | Water | Porous | Wet | R245fa | MinimizeLCOE_Brownfield | IgnoreSilica | 2019 | 1.9626 | 0.55569 | 0.038886 | 4 | 125159.9961 | 287185.2662 | 2551.5558 | 5854.6601 | 137.8678 | 0 | 327.8069 | 287548.2137 | 13107.5999 | 210303.3037 | 109775.7914 | 0 | 86657.834 | 0 | 275883.1697 | 717791.4161 | 489907.3907 | 2190974.7193 | 961560.8286 | 16315151.5233 | 16315151.5233 | 1478867.319 | 7407781.6792 | 0 | 19467687.0713 | 44669487.5928 | 316.2278 | 0.15554 | 125159.9961 | 287185.2662 | 2551.5558 | 5854.6601
1 | 4600 | 707 | 0.035 | 15 | 15 | 7 | 4.217e-13 | 5spot_SharedNeighbor | Water | Porous | Wet | R245fa | MinimizeLCOE_Brownfield | IgnoreSilica | 2019 | 2.546 | 0.78679 | 0.062088 | 4 | 80927.6923 | 182403.2331 | 1649.8205 | 3718.5366 | 144.575 | 0 | 429.0036 | 377359.4082 | 18096.5162 | 276512.0778 | 141286.2807 | 0 | 97862.3032 | 0 | 355335.4686 | 924509.9999 | 630997.0717 | 2821959.1262 | 961560.8286 | 16315151.5233 | 16315151.5233 | 1478867.319 | 7407781.6792 | 0 | 20098671.4781 | 45300471.9997 | 421.6965 | 0.24835 | 80927.6923 | 182403.2331 | 1649.8205 | 3718.5366
1 | 4600 | 707 | 0.035 | 15 | 15 | 7 | 5.6234e-13 | 5spot_SharedNeighbor | Water | Porous | Wet | R245fa | MinimizeLCOE_Brownfield | IgnoreSilica | 2019 | 3.3434 | 1.1098 | 0.095191 | 4 | 54937.0823 | 121124.8846 | 1119.9667 | 2469.2946 | 150.3117 | 0 | 573.9689 | 491326.7393 | 24615.2642 | 362749.5694 | 184376.097 | 0 | 112567.8722 | 0 | 458497.8614 | 1192917.3846 | 814190.627 | 3641241.4151 | 961560.8286 | 16315151.5233 | 16315151.5233 | 1478867.319 | 7407781.6792 | 0 | 20917953.7671 | 46119754.2886 | 562.3413 | 0.38076 | 54937.0823 | 121124.8846 | 1119.9667 | 2469.2946
1 | 4600 | 707 | 0.035 | 15 | 15 | 7 | 7.4989e-13 | 5spot_SharedNeighbor | Water | Porous | Wet | R245fa | MinimizeLCOE_Brownfield | IgnoreSilica | 2019 | 4.399 | 1.5464 | 0.14112 | 4 | 38893.304 | 83539.9443 | 792.8926 | 1703.0748 | 154.9333 | 0 | 91.7928 | 631713.8828 | 32861.0517 | 471515.4431 | 243835.7694 | 0 | 130278.9343 | 0 | 588979.9817 | 1532405.096 | 1045897.9658 | 4677488.1249 | 961560.8286 | 16315151.5233 | 16315151.5233 | 1478867.319 | 7407781.6792 | 0 | 21954200.4769 | 47156000.9984 | 749.8942 | 0.56447 | 38893.304 | 83539.9443 | 792.8926 | 1703.0748
1 | 4600 | 707 | 0.035 | 15 | 15 | 7 | 1e-12 | 5spot_SharedNeighbor | Water | Porous | Wet | R245fa | MinimizeLCOE_Brownfield | IgnoreSilica | 2019 | 5.7757 | 2.1198 | 0.20234 | 4 | 28688.2714 | 59825.5214 | 584.8492 | 1219.6242 | 158.5449 | 0 | 96.4387 | 799318.9161 | 42808.9684 | 605394.9652 | 320457.9947 | 0 | 150796.239 | 0 | 748323.0625 | 1946983.1065 | 1328855.9767 | 5942939.2291 | 961560.8286 | 16315151.5233 | 16315151.5233 | 1478867.319 | 7407781.6792 | 0 | 23219651.581 | 48421452.1026 | 1000 | 0.80938 | 28688.2714 | 59825.5214 | 584.8492 | 1219.6242
1 | 4600 | 707 | 0.035 | 15 | 15 | 7 | 1.3335e-12 | 5spot_SharedNeighbor | Water | Porous | Wet | R245fa | MinimizeLCOE_Brownfield | IgnoreSilica | 2019 | 7.6394 | 2.8968 | 0.28529 | 4 | 21756.8889 | 43841.0589 | 443.5436 | 893.7593 | 161.3279 | 0 | 92.4463 | 1006068.0592 | 55116.5317 | 775785.949 | 424061.5284 | 0 | 177129.5159 | 0 | 950883.0179 | 2474002.5596 | 1688557.5826 | 7551604.7443 | 961560.8286 | 16315151.5233 | 16315151.5233 | 1478867.319 | 7407781.6792 | 0 | 24828317.0963 | 50030117.6178 | 1333.5214 | 1.1412 | 21756.8889 | 43841.0589 | 443.5436 | 893.7593
1 | 4600 | 707 | 0.035 | 15 | 15 | 7 | 1.7783e-12 | 5spot_SharedNeighbor | Water | Porous | Wet | R245fa | MinimizeLCOE_Brownfield | IgnoreSilica | 2019 | 10.1064 | 3.9375 | 0.39792 | 4 | 16865.7888 | 32699.3897 | 343.8319 | 666.6213 | 163.7233 | 0 | 105.638 | 1259697.0382 | 70339.7656 | 990204.918 | 560546.9529 | 0 | 208395.3856 | 0 | 1204781.7835 | 3134595.066 | 2139425.542 | 9567986.4518 | 961560.8286 | 16315151.5233 | 16315151.5233 | 1478867.319 | 7407781.6792 | 0 | 26844698.8038 | 52046499.3253 | 1778.2794 | 1.5917 | 16865.7888 | 32699.3897 | 343.8319 | 666.6213
1 | 4600 | 707 | 0.035 | 15 | 15 | 7 | 2.3714e-12 | 5spot_SharedNeighbor | Water | Porous | Wet | R245fa | MinimizeLCOE_Brownfield | IgnoreSilica | 2019 | 13.3764 | 5.3143 | 0.54706 | 4 | 13416.1894 | 24933.1197 | 273.5072 | 508.2954 | 165.4578 | 0 | 86.0109 | 1566210.1329 | 88687.2276 | 1257198.0613 | 742050.5326 | 0 | 246445.6652 | 0 | 1521230.7316 | 3957930.3163 | 2701368.7682 | 12081121.4356 | 961560.8286 | 16315151.5233 | 16315151.5233 | 1478867.319 | 7407781.6792 | 0 | 29357833.7875 | 54559634.3091 | 2371.3737 | 2.1882 | 13416.1894 | 24933.1197 | 273.5072 | 508.2954
1 | 4600 | 707 | 0.035 | 15 | 15 | 7 | 3.1623e-12 | 5spot_SharedNeighbor | Water | Porous | Wet | R245fa | MinimizeLCOE_Brownfield | IgnoreSilica | 2019 | 17.7099 | 7.1463 | 0.74647 | 4 | 10892.8409 | 19333.1927 | 222.0653 | 394.1333 | 166.7872 | 0 | 109.9268 | 1940555.7011 | 111119.9903 | 1591876.7472 | 986810.685 | 0 | 292677.1461 | 0 | 1919985.7052 | 4995408.9617 | 3409469.2617 | 15247904.1983 | 961560.8286 | 16315151.5233 | 16315151.5233 | 1478867.319 | 7407781.6792 | 0 | 32524616.5503 | 57726417.0718 | 3162.2777 | 2.9859 | 10892.8409 | 19333.1927 | 222.0653 | 394.1333
1 | 4600 | 707 | 0.035 | 15 | 15 | 7 | 4.217e-12 | 5spot_SharedNeighbor | Water | Porous | Wet | R245fa | MinimizeLCOE_Brownfield | IgnoreSilica | 2019 | 23.471 | 9.582 | 1.0116 | 4 | 9020.6797 | 15248.6507 | 183.8988 | 310.8644 | 167.8054 | 0 | 112.264 | 2397020.2392 | 138366.0539 | 2011388.667 | 1311301.009 | 0 | 349334.9199 | 0 | 2420890.2467 | 6298659.8291 | 4298964.7579 | 19225925.7228 | 961560.8286 | 16315151.5233 | 16315151.5233 | 1478867.319 | 7407781.6792 | 0 | 36502638.0747 | 61704438.5963 | 4216.965 | 4.0466 | 9020.6797 | 15248.6507 | 183.8988 | 310.8644
1 | 4600 | 707 | 0.035 | 15 | 15 | 7 | 5.6234e-12 | 5spot_SharedNeighbor | Water | Porous | Wet | R245fa | MinimizeLCOE_Brownfield | IgnoreSilica | 2019 | 31.081 | 12.8 | 1.3618 | 4 | 7614.1972 | 12240.8583 | 155.2257 | 249.5465 | 168.5795 | 0 | 122.7114 | 2950631.3414 | 171216.6108 | 2534373.0532 | 1738469.5179 | 0 | 418180.1314 | 0 | 3047019.5553 | 7927719.8533 | 5410831.6982 | 24198441.7614 | 961560.8286 | 16315151.5233 | 16315151.5233 | 1478867.319 | 7407781.6792 | 0 | 41475154.1134 | 66676954.6349 | 5623.4133 | 5.4471 | 7614.1972 | 12240.8583 | 155.2257 | 249.5465
1 | 4600 | 707 | 0.035 | 15 | 15 | 7 | 7.4989e-12 | 5spot_SharedNeighbor | Water | Porous | Wet | R245fa | MinimizeLCOE_Brownfield | IgnoreSilica | 2019 | 41.0226 | 17.0049 | 1.8197 | 4 | 6545.6722 | 10007.9612 | 133.4424 | 204.0258 | 169.1619 | 0 | 114.2309 | 3616592.9711 | 210587.6165 | 3179681.5369 | 2297518.7135 | 0 | 500711.3175 | 0 | 3823985.9406 | 9949227.0102 | 6790551.8706 | 30368856.977 | 961560.8286 | 16315151.5233 | 16315151.5233 | 1478867.319 | 7407781.6792 | 0 | 47645569.3289 | 72847369.8505 | 7498.9421 | 7.2789 | 6545.6722 | 10007.9612 | 133.4424 | 204.0258
1 | 4600 | 707 | 0.035 | 15 | 15 | 7 | 1e-11 | 5spot_SharedNeighbor | Water | Porous | Wet | R245fa | MinimizeLCOE_Brownfield | IgnoreSilica | 2019 | 53.8802 | 22.4369 | 2.4113 | 4 | 5727.6696 | 8340.5854 | 116.7663 | 170.0341 | 169.575 | 0 | 97.8299 | 4410503.0215 | 257371.8779 | 3967813.255 | 3023110.5686 | 0 | 599532.7917 | 0 | 4780749.2907 | 12438528.9879 | 8489551.6205 | 37967161.4137 | 961560.8286 | 16315151.5233 | 16315151.5233 | 1478867.319 | 7407781.6792 | 0 | 55243873.7657 | 80445674.2872 | 10000 | 9.6451 | 5727.6696 | 8340.5854 | 116.7663 | 170.0341
1 | 4600 | 707 | 0.035 | 15 | 15 | 7 | 1.3335e-11 | 5spot_SharedNeighbor | Water | Porous | Wet | R245fa | MinimizeLCOE_Brownfield | IgnoreSilica | 2019 | 70.1166 | 29.2597 | 3.1493 | 4 | 5108.0186 | 7108.5979 | 104.1339 | 144.9184 | 169.7642 | 0 | 107.4899 | 5329926.7354 | 310871.8168 | 4906038.5926 | 3934749.6712 | 0 | 715839.6071 | 0 | 5926996.305 | 15420828.5916 | 10525032.3801 | 47070283.6999 | 961560.8286 | 16315151.5233 | 16315151.5233 | 1478867.319 | 7407781.6792 | 0 | 64346996.0519 | 89548796.5734 | 13335.2143 | 12.5973 | 5108.0186 | 7108.5979 | 104.1339 | 144.9184
1 | 4600 | 707 | 0.035 | 15 | 15 | 7 | 1.7783e-11 | 5spot_SharedNeighbor | Water | Porous | Wet | R245fa | MinimizeLCOE_Brownfield | IgnoreSilica | 2019 | 89.9025 | 37.4503 | 4.0204 | 4 | 4651.4368 | 6218.5706 | 94.8258 | 126.774 | 169.6061 | 0 | 134.2419 | 6347137.842 | 368570.0671 | 5977705.5765 | 5029809.9242 | 0 | 849742.4108 | 0 | 7243456.6701 | 18845988.4182 | 12862774.3418 | 57525185.2507 | 961560.8286 | 16315151.5233 | 16315151.5233 | 1478867.319 | 7407781.6792 | 0 | 74801897.6027 | 100003698.1242 | 17782.7941 | 16.0815 | 4651.4368 | 6218.5706 | 94.8258 | 126.774
1 | 4600 | 707 | 0.035 | 15 | 15 | 7 | 2.3714e-11 | 5spot_SharedNeighbor | Water | Porous | Wet | R245fa | MinimizeLCOE_Brownfield | IgnoreSilica | 2019 | 112.8474 | 46.6901 | 4.9715 | 4 | 4331.1854 | 5598.4909 | 88.2971 | 114.1328 | 168.9908 | 0 | 125.5835 | 7403909.0319 | 425907.2142 | 7134499.9347 | 6267047.3414 | 0 | 999233.7307 | 0 | 8669932.9286 | 22557387.0325 | 15395880.1576 | 68853797.3717 | 961560.8286 | 16315151.5233 | 16315151.5233 | 1478867.319 | 7407781.6792 | 0 | 86130509.7237 | 111332310.2452 | 23713.7371 | 19.8861 | 4331.1854 | 5598.4909 | 88.2971 | 114.1328
1 | 4600 | 707 | 0.035 | 15 | 15 | 7 | 3.1623e-11 | 5spot_SharedNeighbor | Water | Porous | Wet | R245fa | MinimizeLCOE_Brownfield | IgnoreSilica | 2019 | 123.748 | 50.9508 | 5.5384 | 4 | 4102.0267 | 5239.6276 | 83.6254 | 106.8169 | 168.5587 | 0 | 174.8646 | 7865489.2609 | 450179.5353 | 7652970.4744 | 6848872.5809 | 0 | 944632.8435 | 0 | 9267236.431 | 24111448.222 | 16456558.8522 | 73597388.2001 | 961560.8286 | 16315151.5233 | 16315151.5233 | 1478867.319 | 7407781.6792 | 0 | 90874100.5521 | 116075901.0736 | 31622.7766 | 22.1535 | 4102.0267 | 5239.6276 | 83.6254 | 106.8169
1 | 4600 | 707 | 0.035 | 15 | 15 | 7 | 4.217e-11 | 5spot_SharedNeighbor | Water | Porous | Wet | R245fa | MinimizeLCOE_Brownfield | IgnoreSilica | 2019 | 132.9527 | 54.4804 | 6.0292 | 4 | 3925.787 | 4970.7803 | 80.0325 | 101.3361 | 168.1338 | 0 | 217.3335 | 8235938.3225 | 469145.55 | 8076538.8413 | 7334717.8439 | 0 | 873653.4289 | 0 | 9746097.6548 | 25357346.8982 | 17306910.2994 | 77400348.8391 | 961560.8286 | 16315151.5233 | 16315151.5233 | 1478867.319 | 7407781.6792 | 0 | 94677061.191 | 119878861.7126 | 42169.6503 | 24.1167 | 3925.787 | 4970.7803 | 80.0325 | 101.3361
1 | 4600 | 707 | 0.035 | 15 | 15 | 7 | 5.6234e-11 | 5spot_SharedNeighbor | Water | Porous | Wet | R245fa | MinimizeLCOE_Brownfield | IgnoreSilica | 2019 | 143.7024 | 58.5625 | 6.5445 | 4 | 3787.6408 | 4750.3502 | 77.2162 | 96.8423 | 167.6509 | 0 | 247.0715 | 8653883.3301 | 490256.5628 | 8560005.5948 | 7894658.0202 | 0 | 836269.704 | 0 | 10309678.5527 | 26823668.7882 | 18307705.1192 | 81876125.6721 | 961560.8286 | 16315151.5233 | 16315151.5233 | 1478867.319 | 7407781.6792 | 0 | 99152838.024 | 124354638.5456 | 56234.1325 | 26.178 | 3787.6408 | 4750.3502 | 77.2162 | 96.8423
1 | 4600 | 707 | 0.035 | 15 | 15 | 7 | 7.4989e-11 | 5spot_SharedNeighbor | Water | Porous | Wet | R245fa | MinimizeLCOE_Brownfield | IgnoreSilica | 2019 | 150.7009 | 61.1837 | 6.917 | 4 | 3681.4965 | 4592.364 | 75.0523 | 93.6216 | 167.3206 | 0 | 247.1073 | 8915913.5639 | 503226.1017 | 8867227.0228 | 8254725.2783 | 0 | 767810.6942 | 0 | 10650472.0377 | 27710343.53 | 18912878.8499 | 84582597.0785 | 961560.8286 | 16315151.5233 | 16315151.5233 | 1478867.319 | 7407781.6792 | 0 | 101859309.4305 | 127061109.952 | 74989.4209 | 27.6679 | 3681.4965 | 4592.364 | 75.0523 | 93.6216
1 | 4600 | 707 | 0.035 | 15 | 15 | 7 | 1e-10 | 5spot_SharedNeighbor | Water | Porous | Wet | R245fa | MinimizeLCOE_Brownfield | IgnoreSilica | 2019 | 156.2575 | 63.2426 | 7.217 | 4 | 3600.3465 | 4473.3438 | 73.3979 | 91.1952 | 167.0464 | 0 | 279.8886 | 9118284.7168 | 513081.2111 | 9106911.0054 | 8538526.4267 | 0 | 702361.5853 | 0 | 10911874.3286 | 28390458.6699 | 19377071.4078 | 86658569.3514 | 961560.8286 | 16315151.5233 | 16315151.5233 | 1478867.319 | 7407781.6792 | 0 | 103935281.7034 | 129137082.2249 | 100000 | 28.8681 | 3600.3465 | 4473.3438 | 73.3979 | 91.1952
1 | 4600 | 707 | 0.035 | 15 | 15 | 7 | 1.3335e-10 | 5spot_SharedNeighbor | Water | Porous | Wet | R245fa | MinimizeLCOE_Brownfield | IgnoreSilica | 2019 | 160.7398 | 64.8851 | 7.4583 | 4 | 3538.4504 | 4383.2081 | 72.1361 | 89.3576 | 166.8178 | 0 | 259.0263 | 9277590.714 | 520735.8458 | 9297130.0347 | 8764568.4617 | 0 | 644738.2473 | 0 | 11116857.6883 | 28923783.324 | 19741076.443 | 88286480.7588 | 961560.8286 | 16315151.5233 | 16315151.5233 | 1478867.319 | 7407781.6792 | 0 | 105563193.1107 | 130764993.6323 | 133352.1432 | 29.8332 | 3538.4504 | 4383.2081 | 72.1361 | 89.3576
1 | 4600 | 707 | 0.035 | 15 | 15 | 7 | 1.7783e-10 | 5spot_SharedNeighbor | Water | Porous | Wet | R245fa | MinimizeLCOE_Brownfield | IgnoreSilica | 2019 | 164.0844 | 66.101 | 7.6428 | 4 | 3491.3737 | 4315.741 | 71.1764 | 87.9822 | 166.6428 | 0 | 296.3063 | 9394308.7383 | 526281.8668 | 9437413.7079 | 8932054.6142 | 0 | 593065.7923 | 0 | 11264418.6406 | 29307706.6529 | 20003112.0037 | 89458362.0168 | 961560.8286 | 16315151.5233 | 16315151.5233 | 1478867.319 | 7407781.6792 | 0 | 106735074.3687 | 131936874.8903 | 177827.941 | 30.5711 | 3491.3737 | 4315.741 | 71.1764 | 87.9822
1 | 4600 | 707 | 0.035 | 15 | 15 | 7 | 2.3714e-10 | 5spot_SharedNeighbor | Water | Porous | Wet | R245fa | MinimizeLCOE_Brownfield | IgnoreSilica | 2019 | 166.6667 | 67.0347 | 7.7859 | 4 | 3455.648 | 4264.8629 | 70.4481 | 86.945 | 166.5055 | 0 | 252.0071 | 9483249.6952 | 530472.5126 | 9544839.2195 | 9060867.3303 | 0 | 549743.1538 | 0 | 11375977.0455 | 29597958.7385 | 20201215.0163 | 90344322.7117 | 961560.8286 | 16315151.5233 | 16315151.5233 | 1478867.319 | 7407781.6792 | 0 | 107621035.0636 | 132822835.5852 | 237137.3706 | 31.1435 | 3455.648 | 4264.8629 | 70.4481 | 86.945
1 | 4600 | 707 | 0.035 | 15 | 15 | 7 | 3.1623e-10 | 5spot_SharedNeighbor | Water | Porous | Wet | R245fa | MinimizeLCOE_Brownfield | IgnoreSilica | 2019 | 168.5692 | 67.7198 | 7.8936 | 4 | 3428.5888 | 4226.7625 | 69.8964 | 86.1683 | 166.403 | 0 | 246.7834 | 9548126.8357 | 533509.3743 | 9623495.5277 | 9155490.8585 | 0 | 513361.5853 | 0 | 11455853.8308 | 29805781.7489 | 20343058.4912 | 90978678.2524 | 961560.8286 | 16315151.5233 | 16315151.5233 | 1478867.319 | 7407781.6792 | 0 | 108255390.6043 | 133457191.1259 | 316227.766 | 31.5743 | 3428.5888 | 4226.7625 | 69.8964 | 86.1683
1 | 4600 | 707 | 0.035 | 15 | 15 | 7 | 4.217e-10 | 5spot_SharedNeighbor | Water | Porous | Wet | R245fa | MinimizeLCOE_Brownfield | IgnoreSilica | 2019 | 169.9823 | 68.2269 | 7.9747 | 4 | 3408.1292 | 4198.1803 | 69.4793 | 85.5856 | 166.3261 | 0 | 279.3245 | 9595946.8946 | 535736.3851 | 9681639.1872 | 9225606.6122 | 0 | 483690.3361 | 0 | 11513821.572 | 29956601.9207 | 20445996.3575 | 91439039.2654 | 961560.8286 | 16315151.5233 | 16315151.5233 | 1478867.319 | 7407781.6792 | 0 | 108715751.6174 | 133917552.1389 | 421696.5034 | 31.899 | 3408.1292 | 4198.1803 | 69.4793 | 85.5856
1 | 4600 | 707 | 0.035 | 15 | 15 | 7 | 5.6234e-10 | 5spot_SharedNeighbor | Water | Porous | Wet | R245fa | MinimizeLCOE_Brownfield | IgnoreSilica | 2019 | 171.0272 | 68.6011 | 8.0356 | 4 | 3392.6818 | 4176.7486 | 69.1644 | 85.1487 | 166.2688 | 0 | 283.0239 | 9631110.4583 | 537367.6464 | 9724486.4278 | 9277368.689 | 0 | 459874.3211 | 0 | 11555780.9416 | 30065771.5936 | 20520506.9024 | 91772266.9803 | 961560.8286 | 16315151.5233 | 16315151.5233 | 1478867.319 | 7407781.6792 | 0 | 109048979.3323 | 134250779.8538 | 562341.3252 | 32.1424 | 3392.6818 | 4176.7486 | 69.1644 | 85.1487
1 | 4600 | 707 | 0.035 | 15 | 15 | 7 | 7.4989e-10 | 5spot_SharedNeighbor | Water | Porous | Wet | R245fa | MinimizeLCOE_Brownfield | IgnoreSilica | 2019 | 171.8017 | 68.878 | 8.0812 | 4 | 3381.0332 | 4160.6734 | 68.9269 | 84.821 | 166.2261 | 0 | 288.8421 | 9657067.3588 | 538568.3126 | 9756166.1752 | 9315690.3127 | 0 | 441049.91 | 0 | 11586331.407 | 30145257.6377 | 20574757.7608 | 92014888.8749 | 961560.8286 | 16315151.5233 | 16315151.5233 | 1478867.319 | 7407781.6792 | 0 | 109291601.2269 | 134493401.7484 | 749894.2093 | 32.3249 | 3381.0332 | 4160.6734 | 68.9269 | 84.821
1 | 4600 | 707 | 0.035 | 15 | 15 | 7 | 1e-09 | 5spot_SharedNeighbor | Water | Porous | Wet | R245fa | MinimizeLCOE_Brownfield | IgnoreSilica | 2019 | 172.3741 | 69.0822 | 8.1153 | 4 | 3372.2587 | 4148.6233 | 68.7481 | 84.5753 | 166.1945 | 0 | 278.1764 | 9676186.9368 | 539450.7738 | 9779529.2967 | 9343979.3313 | 0 | 426312.4772 | 0 | 11608528.9382 | 30203011.0604 | 20614175.6586 | 92191174.473 | 961560.8286 | 16315151.5233 | 16315151.5233 | 1478867.319 | 7407781.6792 | 0 | 109467886.8249 | 134669687.3465 | 1000000 | 32.4613 | 3372.2587 | 4148.6233 | 68.7481 | 84.5753
1 | 4600 | 707 | 0.035 | 15 | 15 | 7 | 1.3335e-09 | 5spot_SharedNeighbor | Water | Porous | Wet | R245fa | MinimizeLCOE_Brownfield | IgnoreSilica | 2019 | 172.8003 | 69.2342 | 8.1409 | 4 | 3365.6552 | 4139.5824 | 68.6134 | 84.391 | 166.1708 | 0 | 300.9604 | 9690391.2907 | 540105.3114 | 9796901.7483 | 9365029.8257 | 0 | 414912.6828 | 0 | 11624862.935 | 30245508.7696 | 20643181.2183 | 92320893.7818 | 961560.8286 | 16315151.5233 | 16315151.5233 | 1478867.319 | 7407781.6792 | 0 | 109597606.1337 | 134799406.6553 | 1333521.4322 | 32.5635 | 3365.6552 | 4139.5824 | 68.6134 | 84.391
1 | 4600 | 707 | 0.035 | 15 | 15 | 7 | 1.7783e-09 | 5spot_SharedNeighbor | Water | Porous | Wet | R245fa | MinimizeLCOE_Brownfield | IgnoreSilica | 2019 | 173.1124 | 69.3454 | 8.1599 | 4 | 3360.6893 | 4132.8166 | 68.5122 | 84.2531 | 166.1534 | 0 | 271.0915 | 9700774.7351 | 540583.1695 | 9809609.8461 | 9380436.7725 | 0 | 406092.1393 | 0 | 11636623.6984 | 30276107.8635 | 20664065.7287 | 92414293.9532 | 961560.8286 | 16315151.5233 | 16315151.5233 | 1478867.319 | 7407781.6792 | 0 | 109691006.3051 | 134892806.8267 | 1778279.41 | 32.6394 | 3360.6893 | 4132.8166 | 68.5122 | 84.2531
1 | 4600 | 707 | 0.035 | 15 | 15 | 7 | 2.3714e-09 | 5spot_SharedNeighbor | Water | Porous | Wet | R245fa | MinimizeLCOE_Brownfield | IgnoreSilica | 2019 | 173.3339 | 69.4243 | 8.1737 | 4 | 3356.9572 | 4127.775 | 68.4361 | 84.1503 | 166.1411 | 0 | 303.7863 | 9708133.9908 | 540921.4813 | 9818621.7646 | 9391366.9905 | 0 | 399224.3766 | 0 | 11644724.7555 | 30297185.1523 | 20678451.4113 | 92478629.923 | 961560.8286 | 16315151.5233 | 16315151.5233 | 1478867.319 | 7407781.6792 | 0 | 109755342.2749 | 134957142.7965 | 2371373.7057 | 32.6949 | 3356.9572 | 4127.775 | 68.4361 | 84.1503
1 | 4600 | 707 | 0.035 | 15 | 15 | 7 | 3.1623e-09 | 5spot_SharedNeighbor | Water | Porous | Wet | R245fa | MinimizeLCOE_Brownfield | IgnoreSilica | 2019 | 173.4996 | 69.4833 | 8.1841 | 4 | 3354.1538 | 4123.9921 | 68.379 | 84.0732 | 166.1318 | 0 | 282.8388 | 9713636.3777 | 541174.2695 | 9825362.1711 | 9399544.4708 | 0 | 394006.7564 | 0 | 11650752.3777 | 30312867.789 | 20689155.1331 | 92526499.3453 | 961560.8286 | 16315151.5233 | 16315151.5233 | 1478867.319 | 7407781.6792 | 0 | 109803211.6973 | 135005012.2189 | 3162277.6602 | 32.7365 | 3354.1538 | 4123.9921 | 68.379 | 84.0732
1 | 4600 | 707 | 0.035 | 15 | 15 | 7 | 4.217e-09 | 5spot_SharedNeighbor | Water | Porous | Wet | R245fa | MinimizeLCOE_Brownfield | IgnoreSilica | 2019 | 173.6387 | 69.5328 | 8.1924 | 4 | 3352.0488 | 4121.1096 | 68.336 | 84.0144 | 166.1241 | 0 | 288.8243 | 9718251.8485 | 541386.3061 | 9831016.6176 | 9406405.7052 | 0 | 390228.2901 | 0 | 11656042.6193 | 30326631.9124 | 20698549.4302 | 92568512.7293 | 961560.8286 | 16315151.5233 | 16315151.5233 | 1478867.319 | 7407781.6792 | 0 | 109845225.0813 | 135047025.6028 | 4216965.0343 | 32.7696 | 3352.0488 | 4121.1096 | 68.336 | 84.0144
1 | 4600 | 707 | 0.035 | 15 | 15 | 7 | 5.6234e-09 | 5spot_SharedNeighbor | Water | Porous | Wet | R245fa | MinimizeLCOE_Brownfield | IgnoreSilica | 2019 | 173.7313 | 69.5658 | 8.1982 | 4 | 3350.4686 | 4118.9817 | 68.3038 | 83.971 | 166.1189 | 0 | 288.8571 | 9721321.9474 | 541527.225 | 9834779.31 | 9410972.3909 | 0 | 387238.8113 | 0 | 11659377.477 | 30335308.528 | 20704471.3986 | 92594997.0882 | 961560.8286 | 16315151.5233 | 16315151.5233 | 1478867.319 | 7407781.6792 | 0 | 109871709.4401 | 135073509.9617 | 5623413.2519 | 32.7929 | 3350.4686 | 4118.9817 | 68.3038 | 83.971
1 | 4600 | 707 | 0.035 | 15 | 15 | 7 | 7.4989e-09 | 5spot_SharedNeighbor | Water | Porous | Wet | R245fa | MinimizeLCOE_Brownfield | IgnoreSilica | 2019 | 173.7897 | 69.5865 | 8.2023 | 4 | 3349.2828 | 4117.4181 | 68.2797 | 83.9391 | 166.1156 | 0 | 276.2655 | 9723253.9973 | 541615.8103 | 9837148.3059 | 9413848.0951 | 0 | 384856.4551 | 0 | 11661281.8389 | 30340263.2869 | 20707853.1234 | 92610120.9128 | 961560.8286 | 16315151.5233 | 16315151.5233 | 1478867.319 | 7407781.6792 | 0 | 109886833.2648 | 135088633.7864 | 7498942.0933 | 32.8091 | 3349.2828 | 4117.4181 | 68.2797 | 83.9391
1 | 4600 | 707 | 0.035 | 15 | 15 | 7 | 1e-08 | 5spot_SharedNeighbor | Water | Porous | Wet | R245fa | MinimizeLCOE_Brownfield | IgnoreSilica | 2019 | 173.848 | 69.6073 | 8.2058 | 4 | 3348.3931 | 4116.2022 | 68.2615 | 83.9143 | 166.1123 | 0 | 290.445 | 9725187.7794 | 541704.5753 | 9839518.4668 | 9416725.1429 | 0 | 383232.0533 | 0 | 11663483.5269 | 30345991.6277 | 20711762.8336 | 92627606.006 | 961560.8286 | 16315151.5233 | 16315151.5233 | 1478867.319 | 7407781.6792 | 0 | 109904318.358 | 135106118.8795 | 10000000 | 32.823 | 3348.3931 | 4116.2022 | 68.2615 | 83.9143
1 | 4700 | 707 | 0.035 | 15 | 15 | 7 | 1e-13 | 5spot_SharedNeighbor | Water | Porous | Wet | R245fa | MinimizeLCOE_Brownfield | IgnoreSilica | 2019 | 0 | 0 | 0 | 0 |  |  |  |  | 15 |  | 25.7509 | [19 empty] | 100 | 0
1 | 4700 | 707 | 0.035 | 15 | 15 | 7 | 1.3335e-13 | 5spot_SharedNeighbor | Water | Porous | Wet | R245fa | MinimizeLCOE_Brownfield | IgnoreSilica | 2019 | 0.92292 | 0.18033 | 0.0054595 | 4 | 859071.9565 | 2043600.5031 | 17513.3438 | 41661.5604 | 112.1357 | 0 | 62.3826 | 115560.9455 | 4370.5777 | 87008.4651 | 57435.3278 | 0 | 61085.3787 | 0 | 126929.671 | 330244.967 | 225398.9758 | 1008034.3086 | 961560.8286 | 16790840.2133 | 16790840.2133 | 1478867.319 | 7598057.1552 | 0 | 18760435.3505 | 44628200.038 | 133.3521 | 0.021838 | 859071.9565 | 2043600.5031 | 17513.3438 | 41661.5604
1 | 4700 | 707 | 0.035 | 15 | 15 | 7 | 1.7783e-13 | 5spot_SharedNeighbor | Water | Porous | Wet | R245fa | MinimizeLCOE_Brownfield | IgnoreSilica | 2019 | 1.1813 | 0.26995 | 0.013017 | 4 | 366239.6886 | 863032.6317 | 7466.2914 | 17594.0875 | 122.4225 | 0 | 55.5396 | 161703.5942 | 6585.1665 | 119278.4055 | 70159.3969 | 0 | 67656.6773 | 0 | 165899.4638 | 431636.3741 | 294600.6946 | 1317519.7729 | 961560.8286 | 16790840.2133 | 16790840.2133 | 1478867.319 | 7598057.1552 | 0 | 19069920.8148 | 44937685.5023 | 177.8279 | 0.05207 | 366239.6886 | 863032.6317 | 7466.2914 | 17594.0875
1 | 4700 | 707 | 0.035 | 15 | 15 | 7 | 2.3714e-13 | 5spot_SharedNeighbor | Water | Porous | Wet | R245fa | MinimizeLCOE_Brownfield | IgnoreSilica | 2019 | 1.5491 | 0.40757 | 0.025436 | 4 | 191740.3268 | 445980.8217 | 3908.8859 | 9091.9223 | 132.3944 | 0 | 63.2014 | 226072.6864 | 9896.7672 | 164714.477 | 89104.9238 | 0 | 77251.5529 | 0 | 221145.7588 | 575375.9012 | 392705.8754 | 1756267.9426 | 961560.8286 | 16790840.2133 | 16790840.2133 | 1478867.319 | 7598057.1552 | 0 | 19508668.9845 | 45376433.6721 | 237.1374 | 0.10175 | 191740.3268 | 445980.8217 | 3908.8859 | 9091.9223
1 | 4700 | 707 | 0.035 | 15 | 15 | 7 | 3.1623e-13 | 5spot_SharedNeighbor | Water | Porous | Wet | R245fa | MinimizeLCOE_Brownfield | IgnoreSilica | 2019 | 2.0015 | 0.58631 | 0.043123 | 4 | 116114.3769 | 266078.9158 | 2367.1486 | 5424.3786 | 140.4487 | 0 | 338.2716 | 301963.5557 | 14029.4293 | 219143.0781 | 113250.8149 | 0 | 86607.2207 | 0 | 286647.6985 | 745798.5121 | 509022.8091 | 2276463.1185 | 961560.8286 | 16790840.2133 | 16790840.2133 | 1478867.319 | 7598057.1552 | 0 | 20028864.1604 | 45896628.848 | 316.2278 | 0.17249 | 116114.3769 | 266078.9158 | 2367.1486 | 5424.3786
1 | 4700 | 707 | 0.035 | 15 | 15 | 7 | 4.217e-13 | 5spot_SharedNeighbor | Water | Porous | Wet | R245fa | MinimizeLCOE_Brownfield | IgnoreSilica | 2019 | 2.6238 | 0.84162 | 0.069249 | 4 | 74799.1555 | 168186.0762 | 1524.882 | 3428.7007 | 147.549 | 0 | 443.6268 | 400455.2346 | 19634.3426 | 291258.1226 | 147351.8346 | 0 | 99127.9969 | 0 | 373552.7372 | 971907.5959 | 663346.9049 | 2966634.7693 | 961560.8286 | 16790840.2133 | 16790840.2133 | 1478867.319 | 7598057.1552 | 0 | 20719035.8112 | 46586800.4988 | 421.6965 | 0.277 | 74799.1555 | 168186.0762 | 1524.882 | 3428.7007
1 | 4700 | 707 | 0.035 | 15 | 15 | 7 | 5.6234e-13 | 5spot_SharedNeighbor | Water | Porous | Wet | R245fa | MinimizeLCOE_Brownfield | IgnoreSilica | 2019 | 3.4212 | 1.1779 | 0.10515 | 4 | 51268.7645 | 112771.1542 | 1045.1831 | 2298.9925 | 153.2244 | 0 | 592.6614 | 518596.8486 | 26604.396 | 379678.8402 | 192670.7533 | 0 | 112934.2211 | 0 | 479889.1731 | 1248573.1897 | 852176.8576 | 3811124.2798 | 961560.8286 | 16790840.2133 | 16790840.2133 | 1478867.319 | 7598057.1552 | 0 | 21563525.3217 | 47431290.0092 | 562.3413 | 0.4206 | 51268.7645 | 112771.1542 | 1045.1831 | 2298.9925
1 | 4700 | 707 | 0.035 | 15 | 15 | 7 | 7.4989e-13 | 5spot_SharedNeighbor | Water | Porous | Wet | R245fa | MinimizeLCOE_Brownfield | IgnoreSilica | 2019 | 4.5018 | 1.6402 | 0.15516 | 4 | 36485.6551 | 78164.473 | 743.8094 | 1593.4885 | 157.932 | 0 | 69.592 | 666195.9821 | 35500.2598 | 493281.238 | 253908.3288 | 0 | 130659.1451 | 0 | 616022.532 | 1602764.2646 | 1093919.5441 | 4892251.2945 | 961560.8286 | 16790840.2133 | 16790840.2133 | 1478867.319 | 7598057.1552 | 0 | 22644652.3364 | 48512417.024 | 749.8942 | 0.62065 | 36485.6551 | 78164.473 | 743.8094 | 1593.4885
1 | 4700 | 707 | 0.035 | 15 | 15 | 7 | 1e-12 | 5spot_SharedNeighbor | Water | Porous | Wet | R245fa | MinimizeLCOE_Brownfield | IgnoreSilica | 2019 | 5.907 | 2.247 | 0.22197 | 4 | 26995.6648 | 56129.9036 | 550.3431 | 1144.284 | 161.5978 | 0 | 77.8688 | 842729.5523 | 46295.2843 | 633011.4806 | 334015.2559 | 0 | 151069.3108 | 0 | 782777.1447 | 2036625.5608 | 1390038.7937 | 6216562.3831 | 961560.8286 | 16790840.2133 | 16790840.2133 | 1478867.319 | 7598057.1552 | 0 | 23968963.425 | 49836728.1126 | 1000 | 0.88788 | 26995.6648 | 56129.9036 | 550.3431 | 1144.284
1 | 4700 | 707 | 0.035 | 15 | 15 | 7 | 1.3335e-12 | 5spot_SharedNeighbor | Water | Porous | Wet | R245fa | MinimizeLCOE_Brownfield | IgnoreSilica | 2019 | 7.8025 | 3.0624 | 0.3115 | 4 | 20570.1957 | 41330.5406 | 419.3513 | 842.579 | 164.3995 | 0 | 100.2585 | 1058329.1676 | 59469.112 | 809479.9179 | 439377.9723 | 0 | 177027.8034 | 0 | 992036.7496 | 2581076.1277 | 1761637.4929 | 7878434.3434 | 961560.8286 | 16790840.2133 | 16790840.2133 | 1478867.319 | 7598057.1552 | 0 | 25630835.3853 | 51498600.0729 | 1333.5214 | 1.246 | 20570.1957 | 41330.5406 | 419.3513 | 842.579
1 | 4700 | 707 | 0.035 | 15 | 15 | 7 | 1.7783e-12 | 5spot_SharedNeighbor | Water | Porous | Wet | R245fa | MinimizeLCOE_Brownfield | IgnoreSilica | 2019 | 10.3259 | 4.1706 | 0.43564 | 4 | 15934.4983 | 30779.0357 | 324.8463 | 627.4723 | 166.8674 | 0 | 87.3277 | 1328276.2975 | 76304.4281 | 1034608.0929 | 585820.4065 | 0 | 208405.5843 | 0 | 1261031.7757 | 3280946.0071 | 2239313.0665 | 10014705.6587 | 961560.8286 | 16790840.2133 | 16790840.2133 | 1478867.319 | 7598057.1552 | 0 | 27767106.7006 | 53634871.3881 | 1778.2794 | 1.7426 | 15934.4983 | 30779.0357 | 324.8463 | 627.4723
1 | 4700 | 707 | 0.035 | 15 | 15 | 7 | 2.3714e-12 | 5spot_SharedNeighbor | Water | Porous | Wet | R245fa | MinimizeLCOE_Brownfield | IgnoreSilica | 2019 | 13.6562 | 5.6272 | 0.5988 | 4 | 12694.4222 | 23494.328 | 258.793 | 478.9637 | 168.6306 | 0 | 100.2092 | 1651884.5328 | 96382.8808 | 1313182.4739 | 777614.487 | 0 | 246193.5038 | 0 | 1593250.5725 | 4145311.1691 | 2829260.0506 | 12653079.6706 | 961560.8286 | 16790840.2133 | 16790840.2133 | 1478867.319 | 7598057.1552 | 0 | 30405480.7125 | 56273245.4 | 2371.3737 | 2.3952 | 12694.4222 | 23494.328 | 258.793 | 478.9637
1 | 4700 | 707 | 0.035 | 15 | 15 | 7 | 3.1623e-12 | 5spot_SharedNeighbor | Water | Porous | Wet | R245fa | MinimizeLCOE_Brownfield | IgnoreSilica | 2019 | 18.0996 | 7.5721 | 0.81765 | 4 | 10316.5344 | 18225.7301 | 210.3165 | 371.5562 | 169.9906 | 0 | 82.0694 | 2048863.2804 | 121117.3974 | 1663460.989 | 1036034.6924 | 0 | 292771.3479 | 0 | 2013276.6057 | 5238132.7483 | 3575133.2336 | 15988790.2948 | 961560.8286 | 16790840.2133 | 16790840.2133 | 1478867.319 | 7598057.1552 | 0 | 33741191.3367 | 59608956.0242 | 3162.2777 | 3.2706 | 10316.5344 | 18225.7301 | 210.3165 | 371.5562
1 | 4700 | 707 | 0.035 | 15 | 15 | 7 | 4.217e-12 | 5spot_SharedNeighbor | Water | Porous | Wet | R245fa | MinimizeLCOE_Brownfield | IgnoreSilica | 2019 | 23.9728 | 10.1512 | 1.1072 | 4 | 8560.0848 | 14401.1346 | 174.5089 | 293.5866 | 171.0258 | 0 | 82.2064 | 2530202.5095 | 150781.5431 | 2101605.335 | 1376199.1529 | 0 | 349210.8569 | 0 | 2538119.765 | 6603666.9885 | 4507138.4114 | 20156924.5623 | 961560.8286 | 16790840.2133 | 16790840.2133 | 1478867.319 | 7598057.1552 | 0 | 37909325.6042 | 63777090.2917 | 4216.965 | 4.4286 | 8560.0848 | 14401.1346 | 174.5089 | 293.5866
1 | 4700 | 707 | 0.035 | 15 | 15 | 7 | 5.6234e-12 | 5spot_SharedNeighbor | Water | Porous | Wet | R245fa | MinimizeLCOE_Brownfield | IgnoreSilica | 2019 | 31.707 | 13.5384 | 1.4896 | 4 | 7235.8336 | 11577.2936 | 147.5123 | 236.0188 | 171.8117 | 0 | 96.4472 | 3113425.5648 | 186914.3282 | 2644269.644 | 1826392.8728 | 0 | 417199.8773 | 0 | 3193398.892 | 8308568.8607 | 5670768.9715 | 25360939.0113 | 961560.8286 | 16790840.2133 | 16790840.2133 | 1478867.319 | 7598057.1552 | 0 | 43113340.0532 | 68981104.7407 | 5623.4133 | 5.9583 | 7235.8336 | 11577.2936 | 147.5123 | 236.0188
1 | 4700 | 707 | 0.035 | 15 | 15 | 7 | 7.4989e-12 | 5spot_SharedNeighbor | Water | Porous | Wet | R245fa | MinimizeLCOE_Brownfield | IgnoreSilica | 2019 | 41.858 | 17.9953 | 1.9909 | 4 | 6228.5751 | 9476.8779 | 126.9779 | 193.199 | 172.4058 | 0 | 110.4358 | 3817845.3482 | 230069.6616 | 3318931.43 | 2416072.5477 | 0 | 499956.8436 | 0 | 4010321.5742 | 10434034.1059 | 7121442.6752 | 31848674.1865 | 961560.8286 | 16790840.2133 | 16790840.2133 | 1478867.319 | 7598057.1552 | 0 | 49601075.2284 | 75468839.9159 | 7498.9421 | 7.9635 | 6228.5751 | 9476.8779 | 126.9779 | 193.199
1 | 4700 | 707 | 0.035 | 15 | 15 | 7 | 1e-11 | 5spot_SharedNeighbor | Water | Porous | Wet | R245fa | MinimizeLCOE_Brownfield | IgnoreSilica | 2019 | 54.9131 | 23.7253 | 2.634 | 4 | 5460.4333 | 7915.6134 | 111.3183 | 161.3705 | 172.8208 | 0 | 114.6807 | 4651870.3316 | 280719.1552 | 4139289.4152 | 3173311.0945 | 0 | 598024.976 | 0 | 5008853.8393 | 13032010.2326 | 8894614.7648 | 39778693.8093 | 961560.8286 | 16790840.2133 | 16790840.2133 | 1478867.319 | 7598057.1552 | 0 | 57531094.8512 | 83398859.5387 | 10000 | 10.536 | 5460.4333 | 7915.6134 | 111.3183 | 161.3705
1 | 4700 | 707 | 0.035 | 15 | 15 | 7 | 1.3335e-11 | 5spot_SharedNeighbor | Water | Porous | Wet | R245fa | MinimizeLCOE_Brownfield | IgnoreSilica | 2019 | 71.3905 | 30.9099 | 3.4352 | 4 | 4877.7685 | 6760.3368 | 99.4399 | 137.8186 | 172.9973 | 0 | 133.3722 | 5616822.3001 | 338611.2476 | 5114296.012 | 4124597.0241 | 0 | 713781.6933 | 0 | 6204162.228 | 16141957.4687 | 11017217.6564 | 49271445.6302 | 961560.8286 | 16790840.2133 | 16790840.2133 | 1478867.319 | 7598057.1552 | 0 | 67023846.6721 | 92891611.3596 | 13335.2143 | 13.7407 | 4877.7685 | 6760.3368 | 99.4399 | 137.8186
1 | 4700 | 707 | 0.035 | 15 | 15 | 7 | 1.7783e-11 | 5spot_SharedNeighbor | Water | Porous | Wet | R245fa | MinimizeLCOE_Brownfield | IgnoreSilica | 2019 | 91.3905 | 39.4779 | 4.3763 | 4 | 4448.7543 | 5926.4824 | 90.6939 | 120.8194 | 172.8049 | 0 | 140.917 | 6679170.0115 | 400848.9552 | 6220764.3844 | 5264541.0921 | 0 | 846534.0159 | 0 | 7570624.799 | 19697212.7784 | 13443752.4585 | 60123448.4949 | 961560.8286 | 16790840.2133 | 16790840.2133 | 1478867.319 | 7598057.1552 | 0 | 77875849.5368 | 103743614.2243 | 17782.7941 | 17.5051 | 4448.7543 | 5926.4824 | 90.6939 | 120.8194
1 | 4700 | 707 | 0.035 | 15 | 15 | 7 | 2.3714e-11 | 5spot_SharedNeighbor | Water | Porous | Wet | R245fa | MinimizeLCOE_Brownfield | IgnoreSilica | 2019 | 114.4721 | 49.056 | 5.3986 | 4 | 4147.9813 | 5345.8653 | 84.5622 | 108.9827 | 172.1369 | 0 | 132.3256 | 7776438.2143 | 462586.203 | 7404588.7481 | 6550890.1534 | 0 | 994228.3437 | 0 | 9043605.3484 | 23529606.0179 | 16059439.5923 | 71821382.6211 | 961560.8286 | 16790840.2133 | 16790840.2133 | 1478867.319 | 7598057.1552 | 0 | 89573783.663 | 115441548.3505 | 23713.7371 | 21.5945 | 4147.9813 | 5345.8653 | 84.5622 | 108.9827
1 | 4700 | 707 | 0.035 | 15 | 15 | 7 | 3.1623e-11 | 5spot_SharedNeighbor | Water | Porous | Wet | R245fa | MinimizeLCOE_Brownfield | IgnoreSilica | 2019 | 126.7519 | 54.0073 | 6.0351 | 4 | 3939.2954 | 5010.8586 | 80.3079 | 102.1531 | 171.6151 | 0 | 131.7366 | 8307991.6996 | 490709.2159 | 7999926.1862 | 7214753.6073 | 0 | 958109.7035 | 0 | 9738881.2609 | 25338571.3215 | 17294095.5825 | 77343038.5774 | 961560.8286 | 16790840.2133 | 16790840.2133 | 1478867.319 | 7598057.1552 | 0 | 95095439.6193 | 120963204.3068 | 31622.7766 | 24.1402 | 3939.2954 | 5010.8586 | 80.3079 | 102.1531
1 | 4700 | 707 | 0.035 | 15 | 15 | 7 | 4.217e-11 | 5spot_SharedNeighbor | Water | Porous | Wet | R245fa | MinimizeLCOE_Brownfield | IgnoreSilica | 2019 | 138.3977 | 58.6245 | 6.6252 | 4 | 3778.3184 | 4754.4365 | 77.0261 | 96.9256 | 171.0592 | 0 | 207.8125 | 8784300.4443 | 514856.5907 | 8546501.1918 | 7832553.5843 | 0 | 918093.0828 | 0 | 10372558.9086 | 26987270.5757 | 18419366.7009 | 82375501.079 | 961560.8286 | 16790840.2133 | 16790840.2133 | 1478867.319 | 7598057.1552 | 0 | 100127902.1209 | 125995666.8084 | 42169.6503 | 26.5007 | 3778.3184 | 4754.4365 | 77.0261 | 96.9256
1 | 4700 | 707 | 0.035 | 15 | 15 | 7 | 5.6234e-11 | 5spot_SharedNeighbor | Water | Porous | Wet | R245fa | MinimizeLCOE_Brownfield | IgnoreSilica | 2019 | 147.0593 | 61.9997 | 7.0974 | 4 | 3651.8977 | 4563.0629 | 74.4489 | 93.0242 | 170.6512 | 0 | 236.3228 | 9126911.5035 | 532422.6582 | 8940421.9608 | 8291771.546 | 0 | 850506.6823 | 0 | 10819393.3968 | 28149842.2557 | 19212845.7609 | 85924115.7642 | 961560.8286 | 16790840.2133 | 16790840.2133 | 1478867.319 | 7598057.1552 | 0 | 103676516.8062 | 129544281.4937 | 56234.1325 | 28.3898 | 3651.8977 | 4563.0629 | 74.4489 | 93.0242
1 | 4700 | 707 | 0.035 | 15 | 15 | 7 | 7.4989e-11 | 5spot_SharedNeighbor | Water | Porous | Wet | R245fa | MinimizeLCOE_Brownfield | IgnoreSilica | 2019 | 153.7755 | 64.577 | 7.4758 | 4 | 3554.9313 | 4419.9866 | 72.4721 | 90.1074 | 170.3155 | 0 | 241.4112 | 9383560.2062 | 545378.8 | 9238573.3347 | 8645017.0098 | 0 | 777565.9222 | 0 | 11150137.1564 | 29010369.6734 | 19800173.4056 | 88550775.5083 | 961560.8286 | 16790840.2133 | 16790840.2133 | 1478867.319 | 7598057.1552 | 0 | 106303176.5502 | 132170941.2377 | 74989.4209 | 29.903 | 3554.9313 | 4419.9866 | 72.4721 | 90.1074
1 | 4700 | 707 | 0.035 | 15 | 15 | 7 | 1e-10 | 5spot_SharedNeighbor | Water | Porous | Wet | R245fa | MinimizeLCOE_Brownfield | IgnoreSilica | 2019 | 159.1493 | 66.6159 | 7.781 | 4 | 3480.8302 | 4311.9488 | 70.9614 | 87.9049 | 170.0353 | 0 | 253.6823 | 9583381.2467 | 555298.9835 | 9472970.7021 | 8925657.7978 | 0 | 709596.3606 | 0 | 11406292.9854 | 29676834.5955 | 20255049.4094 | 90585082.0809 | 961560.8286 | 16790840.2133 | 16790840.2133 | 1478867.319 | 7598057.1552 | 0 | 108337483.1229 | 134205247.8104 | 100000 | 31.124 | 3480.8302 | 4311.9488 | 70.9614 | 87.9049
1 | 4700 | 707 | 0.035 | 15 | 15 | 7 | 1.3335e-10 | 5spot_SharedNeighbor | Water | Porous | Wet | R245fa | MinimizeLCOE_Brownfield | IgnoreSilica | 2019 | 163.1829 | 68.1374 | 8.0154 | 4 | 3424.3912 | 4231.2062 | 69.8108 | 86.2589 | 169.8182 | 0 | 275.293 | 9729369.049 | 562257.1289 | 9647285.2846 | 9130708.2797 | 0 | 646703.8117 | 0 | 11589366.1861 | 30153153.5102 | 20580146.8561 | 92038990.1064 | 961560.8286 | 16790840.2133 | 16790840.2133 | 1478867.319 | 7598057.1552 | 0 | 109791391.1483 | 135659155.8358 | 133352.1432 | 32.0616 | 3424.3912 | 4231.2062 | 69.8108 | 86.2589
1 | 4700 | 707 | 0.035 | 15 | 15 | 7 | 1.7783e-10 | 5spot_SharedNeighbor | Water | Porous | Wet | R245fa | MinimizeLCOE_Brownfield | IgnoreSilica | 2019 | 166.389 | 69.3396 | 8.2007 | 4 | 3381.4694 | 4170.0531 | 68.9358 | 85.0122 | 169.6418 | 0 | 276.8768 | 9843359.6379 | 567590.4081 | 9784590.1136 | 9292082.1891 | 0 | 593648.3173 | 0 | 11731695.5597 | 30523465.3447 | 20832892.2923 | 93169323.8627 | 961560.8286 | 16790840.2133 | 16790840.2133 | 1478867.319 | 7598057.1552 | 0 | 110921724.9046 | 136789489.5921 | 177827.941 | 32.8028 | 3381.4694 | 4170.0531 | 68.9358 | 85.0122
1 | 4700 | 707 | 0.035 | 15 | 15 | 7 | 2.3714e-10 | 5spot_SharedNeighbor | Water | Porous | Wet | R245fa | MinimizeLCOE_Brownfield | IgnoreSilica | 2019 | 168.8445 | 70.2556 | 8.3436 | 4 | 3348.888 | 4123.9639 | 68.2716 | 84.0726 | 169.5046 | 0 | 253.9557 | 9929533.987 | 571580.1443 | 9888948.1194 | 9415119.849 | 0 | 549137.7788 | 0 | 11838184.7526 | 30800528.3808 | 21021993.5074 | 94015026.5194 | 961560.8286 | 16790840.2133 | 16790840.2133 | 1478867.319 | 7598057.1552 | 0 | 111767427.5613 | 137635192.2488 | 237137.3706 | 33.3745 | 3348.888 | 4123.9639 | 68.2716 | 84.0726
1 | 4700 | 707 | 0.035 | 15 | 15 | 7 | 3.1623e-10 | 5spot_SharedNeighbor | Water | Porous | Wet | R245fa | MinimizeLCOE_Brownfield | IgnoreSilica | 2019 | 170.6567 | 70.929 | 8.4512 | 4 | 3324.2041 | 4089.4157 | 67.7684 | 83.3683 | 169.402 | 0 | 292.4407 | 9992507.2183 | 574471.7562 | 9965525.9377 | 9505616.455 | 0 | 511972.2162 | 0 | 11914536.4975 | 30999179.959 | 21157577.2915 | 94621387.3314 | 961560.8286 | 16790840.2133 | 16790840.2133 | 1478867.319 | 7598057.1552 | 0 | 112373788.3733 | 138241553.0609 | 316227.766 | 33.8047 | 3324.2041 | 4089.4157 | 67.7684 | 83.3683
1 | 4700 | 707 | 0.035 | 15 | 15 | 7 | 4.217e-10 | 5spot_SharedNeighbor | Water | Porous | Wet | R245fa | MinimizeLCOE_Brownfield | IgnoreSilica | 2019 | 172.0038 | 71.4281 | 8.5322 | 4 | 3305.5354 | 4063.4802 | 67.3878 | 82.8395 | 169.3251 | 0 | 307.1429 | 10038968.1938 | 576591.6364 | 10022202.082 | 9572709.2364 | 0 | 481762.6192 | 0 | 11969971.1694 | 31143409.6041 | 21256016.9879 | 95061631.5291 | 961560.8286 | 16790840.2133 | 16790840.2133 | 1478867.319 | 7598057.1552 | 0 | 112814032.571 | 138681797.2585 | 421696.5034 | 34.1288 | 3305.5354 | 4063.4802 | 67.3878 | 82.8395
1 | 4700 | 707 | 0.035 | 15 | 15 | 7 | 5.6234e-10 | 5spot_SharedNeighbor | Water | Porous | Wet | R245fa | MinimizeLCOE_Brownfield | IgnoreSilica | 2019 | 172.9808 | 71.7893 | 8.5923 | 4 | 3291.4367 | 4044.0792 | 67.1004 | 82.444 | 169.2688 | 0 | 261.1474 | 10072477.9249 | 578113.1298 | 10063176.8352 | 9621275.7263 | 0 | 457341.8782 | 0 | 12009030.3428 | 31245033.5612 | 21325377.4268 | 95371826.8252 | 961560.8286 | 16790840.2133 | 16790840.2133 | 1478867.319 | 7598057.1552 | 0 | 113124227.8672 | 138991992.5547 | 562341.3252 | 34.3693 | 3291.4367 | 4044.0792 | 67.1004 | 82.444
1 | 4700 | 707 | 0.035 | 15 | 15 | 7 | 7.4989e-10 | 5spot_SharedNeighbor | Water | Porous | Wet | R245fa | MinimizeLCOE_Brownfield | IgnoreSilica | 2019 | 173.7165 | 72.0608 | 8.6377 | 4 | 3280.8028 | 4029.488 | 66.8836 | 82.1466 | 169.2263 | 0 | 285.2294 | 10097607.9904 | 579250.1632 | 10093957.864 | 9657793.5443 | 0 | 438209.1355 | 0 | 12038059.292 | 31320560.9322 | 21376926.4094 | 95602365.3309 | 961560.8286 | 16790840.2133 | 16790840.2133 | 1478867.319 | 7598057.1552 | 0 | 113354766.3728 | 139222531.0603 | 749894.2093 | 34.5509 | 3280.8028 | 4029.488 | 66.8836 | 82.1466
1 | 4700 | 707 | 0.035 | 15 | 15 | 7 | 1e-09 | 5spot_SharedNeighbor | Water | Porous | Wet | R245fa | MinimizeLCOE_Brownfield | IgnoreSilica | 2019 | 174.2501 | 72.2575 | 8.6713 | 4 | 3272.7913 | 4018.5752 | 66.7203 | 81.9241 | 169.1953 | 0 | 285.3889 | 10115778.5066 | 580069.9937 | 10116244.3066 | 9684251.5674 | 0 | 423130.5235 | 0 | 12058595.2102 | 31373991.1789 | 21413393.6506 | 95765454.9376 | 961560.8286 | 16790840.2133 | 16790840.2133 | 1478867.319 | 7598057.1552 | 0 | 113517855.9795 | 139385620.667 | 1000000 | 34.6853 | 3272.7913 | 4018.5752 | 66.7203 | 81.9241
1 | 4700 | 707 | 0.035 | 15 | 15 | 7 | 1.3335e-09 | 5spot_SharedNeighbor | Water | Porous | Wet | R245fa | MinimizeLCOE_Brownfield | IgnoreSilica | 2019 | 174.6593 | 72.4082 | 8.6969 | 4 | 3266.761 | 4010.3521 | 66.5973 | 81.7565 | 169.1715 | 0 | 255.3546 | 10129681.4159 | 580696.1197 | 10133312.0191 | 9704524.3219 | 0 | 411616.2214 | 0 | 12074333.7383 | 31414939.6005 | 21441341.7898 | 95890445.2267 | 961560.8286 | 16790840.2133 | 16790840.2133 | 1478867.319 | 7598057.1552 | 0 | 113642846.2686 | 139510610.9561 | 1333521.4322 | 34.7876 | 3266.761 | 4010.3521 | 66.5973 | 81.7565
1 | 4700 | 707 | 0.035 | 15 | 15 | 7 | 1.7783e-09 | 5spot_SharedNeighbor | Water | Porous | Wet | R245fa | MinimizeLCOE_Brownfield | IgnoreSilica | 2019 | 174.9345 | 72.5095 | 8.7151 | 4 | 3262.2257 | 4004.2656 | 66.5049 | 81.6324 | 169.1554 | 0 | 270.8815 | 10139013.8877 | 581115.5392 | 10144779.4139 | 9718149.9428 | 0 | 402425.5147 | 0 | 12084338.8763 | 31440970.9174 | 21459108.6985 | 95969902.7904 | 961560.8286 | 16790840.2133 | 16790840.2133 | 1478867.319 | 7598057.1552 | 0 | 113722303.8324 | 139590068.5199 | 1778279.41 | 34.8603 | 3262.2257 | 4004.2656 | 66.5049 | 81.6324
1 | 4700 | 707 | 0.035 | 15 | 15 | 7 | 2.3714e-09 | 5spot_SharedNeighbor | Water | Porous | Wet | R245fa | MinimizeLCOE_Brownfield | IgnoreSilica | 2019 | 175.1586 | 72.5919 | 8.7293 | 4 | 3258.8168 | 3999.6462 | 66.4354 | 81.5382 | 169.1423 | 0 | 271.4585 | 10146606.9185 | 581456.595 | 10154112.6021 | 9729242.7555 | 0 | 395632.7387 | 0 | 12092750.1278 | 31462855.2684 | 21474045.2177 | 96036702.2237 | 961560.8286 | 16790840.2133 | 16790840.2133 | 1478867.319 | 7598057.1552 | 0 | 113789103.2656 | 139656867.9531 | 2371373.7057 | 34.9173 | 3258.8168 | 3999.6462 | 66.4354 | 81.5382
1 | 4700 | 707 | 0.035 | 15 | 15 | 7 | 3.1623e-09 | 5spot_SharedNeighbor | Water | Porous | Wet | R245fa | MinimizeLCOE_Brownfield | IgnoreSilica | 2019 | 175.3218 | 72.6519 | 8.7399 | 4 | 3256.256 | 3996.1926 | 66.3832 | 81.4678 | 169.1327 | 0 | 285.4802 | 10152129.318 | 581704.3981 | 10160903.7048 | 9737315.8596 | 0 | 390418.0822 | 0 | 12098763.8315 | 31478501.6918 | 21484724.2232 | 96084461.1092 | 961560.8286 | 16790840.2133 | 16790840.2133 | 1478867.319 | 7598057.1552 | 0 | 113836862.1511 | 139704626.8386 | 3162277.6602 | 34.9594 | 3256.256 | 3996.1926 | 66.3832 | 81.4678
1 | 4700 | 707 | 0.035 | 15 | 15 | 7 | 4.217e-09 | 5spot_SharedNeighbor | Water | Porous | Wet | R245fa | MinimizeLCOE_Brownfield | IgnoreSilica | 2019 | 175.4339 | 72.6931 | 8.7474 | 4 | 3254.333 | 3993.6297 | 66.344 | 81.4155 | 169.1262 | 0 | 277.8457 | 10155917.8903 | 581874.2074 | 10165564.847 | 9742857.6764 | 0 | 386349.4208 | 0 | 12102699.9764 | 31488742.7334 | 21491713.9445 | 96115720.6962 | 961560.8286 | 16790840.2133 | 16790840.2133 | 1478867.319 | 7598057.1552 | 0 | 113868121.7381 | 139735886.4256 | 4216965.0343 | 34.9897 | 3254.333 | 3993.6297 | 66.344 | 81.4155
1 | 4700 | 707 | 0.035 | 15 | 15 | 7 | 5.6234e-09 | 5spot_SharedNeighbor | Water | Porous | Wet | R245fa | MinimizeLCOE_Brownfield | IgnoreSilica | 2019 | 175.5265 | 72.7271 | 8.7534 | 4 | 3252.8895 | 3991.6827 | 66.3146 | 81.3759 | 169.1207 | 0 | 276.6959 | 10159048.766 | 582014.562 | 10169416.8189 | 9747437.99 | 0 | 383378.6885 | 0 | 12106105.7619 | 31497603.8887 | 21497761.8651 | 96142768.3412 | 961560.8286 | 16790840.2133 | 16790840.2133 | 1478867.319 | 7598057.1552 | 0 | 113895169.3831 | 139762934.0706 | 5623413.2519 | 35.0135 | 3252.8895 | 3991.6827 | 66.3146 | 81.3759
1 | 4700 | 707 | 0.035 | 15 | 15 | 7 | 7.4989e-09 | 5spot_SharedNeighbor | Water | Porous | Wet | R245fa | MinimizeLCOE_Brownfield | IgnoreSilica | 2019 | 175.5802 | 72.7468 | 8.7573 | 4 | 3251.8061 | 3990.2659 | 66.2925 | 81.347 | 169.1176 | 0 | 264.8835 | 10160861.7664 | 582095.6687 | 10171649.0694 | 9750092.4435 | 0 | 380952.7316 | 0 | 12107804.155 | 31502022.7592 | 21500777.835 | 96156256.4289 | 961560.8286 | 16790840.2133 | 16790840.2133 | 1478867.319 | 7598057.1552 | 0 | 113908657.4708 | 139776422.1583 | 7498942.0933 | 35.0294 | 3251.8061 | 3990.2659 | 66.2925 | 81.347
1 | 4700 | 707 | 0.035 | 15 | 15 | 7 | 1e-08 | 5spot_SharedNeighbor | Water | Porous | Wet | R245fa | MinimizeLCOE_Brownfield | IgnoreSilica | 2019 | 175.6339 | 72.7666 | 8.7607 | 4 | 3250.9932 | 3989.1656 | 66.2759 | 81.3245 | 169.1144 | 0 | 251.3952 | 10162676.8116 | 582177.0067 | 10173882.5918 | 9752748.6555 | 0 | 379285.698 | 0 | 12109800.5978 | 31507217.0939 | 21504323.0751 | 96172111.5304 | 961560.8286 | 16790840.2133 | 16790840.2133 | 1478867.319 | 7598057.1552 | 0 | 113924512.5724 | 139792277.2599 | 10000000 | 35.043 | 3250.9932 | 3989.1656 | 66.2759 | 81.3245
1 | 4800 | 707 | 0.035 | 15 | 15 | 7 | 1e-13 | 5spot_SharedNeighbor | Water | Porous | Wet | R245fa | MinimizeLCOE_Brownfield | IgnoreSilica | 2019 | 0 | 0 | 0 | 0 |  |  |  |  | 15 |  | 25.1275 | [19 empty] | 100 | 0
1 | 4800 | 707 | 0.035 | 15 | 15 | 7 | 1.3335e-13 | 5spot_SharedNeighbor | Water | Porous | Wet | R245fa | MinimizeLCOE_Brownfield | IgnoreSilica | 2019 | 0.94237 | 0.19016 | 0.006515 | 4 | 739692.921 | 1758192.004 | 15079.6407 | 35843.1221 | 114.1858 | 0 | 65.1639 | 121311.8381 | 4654.91 | 90647.6691 | 58656.2952 | 0 | 61265.0146 | 0 | 131248.9335 | 341482.8022 | 233069.0293 | 1042336.4921 | 961560.8286 | 17272388.9941 | 17272388.9941 | 1478867.319 | 7790676.6675 | 0 | 19276286.3148 | 45818219.2955 | 133.3521 | 0.02606 | 739692.921 | 1758192.004 | 15079.6407 | 35843.1221
1 | 4800 | 707 | 0.035 | 15 | 15 | 7 | 1.7783e-13 | 5spot_SharedNeighbor | Water | Porous | Wet | R245fa | MinimizeLCOE_Brownfield | IgnoreSilica | 2019 | 1.2202 | 0.28999 | 0.01508 | 4 | 325230.5671 | 765245.933 | 6630.265 | 15600.5734 | 125.1478 | 0 | 62.4436 | 172301.1336 | 7152.6005 | 126075.7784 | 72563.0356 | 0 | 68790.5636 | 0 | 174284.4135 | 453452.2934 | 309490.5078 | 1384110.3264 | 961560.8286 | 17272388.9941 | 17272388.9941 | 1478867.319 | 7790676.6675 | 0 | 19618060.1491 | 46159993.1298 | 177.8279 | 0.06032 | 325230.5671 | 765245.933 | 6630.265 | 15600.5734
1 | 4800 | 707 | 0.035 | 15 | 15 | 7 | 2.3714e-13 | 5spot_SharedNeighbor | Water | Porous | Wet | R245fa | MinimizeLCOE_Brownfield | IgnoreSilica | 2019 | 1.5834 | 0.43101 | 0.028451 | 4 | 176267.6296 | 409489.0523 | 3593.454 | 8347.9882 | 134.8955 | 0 | 49.629 | 237800.25 | 10600.5385 | 171960.9657 | 91828.5555 | 0 | 77466.1096 | 0 | 229966.0035 | 598324.3686 | 408368.6759 | 1826315.4674 | 961560.8286 | 17272388.9941 | 17272388.9941 | 1478867.319 | 7790676.6675 | 0 | 20060265.2902 | 46602198.2708 | 237.1374 | 0.11381 | 176267.6296 | 409489.0523 | 3593.454 | 8347.9882
1 | 4800 | 707 | 0.035 | 15 | 15 | 7 | 3.1623e-13 | 5spot_SharedNeighbor | Water | Porous | Wet | R245fa | MinimizeLCOE_Brownfield | IgnoreSilica | 2019 | 2.0598 | 0.62626 | 0.048238 | 4 | 106883.5078 | 244440.9065 | 2178.9649 | 4983.2585 | 143.3068 | 0 | 340.31 | 320145.8542 | 15195.8911 | 230568.9088 | 117963.4228 | 0 | 87584.8685 | 0 | 300868.9887 | 782799.3919 | 534276.6699 | 2389403.9958 | 961560.8286 | 17272388.9941 | 17272388.9941 | 1478867.319 | 7790676.6675 | 0 | 20623353.8185 | 47165286.7992 | 316.2278 | 0.19295 | 106883.5078 | 244440.9065 | 2178.9649 | 4983.2585
1 | 4800 | 707 | 0.035 | 15 | 15 | 7 | 4.217e-13 | 5spot_SharedNeighbor | Water | Porous | Wet | R245fa | MinimizeLCOE_Brownfield | IgnoreSilica | 2019 | 2.6822 | 0.89069 | 0.076298 | 4 | 69881.6504 | 156849.3644 | 1424.632 | 3197.5864 | 150.3441 | 0 | 449.8133 | 421452.9108 | 21109.8811 | 304207.6793 | 152692.8513 | 0 | 99304.4315 | 0 | 389519.4241 | 1013449.6401 | 691700.2037 | 3093437.0219 | 961560.8286 | 17272388.9941 | 17272388.9941 | 1478867.319 | 7790676.6675 | 0 | 21327386.8447 | 47869319.8254 | 421.6965 | 0.30519 | 69881.6504 | 156849.3644 | 1424.632 | 3197.5864
1 | 4800 | 707 | 0.035 | 15 | 15 | 7 | 5.6234e-13 | 5spot_SharedNeighbor | Water | Porous | Wet | R245fa | MinimizeLCOE_Brownfield | IgnoreSilica | 2019 | 3.499 | 1.2474 | 0.11548 | 4 | 48090.1714 | 105552.5692 | 980.3832 | 2151.8319 | 156.1345 | 0 | 625.5481 | 546092.9989 | 28664.1608 | 396756.6923 | 199999.5861 | 0 | 113154.8279 | 0 | 501020.6237 | 1303552.8895 | 889701.6324 | 3978943.4116 | 961560.8286 | 17272388.9941 | 17272388.9941 | 1478867.319 | 7790676.6675 | 0 | 22212893.2343 | 48754826.215 | 562.3413 | 0.4619 | 48090.1714 | 105552.5692 | 980.3832 | 2151.8319
1 | 4800 | 707 | 0.035 | 15 | 15 | 7 | 7.4989e-13 | 5spot_SharedNeighbor | Water | Porous | Wet | R245fa | MinimizeLCOE_Brownfield | IgnoreSilica | 2019 | 4.599 | 1.7353 | 0.16991 | 4 | 34344.6412 | 73397.2737 | 700.162 | 1496.3027 | 160.9087 | 0 | 69.4679 | 701215.8665 | 38300.043 | 515035.067 | 264047.8293 | 0 | 130675.1344 | 0 | 643216.8367 | 1673518.2671 | 1142210.6046 | 5108219.6485 | 961560.8286 | 17272388.9941 | 17272388.9941 | 1478867.319 | 7790676.6675 | 0 | 23342169.4713 | 49884102.4519 | 749.8942 | 0.67965 | 34344.6412 | 73397.2737 | 700.162 | 1496.3027
1 | 4800 | 707 | 0.035 | 15 | 15 | 7 | 1e-12 | 5spot_SharedNeighbor | Water | Porous | Wet | R245fa | MinimizeLCOE_Brownfield | IgnoreSilica | 2019 | 6.058 | 2.3852 | 0.24314 | 4 | 25438.2243 | 52728.6107 | 518.5926 | 1074.944 | 164.6852 | 0 | 85.55 | 889051.0059 | 50107.1935 | 662683.7415 | 347097.2086 | 0 | 151830.9241 | 0 | 819300.3287 | 2131651.3937 | 1454895.8772 | 6506617.6732 | 961560.8286 | 17272388.9941 | 17272388.9941 | 1478867.319 | 7790676.6675 | 0 | 24740567.4959 | 51282500.4766 | 1000 | 0.97257 | 25438.2243 | 52728.6107 | 518.5926 | 1074.944
1 | 4800 | 707 | 0.035 | 15 | 15 | 7 | 1.3335e-12 | 5spot_SharedNeighbor | Water | Porous | Wet | R245fa | MinimizeLCOE_Brownfield | IgnoreSilica | 2019 | 7.9754 | 3.2436 | 0.34087 | 4 | 19423.7196 | 38890.1834 | 395.9788 | 792.829 | 167.4733 | 0 | 72.8387 | 1115852.7773 | 64527.8953 | 845771.1141 | 460223.6027 | 0 | 177178.753 | 0 | 1038786.1155 | 2702708.3883 | 1844654.0101 | 8249702.6563 | 961560.8286 | 17272388.9941 | 17272388.9941 | 1478867.319 | 7790676.6675 | 0 | 26483652.479 | 53025585.4597 | 1333.5214 | 1.3635 | 19423.7196 | 38890.1834 | 395.9788 | 792.829
1 | 4800 | 707 | 0.035 | 15 | 15 | 7 | 1.7783e-12 | 5spot_SharedNeighbor | Water | Porous | Wet | R245fa | MinimizeLCOE_Brownfield | IgnoreSilica | 2019 | 10.5474 | 4.4135 | 0.47642 | 4 | 15071.2109 | 28999.1139 | 307.247 | 591.1862 | 170.0083 | 0 | 108.9817 | 1400595.1186 | 83025.8104 | 1080082.0705 | 613885.0845 | 0 | 208232.9958 | 0 | 1320470.2211 | 3435592.6497 | 2344862.5778 | 10486746.5283 | 961560.8286 | 17272388.9941 | 17272388.9941 | 1478867.319 | 7790676.6675 | 0 | 28720696.3511 | 55262629.3318 | 1778.2794 | 1.9057 | 15071.2109 | 28999.1139 | 307.247 | 591.1862
1 | 4800 | 707 | 0.035 | 15 | 15 | 7 | 2.3714e-12 | 5spot_SharedNeighbor | Water | Porous | Wet | R245fa | MinimizeLCOE_Brownfield | IgnoreSilica | 2019 | 13.958 | 5.9595 | 0.65538 | 4 | 12017.3722 | 22142.0659 | 244.9904 | 451.396 | 171.8073 | 0 | 96.8691 | 1743847.9998 | 105235.574 | 1371590.5454 | 817451.9456 | 0 | 246201.3767 | 0 | 1670887.7022 | 4347307.0549 | 2967126.3932 | 13269648.5919 | 961560.8286 | 17272388.9941 | 17272388.9941 | 1478867.319 | 7790676.6675 | 0 | 31503598.4147 | 58045531.3954 | 2371.3737 | 2.6215 | 12017.3722 | 22142.0659 | 244.9904 | 451.396
1 | 4800 | 707 | 0.035 | 15 | 15 | 7 | 3.1623e-12 | 5spot_SharedNeighbor | Water | Porous | Wet | R245fa | MinimizeLCOE_Brownfield | IgnoreSilica | 2019 | 18.4869 | 8.0208 | 0.89363 | 4 | 9790.3284 | 17215.6195 | 199.5891 | 350.9637 | 173.1883 | 0 | 95.6434 | 2161970.5407 | 132071.3578 | 1737887.4513 | 1087329.5218 | 0 | 292594.637 | 0 | 2110622.8683 | 5491407.7551 | 3747998.63 | 16761882.7619 | 961560.8286 | 17272388.9941 | 17272388.9941 | 1478867.319 | 7790676.6675 | 0 | 34995832.5847 | 61537765.5654 | 3162.2777 | 3.5745 | 9790.3284 | 17215.6195 | 199.5891 | 350.9637
1 | 4800 | 707 | 0.035 | 15 | 15 | 7 | 4.217e-12 | 5spot_SharedNeighbor | Water | Porous | Wet | R245fa | MinimizeLCOE_Brownfield | IgnoreSilica | 2019 | 24.4721 | 10.7405 | 1.2091 | 4 | 8137.2233 | 13625.2821 | 165.8883 | 277.7698 | 174.2406 | 0 | 99.7756 | 2669020.8438 | 164633.7099 | 2193475.8085 | 1443267.7127 | 0 | 348596.0956 | 0 | 2659407.7265 | 6919233.3849 | 4722518.9612 | 21120154.2432 | 961560.8286 | 17272388.9941 | 17272388.9941 | 1478867.319 | 7790676.6675 | 0 | 39354104.066 | 65896037.0466 | 4216.965 | 4.8363 | 8137.2233 | 13625.2821 | 165.8883 | 277.7698
1 | 4800 | 707 | 0.035 | 15 | 15 | 7 | 5.6234e-12 | 5spot_SharedNeighbor | Water | Porous | Wet | R245fa | MinimizeLCOE_Brownfield | IgnoreSilica | 2019 | 32.3721 | 14.3354 | 1.6269 | 4 | 6888.2814 | 10966.9801 | 140.4269 | 223.5767 | 175.0416 | 0 | 105.2268 | 3285786.9105 | 204210.5255 | 2761648.4384 | 1917002.7667 | 0 | 416765.8722 | 0 | 3348311.6601 | 8711620.1065 | 5945859.7286 | 26591206.0083 | 961560.8286 | 17272388.9941 | 17272388.9941 | 1478867.319 | 7790676.6675 | 0 | 44825155.831 | 71367088.8117 | 5623.4133 | 6.5075 | 6888.2814 | 10966.9801 | 140.4269 | 223.5767
1 | 4800 | 707 | 0.035 | 15 | 15 | 7 | 7.4989e-12 | 5spot_SharedNeighbor | Water | Porous | Wet | R245fa | MinimizeLCOE_Brownfield | IgnoreSilica | 2019 | 42.6816 | 19.02 | 2.1707 | 4 | 5939.9303 | 8996.7251 | 121.0935 | 183.4104 | 175.6434 | 0 | 106.9876 | 4024843.083 | 251275.7496 | 3461098.8525 | 2529397.4544 | 0 | 498419.9653 | 0 | 4198363.6909 | 10923281.1209 | 7455363.816 | 33342043.7326 | 961560.8286 | 17272388.9941 | 17272388.9941 | 1478867.319 | 7790676.6675 | 0 | 51575993.5554 | 78117926.536 | 7498.9421 | 8.6829 | 5939.9303 | 8996.7251 | 121.0935 | 183.4104
1 | 4800 | 707 | 0.035 | 15 | 15 | 7 | 1e-11 | 5spot_SharedNeighbor | Water | Porous | Wet | R245fa | MinimizeLCOE_Brownfield | IgnoreSilica | 2019 | 55.9802 | 25.0563 | 2.87 | 4 | 5213.8665 | 7525.8536 | 106.2917 | 153.4247 | 176.0607 | 0 | 94.1724 | 4902726.7578 | 306765.1387 | 4313655.2501 | 3319022.3866 | 0 | 596175.1561 | 0 | 5240954.4288 | 13635888.3562 | 9306773.9926 | 41621961.4669 | 961560.8286 | 17272388.9941 | 17272388.9941 | 1478867.319 | 7790676.6675 | 0 | 59855911.2896 | 86397844.2703 | 10000 | 11.4801 | 5213.8665 | 7525.8536 | 106.2917 | 153.4247
1 | 4800 | 707 | 0.035 | 15 | 15 | 7 | 1.3335e-11 | 5spot_SharedNeighbor | Water | Porous | Wet | R245fa | MinimizeLCOE_Brownfield | IgnoreSilica | 2019 | 72.7011 | 32.594 | 3.7372 | 4 | 4664.3262 | 6439.8399 | 95.0886 | 131.2848 | 176.2223 | 0 | 122.3036 | 5913934.6779 | 369743.6472 | 5323164.9549 | 4307258.6909 | 0 | 711104.0059 | 0 | 6483830.3309 | 16869596.5046 | 11513846.2499 | 51492479.0621 | 961560.8286 | 17272388.9941 | 17272388.9941 | 1478867.319 | 7790676.6675 | 0 | 69726428.8849 | 96268361.8656 | 13335.2143 | 14.9489 | 4664.3262 | 6439.8399 | 95.0886 | 131.2848
1 | 4800 | 707 | 0.035 | 15 | 15 | 7 | 1.7783e-11 | 5spot_SharedNeighbor | Water | Porous | Wet | R245fa | MinimizeLCOE_Brownfield | IgnoreSilica | 2019 | 92.9058 | 41.5551 | 4.7507 | 4 | 4261.3236 | 5658.0622 | 86.8728 | 115.3473 | 175.9931 | 0 | 129.6798 | 7022050.6254 | 436642.809 | 6465980.0426 | 5490251.2879 | 0 | 842730.8254 | 0 | 7900485.6802 | 20555443.1275 | 14029512.3067 | 62743096.7048 | 961560.8286 | 17272388.9941 | 17272388.9941 | 1478867.319 | 7790676.6675 | 0 | 80977046.5276 | 107518979.5083 | 17782.7941 | 19.0028 | 4261.3236 | 5658.0622 | 86.8728 | 115.3473
1 | 4800 | 707 | 0.035 | 15 | 15 | 7 | 2.3714e-11 | 5spot_SharedNeighbor | Water | Porous | Wet | R245fa | MinimizeLCOE_Brownfield | IgnoreSilica | 2019 | 116.1311 | 51.5473 | 5.8457 | 4 | 3980.4375 | 5115.5362 | 81.1466 | 104.2871 | 175.2676 | 0 | 127.3134 | 8161164.0007 | 501972.4463 | 7686549.9093 | 6824258.2533 | 0 | 989506.2379 | 0 | 9423745.8305 | 24518653.5749 | 16734484.8729 | 74840335.1258 | 961560.8286 | 17272388.9941 | 17272388.9941 | 1478867.319 | 7790676.6675 | 0 | 93074284.9486 | 119616217.9293 | 23713.7371 | 23.3829 | 3980.4375 | 5115.5362 | 81.1466 | 104.2871
1 | 4800 | 707 | 0.035 | 15 | 15 | 7 | 3.1623e-11 | 5spot_SharedNeighbor | Water | Porous | Wet | R245fa | MinimizeLCOE_Brownfield | IgnoreSilica | 2019 | 130.0692 | 57.3362 | 6.5703 | 4 | 3788.7911 | 4798.7064 | 77.2396 | 97.8281 | 174.6335 | 0 | 146.4688 | 8779323.5932 | 535244.0664 | 8373777.3138 | 7598014.8936 | 0 | 975799.5629 | 0 | 10242242.1777 | 26648213.1735 | 18187953.057 | 81340567.8381 | 961560.8286 | 17272388.9941 | 17272388.9941 | 1478867.319 | 7790676.6675 | 0 | 99574517.6608 | 126116450.6415 | 31622.7766 | 26.2813 | 3788.7911 | 4798.7064 | 77.2396 | 97.8281
1 | 4800 | 707 | 0.035 | 15 | 15 | 7 | 4.217e-11 | 5spot_SharedNeighbor | Water | Porous | Wet | R245fa | MinimizeLCOE_Brownfield | IgnoreSilica | 2019 | 141.7009 | 62.0689 | 7.1888 | 4 | 3640.5574 | 4563.5882 | 74.2177 | 93.0349 | 174.0633 | 0 | 189.8855 | 9265574.7831 | 560437.1998 | 8926371.7868 | 8226741.6161 | 0 | 933018.6995 | 0 | 10885736.1933 | 28322452.6034 | 19330655.87 | 86450988.752 | 961560.8286 | 17272388.9941 | 17272388.9941 | 1478867.319 | 7790676.6675 | 0 | 104684938.5748 | 131226871.5554 | 42169.6503 | 28.7552 | 3640.5574 | 4563.5882 | 74.2177 | 93.0349
1 | 4800 | 707 | 0.035 | 15 | 15 | 7 | 5.6234e-11 | 5spot_SharedNeighbor | Water | Porous | Wet | R245fa | MinimizeLCOE_Brownfield | IgnoreSilica | 2019 | 149.7996 | 65.3249 | 7.6622 | 4 | 3525.2643 | 4391.2623 | 71.8673 | 89.5218 | 173.658 | 0 | 240.6525 | 9593286.9667 | 577327.332 | 9301772.4308 | 8668307.709 | 0 | 856512.5141 | 0 | 11308910.7115 | 29423465.8947 | 20082120.0649 | 89811703.6236 | 961560.8286 | 17272388.9941 | 17272388.9941 | 1478867.319 | 7790676.6675 | 0 | 108045653.4464 | 134587586.4271 | 56234.1325 | 30.649 | 3525.2643 | 4391.2623 | 71.8673 | 89.5218
1 | 4800 | 707 | 0.035 | 15 | 15 | 7 | 7.4989e-11 | 5spot_SharedNeighbor | Water | Porous | Wet | R245fa | MinimizeLCOE_Brownfield | IgnoreSilica | 2019 | 156.4498 | 67.9653 | 8.0538 | 4 | 3436.8354 | 4260.7347 | 70.0645 | 86.8608 | 173.3077 | 0 | 238.6905 | 9853978.6704 | 590504.5551 | 9603753.6189 | 9029581.573 | 0 | 782110.2338 | 0 | 11645372.174 | 30298869.6024 | 20679601.0831 | 92483771.5107 | 961560.8286 | 17272388.9941 | 17272388.9941 | 1478867.319 | 7790676.6675 | 0 | 110717721.3334 | 137259654.3141 | 74989.4209 | 32.215 | 3436.8354 | 4260.7347 | 70.0645 | 86.8608
1 | 4800 | 707 | 0.035 | 15 | 15 | 7 | 1e-10 | 5spot_SharedNeighbor | Water | Porous | Wet | R245fa | MinimizeLCOE_Brownfield | IgnoreSilica | 2019 | 161.5661 | 69.9766 | 8.3622 | 4 | 3369.246 | 4162.7586 | 68.6866 | 84.8635 | 173.028 | 0 | 219.9032 | 10049418.0315 | 600198.4523 | 9832412.8922 | 9306091.2455 | 0 | 710774.6868 | 0 | 11894569.1702 | 30947229.0693 | 21122119.7418 | 94462813.2897 | 961560.8286 | 17272388.9941 | 17272388.9941 | 1478867.319 | 7790676.6675 | 0 | 112696763.1124 | 139238696.0931 | 100000 | 33.4487 | 3369.246 | 4162.7586 | 68.6866 | 84.8635
1 | 4800 | 707 | 0.035 | 15 | 15 | 7 | 1.3335e-10 | 5spot_SharedNeighbor | Water | Porous | Wet | R245fa | MinimizeLCOE_Brownfield | IgnoreSilica | 2019 | 166.1527 | 71.743 | 8.6243 | 4 | 3317.5583 | 4086.9497 | 67.6329 | 83.318 | 172.7703 | 0 | 270.2639 | 10219802.9438 | 608667.7882 | 10032147.1593 | 9548650.047 | 0 | 654662.5107 | 0 | 12114932.8751 | 31520570.2266 | 21513436.8626 | 96212870.4132 | 961560.8286 | 17272388.9941 | 17272388.9941 | 1478867.319 | 7790676.6675 | 0 | 114446820.2359 | 140988753.2166 | 133352.1432 | 34.4973 | 3317.5583 | 4086.9497 | 67.6329 | 83.318
1 | 4800 | 707 | 0.035 | 15 | 15 | 7 | 1.7783e-10 | 5spot_SharedNeighbor | Water | Porous | Wet | R245fa | MinimizeLCOE_Brownfield | IgnoreSilica | 2019 | 169.1493 | 72.886 | 8.8093 | 4 | 3278.2504 | 4031.485 | 66.8316 | 82.1873 | 172.5975 | 0 | 256.6338 | 10329040.1508 | 614040.9115 | 10160931.2477 | 9706007.517 | 0 | 599308.4783 | 0 | 12249638.0391 | 31871045.4315 | 21752643.3915 | 97282655.1675 | 961560.8286 | 17272388.9941 | 17272388.9941 | 1478867.319 | 7790676.6675 | 0 | 115516604.9903 | 142058537.971 | 177827.941 | 35.2373 | 3278.2504 | 4031.485 | 66.8316 | 82.1873
1 | 4800 | 707 | 0.035 | 15 | 15 | 7 | 2.3714e-10 | 5spot_SharedNeighbor | Water | Porous | Wet | R245fa | MinimizeLCOE_Brownfield | IgnoreSilica | 2019 | 171.4682 | 73.7649 | 8.9526 | 4 | 3248.4344 | 3989.617 | 66.2237 | 81.3337 | 172.4612 | 0 | 278.2869 | 10412445.9681 | 618102.9318 | 10259739.0118 | 9827317.0362 | 0 | 553450.425 | 0 | 12351711.5955 | 32136619.8869 | 21933903.4143 | 98093290.2697 | 961560.8286 | 17272388.9941 | 17272388.9941 | 1478867.319 | 7790676.6675 | 0 | 116327240.0925 | 142869173.0732 | 237137.3706 | 35.8102 | 3248.4344 | 3989.617 | 66.2237 | 81.3337
1 | 4800 | 707 | 0.035 | 15 | 15 | 7 | 3.1623e-10 | 5spot_SharedNeighbor | Water | Porous | Wet | R245fa | MinimizeLCOE_Brownfield | IgnoreSilica | 2019 | 173.2024 | 74.4194 | 9.0611 | 4 | 3225.8456 | 3958.1525 | 65.7632 | 80.6923 | 172.3579 | 0 | 290.241 | 10474225.2186 | 621090.5606 | 10333182.8325 | 9917808.5402 | 0 | 515625.9816 | 0 | 12426153.9221 | 32330303.5506 | 22066096.4946 | 98684487.1008 | 961560.8286 | 17272388.9941 | 17272388.9941 | 1478867.319 | 7790676.6675 | 0 | 116918436.9236 | 143460369.9043 | 316227.766 | 36.2443 | 3225.8456 | 3958.1525 | 65.7632 | 80.6923
1 | 4800 | 707 | 0.035 | 15 | 15 | 7 | 4.217e-10 | 5spot_SharedNeighbor | Water | Porous | Wet | R245fa | MinimizeLCOE_Brownfield | IgnoreSilica | 2019 | 174.4741 | 74.8977 | 9.1422 | 4 | 3208.7602 | 3934.5713 | 65.4149 | 80.2116 | 172.2815 | 0 | 265.3278 | 10519201.8593 | 623253.8499 | 10386793.3962 | 9984039.3104 | 0 | 484762.2915 | 0 | 12479239.7758 | 32468422.0527 | 22160365.2103 | 99106077.7462 | 961560.8286 | 17272388.9941 | 17272388.9941 | 1478867.319 | 7790676.6675 | 0 | 117340027.5689 | 143881960.5496 | 421696.5034 | 36.5686 | 3208.7602 | 3934.5713 | 65.4149 | 80.2116
1 | 4800 | 707 | 0.035 | 15 | 15 | 7 | 5.6234e-10 | 5spot_SharedNeighbor | Water | Porous | Wet | R245fa | MinimizeLCOE_Brownfield | IgnoreSilica | 2019 | 175.4339 | 75.2579 | 9.2036 | 4 | 3195.8562 | 3916.8227 | 65.1519 | 79.8497 | 172.2235 | 0 | 291.0331 | 10552967.1365 | 624871.4426 | 10427118.7832 | 10033955.5974 | 0 | 460333.1603 | 0 | 12518705.9868 | 32571105.038 | 22230448.4577 | 99419505.6026 | 961560.8286 | 17272388.9941 | 17272388.9941 | 1478867.319 | 7790676.6675 | 0 | 117653455.4253 | 144195388.406 | 562341.3252 | 36.8144 | 3195.8562 | 3916.8227 | 65.1519 | 79.8497
1 | 4800 | 707 | 0.035 | 15 | 15 | 7 | 7.4989e-10 | 5spot_SharedNeighbor | Water | Porous | Wet | R245fa | MinimizeLCOE_Brownfield | IgnoreSilica | 2019 | 176.1138 | 75.5125 | 9.2485 | 4 | 3186.1227 | 3903.5875 | 64.9534 | 79.5799 | 172.1822 | 0 | 272.1492 | 10576787.4915 | 626008.8807 | 10455611.0161 | 10069276.9422 | 0 | 440701.3982 | 0 | 12545670.4341 | 32641260.9987 | 22278331.3425 | 99633648.5038 | 961560.8286 | 17272388.9941 | 17272388.9941 | 1478867.319 | 7790676.6675 | 0 | 117867598.3265 | 144409531.3072 | 749894.2093 | 36.9941 | 3186.1227 | 3903.5875 | 64.9534 | 79.5799
1 | 4800 | 707 | 0.035 | 15 | 15 | 7 | 1e-09 | 5spot_SharedNeighbor | Water | Porous | Wet | R245fa | MinimizeLCOE_Brownfield | IgnoreSilica | 2019 | 176.6324 | 75.7064 | 9.2826 | 4 | 3178.789 | 3893.6169 | 64.8039 | 79.3766 | 172.1505 | 0 | 269.1503 | 10594905.5357 | 626872.2043 | 10477304.9289 | 10096198.7873 | 0 | 425571.3712 | 0 | 12566132.6027 | 32694499.364 | 22314667.6207 | 99796152.4149 | 961560.8286 | 17272388.9941 | 17272388.9941 | 1478867.319 | 7790676.6675 | 0 | 118030102.2376 | 144572035.2183 | 1000000 | 37.1305 | 3178.789 | 3893.6169 | 64.8039 | 79.3766
1 | 4800 | 707 | 0.035 | 15 | 15 | 7 | 1.3335e-09 | 5spot_SharedNeighbor | Water | Porous | Wet | R245fa | MinimizeLCOE_Brownfield | IgnoreSilica | 2019 | 177.0003 | 75.8439 | 9.3076 | 4 | 3173.2687 | 3886.1822 | 64.6914 | 79.2251 | 172.128 | 0 | 284.2397 | 10607725.4345 | 627481.8886 | 10492668.6914 | 10115280.7833 | 0 | 413665.899 | 0 | 12580160.8517 | 32730997.9904 | 22339578.6832 | 99907560.2221 | 961560.8286 | 17272388.9941 | 17272388.9941 | 1478867.319 | 7790676.6675 | 0 | 118141510.0449 | 144683443.0255 | 1333521.4322 | 37.2302 | 3173.2687 | 3886.1822 | 64.6914 | 79.2251
1 | 4800 | 707 | 0.035 | 15 | 15 | 7 | 1.7783e-09 | 5spot_SharedNeighbor | Water | Porous | Wet | R245fa | MinimizeLCOE_Brownfield | IgnoreSilica | 2019 | 177.2781 | 75.9476 | 9.3264 | 4 | 3169.1166 | 3880.593 | 64.6067 | 79.1111 | 172.111 | 0 | 268.2659 | 10617393.6346 | 627941.1522 | 10504261.8826 | 10129687.8643 | 0 | 404578.8606 | 0 | 12590706.7238 | 32758436.1862 | 22358305.8156 | 99991312.1198 | 961560.8286 | 17272388.9941 | 17272388.9941 | 1478867.319 | 7790676.6675 | 0 | 118225261.9426 | 144767194.9233 | 1778279.41 | 37.3054 | 3169.1166 | 3880.593 | 64.6067 | 79.1111
1 | 4800 | 707 | 0.035 | 15 | 15 | 7 | 2.3714e-09 | 5spot_SharedNeighbor | Water | Porous | Wet | R245fa | MinimizeLCOE_Brownfield | IgnoreSilica | 2019 | 177.4755 | 76.0212 | 9.3401 | 4 | 3165.9957 | 3876.4253 | 64.5431 | 79.0262 | 172.0988 | 0 | 268.4113 | 10624254.5441 | 628266.6727 | 10512493.192 | 10139921.8227 | 0 | 397525.9747 | 0 | 12597960.2604 | 32777308.4007 | 22371186.4898 | 100048917.3571 | 961560.8286 | 17272388.9941 | 17272388.9941 | 1478867.319 | 7790676.6675 | 0 | 118282867.1799 | 144824800.1606 | 2371373.7057 | 37.3604 | 3165.9957 | 3876.4253 | 64.5431 | 79.0262
1 | 4800 | 707 | 0.035 | 15 | 15 | 7 | 3.1623e-09 | 5spot_SharedNeighbor | Water | Porous | Wet | R245fa | MinimizeLCOE_Brownfield | IgnoreSilica | 2019 | 177.6212 | 76.0756 | 9.3503 | 4 | 3163.6512 | 3873.3031 | 64.4953 | 78.9625 | 172.0898 | 0 | 313.4955 | 10629311.9152 | 628506.4453 | 10518562.7904 | 10147470.5383 | 0 | 392145.5164 | 0 | 12603238.9102 | 32791042.3645 | 22380560.2023 | 100090838.6826 | 961560.8286 | 17272388.9941 | 17272388.9941 | 1478867.319 | 7790676.6675 | 0 | 118324788.5054 | 144866721.486 | 3162277.6602 | 37.4013 | 3163.6512 | 3873.3031 | 64.4953 | 78.9625
1 | 4800 | 707 | 0.035 | 15 | 15 | 7 | 4.217e-09 | 5spot_SharedNeighbor | Water | Porous | Wet | R245fa | MinimizeLCOE_Brownfield | IgnoreSilica | 2019 | 177.7332 | 76.1173 | 9.3581 | 4 | 3161.8905 | 3870.9525 | 64.4594 | 78.9146 | 172.0829 | 0 | 311.1704 | 10633200.4692 | 628690.7425 | 10523230.4747 | 10153276.9159 | 0 | 388108.5441 | 0 | 12607337.7871 | 32801706.8014 | 22387838.8997 | 100123390.6346 | 961560.8286 | 17272388.9941 | 17272388.9941 | 1478867.319 | 7790676.6675 | 0 | 118357340.4573 | 144899273.438 | 4216965.0343 | 37.4325 | 3161.8905 | 3870.9525 | 64.4594 | 78.9146
1 | 4800 | 707 | 0.035 | 15 | 15 | 7 | 5.6234e-09 | 5spot_SharedNeighbor | Water | Porous | Wet | R245fa | MinimizeLCOE_Brownfield | IgnoreSilica | 2019 | 177.8233 | 76.1509 | 9.3642 | 4 | 3160.5688 | 3869.1729 | 64.4325 | 78.8783 | 172.0774 | 0 | 328.2226 | 10636323.4107 | 628838.7586 | 10526979.3037 | 10157940.8593 | 0 | 385132.7859 | 0 | 12610733.8961 | 32810542.7804 | 22393869.6369 | 100150361.4316 | 961560.8286 | 17272388.9941 | 17272388.9941 | 1478867.319 | 7790676.6675 | 0 | 118384311.2544 | 144926244.2351 | 5623413.2519 | 37.4566 | 3160.5688 | 3869.1729 | 64.4325 | 78.8783
1 | 4800 | 707 | 0.035 | 15 | 15 | 7 | 7.4989e-09 | 5spot_SharedNeighbor | Water | Porous | Wet | R245fa | MinimizeLCOE_Brownfield | IgnoreSilica | 2019 | 177.877 | 76.1709 | 9.3682 | 4 | 3159.5769 | 3867.8742 | 64.4122 | 78.8518 | 172.0741 | 0 | 320.8024 | 10638184.19 | 628926.8017 | 10529214.3859 | 10160722.4395 | 0 | 382722.7443 | 0 | 12612510.519 | 32815165.1887 | 22397024.5255 | 100164470.7946 | 961560.8286 | 17272388.9941 | 17272388.9941 | 1478867.319 | 7790676.6675 | 0 | 118398420.6173 | 144940353.598 | 7498942.0933 | 37.4729 | 3159.5769 | 3867.8742 | 64.4122 | 78.8518
1 | 4800 | 707 | 0.035 | 15 | 15 | 7 | 1e-08 | 5spot_SharedNeighbor | Water | Porous | Wet | R245fa | MinimizeLCOE_Brownfield | IgnoreSilica | 2019 | 177.9307 | 76.1909 | 9.3717 | 4 | 3158.8326 | 3866.8645 | 64.3971 | 78.8313 | 172.0708 | 0 | 326.2944 | 10640047.1906 | 629015.086 | 10531451.0403 | 10163505.5854 | 0 | 381071.267 | 0 | 12614585.166 | 32820562.9947 | 22400708.639 | 100180946.9688 | 961560.8286 | 17272388.9941 | 17272388.9941 | 1478867.319 | 7790676.6675 | 0 | 118414896.7916 | 144956829.7723 | 10000000 | 37.4869 | 3158.8326 | 3866.8645 | 64.3971 | 78.8313
1 | 4900 | 707 | 0.035 | 15 | 15 | 7 | 1e-13 | 5spot_SharedNeighbor | Water | Porous | Wet | R245fa | MinimizeLCOE_Brownfield | IgnoreSilica | 2019 | 0.74031 | 0.12622 | 0.0019681 | 4 | 2479823.3161 | 5938102.5859 | 50554.5525 | 121056.2531 | 103.8454 | 0 | 50.0432 | 85805.9097 | 3055.8119 | 65800.5147 | 49218.4324 | 0 | 54520.7161 | 0 | 100776.5401 | 262199.8852 | 178956.8093 | 800334.6193 | 961560.8286 | 17759797.8658 | 17759797.8658 | 1478867.319 | 7985640.2162 | 0 | 19521693.3138 | 46745998.7149 | 100 | 0.0078722 | 2479823.3161 | 5938102.5859 | 50554.5525 | 121056.2531
1 | 4900 | 707 | 0.035 | 15 | 15 | 7 | 1.3335e-13 | 5spot_SharedNeighbor | Water | Porous | Wet | R245fa | MinimizeLCOE_Brownfield | IgnoreSilica | 2019 | 0.95719 | 0.19869 | 0.0075662 | 4 | 653969.018 | 1553506.5406 | 13332.043 | 31670.3321 | 116.0171 | 0 | 48.5856 | 126356.7937 | 4911.6117 | 93763.3388 | 59678.053 | 0 | 61038.4141 | 0 | 134841.8024 | 350830.71 | 239449.1684 | 1070869.8921 | 961560.8286 | 17759797.8658 | 17759797.8658 | 1478867.319 | 7985640.2162 | 0 | 19792228.5866 | 47016533.9876 | 133.3521 | 0.030265 | 653969.018 | 1553506.5406 | 13332.043 | 31670.3321
1 | 4900 | 707 | 0.035 | 15 | 15 | 7 | 1.7783e-13 | 5spot_SharedNeighbor | Water | Porous | Wet | R245fa | MinimizeLCOE_Brownfield | IgnoreSilica | 2019 | 1.2545 | 0.30928 | 0.017239 | 4 | 292480.4792 | 687283.6464 | 5962.6102 | 14011.2068 | 127.7158 | 0 | 49.417 | 182521.9223 | 7718.2791 | 132508.0461 | 74945.4354 | 0 | 69532.0271 | 0 | 182218.0269 | 474093.928 | 323578.8475 | 1447116.5124 | 961560.8286 | 17759797.8658 | 17759797.8658 | 1478867.319 | 7985640.2162 | 0 | 20168475.2069 | 47392780.608 | 177.8279 | 0.068957 | 292480.4792 | 687283.6464 | 5962.6102 | 14011.2068
1 | 4900 | 707 | 0.035 | 15 | 15 | 7 | 2.3714e-13 | 5spot_SharedNeighbor | Water | Porous | Wet | R245fa | MinimizeLCOE_Brownfield | IgnoreSilica | 2019 | 1.632 | 0.46109 | 0.032048 | 4 | 160992.5085 | 373364.4242 | 3282.05 | 7611.5388 | 137.7062 | 0 | 267.26 | 252385.1973 | 11480.7321 | 181156.0658 | 95252.2137 | 0 | 78511.3923 | 0 | 241326.3845 | 627881.7495 | 428542.1957 | 1916535.9309 | 961560.8286 | 17759797.8658 | 17759797.8658 | 1478867.319 | 7985640.2162 | 0 | 20637894.6253 | 47862200.0264 | 237.1374 | 0.12819 | 160992.5085 | 373364.4242 | 3282.05 | 7611.5388
1 | 4900 | 707 | 0.035 | 15 | 15 | 7 | 3.1623e-13 | 5spot_SharedNeighbor | Water | Porous | Wet | R245fa | MinimizeLCOE_Brownfield | IgnoreSilica | 2019 | 2.1182 | 0.66758 | 0.053654 | 4 | 98896.4801 | 225746.7035 | 2016.1385 | 4602.1519 | 146.1605 | 0 | 349.5761 | 338747.1842 | 16421.7936 | 242208.9439 | 122481.9374 | 0 | 88462.1088 | 0 | 315245.5675 | 820204.3008 | 559806.2888 | 2503578.125 | 961560.8286 | 17759797.8658 | 17759797.8658 | 1478867.319 | 7985640.2162 | 0 | 21224936.8194 | 48449242.2205 | 316.2278 | 0.21462 | 98896.4801 | 225746.7035 | 2016.1385 | 4602.1519
1 | 4900 | 707 | 0.035 | 15 | 15 | 7 | 4.217e-13 | 5spot_SharedNeighbor | Water | Porous | Wet | R245fa | MinimizeLCOE_Brownfield | IgnoreSilica | 2019 | 2.7405 | 0.94254 | 0.083977 | 4 | 65346.6734 | 146393.8037 | 1332.1803 | 2984.4357 | 153.1374 | 0 | 460.5644 | 443692.9108 | 22736.8298 | 317684.8206 | 159033.4099 | 0 | 99405.3394 | 0 | 406595.7911 | 1057878.8442 | 722024.0484 | 3229051.9942 | 961560.8286 | 17759797.8658 | 17759797.8658 | 1478867.319 | 7985640.2162 | 0 | 21950410.6886 | 49174716.0897 | 421.6965 | 0.33591 | 65346.6734 | 146393.8037 | 1332.1803 | 2984.4357
1 | 4900 | 707 | 0.035 | 15 | 15 | 7 | 5.6234e-13 | 5spot_SharedNeighbor | Water | Porous | Wet | R245fa | MinimizeLCOE_Brownfield | IgnoreSilica | 2019 | 3.5962 | 1.3293 | 0.12742 | 4 | 44930.3642 | 98344.4016 | 915.9662 | 2004.8836 | 159.1496 | 0 | 618.5232 | 577934.8157 | 31107.8279 | 416620.1704 | 209433.4088 | 0 | 114147.5829 | 0 | 526205.0843 | 1369077.6898 | 934423.655 | 4178950.2348 | 961560.8286 | 17759797.8658 | 17759797.8658 | 1478867.319 | 7985640.2162 | 0 | 22900308.9293 | 50124614.3303 | 562.3413 | 0.50968 | 44930.3642 | 98344.4016 | 915.9662 | 2004.8836
1 | 4900 | 707 | 0.035 | 15 | 15 | 7 | 7.4989e-13 | 5spot_SharedNeighbor | Water | Porous | Wet | R245fa | MinimizeLCOE_Brownfield | IgnoreSilica | 2019 | 4.7085 | 1.8383 | 0.18581 | 4 | 32369.3346 | 68997.7578 | 659.8927 | 1406.6126 | 163.9232 | 0 | 91.596 | 738513.7366 | 41360.0372 | 538310.1007 | 274060.5995 | 0 | 131008.7813 | 0 | 672068.7696 | 1748585.0783 | 1193445.2457 | 5337352.349 | 961560.8286 | 17759797.8658 | 17759797.8658 | 1478867.319 | 7985640.2162 | 0 | 24058711.0435 | 51283016.4445 | 749.8942 | 0.74326 | 32369.3346 | 68997.7578 | 659.8927 | 1406.6126
1 | 4900 | 707 | 0.035 | 15 | 15 | 7 | 1e-12 | 5spot_SharedNeighbor | Water | Porous | Wet | R245fa | MinimizeLCOE_Brownfield | IgnoreSilica | 2019 | 6.1849 | 2.5225 | 0.26566 | 4 | 24020.2651 | 49639.581 | 489.6856 | 1011.97 | 167.7201 | 0 | 73.6995 | 936188.0755 | 54297.8619 | 691545.3992 | 363023.8673 | 0 | 151638.9983 | 0 | 856710.7388 | 2228985.6069 | 1521328.4778 | 6803719.0256 | 961560.8286 | 17759797.8658 | 17759797.8658 | 1478867.319 | 7985640.2162 | 0 | 25525077.7201 | 52749383.1211 | 1000 | 1.0626 | 24020.2651 | 49639.581 | 489.6856 | 1011.97
1 | 4900 | 707 | 0.035 | 15 | 15 | 7 | 1.3335e-12 | 5spot_SharedNeighbor | Water | Porous | Wet | R245fa | MinimizeLCOE_Brownfield | IgnoreSilica | 2019 | 8.158 | 3.4352 | 0.37254 | 4 | 18362.5853 | 36631.9035 | 374.3461 | 746.7909 | 170.5486 | 0 | 88.2836 | 1176691.9279 | 70171.5595 | 883571.1374 | 482322.394 | 0 | 177434.32 | 0 | 1088174.6221 | 2831207.1515 | 1932357.0564 | 8641930.1688 | 961560.8286 | 17759797.8658 | 17759797.8658 | 1478867.319 | 7985640.2162 | 0 | 27363288.8632 | 54587594.2643 | 1333.5214 | 1.4902 | 18362.5853 | 36631.9035 | 374.3461 | 746.7909
1 | 4900 | 707 | 0.035 | 15 | 15 | 7 | 1.7783e-12 | 5spot_SharedNeighbor | Water | Porous | Wet | R245fa | MinimizeLCOE_Brownfield | IgnoreSilica | 2019 | 10.7863 | 4.6782 | 0.52076 | 4 | 14266.668 | 27336.2289 | 290.8453 | 557.286 | 173.1567 | 0 | 96.0669 | 1478112.3852 | 90512.297 | 1129066.1275 | 644302.1114 | 0 | 208429.3573 | 0 | 1384664.6885 | 3602613.4858 | 2458857.7304 | 10996558.183 | 961560.8286 | 17759797.8658 | 17759797.8658 | 1478867.319 | 7985640.2162 | 0 | 29717916.8775 | 56942222.2786 | 1778.2794 | 2.083 | 14266.668 | 27336.2289 | 290.8453 | 557.286
1 | 4900 | 707 | 0.035 | 15 | 15 | 7 | 2.3714e-12 | 5spot_SharedNeighbor | Water | Porous | Wet | R245fa | MinimizeLCOE_Brownfield | IgnoreSilica | 2019 | 14.248 | 6.3049 | 0.71492 | 4 | 11406.643 | 20926.7007 | 232.5398 | 426.6191 | 174.9744 | 0 | 91.5713 | 1838373.5045 | 114788.2226 | 1431551.0303 | 856771.7561 | 0 | 245708.3946 | 0 | 1750005.2342 | 4553154.6438 | 3107621.6024 | 13897974.3885 | 961560.8286 | 17759797.8658 | 17759797.8658 | 1478867.319 | 7985640.2162 | 0 | 32619333.0829 | 59843638.484 | 2371.3737 | 2.8597 | 11406.643 | 20926.7007 | 232.5398 | 426.6191
1 | 4900 | 707 | 0.035 | 15 | 15 | 7 | 3.1623e-12 | 5spot_SharedNeighbor | Water | Porous | Wet | R245fa | MinimizeLCOE_Brownfield | IgnoreSilica | 2019 | 18.8768 | 8.4769 | 0.97413 | 4 | 9307.3548 | 16294.1577 | 189.743 | 332.1784 | 176.3815 | 0 | 92.7679 | 2278979.1715 | 144407.7274 | 1812155.7742 | 1137265.855 | 0 | 291904.5729 | 0 | 2209238.1094 | 5747984.3836 | 3923117.4511 | 17545053.0452 | 961560.8286 | 17759797.8658 | 17759797.8658 | 1478867.319 | 7985640.2162 | 0 | 36266411.7397 | 63490717.1407 | 3162.2777 | 3.8965 | 9307.3548 | 16294.1577 | 189.743 | 332.1784
1 | 4900 | 707 | 0.035 | 15 | 15 | 7 | 4.217e-12 | 5spot_SharedNeighbor | Water | Porous | Wet | R245fa | MinimizeLCOE_Brownfield | IgnoreSilica | 2019 | 24.9863 | 11.3539 | 1.3174 | 4 | 7748.2064 | 12914.6101 | 157.9577 | 263.2818 | 177.452 | 0 | 99.186 | 2813724.7229 | 180091.0679 | 2287703.5969 | 1508539.371 | 0 | 347789.6483 | 0 | 2783760.8788 | 7242774.7787 | 4943342.6106 | 22107726.6752 | 961560.8286 | 17759797.8658 | 17759797.8658 | 1478867.319 | 7985640.2162 | 0 | 40829085.3697 | 68053390.7707 | 4216.965 | 5.2695 | 7748.2064 | 12914.6101 | 157.9577 | 263.2818
1 | 4900 | 707 | 0.035 | 15 | 15 | 7 | 5.6234e-12 | 5spot_SharedNeighbor | Water | Porous | Wet | R245fa | MinimizeLCOE_Brownfield | IgnoreSilica | 2019 | 33.03 | 15.1952 | 1.771 | 4 | 6574.7791 | 10417.9086 | 134.0358 | 212.3832 | 178.2654 | 0 | 111.6666 | 3463806.9277 | 222213.4117 | 2887531.2517 | 2003178.902 | 0 | 416285.3454 | 0 | 3507276.177 | 9125213.1714 | 6228145.4938 | 27853650.6807 | 961560.8286 | 17759797.8658 | 17759797.8658 | 1478867.319 | 7985640.2162 | 0 | 46575009.3752 | 73799314.7762 | 5623.4133 | 7.0839 | 6574.7791 | 10417.9086 | 134.0358 | 212.3832
1 | 4900 | 707 | 0.035 | 15 | 15 | 7 | 7.4989e-12 | 5spot_SharedNeighbor | Water | Porous | Wet | R245fa | MinimizeLCOE_Brownfield | IgnoreSilica | 2019 | 43.5442 | 20.2941 | 2.3648 | 4 | 5684.8028 | 8562.839 | 115.8924 | 174.5651 | 178.877 | 0 | 114.732 | 4248777.9497 | 271241.5546 | 3640141.4932 | 2657230.3154 | 0 | 500083.5588 | 0 | 4413815.2 | 11483841.7523 | 7837957.9653 | 35053089.7894 | 961560.8286 | 17759797.8658 | 17759797.8658 | 1478867.319 | 7985640.2162 | 0 | 53774448.4838 | 80998753.8849 | 7498.9421 | 9.4593 | 5684.8028 | 8562.839 | 115.8924 | 174.5651
1 | 4900 | 707 | 0.035 | 15 | 15 | 7 | 1e-11 | 5spot_SharedNeighbor | Water | Porous | Wet | R245fa | MinimizeLCOE_Brownfield | IgnoreSilica | 2019 | 57.0669 | 26.7844 | 3.1233 | 4 | 5002.5375 | 7181.697 | 101.9835 | 146.4086 | 179.294 | 0 | 109.4021 | 5173768.2066 | 329434.9198 | 4544922.3105 | 3486682.4337 | 0 | 598840.3947 | 0 | 5512122.8235 | 14341412.8948 | 9788308.9872 | 43775492.9707 | 961560.8286 | 17759797.8658 | 17759797.8658 | 1478867.319 | 7985640.2162 | 0 | 62496851.6652 | 89721157.0663 | 10000 | 12.493 | 5002.5375 | 7181.697 | 101.9835 | 146.4086
1 | 4900 | 707 | 0.035 | 15 | 15 | 7 | 1.3335e-11 | 5spot_SharedNeighbor | Water | Porous | Wet | R245fa | MinimizeLCOE_Brownfield | IgnoreSilica | 2019 | 74.0117 | 34.8125 | 4.0596 | 4 | 4484.5035 | 6161.0437 | 91.4227 | 125.6012 | 179.4363 | 0 | 111.249 | 6233760.0271 | 395937.622 | 5605331.956 | 4518266.9386 | 0 | 713706.0585 | 0 | 6812131.0148 | 17723767.5404 | 12096835.5333 | 54099736.6908 | 961560.8286 | 17759797.8658 | 17759797.8658 | 1478867.319 | 7985640.2162 | 0 | 72821095.3852 | 100045400.7863 | 13335.2143 | 16.2384 | 4484.5035 | 6161.0437 | 91.4227 | 125.6012
1 | 4900 | 707 | 0.035 | 15 | 15 | 7 | 1.7783e-11 | 5spot_SharedNeighbor | Water | Porous | Wet | R245fa | MinimizeLCOE_Brownfield | IgnoreSilica | 2019 | 94.4527 | 44.2431 | 5.1513 | 4 | 4102.0846 | 5423.3226 | 83.6265 | 110.5618 | 179.1623 | 0 | 125.2138 | 7391502.5238 | 467945.926 | 6790532.68 | 5751100.1863 | 0 | 844420.5192 | 0 | 8285745.7158 | 21557810.7123 | 14713648.7799 | 65802707.0433 | 961560.8286 | 17759797.8658 | 17759797.8658 | 1478867.319 | 7985640.2162 | 0 | 84524065.7377 | 111748371.1388 | 17782.7941 | 20.6051 | 4102.0846 | 5423.3226 | 83.6265 | 110.5618
1 | 4900 | 707 | 0.035 | 15 | 15 | 7 | 2.3714e-11 | 5spot_SharedNeighbor | Water | Porous | Wet | R245fa | MinimizeLCOE_Brownfield | IgnoreSilica | 2019 | 117.8025 | 54.3295 | 6.3162 | 4 | 3828.5224 | 4906.0763 | 78.0496 | 100.017 | 178.382 | 0 | 148.7943 | 8561645.9937 | 541798.4716 | 8002052.6355 | 7095013.5774 | 0 | 985006.3963 | 0 | 9822351.659 | 25555744.1753 | 17442320.5177 | 78005933.4264 | 961560.8286 | 17759797.8658 | 17759797.8658 | 1478867.319 | 7985640.2162 | 0 | 96727292.1209 | 123951597.5219 | 23713.7371 | 25.2649 | 3828.5224 | 4906.0763 | 78.0496 | 100.017
1 | 4900 | 707 | 0.035 | 15 | 15 | 7 | 3.1623e-11 | 5spot_SharedNeighbor | Water | Porous | Wet | R245fa | MinimizeLCOE_Brownfield | IgnoreSilica | 2019 | 133.5628 | 60.814 | 7.1373 | 4 | 3647.6724 | 4601.2646 | 74.3627 | 93.803 | 177.6194 | 0 | 180.5244 | 9270063.5529 | 584380.8631 | 8758707.3507 | 7969869.5407 | 0 | 995220.8824 | 0 | 10755514.4541 | 27983642.3501 | 19099410.9103 | 85416809.9043 | 961560.8286 | 17759797.8658 | 17759797.8658 | 1478867.319 | 7985640.2162 | 0 | 104138168.5988 | 131362473.9998 | 31622.7766 | 28.5492 | 3647.6724 | 4601.2646 | 74.3627 | 93.803
1 | 4900 | 707 | 0.035 | 15 | 15 | 7 | 4.217e-11 | 5spot_SharedNeighbor | Water | Porous | Wet | R245fa | MinimizeLCOE_Brownfield | IgnoreSilica | 2019 | 145.1628 | 65.64 | 7.7879 | 4 | 3510.5379 | 4384.4689 | 71.5671 | 89.3833 | 177.0401 | 0 | 212.277 | 9768277.163 | 611558.011 | 9313880.7795 | 8620666.9785 | 0 | 949393.7725 | 0 | 11412872.9147 | 29693954.222 | 20266733.9063 | 90637337.7475 | 961560.8286 | 17759797.8658 | 17759797.8658 | 1478867.319 | 7985640.2162 | 0 | 109358696.442 | 136583001.843 | 42169.6503 | 31.1515 | 3510.5379 | 4384.4689 | 71.5671 | 89.3833
1 | 4900 | 707 | 0.035 | 15 | 15 | 7 | 5.6234e-11 | 5spot_SharedNeighbor | Water | Porous | Wet | R245fa | MinimizeLCOE_Brownfield | IgnoreSilica | 2019 | 152.5381 | 68.6889 | 8.2546 | 4 | 3405.2935 | 4229.8143 | 69.4215 | 86.2305 | 176.6488 | 0 | 247.3175 | 10073118.4709 | 627377.4271 | 9661165.6733 | 9034289.8699 | 0 | 861746.134 | 0 | 11800502.0543 | 30702485.7295 | 20955077.3834 | 93715762.7424 | 961560.8286 | 17759797.8658 | 17759797.8658 | 1478867.319 | 7985640.2162 | 0 | 112437121.4368 | 139661426.8379 | 56234.1325 | 33.0183 | 3405.2935 | 4229.8143 | 69.4215 | 86.2305
1 | 4900 | 707 | 0.035 | 15 | 15 | 7 | 7.4989e-11 | 5spot_SharedNeighbor | Water | Porous | Wet | R245fa | MinimizeLCOE_Brownfield | IgnoreSilica | 2019 | 158.823 | 71.2613 | 8.6475 | 4 | 3324.6683 | 4111.7268 | 67.7779 | 83.8231 | 176.2995 | 0 | 255.6968 | 10325218.1382 | 640096.4716 | 9952156.977 | 9385433.59 | 0 | 782285.4443 | 0 | 12123224.3422 | 31542142.9233 | 21528160.6714 | 96278718.558 | 961560.8286 | 17759797.8658 | 17759797.8658 | 1478867.319 | 7985640.2162 | 0 | 115000077.2524 | 142224382.6535 | 74989.4209 | 34.5899 | 3324.6683 | 4111.7268 | 67.7779 | 83.8231
1 | 4900 | 707 | 0.035 | 15 | 15 | 7 | 1e-10 | 5spot_SharedNeighbor | Water | Porous | Wet | R245fa | MinimizeLCOE_Brownfield | IgnoreSilica | 2019 | 163.6971 | 73.2381 | 8.9577 | 4 | 3263.0696 | 4022.8672 | 66.5221 | 82.0116 | 176.0186 | 0 | 276.4852 | 10515915.2372 | 649505.5793 | 10174563.0926 | 9656793.4218 | 0 | 707983.1646 | 0 | 12364856.5933 | 32170820.4749 | 21957246.0184 | 98197683.5821 | 961560.8286 | 17759797.8658 | 17759797.8658 | 1478867.319 | 7985640.2162 | 0 | 116919042.2766 | 144143347.6776 | 100000 | 35.831 | 3263.0696 | 4022.8672 | 66.5221 | 82.0116
1 | 4900 | 707 | 0.035 | 15 | 15 | 7 | 1.3335e-10 | 5spot_SharedNeighbor | Water | Porous | Wet | R245fa | MinimizeLCOE_Brownfield | IgnoreSilica | 2019 | 167.7339 | 74.8541 | 9.2096 | 4 | 3216.0527 | 3955.0737 | 65.5636 | 80.6295 | 175.7796 | 0 | 246.9856 | 10670159.547 | 657027.6842 | 10355591.8398 | 9878583.5006 | 0 | 645455.7375 | 0 | 12560659.1405 | 32680258.5382 | 22304947.9645 | 99752683.9522 | 961560.8286 | 17759797.8658 | 17759797.8658 | 1478867.319 | 7985640.2162 | 0 | 118474042.6467 | 145698348.0477 | 133352.1432 | 36.8383 | 3216.0527 | 3955.0737 | 65.5636 | 80.6295
1 | 4900 | 707 | 0.035 | 15 | 15 | 7 | 1.7783e-10 | 5spot_SharedNeighbor | Water | Porous | Wet | R245fa | MinimizeLCOE_Brownfield | IgnoreSilica | 2019 | 170.7003 | 76.0334 | 9.3997 | 4 | 3180.2948 | 3904.3695 | 64.8346 | 79.5959 | 175.6001 | 0 | 302.3807 | 10781644.8591 | 662385.8741 | 10487297.2114 | 10040968.597 | 0 | 590020.1929 | 0 | 12699303.5264 | 33040982.7905 | 22551149.6788 | 100853752.7302 | 961560.8286 | 17759797.8658 | 17759797.8658 | 1478867.319 | 7985640.2162 | 0 | 119575111.4247 | 146799416.8257 | 177827.941 | 37.5988 | 3180.2948 | 3904.3695 | 64.8346 | 79.5959
1 | 4900 | 707 | 0.035 | 15 | 15 | 7 | 2.3714e-10 | 5spot_SharedNeighbor | Water | Porous | Wet | R245fa | MinimizeLCOE_Brownfield | IgnoreSilica | 2019 | 172.8345 | 76.8785 | 9.5411 | 4 | 3153.1426 | 3866.4873 | 64.2811 | 78.8236 | 175.4696 | 0 | 277.6057 | 10860990.0267 | 666161.7166 | 10581459.4207 | 10157616.4336 | 0 | 542240.5456 | 0 | 12795302.5759 | 33290752.625 | 22721622.7231 | 101616146.0672 | 961560.8286 | 17759797.8658 | 17759797.8658 | 1478867.319 | 7985640.2162 | 0 | 120337504.7616 | 147561810.1627 | 237137.3706 | 38.1643 | 3153.1426 | 3866.4873 | 64.2811 | 78.8236
1 | 4900 | 707 | 0.035 | 15 | 15 | 7 | 3.1623e-10 | 5spot_SharedNeighbor | Water | Porous | Wet | R245fa | MinimizeLCOE_Brownfield | IgnoreSilica | 2019 | 174.4204 | 77.5043 | 9.6477 | 4 | 3132.5738 | 3838.0325 | 63.8618 | 78.2435 | 175.3715 | 0 | 272.9275 | 10919440.5842 | 668919.8667 | 10651079.3327 | 10244171.5148 | 0 | 502889.5532 | 0 | 12864735.3321 | 33471402.4141 | 22844919.9162 | 102167558.5139 | 961560.8286 | 17759797.8658 | 17759797.8658 | 1478867.319 | 7985640.2162 | 0 | 120888917.2084 | 148113222.6094 | 316227.766 | 38.5909 | 3132.5738 | 3838.0325 | 63.8618 | 78.2435
1 | 4900 | 707 | 0.035 | 15 | 15 | 7 | 4.217e-10 | 5spot_SharedNeighbor | Water | Porous | Wet | R245fa | MinimizeLCOE_Brownfield | IgnoreSilica | 2019 | 175.5802 | 77.9608 | 9.7273 | 4 | 3117.0154 | 3816.7041 | 63.5446 | 77.8087 | 175.2992 | 0 | 270.4927 | 10961914.2151 | 670911.1697 | 10701809.3408 | 10307410.5869 | 0 | 470873.1367 | 0 | 12914038.1952 | 33599678.3504 | 22932470.8785 | 102559105.8732 | 961560.8286 | 17759797.8658 | 17759797.8658 | 1478867.319 | 7985640.2162 | 0 | 121280464.5677 | 148504769.9687 | 421696.5034 | 38.9092 | 3117.0154 | 3816.7041 | 63.5446 | 77.8087
1 | 4900 | 707 | 0.035 | 15 | 15 | 7 | 5.6234e-10 | 5spot_SharedNeighbor | Water | Porous | Wet | R245fa | MinimizeLCOE_Brownfield | IgnoreSilica | 2019 | 176.4233 | 78.292 | 9.7863 | 4 | 3105.263 | 3800.7299 | 63.305 | 77.483 | 175.2463 | 0 | 267.8167 | 10992641.7185 | 672344.744 | 10738585.6962 | 10353345.6576 | 0 | 445177.1213 | 0 | 12948817.0257 | 33690165.7332 | 22994230.3766 | 102835308.0731 | 961560.8286 | 17759797.8658 | 17759797.8658 | 1478867.319 | 7985640.2162 | 0 | 121556666.7676 | 148780972.1687 | 562341.3252 | 39.1454 | 3105.263 | 3800.7299 | 63.305 | 77.483
1 | 4900 | 707 | 0.035 | 15 | 15 | 7 | 7.4989e-10 | 5spot_SharedNeighbor | Water | Porous | Wet | R245fa | MinimizeLCOE_Brownfield | IgnoreSilica | 2019 | 177.0487 | 78.5373 | 9.8306 | 4 | 3096.3967 | 3788.7338 | 63.1242 | 77.2385 | 175.2068 | 0 | 306.2553 | 11015355.6591 | 673400.7001 | 10765811.7105 | 10387400.8962 | 0 | 424972.5943 | 0 | 12974107.2085 | 33755965.6012 | 23039140.1386 | 103036154.5086 | 961560.8286 | 17759797.8658 | 17759797.8658 | 1478867.319 | 7985640.2162 | 0 | 121757513.203 | 148981818.6041 | 749894.2093 | 39.3223 | 3096.3967 | 3788.7338 | 63.1242 | 77.2385
1 | 4900 | 707 | 0.035 | 15 | 15 | 7 | 1e-09 | 5spot_SharedNeighbor | Water | Porous | Wet | R245fa | MinimizeLCOE_Brownfield | IgnoreSilica | 2019 | 177.4897 | 78.7101 | 9.8628 | 4 | 3089.7149 | 3779.788 | 62.988 | 77.0561 | 175.1789 | 0 | 311.9247 | 11031328.0126 | 674141.0011 | 10784980.2904 | 10411403.9464 | 0 | 408957.4645 | 0 | 12991216.1788 | 33800479.6324 | 23069521.8795 | 103172028.4057 | 961560.8286 | 17759797.8658 | 17759797.8658 | 1478867.319 | 7985640.2162 | 0 | 121893387.1001 | 149117692.5012 | 1000000 | 39.4513 | 3089.7149 | 3779.788 | 62.988 | 77.0561
1 | 4900 | 707 | 0.035 | 15 | 15 | 7 | 1.3335e-09 | 5spot_SharedNeighbor | Water | Porous | Wet | R245fa | MinimizeLCOE_Brownfield | IgnoreSilica | 2019 | 177.8233 | 78.8407 | 9.8872 | 4 | 3084.6843 | 3773.0573 | 62.8855 | 76.9189 | 175.1578 | 0 | 342.1579 | 11043388.2119 | 674698.9797 | 10799464.9095 | 10429555.2628 | 0 | 396665.2292 | 0 | 13004071.3113 | 33833926.0502 | 23092349.7469 | 103274119.7016 | 961560.8286 | 17759797.8658 | 17759797.8658 | 1478867.319 | 7985640.2162 | 0 | 121995478.396 | 149219783.7971 | 1333521.4322 | 39.5488 | 3084.6843 | 3773.0573 | 62.8855 | 76.9189
1 | 4900 | 707 | 0.035 | 15 | 15 | 7 | 1.7783e-09 | 5spot_SharedNeighbor | Water | Porous | Wet | R245fa | MinimizeLCOE_Brownfield | IgnoreSilica | 2019 | 178.0498 | 78.9293 | 9.9046 | 4 | 3080.8999 | 3768.0619 | 62.8083 | 76.817 | 175.1433 | 0 | 289.8768 | 11051563.7229 | 675076.3926 | 10809291.9985 | 10441878.046 | 0 | 386968.2735 | 0 | 13012263.589 | 33855240.6764 | 23106897.4173 | 103339180.1161 | 961560.8286 | 17759797.8658 | 17759797.8658 | 1478867.319 | 7985640.2162 | 0 | 122060538.8106 | 149284844.2116 | 1778279.41 | 39.6185 | 3080.8999 | 3768.0619 | 62.8083 | 76.817
1 | 4900 | 707 | 0.035 | 15 | 15 | 7 | 2.3714e-09 | 5spot_SharedNeighbor | Water | Porous | Wet | R245fa | MinimizeLCOE_Brownfield | IgnoreSilica | 2019 | 178.2324 | 79.0008 | 9.9182 | 4 | 3078.055 | 3764.2774 | 62.7503 | 76.7399 | 175.1317 | 0 | 309.4521 | 11058150.3499 | 675380.3492 | 10817211.0362 | 10451811.4186 | 0 | 379740.7196 | 0 | 13019094.6107 | 33873013.5934 | 23119027.7983 | 103393429.8759 | 961560.8286 | 17759797.8658 | 17759797.8658 | 1478867.319 | 7985640.2162 | 0 | 122114788.5703 | 149339093.9714 | 2371373.7057 | 39.6727 | 3078.055 | 3764.2774 | 62.7503 | 76.7399
1 | 4900 | 707 | 0.035 | 15 | 15 | 7 | 3.1623e-09 | 5spot_SharedNeighbor | Water | Porous | Wet | R245fa | MinimizeLCOE_Brownfield | IgnoreSilica | 2019 | 178.3593 | 79.0504 | 9.928 | 4 | 3075.9174 | 3761.4621 | 62.7067 | 76.6825 | 175.1236 | 0 | 287.1259 | 11062721.2244 | 675590.9817 | 10822709.3907 | 10458711.0246 | 0 | 374131.2868 | 0 | 13023606.9242 | 33884753.7077 | 23127040.6676 | 103429265.2077 | 961560.8286 | 17759797.8658 | 17759797.8658 | 1478867.319 | 7985640.2162 | 0 | 122150623.9021 | 149374929.3032 | 3162277.6602 | 39.7119 | 3075.9174 | 3761.4621 | 62.7067 | 76.6825
1 | 4900 | 707 | 0.035 | 15 | 15 | 7 | 4.217e-09 | 5spot_SharedNeighbor | Water | Porous | Wet | R245fa | MinimizeLCOE_Brownfield | IgnoreSilica | 2019 | 178.4519 | 79.0866 | 9.9352 | 4 | 3074.312 | 3759.3555 | 62.674 | 76.6395 | 175.1177 | 0 | 279.2565 | 11066055.3465 | 675744.4985 | 10826721.2652 | 10463746.5714 | 0 | 369855.3339 | 0 | 13026827.9761 | 33893134.2239 | 23132760.5421 | 103454845.7576 | 961560.8286 | 17759797.8658 | 17759797.8658 | 1478867.319 | 7985640.2162 | 0 | 122176204.4521 | 149400509.8532 | 4216965.0343 | 39.741 | 3074.312 | 3759.3555 | 62.674 | 76.6395
1 | 4900 | 707 | 0.035 | 15 | 15 | 7 | 5.6234e-09 | 5spot_SharedNeighbor | Water | Porous | Wet | R245fa | MinimizeLCOE_Brownfield | IgnoreSilica | 2019 | 178.5102 | 79.1093 | 9.9403 | 4 | 3073.1068 | 3757.8032 | 62.6494 | 76.6079 | 175.1139 | 0 | 292.1691 | 11068152.7508 | 675840.8614 | 10829246.7553 | 10466917.627 | 0 | 366489.27 | 0 | 13028592.4331 | 33897724.9792 | 23135893.8269 | 103468858.5038 | 961560.8286 | 17759797.8658 | 17759797.8658 | 1478867.319 | 7985640.2162 | 0 | 122190217.1982 | 149414522.5993 | 5623413.2519 | 39.7611 | 3073.1068 | 3757.8032 | 62.6494 | 76.6079
1 | 4900 | 707 | 0.035 | 15 | 15 | 7 | 7.4989e-09 | 5spot_SharedNeighbor | Water | Porous | Wet | R245fa | MinimizeLCOE_Brownfield | IgnoreSilica | 2019 | 178.5614 | 79.1293 | 9.9443 | 4 | 3072.2022 | 3756.6195 | 62.631 | 76.5838 | 175.1107 | 0 | 309.8004 | 11069991.5565 | 675925.4597 | 10831460.0463 | 10469696.4278 | 0 | 364043.5352 | 0 | 13030335.64 | 33902260.4458 | 23138989.3761 | 103482702.4874 | 961560.8286 | 17759797.8658 | 17759797.8658 | 1478867.319 | 7985640.2162 | 0 | 122204061.1819 | 149428366.5829 | 7498942.0933 | 39.7773 | 3072.2022 | 3756.6195 | 62.631 | 76.5838
1 | 4900 | 707 | 0.035 | 15 | 15 | 7 | 1e-08 | 5spot_SharedNeighbor | Water | Porous | Wet | R245fa | MinimizeLCOE_Brownfield | IgnoreSilica | 2019 | 178.6003 | 79.1445 | 9.9474 | 4 | 3071.5234 | 3755.73 | 62.6172 | 76.5656 | 175.1082 | 0 | 321.0942 | 11071390.7166 | 675989.8262 | 10833144.2401 | 10471811.0941 | 0 | 362209.3558 | 0 | 13031672.6408 | 33905739.0478 | 23141363.5934 | 103493320.5148 | 961560.8286 | 17759797.8658 | 17759797.8658 | 1478867.319 | 7985640.2162 | 0 | 122214679.2093 | 149438984.6104 | 10000000 | 39.7896 | 3071.5234 | 3755.73 | 62.6172 | 76.5656
1 | 5000 | 707 | 0.035 | 15 | 15 | 7 | 1e-13 | 5spot_SharedNeighbor | Water | Porous | Wet | R245fa | MinimizeLCOE_Brownfield | IgnoreSilica | 2019 | 0.75975 | 0.13419 | 0.0026525 | 4 | 1889297.4631 | 4520257.8607 | 38515.8842 | 92151.5706 | 105.9427 | 0 | 52.7131 | 90726.1015 | 3279.4818 | 68996.8688 | 50272.4973 | 0 | 55059.5567 | 0 | 104650.4574 | 272279.0233 | 185836.0282 | 831100.015 | 961560.8286 | 18253066.8284 | 18253066.8284 | 1478867.319 | 8182947.8012 | 0 | 20045727.672 | 47960609.6206 | 100 | 0.01061 | 1889297.4631 | 4520257.8607 | 38515.8842 | 92151.5706
1 | 5000 | 707 | 0.035 | 15 | 15 | 7 | 1.3335e-13 | 5spot_SharedNeighbor | Water | Porous | Wet | R245fa | MinimizeLCOE_Brownfield | IgnoreSilica | 2019 | 0.99609 | 0.21632 | 0.0091119 | 4 | 558325.3754 | 1324219.8393 | 11382.218 | 26996.0126 | 118.9817 | 0 | 59.7481 | 136217.3138 | 5407.668 | 100151.5229 | 61967.64 | 0 | 62675.7234 | 0 | 142903.7486 | 371806.2402 | 253765.3988 | 1134895.2557 | 961560.8286 | 18253066.8284 | 18253066.8284 | 1478867.319 | 8182947.8012 | 0 | 20349522.9127 | 48264404.8613 | 133.3521 | 0.036447 | 558325.3754 | 1324219.8393 | 11382.218 | 26996.0126
1 | 5000 | 707 | 0.035 | 15 | 15 | 7 | 1.7783e-13 | 5spot_SharedNeighbor | Water | Porous | Wet | R245fa | MinimizeLCOE_Brownfield | IgnoreSilica | 2019 | 1.2934 | 0.33121 | 0.019676 | 4 | 263423.4964 | 618099.2311 | 5370.2443 | 12600.7889 | 130.4288 | 0 | 58.2016 | 193958.2649 | 8363.7395 | 139712.2947 | 77610.9847 | 0 | 70535.3986 | 0 | 191170.4661 | 497386.3384 | 339476.3962 | 1518213.8832 | 961560.8286 | 18253066.8284 | 18253066.8284 | 1478867.319 | 8182947.8012 | 0 | 20732841.5402 | 48647723.4888 | 177.8279 | 0.078705 | 263423.4964 | 618099.2311 | 5370.2443 | 12600.7889
1 | 5000 | 707 | 0.035 | 15 | 15 | 7 | 2.3714e-13 | 5spot_SharedNeighbor | Water | Porous | Wet | R245fa | MinimizeLCOE_Brownfield | IgnoreSilica | 2019 | 1.6709 | 0.48853 | 0.035645 | 4 | 148771.9042 | 344556.3696 | 3032.9165 | 7024.2476 | 140.3052 | 0 | 283.251 | 265811.3942 | 12325.7964 | 189400.0973 | 98421.392 | 0 | 78876.9358 | 0 | 251485.8901 | 654314.6992 | 446583.2271 | 1997219.4321 | 961560.8286 | 18253066.8284 | 18253066.8284 | 1478867.319 | 8182947.8012 | 0 | 21211847.0891 | 49126729.0378 | 237.1374 | 0.14258 | 148771.9042 | 344556.3696 | 3032.9165 | 7024.2476
1 | 5000 | 707 | 0.035 | 15 | 15 | 7 | 3.1623e-13 | 5spot_SharedNeighbor | Water | Porous | Wet | R245fa | MinimizeLCOE_Brownfield | IgnoreSilica | 2019 | 2.1571 | 0.7023 | 0.058803 | 4 | 92733.8193 | 211413.2862 | 1890.5043 | 4309.9458 | 148.7396 | 0 | 363.1559 | 354774.6027 | 17542.8381 | 251804.5164 | 126354.9971 | 0 | 88174.5338 | 0 | 327074.0803 | 850979.6649 | 580811.1072 | 2597516.3405 | 961560.8286 | 18253066.8284 | 18253066.8284 | 1478867.319 | 8182947.8012 | 0 | 21812143.9975 | 49727025.9462 | 316.2278 | 0.23521 | 92733.8193 | 211413.2862 | 1890.5043 | 4309.9458
1 | 5000 | 707 | 0.035 | 15 | 15 | 7 | 4.217e-13 | 5spot_SharedNeighbor | Water | Porous | Wet | R245fa | MinimizeLCOE_Brownfield | IgnoreSilica | 2019 | 2.8183 | 1.0044 | 0.092708 | 4 | 60948.9432 | 136225.1963 | 1242.5266 | 2777.1349 | 156.1014 | 0 | 473.3879 | 469310.4086 | 24619.1906 | 333604.6895 | 165738.9982 | 0 | 100347.8329 | 0 | 426512.2367 | 1109697.3502 | 757391.2435 | 3387221.9501 | 961560.8286 | 18253066.8284 | 18253066.8284 | 1478867.319 | 8182947.8012 | 0 | 22601849.6071 | 50516731.5558 | 421.6965 | 0.37083 | 60948.9432 | 136225.1963 | 1242.5266 | 2777.1349
1 | 5000 | 707 | 0.035 | 15 | 15 | 7 | 5.6234e-13 | 5spot_SharedNeighbor | Water | Porous | Wet | R245fa | MinimizeLCOE_Brownfield | IgnoreSilica | 2019 | 3.674 | 1.4051 | 0.13922 | 4 | 42330.9923 | 92456.4923 | 862.9745 | 1884.8507 | 162.0541 | 0 | 631.192 | 607671.6082 | 33519.5356 | 434667.4731 | 217548.0094 | 0 | 114128.8606 | 0 | 548938.8399 | 1428226.2586 | 974793.7686 | 4359494.3541 | 961560.8286 | 18253066.8284 | 18253066.8284 | 1478867.319 | 8182947.8012 | 0 | 23574122.0111 | 51489003.9597 | 562.3413 | 0.5569 | 42330.9923 | 92456.4923 | 862.9745 | 1884.8507
1 | 5000 | 707 | 0.035 | 15 | 15 | 7 | 7.4989e-13 | 5spot_SharedNeighbor | Water | Porous | Wet | R245fa | MinimizeLCOE_Brownfield | IgnoreSilica | 2019 | 4.8205 | 1.9487 | 0.20336 | 4 | 30490.9268 | 64807.552 | 621.5988 | 1321.1896 | 166.9426 | 0 | 91.5502 | 778716.5467 | 44841.6747 | 562848.8461 | 286505.0976 | 0 | 131343.4807 | 0 | 703659.7019 | 1830778.2038 | 1249543.7428 | 5588237.2944 | 961560.8286 | 18253066.8284 | 18253066.8284 | 1478867.319 | 8182947.8012 | 0 | 24802864.9514 | 52717746.9 | 749.8942 | 0.81345 | 30490.9268 | 64807.552 | 621.5988 | 1321.1896
1 | 5000 | 707 | 0.035 | 15 | 15 | 7 | 1e-12 | 5spot_SharedNeighbor | Water | Porous | Wet | R245fa | MinimizeLCOE_Brownfield | IgnoreSilica | 2019 | 6.3358 | 2.6757 | 0.29069 | 4 | 22660.6476 | 46667.7936 | 461.968 | 951.3861 | 170.7972 | 0 | 83.3088 | 988192.8679 | 59106.8272 | 723369.8285 | 380720.2431 | 0 | 152128.787 | 0 | 898372.2359 | 2337380.2764 | 1595310.067 | 7134581.133 | 961560.8286 | 18253066.8284 | 18253066.8284 | 1478867.319 | 8182947.8012 | 0 | 26349208.79 | 54264090.7386 | 1000 | 1.1628 | 22660.6476 | 46667.7936 | 461.968 | 951.3861
1 | 5000 | 707 | 0.035 | 15 | 15 | 7 | 1.3335e-12 | 5spot_SharedNeighbor | Water | Porous | Wet | R245fa | MinimizeLCOE_Brownfield | IgnoreSilica | 2019 | 8.3432 | 3.6367 | 0.40643 | 4 | 17386.9325 | 34557.5926 | 354.4561 | 704.5033 | 173.6182 | 0 | 83.4329 | 1240405.1813 | 76402.9175 | 922750.5807 | 505385.625 | 0 | 177598.1565 | 0 | 1139791.5598 | 2965503.8351 | 2024017.3025 | 9051855.1582 | 961560.8286 | 18253066.8284 | 18253066.8284 | 1478867.319 | 8182947.8012 | 0 | 28266482.8152 | 56181364.7639 | 1333.5214 | 1.6257 | 17386.9325 | 34557.5926 | 354.4561 | 704.5033
1 | 5000 | 707 | 0.035 | 15 | 15 | 7 | 1.7783e-12 | 5spot_SharedNeighbor | Water | Porous | Wet | R245fa | MinimizeLCOE_Brownfield | IgnoreSilica | 2019 | 11.0226 | 4.9456 | 0.56757 | 4 | 13533.5632 | 25829.3438 | 275.9 | 526.5661 | 176.2985 | 0 | 98.2659 | 1557860.5335 | 98899.9979 | 1177638.1767 | 673770.4881 | 0 | 208145.5238 | 0 | 1449362.7408 | 3770944.5464 | 2573747.1381 | 11510369.1453 | 961560.8286 | 18253066.8284 | 18253066.8284 | 1478867.319 | 8182947.8012 | 0 | 30724996.8023 | 58639878.751 | 1778.2794 | 2.2703 | 13533.5632 | 25829.3438 | 275.9 | 526.5661
1 | 5000 | 707 | 0.035 | 15 | 15 | 7 | 2.3714e-12 | 5spot_SharedNeighbor | Water | Porous | Wet | R245fa | MinimizeLCOE_Brownfield | IgnoreSilica | 2019 | 14.5648 | 6.6834 | 0.77871 | 4 | 10843.6109 | 19805.545 | 221.0617 | 403.7628 | 178.1472 | 0 | 92.4029 | 1938505.4491 | 125124.1763 | 1496748.4742 | 895215.5757 | 0 | 245782.1519 | 0 | 1833536.5726 | 4770486.0519 | 3255954.7541 | 14561353.206 | 961560.8286 | 18253066.8284 | 18253066.8284 | 1478867.319 | 8182947.8012 | 0 | 33775980.863 | 61690862.8116 | 2371.3737 | 3.1148 | 10843.6109 | 19805.545 | 221.0617 | 403.7628
1 | 5000 | 707 | 0.035 | 15 | 15 | 7 | 3.1623e-12 | 5spot_SharedNeighbor | Water | Porous | Wet | R245fa | MinimizeLCOE_Brownfield | IgnoreSilica | 2019 | 19.2789 | 9.0868 | 1.0608 | 4 | 8882.1694 | 15461.1543 | 181.075 | 315.1965 | 179.5723 | 0 | 92.2784 | 2406185.63 | 154686.6494 | 1913969.2558 | 1195607.7535 | 0 | 293787.2211 | 0 | 2326052.2388 | 6051910.7865 | 4130553.4661 | 18472753.0013 | 961560.8286 | 18253066.8284 | 18253066.8284 | 1478867.319 | 8182947.8012 | 0 | 37687380.6584 | 65602262.607 | 3162.2777 | 4.243 | 8882.1694 | 15461.1543 | 181.075 | 315.1965
1 | 5000 | 707 | 0.035 | 15 | 15 | 7 | 4.217e-12 | 5spot_SharedNeighbor | Water | Porous | Wet | R245fa | MinimizeLCOE_Brownfield | IgnoreSilica | 2019 | 25.5005 | 12.2216 | 1.4307 | 4 | 7425.8341 | 12303.5362 | 151.3857 | 250.8242 | 180.6581 | 0 | 99.1187 | 2967989.9175 | 190561.9736 | 2425977.3576 | 1581888.4238 | 0 | 350921.3246 | 0 | 2931762.2088 | 7627843.8803 | 5206160.1848 | 23283105.271 | 961560.8286 | 18253066.8284 | 18253066.8284 | 1478867.319 | 8182947.8012 | 0 | 42497732.928 | 70412614.8766 | 4216.965 | 5.723 | 7425.8341 | 12303.5362 | 151.3857 | 250.8242
1 | 5000 | 707 | 0.035 | 15 | 15 | 7 | 5.6234e-12 | 5spot_SharedNeighbor | Water | Porous | Wet | R245fa | MinimizeLCOE_Brownfield | IgnoreSilica | 2019 | 33.717 | 16.3658 | 1.9189 | 4 | 6320.6375 | 9957.5586 | 128.8547 | 202.9983 | 181.4859 | 0 | 79.3921 | 3649646.232 | 233778.1462 | 3064329.8172 | 2091269.1304 | 0 | 420613.1846 | 0 | 3689258.239 | 9598693.1671 | 6551305.32 | 29298893.2365 | 961560.8286 | 18253066.8284 | 18253066.8284 | 1478867.319 | 8182947.8012 | 0 | 48513520.8935 | 76428402.8421 | 5623.4133 | 7.6754 | 6320.6375 | 9957.5586 | 128.8547 | 202.9983
1 | 5000 | 707 | 0.035 | 15 | 15 | 7 | 7.4989e-12 | 5spot_SharedNeighbor | Water | Porous | Wet | R245fa | MinimizeLCOE_Brownfield | IgnoreSilica | 2019 | 44.4138 | 21.7606 | 2.5542 | 4 | 5475.6526 | 8207.8562 | 111.6286 | 167.3283 | 182.1049 | 0 | 95.6124 | 4466611.993 | 285375.2714 | 3848762.7275 | 2754337.2407 | 0 | 503815.6143 | 0 | 4624972.1103 | 12033228.7188 | 8212925.8587 | 36730029.5347 | 961560.8286 | 18253066.8284 | 18253066.8284 | 1478867.319 | 8182947.8012 | 0 | 55944657.1918 | 83859539.1404 | 7498.9421 | 10.217 | 5475.6526 | 8207.8562 | 111.6286 | 167.3283
1 | 5000 | 707 | 0.035 | 15 | 15 | 7 | 1e-11 | 5spot_SharedNeighbor | Water | Porous | Wet | R245fa | MinimizeLCOE_Brownfield | IgnoreSilica | 2019 | 58.1728 | 28.6795 | 3.3682 | 4 | 4826.0709 | 6898.0062 | 98.386 | 140.6252 | 182.5205 | 0 | 90.2079 | 5433755.3443 | 346216.047 | 4800009.7125 | 3606423.2021 | 0 | 602931.4057 | 0 | 5767840.9276 | 15006738.9466 | 10242407.6887 | 45806323.2746 | 961560.8286 | 18253066.8284 | 18253066.8284 | 1478867.319 | 8182947.8012 | 0 | 65020950.9316 | 92935832.8802 | 10000 | 13.4729 | 4826.0709 | 6898.0062 | 98.386 | 140.6252
1 | 5000 | 707 | 0.035 | 15 | 15 | 7 | 1.3335e-11 | 5spot_SharedNeighbor | Water | Porous | Wet | R245fa | MinimizeLCOE_Brownfield | IgnoreSilica | 2019 | 75.3736 | 37.2261 | 4.3714 | 4 | 4332.6597 | 5929.1257 | 88.3271 | 120.8732 | 182.6404 | 0 | 133.7177 | 6540587.1516 | 415566.3087 | 5913748.412 | 4668053.2608 | 0 | 718139.9865 | 0 | 7119877.0966 | 18524459.7178 | 12643324.397 | 56543756.3311 | 961560.8286 | 18253066.8284 | 18253066.8284 | 1478867.319 | 8182947.8012 | 0 | 75758383.9881 | 103673265.9367 | 13335.2143 | 17.4854 | 4332.6597 | 5929.1257 | 88.3271 | 120.8732
1 | 5000 | 707 | 0.035 | 15 | 15 | 7 | 1.7783e-11 | 5spot_SharedNeighbor | Water | Porous | Wet | R245fa | MinimizeLCOE_Brownfield | IgnoreSilica | 2019 | 96.0191 | 47.1938 | 5.5354 | 4 | 3968.1703 | 5228.9068 | 80.8965 | 106.5983 | 182.3162 | 0 | 118.8311 | 7743497.3126 | 490643.5693 | 7149773.8933 | 5931915.7443 | 0 | 848165.3054 | 0 | 8643958.3717 | 22489806.5635 | 15349755.0989 | 68647515.8588 | 961560.8286 | 18253066.8284 | 18253066.8284 | 1478867.319 | 8182947.8012 | 0 | 87862143.5159 | 115777025.4645 | 17782.7941 | 22.1417 | 3968.1703 | 5228.9068 | 80.8965 | 106.5983
1 | 5000 | 707 | 0.035 | 15 | 15 | 7 | 2.3714e-11 | 5spot_SharedNeighbor | Water | Porous | Wet | R245fa | MinimizeLCOE_Brownfield | IgnoreSilica | 2019 | 119.4958 | 57.9739 | 6.7826 | 4 | 3710.7074 | 4739.6207 | 75.6478 | 96.6236 | 181.4541 | 0 | 126.7963 | 8965585.0762 | 566643.0353 | 8428892.7832 | 7349379.1495 | 0 | 989749.3603 | 0 | 10257097.2677 | 26686863.0707 | 18214332.406 | 81458542.1489 | 961560.8286 | 18253066.8284 | 18253066.8284 | 1478867.319 | 8182947.8012 | 0 | 100673169.8059 | 128588051.7546 | 23713.7371 | 27.1305 | 3710.7074 | 4739.6207 | 75.6478 | 96.6236
1 | 5000 | 707 | 0.035 | 15 | 15 | 7 | 3.1623e-11 | 5spot_SharedNeighbor | Water | Porous | Wet | R245fa | MinimizeLCOE_Brownfield | IgnoreSilica | 2019 | 141.2271 | 67.3529 | 7.8907 | 4 | 3536.4993 | 4420.9269 | 72.0963 | 90.1266 | 180.3404 | 0 | 144.1708 | 9977039.262 | 629355.9607 | 9503196.8095 | 8639280.6297 | 0 | 1086162.9328 | 0 | 11635663.882 | 30273610.618 | 20662361.3073 | 92406671.402 | 961560.8286 | 18253066.8284 | 18253066.8284 | 1478867.319 | 8182947.8012 | 0 | 111621299.059 | 139536181.0077 | 31622.7766 | 31.5627 | 3536.4993 | 4420.9269 | 72.0963 | 90.1266
1 | 5000 | 707 | 0.035 | 15 | 15 | 7 | 4.217e-11 | 5spot_SharedNeighbor | Water | Porous | Wet | R245fa | MinimizeLCOE_Brownfield | IgnoreSilica | 2019 | 150.4176 | 71.1949 | 8.4904 | 4 | 3405.9242 | 4227.8737 | 69.4344 | 86.1909 | 179.85 | 0 | 183.0527 | 10378618.5732 | 654021.6851 | 9934621.5084 | 9178520.8423 | 0 | 996864.4646 | 0 | 12145632.3587 | 31600443.9856 | 21567952.3444 | 96456675.7623 | 961560.8286 | 18253066.8284 | 18253066.8284 | 1478867.319 | 8182947.8012 | 0 | 115671303.4194 | 143586185.368 | 42169.6503 | 33.9618 | 3405.9242 | 4227.8737 | 69.4344 | 86.1909
1 | 5000 | 707 | 0.035 | 15 | 15 | 7 | 5.6234e-11 | 5spot_SharedNeighbor | Water | Porous | Wet | R245fa | MinimizeLCOE_Brownfield | IgnoreSilica | 2019 | 159.4519 | 74.8942 | 9.0437 | 4 | 3305.85 | 4077.5131 | 67.3942 | 83.1256 | 179.3426 | 0 | 219.6753 | 10756815.1109 | 676737.8526 | 10346098.9752 | 9701547.7415 | 0 | 926338.3292 | 0 | 12638939.8237 | 32883928.8182 | 22443957.1156 | 100374363.7668 | 961560.8286 | 18253066.8284 | 18253066.8284 | 1478867.319 | 8182947.8012 | 0 | 119588991.4238 | 147503873.3725 | 56234.1325 | 36.175 | 3305.85 | 4077.5131 | 67.3942 | 83.1256
1 | 5000 | 707 | 0.035 | 15 | 15 | 7 | 7.4989e-11 | 5spot_SharedNeighbor | Water | Porous | Wet | R245fa | MinimizeLCOE_Brownfield | IgnoreSilica | 2019 | 168.3233 | 78.3333 | 9.5429 | 4 | 3229.6683 | 3960.968 | 65.8412 | 80.7497 | 178.8075 | 0 | 355.6317 | 11107278.8295 | 698420.91 | 10724409.9528 | 10192156.5388 | 0 | 877498.0398 | 0 | 13103908.0656 | 34093680.8057 | 23269637.705 | 104066990.8472 | 961560.8286 | 18253066.8284 | 18253066.8284 | 1478867.319 | 8182947.8012 | 0 | 123281618.5042 | 151196500.4528 | 74989.4209 | 38.1716 | 3229.6683 | 3960.968 | 65.8412 | 80.7497
1 | 5000 | 707 | 0.035 | 15 | 15 | 7 | 1e-10 | 5spot_SharedNeighbor | Water | Porous | Wet | R245fa | MinimizeLCOE_Brownfield | IgnoreSilica | 2019 | 175.9 | 81.1049 | 9.957 | 4 | 3169.3164 | 3870.2028 | 64.6108 | 78.8993 | 178.3712 | 0 | 294.5624 | 11393001.1451 | 717248.9112 | 11025778.7341 | 10580520.6011 | 0 | 834318.3496 | 0 | 13474838.419 | 35058765.4969 | 23928327.8372 | 107012799.4943 | 961560.8286 | 18253066.8284 | 18253066.8284 | 1478867.319 | 8182947.8012 | 0 | 126227427.1513 | 154142309.1 | 100000 | 39.828 | 3169.3164 | 3870.2028 | 64.6108 | 78.8993
1 | 5000 | 707 | 0.035 | 15 | 15 | 7 | 1.3335e-10 | 5spot_SharedNeighbor | Water | Porous | Wet | R245fa | MinimizeLCOE_Brownfield | IgnoreSilica | 2019 | 176.7445 | 81.3933 | 10.1016 | 4 | 3123.8697 | 3814.7249 | 63.6843 | 77.7683 | 178.3132 | 0 | 282.26 | 11422790.6007 | 719249.6243 | 11056985.3162 | 10621937.7101 | 0 | 728772.5957 | 0 | 13474396.9803 | 35057616.964 | 23927543.9399 | 107009293.7313 | 961560.8286 | 18253066.8284 | 18253066.8284 | 1478867.319 | 8182947.8012 | 0 | 126223921.3883 | 154138803.3369 | 133352.1432 | 40.4063 | 3123.8697 | 3814.7249 | 63.6843 | 77.7683
1 | 5000 | 707 | 0.035 | 15 | 15 | 7 | 1.7783e-10 | 5spot_SharedNeighbor | Water | Porous | Wet | R245fa | MinimizeLCOE_Brownfield | IgnoreSilica | 2019 | 179.8191 | 82.4555 | 10.2959 | 4 | 3089.6259 | 3767.4411 | 62.9862 | 76.8044 | 178.1136 | 0 | 280.2483 | 11532063.1859 | 726558.032 | 11171743.3822 | 10773858.7435 | 0 | 674208.7497 | 0 | 13602588.5164 | 35391145.0451 | 24155183.7086 | 108027349.3633 | 961560.8286 | 18253066.8284 | 18253066.8284 | 1478867.319 | 8182947.8012 | 0 | 127241977.0203 | 155156858.969 | 177827.941 | 41.1836 | 3089.6259 | 3767.4411 | 62.9862 | 76.8044
1 | 5000 | 707 | 0.035 | 15 | 15 | 7 | 2.3714e-10 | 5spot_SharedNeighbor | Water | Porous | Wet | R245fa | MinimizeLCOE_Brownfield | IgnoreSilica | 2019 | 181.5318 | 83.0378 | 10.4229 | 4 | 3063.6615 | 3733.2174 | 62.4569 | 76.1067 | 178.0003 | 0 | 258.4318 | 11591891.4421 | 730574.9481 | 11234518.3772 | 10857646.0419 | 0 | 621061.5401 | 0 | 13663920.0162 | 35550717.0269 | 24264094.865 | 108514424.2574 | 961560.8286 | 18253066.8284 | 18253066.8284 | 1478867.319 | 8182947.8012 | 0 | 127729051.9144 | 155643933.8631 | 237137.3706 | 41.6916 | 3063.6615 | 3733.2174 | 62.4569 | 76.1067
1 | 5000 | 707 | 0.035 | 15 | 15 | 7 | 3.1623e-10 | 5spot_SharedNeighbor | Water | Porous | Wet | R245fa | MinimizeLCOE_Brownfield | IgnoreSilica | 2019 | 181.4929 | 83.0207 | 10.473 | 4 | 3044.1721 | 3710.524 | 62.0596 | 75.644 | 178.0006 | 0 | 246.7328 | 11590180.6733 | 730468.1249 | 11232667.3285 | 10855387.1584 | 0 | 561681.8349 | 0 | 13638450.1968 | 35484449.7812 | 24218866.1082 | 108312151.2061 | 961560.8286 | 18253066.8284 | 18253066.8284 | 1478867.319 | 8182947.8012 | 0 | 127526778.8631 | 155441660.8118 | 316227.766 | 41.8921 | 3044.1721 | 3710.524 | 62.0596 | 75.644
1 | 5000 | 707 | 0.035 | 15 | 15 | 7 | 4.217e-10 | 5spot_SharedNeighbor | Water | Porous | Wet | R245fa | MinimizeLCOE_Brownfield | IgnoreSilica | 2019 | 181.4728 | 83.011 | 10.5108 | 4 | 3029.5653 | 3693.5201 | 61.7618 | 75.2974 | 178.0003 | 0 | 302.7946 | 11589214.5904 | 730409.2701 | 11231611.8952 | 10854137.2692 | 0 | 515379.5449 | 0 | 13619093.5023 | 35434087.6327 | 24184492.907 | 108158426.6119 | 961560.8286 | 18253066.8284 | 18253066.8284 | 1478867.319 | 8182947.8012 | 0 | 127373054.2689 | 155287936.2175 | 421696.5034 | 42.0433 | 3029.5653 | 3693.5201 | 61.7618 | 75.2974
1 | 5000 | 707 | 0.035 | 15 | 15 | 7 | 5.6234e-10 | 5spot_SharedNeighbor | Water | Porous | Wet | R245fa | MinimizeLCOE_Brownfield | IgnoreSilica | 2019 | 181.4702 | 83.0084 | 10.5396 | 4 | 3018.602 | 3680.7446 | 61.5383 | 75.037 | 177.9993 | 0 | 331.0042 | 11588941.198 | 730388.0479 | 11231344.7611 | 10853862.5963 | 0 | 479546.4914 | 0 | 13604792.407 | 35396879.1162 | 24159097.33 | 108044851.9479 | 961560.8286 | 18253066.8284 | 18253066.8284 | 1478867.319 | 8182947.8012 | 0 | 127259479.6049 | 155174361.5536 | 562341.3252 | 42.1584 | 3018.602 | 3680.7446 | 61.5383 | 75.037
1 | 5000 | 707 | 0.035 | 15 | 15 | 7 | 7.4989e-10 | 5spot_SharedNeighbor | Water | Porous | Wet | R245fa | MinimizeLCOE_Brownfield | IgnoreSilica | 2019 | 181.4461 | 82.9981 | 10.5603 | 4 | 3010.3654 | 3671.2084 | 61.3704 | 74.8425 | 178 | 0 | 325.8846 | 11587936.6915 | 730330.8702 | 11230219.6123 | 10852485.2871 | 0 | 451574.0956 | 0 | 13592493.1571 | 35364878.9912 | 24137256.5871 | 107947175.2921 | 961560.8286 | 18253066.8284 | 18253066.8284 | 1478867.319 | 8182947.8012 | 0 | 127161802.9492 | 155076684.8978 | 749894.2093 | 42.2413 | 3010.3654 | 3671.2084 | 61.3704 | 74.8425
1 | 5000 | 707 | 0.035 | 15 | 15 | 7 | 1e-09 | 5spot_SharedNeighbor | Water | Porous | Wet | R245fa | MinimizeLCOE_Brownfield | IgnoreSilica | 2019 | 181.4461 | 82.9974 | 10.5765 | 4 | 3004.1779 | 3664.0084 | 61.2442 | 74.6958 | 177.9993 | 0 | 325.6268 | 11587839.9291 | 730319.7745 | 11230149.8233 | 10852423.208 | 0 | 430296.5509 | 0 | 13584101.4215 | 35343045.4163 | 24122354.7236 | 107880530.8472 | 961560.8286 | 18253066.8284 | 18253066.8284 | 1478867.319 | 8182947.8012 | 0 | 127095158.5042 | 155010040.4529 | 1000000 | 42.3061 | 3004.1779 | 3664.0084 | 61.2442 | 74.6958
1 | 5000 | 707 | 0.035 | 15 | 15 | 7 | 1.3335e-09 | 5spot_SharedNeighbor | Water | Porous | Wet | R245fa | MinimizeLCOE_Brownfield | IgnoreSilica | 2019 | 181.4313 | 82.9911 | 10.5881 | 4 | 2999.5278 | 3658.6365 | 61.1494 | 74.5863 | 177.9997 | 0 | 323.2566 | 11587228.4936 | 730285.3601 | 11229462.2712 | 10851579.9577 | 0 | 413828.2473 | 0 | 13576829.8887 | 35324126.3795 | 24109442.0922 | 107822782.6903 | 961560.8286 | 18253066.8284 | 18253066.8284 | 1478867.319 | 8182947.8012 | 0 | 127037410.3473 | 154952292.296 | 1333521.4322 | 42.3525 | 2999.5278 | 3658.6365 | 61.1494 | 74.5863
1 | 5000 | 707 | 0.035 | 15 | 15 | 7 | 1.7783e-09 | 5spot_SharedNeighbor | Water | Porous | Wet | R245fa | MinimizeLCOE_Brownfield | IgnoreSilica | 2019 | 181.4313 | 82.9907 | 10.5972 | 4 | 2996.0348 | 3654.5774 | 61.0782 | 74.5035 | 177.9993 | 0 | 321.2015 | 11587174.0225 | 730279.1138 | 11229422.9847 | 10851545.0121 | 0 | 401418.3929 | 0 | 13571937.4152 | 35311397.1671 | 24100754.1432 | 107783928.2515 | 961560.8286 | 18253066.8284 | 18253066.8284 | 1478867.319 | 8182947.8012 | 0 | 126998555.9085 | 154913437.8572 | 1778279.41 | 42.3889 | 2996.0348 | 3654.5774 | 61.0782 | 74.5035
1 | 5000 | 707 | 0.035 | 15 | 15 | 7 | 2.3714e-09 | 5spot_SharedNeighbor | Water | Porous | Wet | R245fa | MinimizeLCOE_Brownfield | IgnoreSilica | 2019 | 181.4313 | 82.9904 | 10.604 | 4 | 2993.4112 | 3651.53 | 61.0247 | 74.4414 | 177.9991 | 0 | 321.6251 | 11587133.1587 | 730274.428 | 11229393.5124 | 10851518.7969 | 0 | 391992.9284 | 0 | 13568222.0015 | 35301730.4228 | 24094156.3916 | 107754421.6402 | 961560.8286 | 18253066.8284 | 18253066.8284 | 1478867.319 | 8182947.8012 | 0 | 126969049.2972 | 154883931.2458 | 2371373.7057 | 42.4162 | 2993.4112 | 3651.53 | 61.0247 | 74.4414
1 | 5000 | 707 | 0.035 | 15 | 15 | 7 | 3.1623e-09 | 5spot_SharedNeighbor | Water | Porous | Wet | R245fa | MinimizeLCOE_Brownfield | IgnoreSilica | 2019 | 181.4508 | 82.9978 | 10.6099 | 4 | 2991.4411 | 3649.1966 | 60.9846 | 74.3938 | 177.9976 | 0 | 325.1459 | 11587809.6728 | 730305.1493 | 11230205.0535 | 10852544.7419 | 0 | 385100.1086 | 0 | 13566526.2432 | 35297318.4076 | 24091145.1005 | 107740954.4774 | 961560.8286 | 18253066.8284 | 18253066.8284 | 1478867.319 | 8182947.8012 | 0 | 126955582.1344 | 154870464.0831 | 3162277.6602 | 42.4396 | 2991.4411 | 3649.1966 | 60.9846 | 74.3938
1 | 5000 | 707 | 0.035 | 15 | 15 | 7 | 4.217e-09 | 5spot_SharedNeighbor | Water | Porous | Wet | R245fa | MinimizeLCOE_Brownfield | IgnoreSilica | 2019 | 181.5504 | 83.0367 | 10.6175 | 4 | 2989.9618 | 3647.2438 | 60.9544 | 74.354 | 177.9909 | 0 | 295.6137 | 11591409.7307 | 730477.8699 | 11234459.9944 | 10857888.2262 | 0 | 380968.3676 | 0 | 13570129.6336 | 35306693.6904 | 24097543.9237 | 107769571.4366 | 961560.8286 | 18253066.8284 | 18253066.8284 | 1478867.319 | 8182947.8012 | 0 | 126984199.0936 | 154899081.0423 | 4216965.0343 | 42.4702 | 2989.9618 | 3647.2438 | 60.9544 | 74.354
1 | 5000 | 707 | 0.035 | 15 | 15 | 7 | 5.6234e-09 | 5spot_SharedNeighbor | Water | Porous | Wet | R245fa | MinimizeLCOE_Brownfield | IgnoreSilica | 2019 | 181.619 | 83.0634 | 10.623 | 4 | 2988.8513 | 3645.7932 | 60.9318 | 74.3244 | 177.9864 | 0 | 288.5657 | 11593882.6521 | 730596.3721 | 11237383.8799 | 10861561.1429 | 0 | 377770.6045 | 0 | 13572465.9141 | 35312772.2129 | 24101692.6402 | 107788125.4186 | 961560.8286 | 18253066.8284 | 18253066.8284 | 1478867.319 | 8182947.8012 | 0 | 127002753.0756 | 154917635.0243 | 5623413.2519 | 42.4922 | 2988.8513 | 3645.7932 | 60.9318 | 74.3244
1 | 5000 | 707 | 0.035 | 15 | 15 | 7 | 7.4989e-09 | 5spot_SharedNeighbor | Water | Porous | Wet | R245fa | MinimizeLCOE_Brownfield | IgnoreSilica | 2019 | 181.6578 | 83.0785 | 10.6267 | 4 | 2988.0177 | 3644.7342 | 60.9148 | 74.3028 | 177.9838 | 0 | 271.0236 | 11595282.4909 | 730663.2129 | 11239040.6997 | 10863643.5151 | 0 | 375201.9036 | 0 | 13573494.4106 | 35315448.15 | 24103519.0222 | 107796293.405 | 961560.8286 | 18253066.8284 | 18253066.8284 | 1478867.319 | 8182947.8012 | 0 | 127010921.062 | 154925803.0107 | 7498942.0933 | 42.5067 | 2988.0177 | 3644.7342 | 60.9148 | 74.3028
1 | 5000 | 707 | 0.035 | 15 | 15 | 7 | 1e-08 | 5spot_SharedNeighbor | Water | Porous | Wet | R245fa | MinimizeLCOE_Brownfield | IgnoreSilica | 2019 | 181.6967 | 83.0937 | 10.6298 | 4 | 2987.3923 | 3643.9168 | 60.902 | 74.2862 | 177.9812 | 0 | 273.1876 | 11596685.4905 | 730730.4219 | 11240699.7941 | 10865728.0022 | 0 | 373392.3255 | 0 | 13574822.0533 | 35318902.4039 | 24105876.6215 | 107806837.113 | 961560.8286 | 18253066.8284 | 18253066.8284 | 1478867.319 | 8182947.8012 | 0 | 127021464.7701 | 154936346.7187 | 10000000 | 42.5192 | 2987.3923 | 3643.9168 | 60.902 | 74.2862
1 | 5100 | 707 | 0.035 | 15 | 15 | 7 | 1e-13 | 5spot_SharedNeighbor | Water | Porous | Wet | R245fa | MinimizeLCOE_Brownfield | IgnoreSilica | 2019 | 0.78939 | 0.14593 | 0.0035206 | 4 | 1462204.715 | 3494064.3048 | 29809.0209 | 71231.2269 | 108.6954 | 0 | 36.6458 | 97811.6625 | 3605.9087 | 73638.3077 | 51883.7105 | 0 | 56453.786 | 0 | 110523.4164 | 287559.258 | 196265.1023 | 877741.152 | 961560.8286 | 18752195.8818 | 18752195.8818 | 1478867.319 | 8382599.4226 | 0 | 20591497.8624 | 49205160.4858 | 100 | 0.014082 | 1462204.715 | 3494064.3048 | 29809.0209 | 71231.2269
1 | 5100 | 707 | 0.035 | 15 | 15 | 7 | 1.3335e-13 | 5spot_SharedNeighbor | Water | Porous | Wet | R245fa | MinimizeLCOE_Brownfield | IgnoreSilica | 2019 | 1.0155 | 0.22737 | 0.010415 | 4 | 501328.3124 | 1188154.2497 | 10220.2557 | 24222.1315 | 121.0341 | 0 | 61.2909 | 142552.5314 | 5741.9017 | 104075.1504 | 63285.969 | 0 | 62725.2878 | 0 | 147568.5277 | 383943.0386 | 262049.0131 | 1171941.4196 | 961560.8286 | 18752195.8818 | 18752195.8818 | 1478867.319 | 8382599.4226 | 0 | 20885698.1301 | 49499360.7535 | 133.3521 | 0.041661 | 501328.3124 | 1188154.2497 | 10220.2557 | 24222.1315
1 | 5100 | 707 | 0.035 | 15 | 15 | 7 | 1.7783e-13 | 5spot_SharedNeighbor | Water | Porous | Wet | R245fa | MinimizeLCOE_Brownfield | IgnoreSilica | 2019 | 1.325 | 0.35106 | 0.022095 | 4 | 240935.5234 | 564685.9597 | 4911.7965 | 11511.8871 | 132.9073 | 0 | 60.1014 | 204334.3649 | 8969.5891 | 146124.2883 | 79918.7931 | 0 | 70966.574 | 0 | 199022.3077 | 517815.2195 | 353419.5273 | 1580570.664 | 961560.8286 | 18752195.8818 | 18752195.8818 | 1478867.319 | 8382599.4226 | 0 | 21294327.3744 | 49907989.9978 | 177.8279 | 0.088382 | 240935.5234 | 564685.9597 | 4911.7965 | 11511.8871
1 | 5100 | 707 | 0.035 | 15 | 15 | 7 | 2.3714e-13 | 5spot_SharedNeighbor | Water | Porous | Wet | R245fa | MinimizeLCOE_Brownfield | IgnoreSilica | 2019 | 1.7098 | 0.51713 | 0.039492 | 4 | 137967.2187 | 319103.2873 | 2812.6484 | 6505.3521 | 142.9032 | 0 | 300.538 | 279728.9128 | 13226.4193 | 197876.6141 | 101757.8633 | 0 | 79172.6008 | 0 | 261987.34 | 681637.3178 | 465231.4756 | 2080618.5438 | 961560.8286 | 18752195.8818 | 18752195.8818 | 1478867.319 | 8382599.4226 | 0 | 21794375.2542 | 50408037.8776 | 237.1374 | 0.15797 | 137967.2187 | 319103.2873 | 2812.6484 | 6505.3521
1 | 5100 | 707 | 0.035 | 15 | 15 | 7 | 3.1623e-13 | 5spot_SharedNeighbor | Water | Porous | Wet | R245fa | MinimizeLCOE_Brownfield | IgnoreSilica | 2019 | 2.2154 | 0.74688 | 0.064947 | 4 | 86346.7353 | 196488.9989 | 1760.295 | 4005.694 | 151.5888 | 0 | 370.4595 | 374618.8515 | 18930.6443 | 264024.5098 | 131141.5717 | 0 | 88870.9351 | 0 | 342258.7398 | 890487.0341 | 607775.6984 | 2718107.9846 | 961560.8286 | 18752195.8818 | 18752195.8818 | 1478867.319 | 8382599.4226 | 0 | 22431864.695 | 51045527.3185 | 316.2278 | 0.25979 | 86346.7353 | 196488.9989 | 1760.295 | 4005.694
1 | 5100 | 707 | 0.035 | 15 | 15 | 7 | 4.217e-13 | 5spot_SharedNeighbor | Water | Porous | Wet | R245fa | MinimizeLCOE_Brownfield | IgnoreSilica | 2019 | 2.8766 | 1.0602 | 0.10133 | 4 | 57345.0229 | 127940.7442 | 1169.0559 | 2608.2451 | 158.8906 | 0 | 472.7104 | 492930.2477 | 26470.24 | 347697.9829 | 172119.455 | 0 | 100233.3224 | 0 | 444385.9867 | 1156201.1814 | 789131.0639 | 3529169.48 | 961560.8286 | 18752195.8818 | 18752195.8818 | 1478867.319 | 8382599.4226 | 0 | 23242926.1904 | 51856588.8139 | 421.6965 | 0.40532 | 57345.0229 | 127940.7442 | 1169.0559 | 2608.2451
1 | 5100 | 707 | 0.035 | 15 | 15 | 7 | 5.6234e-13 | 5spot_SharedNeighbor | Water | Porous | Wet | R245fa | MinimizeLCOE_Brownfield | IgnoreSilica | 2019 | 3.7754 | 1.4932 | 0.15252 | 4 | 39796.431 | 86697.4846 | 811.3041 | 1767.4455 | 165.0837 | 0 | 73.3786 | 641345.6179 | 36286.098 | 455476.5548 | 225955.7399 | 0 | 114976.4745 | 0 | 574875.7892 | 1495708.8803 | 1020852.0445 | 4565477.1991 | 961560.8286 | 18752195.8818 | 18752195.8818 | 1478867.319 | 8382599.4226 | 0 | 24279233.9095 | 52892896.533 | 562.3413 | 0.61009 | 39796.431 | 86697.4846 | 811.3041 | 1767.4455
1 | 5100 | 707 | 0.035 | 15 | 15 | 7 | 7.4989e-13 | 5spot_SharedNeighbor | Water | Porous | Wet | R245fa | MinimizeLCOE_Brownfield | IgnoreSilica | 2019 | 4.9326 | 2.0628 | 0.22218 | 4 | 28764.0133 | 60960.9534 | 586.3933 | 1242.7715 | 169.9581 | 0 | 94.6774 | 820687.2999 | 48714.1869 | 587788.924 | 299762.9536 | 0 | 131506.1861 | 0 | 736499.2247 | 1916219.9059 | 1307859.4601 | 5849038.1412 | 961560.8286 | 18752195.8818 | 18752195.8818 | 1478867.319 | 8382599.4226 | 0 | 25562794.8516 | 54176457.4751 | 749.8942 | 0.88871 | 28764.0133 | 60960.9534 | 586.3933 | 1242.7715
1 | 5100 | 707 | 0.035 | 15 | 15 | 7 | 1e-12 | 5spot_SharedNeighbor | Water | Porous | Wet | R245fa | MinimizeLCOE_Brownfield | IgnoreSilica | 2019 | 6.4795 | 2.8317 | 0.31704 | 4 | 21434.9684 | 43997.8525 | 436.9808 | 896.9557 | 173.8546 | 0 | 87.5561 | 1041382.5916 | 64351.4331 | 755231.8014 | 398515.9878 | 0 | 152174.9204 | 0 | 940546.1264 | 2447108.0884 | 1670201.5534 | 7469512.5026 | 961560.8286 | 18752195.8818 | 18752195.8818 | 1478867.319 | 8382599.4226 | 0 | 27183269.213 | 55796931.8365 | 1000 | 1.2682 | 21434.9684 | 43997.8525 | 436.9808 | 896.9557
1 | 5100 | 707 | 0.035 | 15 | 15 | 7 | 1.3335e-12 | 5spot_SharedNeighbor | Water | Porous | Wet | R245fa | MinimizeLCOE_Brownfield | IgnoreSilica | 2019 | 8.5212 | 3.8382 | 0.44194 | 4 | 16503.6603 | 32690.002 | 336.4494 | 666.4299 | 176.6761 | 0 | 73.7657 | 1305351.4825 | 83328.3646 | 961207.2743 | 527498.4778 | 0 | 177207.9563 | 0 | 1191291.4867 | 3099496.0808 | 2115469.7634 | 9460850.8865 | 961560.8286 | 18752195.8818 | 18752195.8818 | 1478867.319 | 8382599.4226 | 0 | 29174607.5969 | 57788270.2203 | 1333.5214 | 1.7678 | 16503.6603 | 32690.002 | 336.4494 | 666.4299
1 | 5100 | 707 | 0.035 | 15 | 15 | 7 | 1.7783e-12 | 5spot_SharedNeighbor | Water | Porous | Wet | R245fa | MinimizeLCOE_Brownfield | IgnoreSilica | 2019 | 11.2662 | 5.2996 | 0.6181 | 4 | 12873.7572 | 24446.9553 | 262.449 | 498.3843 | 179.4404 | 0 | 107.5017 | 1644592.9356 | 106019.166 | 1243381.879 | 708206.4704 | 0 | 209464.5054 | 0 | 1525549.333 | 3969166.4313 | 2709037.6476 | 12115418.3684 | 961560.8286 | 18752195.8818 | 18752195.8818 | 1478867.319 | 8382599.4226 | 0 | 31829175.0788 | 60442837.7022 | 1778.2794 | 2.4724 | 12873.7572 | 24446.9553 | 262.449 | 498.3843
1 | 5100 | 707 | 0.035 | 15 | 15 | 7 | 2.3714e-12 | 5spot_SharedNeighbor | Water | Porous | Wet | R245fa | MinimizeLCOE_Brownfield | IgnoreSilica | 2019 | 14.8742 | 7.2007 | 0.84391 | 4 | 10378.3588 | 18854.9203 | 211.5769 | 384.3831 | 181.312 | 0 | 88.3291 | 2042246.8084 | 131586.1437 | 1588859.541 | 935345.9695 | 0 | 248167.2684 | 0 | 1929020.2351 | 5018914.9552 | 3425512.5853 | 15319653.5066 | 961560.8286 | 18752195.8818 | 18752195.8818 | 1478867.319 | 8382599.4226 | 0 | 35033410.217 | 63647072.8405 | 2371.3737 | 3.3756 | 10378.3588 | 18854.9203 | 211.5769 | 384.3831
1 | 5100 | 707 | 0.035 | 15 | 15 | 7 | 3.1623e-12 | 5spot_SharedNeighbor | Water | Porous | Wet | R245fa | MinimizeLCOE_Brownfield | IgnoreSilica | 2019 | 19.681 | 9.7372 | 1.1444 | 4 | 8532.2885 | 14782.9164 | 173.9422 | 301.3697 | 182.7577 | 0 | 80.7646 | 2527374.1963 | 162536.5188 | 2022703.0436 | 1237292.7643 | 0 | 295860.012 | 0 | 2435848.9486 | 6337579.3031 | 4325528.0986 | 19344722.8853 | 961560.8286 | 18752195.8818 | 18752195.8818 | 1478867.319 | 8382599.4226 | 0 | 39058479.5957 | 67672142.2191 | 3162.2777 | 4.5777 | 8532.2885 | 14782.9164 | 173.9422 | 301.3697
1 | 5100 | 707 | 0.035 | 15 | 15 | 7 | 4.217e-12 | 5spot_SharedNeighbor | Water | Porous | Wet | R245fa | MinimizeLCOE_Brownfield | IgnoreSilica | 2019 | 26.0385 | 13.0923 | 1.5419 | 4 | 7148.0316 | 11787.3103 | 145.7223 | 240.3003 | 183.8617 | 0 | 93.9554 | 3116114.2964 | 199966.7885 | 2563286.6586 | 1636218.3323 | 0 | 353686.1911 | 0 | 3069016.184 | 7984950.5691 | 5449892.8377 | 24373131.8576 | 961560.8286 | 18752195.8818 | 18752195.8818 | 1478867.319 | 8382599.4226 | 0 | 44086888.5681 | 72700551.1915 | 4216.965 | 6.1677 | 7148.0316 | 11787.3103 | 145.7223 | 240.3003
1 | 5100 | 707 | 0.035 | 15 | 15 | 7 | 5.6234e-12 | 5spot_SharedNeighbor | Water | Porous | Wet | R245fa | MinimizeLCOE_Brownfield | IgnoreSilica | 2019 | 34.4138 | 17.5136 | 2.0656 | 4 | 6095.3193 | 9558.503 | 124.2613 | 194.863 | 184.7013 | 0 | 89.2391 | 3829224.6995 | 245137.2553 | 3235076.4309 | 2161779.9696 | 0 | 423757.154 | 0 | 3859040.4486 | 10040431.6492 | 6852800.9108 | 30647248.5179 | 961560.8286 | 18752195.8818 | 18752195.8818 | 1478867.319 | 8382599.4226 | 0 | 50361005.2283 | 78974667.8518 | 5623.4133 | 8.2622 | 6095.3193 | 9558.503 | 124.2613 | 194.863
1 | 5100 | 707 | 0.035 | 15 | 15 | 7 | 7.4989e-12 | 5spot_SharedNeighbor | Water | Porous | Wet | R245fa | MinimizeLCOE_Brownfield | IgnoreSilica | 2019 | 45.3152 | 23.2673 | 2.7469 | 4 | 5288.5417 | 7892.6744 | 107.8141 | 160.9028 | 185.328 | 0 | 105.583 | 4683918.828 | 299067.0649 | 4060512.516 | 2845704.1382 | 0 | 507465.8327 | 0 | 4834700.6682 | 12578899.4051 | 8585357.3145 | 38395625.7677 | 961560.8286 | 18752195.8818 | 18752195.8818 | 1478867.319 | 8382599.4226 | 0 | 58109382.4781 | 86723045.1016 | 7498.9421 | 10.9878 | 5288.5417 | 7892.6744 | 107.8141 | 160.9028
1 | 5100 | 707 | 0.035 | 15 | 15 | 7 | 1e-11 | 5spot_SharedNeighbor | Water | Porous | Wet | R245fa | MinimizeLCOE_Brownfield | IgnoreSilica | 2019 | 59.2984 | 30.6234 | 3.6173 | 4 | 4668.0588 | 6645.5944 | 95.1647 | 135.4794 | 185.7399 | 0 | 104.2543 | 5692930.154 | 362480.1791 | 5058565.0533 | 3722057.8446 | 0 | 606693.5015 | 0 | 6022663.4257 | 15669734.8154 | 10694915.9924 | 47830040.9659 | 961560.8286 | 18752195.8818 | 18752195.8818 | 1478867.319 | 8382599.4226 | 0 | 67543797.6763 | 96157460.2997 | 10000 | 14.4694 | 4668.0588 | 6645.5944 | 95.1647 | 135.4794
1 | 5100 | 707 | 0.035 | 15 | 15 | 7 | 1.3335e-11 | 5spot_SharedNeighbor | Water | Porous | Wet | R245fa | MinimizeLCOE_Brownfield | IgnoreSilica | 2019 | 76.7379 | 39.6824 | 4.6868 | 4 | 4196.5403 | 5722.8144 | 85.5522 | 116.6673 | 185.835 | 0 | 105.885 | 6844727.0122 | 434575.8518 | 6223907.6634 | 4811349.7562 | 0 | 721802.4958 | 0 | 7424181.4839 | 19316197.3121 | 13183701.5737 | 58960443.149 | 961560.8286 | 18752195.8818 | 18752195.8818 | 1478867.319 | 8382599.4226 | 0 | 78674199.8594 | 107287862.4828 | 13335.2143 | 18.7474 | 4196.5403 | 5722.8144 | 85.5522 | 116.6673
1 | 5100 | 707 | 0.035 | 15 | 15 | 7 | 1.7783e-11 | 5spot_SharedNeighbor | Water | Porous | Wet | R245fa | MinimizeLCOE_Brownfield | IgnoreSilica | 2019 | 97.6005 | 50.2045 | 5.9231 | 4 | 3848.3036 | 5056.0227 | 78.4529 | 103.0739 | 185.4575 | 0 | 118.2452 | 8092113.5403 | 512350.1648 | 7512403.4099 | 6104234.8353 | 0 | 851425.5366 | 0 | 8998285.7199 | 23411693.6409 | 15978961.9721 | 71461468.8198 | 961560.8286 | 18752195.8818 | 18752195.8818 | 1478867.319 | 8382599.4226 | 0 | 91175225.5303 | 119788888.1537 | 17782.7941 | 23.6923 | 3848.3036 | 5056.0227 | 78.4529 | 103.0739
1 | 5100 | 707 | 0.035 | 15 | 15 | 7 | 2.3714e-11 | 5spot_SharedNeighbor | Water | Porous | Wet | R245fa | MinimizeLCOE_Brownfield | IgnoreSilica | 2019 | 121.2079 | 61.5213 | 7.2409 | 4 | 3602.4016 | 4590.3168 | 73.4398 | 93.5798 | 184.5168 | 0 | 135.8206 | 9353228.7832 | 590697.1403 | 8839041.5065 | 7547708.0597 | 0 | 991935.8309 | 0 | 10655818.4151 | 27724253.7071 | 18922372.8315 | 84625056.2744 | 961560.8286 | 18752195.8818 | 18752195.8818 | 1478867.319 | 8382599.4226 | 0 | 104338812.9848 | 132952475.6082 | 23713.7371 | 28.9637 | 3602.4016 | 4590.3168 | 73.4398 | 93.5798
1 | 5100 | 707 | 0.035 | 15 | 15 | 7 | 3.1623e-11 | 5spot_SharedNeighbor | Water | Porous | Wet | R245fa | MinimizeLCOE_Brownfield | IgnoreSilica | 2019 | 144.4649 | 72.0016 | 8.4669 | 4 | 3435.7959 | 4280.6661 | 70.0433 | 87.2672 | 183.2568 | 0 | 156.5915 | 10463419.7211 | 659456.9658 | 10024400.7631 | 8947498.949 | 0 | 1109690.4088 | 0 | 12169742.055 | 31663172.4698 | 21610765.8238 | 96648147.1564 | 961560.8286 | 18752195.8818 | 18752195.8818 | 1478867.319 | 8382599.4226 | 0 | 116361903.8669 | 144975566.4903 | 31622.7766 | 33.8675 | 3435.7959 | 4280.6661 | 70.0433 | 87.2672
1 | 5100 | 707 | 0.035 | 15 | 15 | 7 | 4.217e-11 | 5spot_SharedNeighbor | Water | Porous | Wet | R245fa | MinimizeLCOE_Brownfield | IgnoreSilica | 2019 | 154.1519 | 76.205 | 9.1126 | 4 | 3312.5859 | 4097.5913 | 67.5315 | 83.5349 | 182.7032 | 0 | 159.6757 | 10895615.8075 | 686175.6892 | 10489901.5429 | 9524371.6095 | 0 | 1023445.8762 | 0 | 12721609.1049 | 33099017.33 | 22590759.4445 | 101030896.4048 | 961560.8286 | 18752195.8818 | 18752195.8818 | 1478867.319 | 8382599.4226 | 0 | 120744653.1152 | 149358315.7386 | 42169.6503 | 36.4503 | 3312.5859 | 4097.5913 | 67.5315 | 83.5349
1 | 5100 | 707 | 0.035 | 15 | 15 | 7 | 5.6234e-11 | 5spot_SharedNeighbor | Water | Porous | Wet | R245fa | MinimizeLCOE_Brownfield | IgnoreSilica | 2019 | 162.0318 | 79.5338 | 9.6445 | 4 | 3218.1299 | 3959.8375 | 65.6059 | 80.7266 | 182.2277 | 0 | 209.6537 | 11233125.2533 | 707022.4698 | 10854907.8847 | 9989814.6425 | 0 | 933888.8061 | 0 | 13150316.032 | 34214424.8146 | 23352047.9721 | 104435547.8752 | 961560.8286 | 18752195.8818 | 18752195.8818 | 1478867.319 | 8382599.4226 | 0 | 124149304.5856 | 152762967.209 | 56234.1325 | 38.5781 | 3218.1299 | 3959.8375 | 65.6059 | 80.7266
1 | 5100 | 707 | 0.035 | 15 | 15 | 7 | 7.4989e-11 | 5spot_SharedNeighbor | Water | Porous | Wet | R245fa | MinimizeLCOE_Brownfield | IgnoreSilica | 2019 | 168.3038 | 82.125 | 10.0726 | 4 | 3145.9839 | 3856.1703 | 64.1351 | 78.6132 | 181.8342 | 0 | 282.6395 | 11493093.2332 | 723069.0967 | 11136919.8927 | 10358266.6938 | 0 | 847997.4249 | 0 | 13478145.0731 | 35067368.7326 | 23934199.7224 | 107039059.8694 | 961560.8286 | 18752195.8818 | 18752195.8818 | 1478867.319 | 8382599.4226 | 0 | 126752816.5799 | 155366479.2033 | 74989.4209 | 40.2904 | 3145.9839 | 3856.1703 | 64.1351 | 78.6132
1 | 5100 | 707 | 0.035 | 15 | 15 | 7 | 1e-10 | 5spot_SharedNeighbor | Water | Porous | Wet | R245fa | MinimizeLCOE_Brownfield | IgnoreSilica | 2019 | 173.1512 | 84.0909 | 10.4082 | 4 | 3091.0334 | 3778.3179 | 63.0149 | 77.0261 | 181.5214 | 0 | 280.0409 | 11688778.4282 | 735141.8235 | 11349683.7237 | 10641593.7753 | 0 | 769194.3651 | 0 | 13721912.9252 | 35701602.6799 | 24367077.4236 | 108974985.1444 | 961560.8286 | 18752195.8818 | 18752195.8818 | 1478867.319 | 8382599.4226 | 0 | 128688741.8548 | 157302404.4782 | 100000 | 41.6329 | 3091.0334 | 3778.3179 | 63.0149 | 77.0261
1 | 5100 | 707 | 0.035 | 15 | 15 | 7 | 1.3335e-10 | 5spot_SharedNeighbor | Water | Porous | Wet | R245fa | MinimizeLCOE_Brownfield | IgnoreSilica | 2019 | 176.8519 | 85.5706 | 10.6679 | 4 | 3049.273 | 3719.8252 | 62.1636 | 75.8337 | 181.2777 | 0 | 254.5536 | 11835221.4914 | 744173.2402 | 11509176.1489 | 10857324.1789 | 0 | 699937.4561 | 0 | 13901874.6811 | 36169826.2535 | 24686649.6336 | 110404183.0838 | 961560.8286 | 18752195.8818 | 18752195.8818 | 1478867.319 | 8382599.4226 | 0 | 130117939.7942 | 158731602.4176 | 133352.1432 | 42.6718 | 3049.273 | 3719.8252 | 62.1636 | 75.8337
1 | 5100 | 707 | 0.035 | 15 | 15 | 7 | 1.7783e-10 | 5spot_SharedNeighbor | Water | Porous | Wet | R245fa | MinimizeLCOE_Brownfield | IgnoreSilica | 2019 | 179.6091 | 86.6608 | 10.8652 | 4 | 3017.5994 | 3675.9809 | 61.5178 | 74.9398 | 181.0934 | 0 | 319.6079 | 11942666.9425 | 750797.8047 | 11626340.3207 | 11017738.6372 | 0 | 640446.5931 | 0 | 14031416.2163 | 36506866.7555 | 24916686.7017 | 111432959.9716 | 961560.8286 | 18752195.8818 | 18752195.8818 | 1478867.319 | 8382599.4226 | 0 | 131146716.6821 | 159760379.3055 | 177827.941 | 43.4606 | 3017.5994 | 3675.9809 | 61.5178 | 74.9398
1 | 5100 | 707 | 0.035 | 15 | 15 | 7 | 2.3714e-10 | 5spot_SharedNeighbor | Water | Porous | Wet | R245fa | MinimizeLCOE_Brownfield | IgnoreSilica | 2019 | 181.7675 | 87.5065 | 11.0184 | 4 | 2993.6073 | 3642.8333 | 61.0287 | 74.2641 | 180.9477 | 0 | 329.6708 | 12025744.294 | 755918.9161 | 11717015.2729 | 11142854.5771 | 0 | 592179.4134 | 0 | 14131147.8647 | 36766348.0469 | 25093788.0149 | 112224996.3999 | 961560.8286 | 18752195.8818 | 18752195.8818 | 1478867.319 | 8382599.4226 | 0 | 131938753.1104 | 160552415.7338 | 237137.3706 | 44.0735 | 2993.6073 | 3642.8333 | 61.0287 | 74.2641
1 | 5100 | 707 | 0.035 | 15 | 15 | 7 | 3.1623e-10 | 5spot_SharedNeighbor | Water | Porous | Wet | R245fa | MinimizeLCOE_Brownfield | IgnoreSilica | 2019 | 183.2755 | 88.0925 | 11.1298 | 4 | 2975.4547 | 3618.1798 | 60.6587 | 73.7615 | 180.8448 | 0 | 311.7243 | 12083178.8122 | 759458.8098 | 11779744.365 | 11229814.5071 | 0 | 551465.1734 | 0 | 14197428.0503 | 36938795.494 | 25211486.941 | 112751372.1529 | 961560.8286 | 18752195.8818 | 18752195.8818 | 1478867.319 | 8382599.4226 | 0 | 132465128.8633 | 161078791.4867 | 316227.766 | 44.5193 | 2975.4547 | 3618.1798 | 60.6587 | 73.7615
1 | 5100 | 707 | 0.035 | 15 | 15 | 7 | 4.217e-10 | 5spot_SharedNeighbor | Water | Porous | Wet | R245fa | MinimizeLCOE_Brownfield | IgnoreSilica | 2019 | 184.3692 | 88.5154 | 11.2125 | 4 | 2961.7434 | 3599.7289 | 60.3791 | 73.3853 | 180.7698 | 0 | 291.3106 | 12124563.1346 | 762009.2082 | 11824964.8974 | 11292823.7281 | 0 | 518474.4386 | 0 | 14243905.8087 | 37059721.0875 | 25294021.1433 | 113120483.4465 | 961560.8286 | 18752195.8818 | 18752195.8818 | 1478867.319 | 8382599.4226 | 0 | 132834240.1569 | 161447902.7804 | 421696.5034 | 44.85 | 2961.7434 | 3599.7289 | 60.3791 | 73.3853
1 | 5100 | 707 | 0.035 | 15 | 15 | 7 | 5.6234e-10 | 5spot_SharedNeighbor | Water | Porous | Wet | R245fa | MinimizeLCOE_Brownfield | IgnoreSilica | 2019 | 185.1781 | 88.8271 | 11.2744 | 4 | 2951.3986 | 3585.8825 | 60.1683 | 73.1031 | 180.714 | 0 | 314.7699 | 12155023.3659 | 763886.2446 | 11858260.0213 | 11339389.3552 | 0 | 492341.3321 | 0 | 14277471.1245 | 37147051.1538 | 25353625.7081 | 113387048.3055 | 961560.8286 | 18752195.8818 | 18752195.8818 | 1478867.319 | 8382599.4226 | 0 | 133100805.0159 | 161714467.6393 | 562341.3252 | 45.0975 | 2951.3986 | 3585.8825 | 60.1683 | 73.1031
1 | 5100 | 707 | 0.035 | 15 | 15 | 7 | 7.4989e-10 | 5spot_SharedNeighbor | Water | Porous | Wet | R245fa | MinimizeLCOE_Brownfield | IgnoreSilica | 2019 | 185.7575 | 89.0497 | 11.3199 | 4 | 2943.6018 | 3575.5351 | 60.0093 | 72.8921 | 180.6739 | 0 | 368.14 | 12176764.4233 | 765225.9104 | 11882030.3436 | 11372730.0301 | 0 | 471622.7915 | 0 | 14300665.6646 | 37207398.5894 | 25394814.0728 | 113571251.8257 | 961560.8286 | 18752195.8818 | 18752195.8818 | 1478867.319 | 8382599.4226 | 0 | 133285008.5361 | 161898671.1595 | 749894.2093 | 45.2796 | 2943.6018 | 3575.5351 | 60.0093 | 72.8921
1 | 5100 | 707 | 0.035 | 15 | 15 | 7 | 1e-09 | 5spot_SharedNeighbor | Water | Porous | Wet | R245fa | MinimizeLCOE_Brownfield | IgnoreSilica | 2019 | 186.1472 | 89.199 | 11.3523 | 4 | 2937.7311 | 3567.8587 | 59.8896 | 72.7356 | 180.6468 | 0 | 333.9591 | 12191341.1441 | 766124.0817 | 11897970.351 | 11395142.5623 | 0 | 455033.2721 | 0 | 14315188.4504 | 37245183.899 | 25420603.3231 | 113686587.0837 | 961560.8286 | 18752195.8818 | 18752195.8818 | 1478867.319 | 8382599.4226 | 0 | 133400343.7941 | 162014006.4176 | 1000000 | 45.4093 | 2937.7311 | 3567.8587 | 59.8896 | 72.7356
1 | 5100 | 707 | 0.035 | 15 | 15 | 7 | 1.3335e-09 | 5spot_SharedNeighbor | Water | Porous | Wet | R245fa | MinimizeLCOE_Brownfield | IgnoreSilica | 2019 | 186.4614 | 89.3192 | 11.3776 | 4 | 2933.3142 | 3562.0437 | 59.7996 | 72.6171 | 180.6249 | 0 | 361.2861 | 12203065.5332 | 766846.4816 | 11910792.8485 | 11413201.8513 | 0 | 442585.3462 | 0 | 14327231.9037 | 37276518.494 | 25441989.828 | 113782232.2865 | 961560.8286 | 18752195.8818 | 18752195.8818 | 1478867.319 | 8382599.4226 | 0 | 133495988.9969 | 162109651.6203 | 1333521.4322 | 45.5103 | 2933.3142 | 3562.0437 | 59.7996 | 72.6171
1 | 5100 | 707 | 0.035 | 15 | 15 | 7 | 1.7783e-09 | 5spot_SharedNeighbor | Water | Porous | Wet | R245fa | MinimizeLCOE_Brownfield | IgnoreSilica | 2019 | 186.6855 | 89.4049 | 11.3961 | 4 | 2929.9932 | 3557.7017 | 59.7319 | 72.5286 | 180.6092 | 0 | 358.201 | 12211416.4896 | 767361.0162 | 11919926.8184 | 11426083.0627 | 0 | 432932.6208 | 0 | 14335510.803 | 37298058.4919 | 25456691.3192 | 113847980.6218 | 961560.8286 | 18752195.8818 | 18752195.8818 | 1478867.319 | 8382599.4226 | 0 | 133561737.3322 | 162175399.9556 | 1778279.41 | 45.5843 | 2929.9932 | 3557.7017 | 59.7319 | 72.5286
1 | 5100 | 707 | 0.035 | 15 | 15 | 7 | 2.3714e-09 | 5spot_SharedNeighbor | Water | Porous | Wet | R245fa | MinimizeLCOE_Brownfield | IgnoreSilica | 2019 | 186.8512 | 89.4681 | 11.4099 | 4 | 2927.4976 | 3554.4468 | 59.681 | 72.4622 | 180.5976 | 0 | 344.9809 | 12217586.8318 | 767741.189 | 11926676.1725 | 11435609.3995 | 0 | 425564.5055 | 0 | 14341539.4583 | 37313743.8162 | 25467396.8753 | 113895858.248 | 961560.8286 | 18752195.8818 | 18752195.8818 | 1478867.319 | 8382599.4226 | 0 | 133609614.9585 | 162223277.5819 | 2371373.7057 | 45.6395 | 2927.4976 | 3554.4468 | 59.681 | 72.4622
1 | 5100 | 707 | 0.035 | 15 | 15 | 7 | 3.1623e-09 | 5spot_SharedNeighbor | Water | Porous | Wet | R245fa | MinimizeLCOE_Brownfield | IgnoreSilica | 2019 | 186.9755 | 89.5156 | 11.4202 | 4 | 2925.6232 | 3552.0036 | 59.6428 | 72.4124 | 180.5889 | 0 | 353.9808 | 12222209.164 | 768025.9812 | 11931732.5107 | 11442750.266 | 0 | 419980.7112 | 0 | 14346032.4669 | 37325433.7031 | 25475375.4633 | 113931540.2664 | 961560.8286 | 18752195.8818 | 18752195.8818 | 1478867.319 | 8382599.4226 | 0 | 133645296.9769 | 162258959.6003 | 3162277.6602 | 45.681 | 2925.6232 | 3552.0036 | 59.6428 | 72.4124
1 | 5100 | 707 | 0.035 | 15 | 15 | 7 | 4.217e-09 | 5spot_SharedNeighbor | Water | Porous | Wet | R245fa | MinimizeLCOE_Brownfield | IgnoreSilica | 2019 | 187.0681 | 89.5509 | 11.428 | 4 | 2924.2158 | 3550.1714 | 59.6141 | 72.375 | 180.5824 | 0 | 351.6357 | 12225651.7467 | 768238.0846 | 11935498.4712 | 11448071.2522 | 0 | 415752.3659 | 0 | 14349352.649 | 37334072.1358 | 25481271.3711 | 113957908.0765 | 961560.8286 | 18752195.8818 | 18752195.8818 | 1478867.319 | 8382599.4226 | 0 | 133671664.7869 | 162285327.4104 | 4216965.0343 | 45.712 | 2924.2158 | 3550.1714 | 59.6141 | 72.375
1 | 5100 | 707 | 0.035 | 15 | 15 | 7 | 5.6234e-09 | 5spot_SharedNeighbor | Water | Porous | Wet | R245fa | MinimizeLCOE_Brownfield | IgnoreSilica | 2019 | 187.1265 | 89.5731 | 11.4334 | 4 | 2923.1594 | 3548.821 | 59.5926 | 72.3475 | 180.5783 | 0 | 364.6874 | 12227816.8892 | 768371.4819 | 11937867.0579 | 11451422.2093 | 0 | 412416.4505 | 0 | 14351178.6947 | 37338823.1321 | 25484514.0237 | 113972409.9395 | 961560.8286 | 18752195.8818 | 18752195.8818 | 1478867.319 | 8382599.4226 | 0 | 133686166.6499 | 162299829.2734 | 5623413.2519 | 45.7335 | 2923.1594 | 3548.821 | 59.5926 | 72.3475
1 | 5100 | 707 | 0.035 | 15 | 15 | 7 | 7.4989e-09 | 5spot_SharedNeighbor | Water | Porous | Wet | R245fa | MinimizeLCOE_Brownfield | IgnoreSilica | 2019 | 187.1756 | 89.5918 | 11.4376 | 4 | 2922.3666 | 3547.7961 | 59.5764 | 72.3266 | 180.5748 | 0 | 349.3711 | 12229639.5 | 768483.775 | 11939860.9648 | 11454241.7861 | 0 | 409973.7808 | 0 | 14352857.9246 | 37343192.1439 | 25487495.9641 | 113985745.8394 | 961560.8286 | 18752195.8818 | 18752195.8818 | 1478867.319 | 8382599.4226 | 0 | 133699502.5498 | 162313165.1732 | 7498942.0933 | 45.7504 | 2922.3666 | 3547.7961 | 59.5764 | 72.3266
1 | 5100 | 707 | 0.035 | 15 | 15 | 7 | 1e-08 | 5spot_SharedNeighbor | Water | Porous | Wet | R245fa | MinimizeLCOE_Brownfield | IgnoreSilica | 2019 | 187.2191 | 89.6084 | 11.4411 | 4 | 2921.7718 | 3547.0126 | 59.5643 | 72.3106 | 180.5718 | 0 | 359.9706 | 12231257.2414 | 768583.4455 | 11941630.7763 | 11456742.7861 | 0 | 408224.2061 | 0 | 14354510.9976 | 37347493.1007 | 25490431.4554 | 113998874.0091 | 961560.8286 | 18752195.8818 | 18752195.8818 | 1478867.319 | 8382599.4226 | 0 | 133712630.7195 | 162326293.3429 | 10000000 | 45.7642 | 2921.7718 | 3547.0126 | 59.5643 | 72.3106
1 | 5200 | 707 | 0.035 | 15 | 15 | 7 | 1e-13 | 5spot_SharedNeighbor | Water | Porous | Wet | R245fa | MinimizeLCOE_Brownfield | IgnoreSilica | 2019 | 0.81347 | 0.15628 | 0.0044098 | 4 | 1198251.8121 | 2860513.5843 | 24427.9839 | 58315.4385 | 111.0801 | 0 | 45.1981 | 104037.9034 | 3900.8765 | 77653.3796 | 53238.4125 | 0 | 57311.3163 | 0 | 115495.3364 | 300495.174 | 205094.1308 | 917226.5295 | 961560.8286 | 19257185.0261 | 19257185.0261 | 1478867.319 | 8584595.0803 | 0 | 21135972.3843 | 50456619.8097 | 100 | 0.017639 | 1198251.8121 | 2860513.5843 | 24427.9839 | 58315.4385
1 | 5200 | 707 | 0.035 | 15 | 15 | 7 | 1.3335e-13 | 5spot_SharedNeighbor | Water | Porous | Wet | R245fa | MinimizeLCOE_Brownfield | IgnoreSilica | 2019 | 1.0498 | 0.24462 | 0.012135 | 4 | 441912.8213 | 1045953.6252 | 9008.9906 | 21323.1794 | 123.7671 | 0 | 48.2213 | 152104.9539 | 6247.0697 | 110134.79 | 65426.9576 | 0 | 63881.6378 | 0 | 155140.2095 | 403643.0015 | 275494.6425 | 1232073.2625 | 961560.8286 | 19257185.0261 | 19257185.0261 | 1478867.319 | 8584595.0803 | 0 | 21450819.1172 | 50771466.5426 | 133.3521 | 0.048541 | 441912.8213 | 1045953.6252 | 9008.9906 | 21323.1794
1 | 5200 | 707 | 0.035 | 15 | 15 | 7 | 1.7783e-13 | 5spot_SharedNeighbor | Water | Porous | Wet | R245fa | MinimizeLCOE_Brownfield | IgnoreSilica | 2019 | 1.3445 | 0.36648 | 0.024306 | 4 | 224689.9257 | 526264.564 | 4580.6081 | 10728.615 | 134.9986 | 0 | 64.3837 | 212585.358 | 9474.1873 | 151025.3278 | 81647.3453 | 0 | 70498.2062 | 0 | 204839.8656 | 532951.3119 | 363750.2214 | 1626771.8236 | 961560.8286 | 19257185.0261 | 19257185.0261 | 1478867.319 | 8584595.0803 | 0 | 21845517.6783 | 51166165.1037 | 177.8279 | 0.097225 | 224689.9257 | 526264.564 | 4580.6081 | 10728.615
1 | 5200 | 707 | 0.035 | 15 | 15 | 7 | 2.3714e-13 | 5spot_SharedNeighbor | Water | Porous | Wet | R245fa | MinimizeLCOE_Brownfield | IgnoreSilica | 2019 | 1.7487 | 0.54665 | 0.043548 | 4 | 128501.4114 | 296825.0195 | 2619.6751 | 6051.1795 | 145.5001 | 0 | 286.9312 | 293973.8314 | 14172.3319 | 206507.6105 | 105021.1017 | 0 | 79392.324 | 0 | 272636.2078 | 709343.4873 | 484141.5056 | 2165188.4002 | 961560.8286 | 19257185.0261 | 19257185.0261 | 1478867.319 | 8584595.0803 | 0 | 22383934.2549 | 51704581.6803 | 237.1374 | 0.17419 | 128501.4114 | 296825.0195 | 2619.6751 | 6051.1795
1 | 5200 | 707 | 0.035 | 15 | 15 | 7 | 3.1623e-13 | 5spot_SharedNeighbor | Water | Porous | Wet | R245fa | MinimizeLCOE_Brownfield | IgnoreSilica | 2019 | 2.2738 | 0.79446 | 0.071768 | 4 | 80357.0234 | 182494.3579 | 1638.1866 | 3720.3943 | 154.434 | 0 | 378.3636 | 395931.7029 | 20492.3194 | 276847.0308 | 137215.0998 | 0 | 89493.4038 | 0 | 358792.0271 | 933503.2561 | 637135.1539 | 2849409.9938 | 961560.8286 | 19257185.0261 | 19257185.0261 | 1478867.319 | 8584595.0803 | 0 | 23068155.8485 | 52388803.2739 | 316.2278 | 0.28707 | 80357.0234 | 182494.3579 | 1638.1866 | 3720.3943
1 | 5200 | 707 | 0.035 | 15 | 15 | 7 | 4.217e-13 | 5spot_SharedNeighbor | Water | Porous | Wet | R245fa | MinimizeLCOE_Brownfield | IgnoreSilica | 2019 | 2.9544 | 1.1271 | 0.11128 | 4 | 53731.9303 | 119604.652 | 1095.3981 | 2438.3026 | 161.8473 | 0 | 497.9113 | 520474.33 | 28652.546 | 364453.1775 | 179401.163 | 0 | 100949.5807 | 0 | 465633.0109 | 1211481.58 | 826861.0718 | 3697906.4599 | 961560.8286 | 19257185.0261 | 19257185.0261 | 1478867.319 | 8584595.0803 | 0 | 23916652.3146 | 53237299.74 | 421.6965 | 0.44511 | 53731.9303 | 119604.652 | 1095.3981 | 2438.3026
1 | 5200 | 707 | 0.035 | 15 | 15 | 7 | 5.6234e-13 | 5spot_SharedNeighbor | Water | Porous | Wet | R245fa | MinimizeLCOE_Brownfield | IgnoreSilica | 2019 | 3.8654 | 1.5824 | 0.16681 | 4 | 37466.2673 | 81409.9581 | 763.8005 | 1659.6521 | 168.0478 | 0 | 88.8669 | 676070.6542 | 39351.9644 | 476115.0224 | 236495.2004 | 0 | 115255.621 | 0 | 601882.5003 | 1565974.8028 | 1068809.9805 | 4779955.7461 | 961560.8286 | 19257185.0261 | 19257185.0261 | 1478867.319 | 8584595.0803 | 0 | 24998701.6008 | 54319349.0262 | 562.3413 | 0.66723 | 37466.2673 | 81409.9581 | 763.8005 | 1659.6521
1 | 5200 | 707 | 0.035 | 15 | 15 | 7 | 7.4989e-13 | 5spot_SharedNeighbor | Water | Porous | Wet | R245fa | MinimizeLCOE_Brownfield | IgnoreSilica | 2019 | 5.04 | 2.1811 | 0.24206 | 4 | 27199.7005 | 57482.5036 | 554.5027 | 1171.8586 | 172.9545 | 0 | 75.6012 | 863894.5793 | 52899.8756 | 613270.7718 | 313456.6288 | 0 | 131374.996 | 0 | 770209.7721 | 2003927.8354 | 1367721.9242 | 6116756.3834 | 961560.8286 | 19257185.0261 | 19257185.0261 | 1478867.319 | 8584595.0803 | 0 | 26335502.2381 | 55656149.6635 | 749.8942 | 0.96823 | 27199.7005 | 57482.5036 | 554.5027 | 1171.8586
1 | 5200 | 707 | 0.035 | 15 | 15 | 7 | 1e-12 | 5spot_SharedNeighbor | Water | Porous | Wet | R245fa | MinimizeLCOE_Brownfield | IgnoreSilica | 2019 | 6.6259 | 2.9919 | 0.34507 | 4 | 20308.4623 | 41550.7608 | 414.0155 | 847.0685 | 176.9113 | 0 | 76.7766 | 1096720.1218 | 70261.1504 | 787390.1127 | 416114.838 | 0 | 152049.1766 | 0 | 983788.8058 | 2559616.6699 | 1746990.9721 | 7812931.8473 | 961560.8286 | 19257185.0261 | 19257185.0261 | 1478867.319 | 8584595.0803 | 0 | 28031677.702 | 57352325.1274 | 1000 | 1.3803 | 20308.4623 | 41550.7608 | 414.0155 | 847.0685
1 | 5200 | 707 | 0.035 | 15 | 15 | 7 | 1.3335e-12 | 5spot_SharedNeighbor | Water | Porous | Wet | R245fa | MinimizeLCOE_Brownfield | IgnoreSilica | 2019 | 8.7064 | 4.1144 | 0.48032 | 4 | 15702.5227 | 30963.5136 | 320.1172 | 631.2331 | 179.7457 | 0 | 71.0033 | 1376353.4114 | 88873.9362 | 1015411.1976 | 553645.7976 | 0 | 178306.3016 | 0 | 1252910.3513 | 3259815.7269 | 2224891.2161 | 9950207.9387 | 961560.8286 | 19257185.0261 | 19257185.0261 | 1478867.319 | 8584595.0803 | 0 | 30168953.7934 | 59489601.2189 | 1333.5214 | 1.9213 | 15702.5227 | 30963.5136 | 320.1172 | 631.2331
1 | 5200 | 707 | 0.035 | 15 | 15 | 7 | 1.7783e-12 | 5spot_SharedNeighbor | Water | Porous | Wet | R245fa | MinimizeLCOE_Brownfield | IgnoreSilica | 2019 | 11.5025 | 5.6752 | 0.66662 | 4 | 12338.6044 | 23334.6302 | 251.5391 | 475.708 | 182.5725 | 0 | 109.8549 | 1726563.7953 | 111387.0645 | 1313320.617 | 732573.7234 | 0 | 210703.6134 | 0 | 1596874.0373 | 4154738.6811 | 2835694.5212 | 12681856.0532 | 961560.8286 | 19257185.0261 | 19257185.0261 | 1478867.319 | 8584595.0803 | 0 | 32900601.9079 | 62221249.3333 | 1778.2794 | 2.6665 | 12338.6044 | 23334.6302 | 251.5391 | 475.708
1 | 5200 | 707 | 0.035 | 15 | 15 | 7 | 2.3714e-12 | 5spot_SharedNeighbor | Water | Porous | Wet | R245fa | MinimizeLCOE_Brownfield | IgnoreSilica | 2019 | 15.2032 | 7.7125 | 0.9092 | 4 | 9969.4324 | 18031.6633 | 203.2404 | 367.5998 | 184.4792 | 0 | 91.1604 | 2143662.5775 | 138065.0334 | 1678575.9005 | 967631.6569 | 0 | 250198.9573 | 0 | 2019472.309 | 5254252.6973 | 3586135.43 | 16037994.562 | 961560.8286 | 19257185.0261 | 19257185.0261 | 1478867.319 | 8584595.0803 | 0 | 36256740.4167 | 65577387.8421 | 2371.3737 | 3.6368 | 9969.4324 | 18031.6633 | 203.2404 | 367.5998
1 | 5200 | 707 | 0.035 | 15 | 15 | 7 | 3.1623e-12 | 5spot_SharedNeighbor | Water | Porous | Wet | R245fa | MinimizeLCOE_Brownfield | IgnoreSilica | 2019 | 20.1166 | 10.4186 | 1.2314 | 4 | 8214.1898 | 14167.1161 | 167.4574 | 288.8158 | 185.9453 | 0 | 85.6338 | 2651159.6913 | 170417.6923 | 2135175.2635 | 1279569.9736 | 0 | 298359.5015 | 0 | 2548526.0277 | 6630741.9494 | 4525617.6286 | 20239567.7279 | 961560.8286 | 19257185.0261 | 19257185.0261 | 1478867.319 | 8584595.0803 | 0 | 40458313.5826 | 69778961.0081 | 3162.2777 | 4.9254 | 8214.1898 | 14167.1161 | 167.4574 | 288.8158
1 | 5200 | 707 | 0.035 | 15 | 15 | 7 | 4.217e-12 | 5spot_SharedNeighbor | Water | Porous | Wet | R245fa | MinimizeLCOE_Brownfield | IgnoreSilica | 2019 | 26.6018 | 13.9907 | 1.6567 | 4 | 6895.69 | 11320.25 | 140.578 | 230.7786 | 187.0629 | 0 | 77.3187 | 3266019.9047 | 209476.6229 | 2703070.6483 | 1690829.0526 | 0 | 356462.2334 | 0 | 3208084.8002 | 8346778.5814 | 5696847.8909 | 25477569.7344 | 961560.8286 | 19257185.0261 | 19257185.0261 | 1478867.319 | 8584595.0803 | 0 | 45696315.5891 | 75016963.0145 | 4216.965 | 6.6268 | 6895.69 | 11320.25 | 140.578 | 230.7786
1 | 5200 | 707 | 0.035 | 15 | 15 | 7 | 5.6234e-12 | 5spot_SharedNeighbor | Water | Porous | Wet | R245fa | MinimizeLCOE_Brownfield | IgnoreSilica | 2019 | 35.13 | 18.6897 | 2.2162 | 4 | 5890.9143 | 9198.5122 | 120.0943 | 187.5241 | 187.9123 | 0 | 103.6619 | 4009776.6416 | 256547.7482 | 3407737.4873 | 2231718.7787 | 0 | 426617.2807 | 0 | 4029635.1952 | 10484284.1861 | 7155739.3875 | 32002056.7054 | 961560.8286 | 19257185.0261 | 19257185.0261 | 1478867.319 | 8584595.0803 | 0 | 52220802.5601 | 81541449.9855 | 5623.4133 | 8.8646 | 5890.9143 | 9198.5122 | 120.0943 | 187.5241
1 | 5200 | 707 | 0.035 | 15 | 15 | 7 | 7.4989e-12 | 5spot_SharedNeighbor | Water | Porous | Wet | R245fa | MinimizeLCOE_Brownfield | IgnoreSilica | 2019 | 46.2238 | 24.7996 | 2.9436 | 4 | 5118.9786 | 7609.2191 | 104.3573 | 155.1242 | 188.545 | 0 | 96.374 | 4900837.7515 | 312721.6446 | 4273071.048 | 2934825.3385 | 0 | 510403.7986 | 0 | 5043425.2366 | 13121957.917 | 8956005.9076 | 40053248.6424 | 961560.8286 | 19257185.0261 | 19257185.0261 | 1478867.319 | 8584595.0803 | 0 | 60271994.4971 | 89592641.9225 | 7498.9421 | 11.7742 | 5118.9786 | 7609.2191 | 104.3573 | 155.1242
1 | 5200 | 707 | 0.035 | 15 | 15 | 7 | 1e-11 | 5spot_SharedNeighbor | Water | Porous | Wet | R245fa | MinimizeLCOE_Brownfield | IgnoreSilica | 2019 | 60.4574 | 32.6111 | 3.8725 | 4 | 4524.0503 | 6416.9222 | 92.2289 | 130.8176 | 188.9523 | 0 | 109.4309 | 5953145.5661 | 378793.7624 | 5319577.209 | 3836221.5976 | 0 | 610052.2069 | 0 | 6278138.2334 | 16334427.8601 | 11148582.6534 | 49858939.0889 | 961560.8286 | 19257185.0261 | 19257185.0261 | 1478867.319 | 8584595.0803 | 0 | 70077684.9436 | 99398332.369 | 10000 | 15.49 | 4524.0503 | 6416.9222 | 92.2289 | 130.8176
1 | 5200 | 707 | 0.035 | 15 | 15 | 7 | 1.3335e-11 | 5spot_SharedNeighbor | Water | Porous | Wet | R245fa | MinimizeLCOE_Brownfield | IgnoreSilica | 2019 | 78.1385 | 42.1857 | 5.0089 | 4 | 4072.4134 | 5535.827 | 83.0217 | 112.8553 | 189.0195 | 0 | 109.3612 | 7149231.526 | 453589.3064 | 6536076.1507 | 4952191.8842 | 0 | 724941.6011 | 0 | 7728251.8826 | 20107326.1162 | 13723663.2385 | 61375271.7056 | 961560.8286 | 19257185.0261 | 19257185.0261 | 1478867.319 | 8584595.0803 | 0 | 81594017.5604 | 110914664.9858 | 13335.2143 | 20.0358 | 4072.4134 | 5535.827 | 83.0217 | 112.8553
1 | 5200 | 707 | 0.035 | 15 | 15 | 7 | 1.7783e-11 | 5spot_SharedNeighbor | Water | Porous | Wet | R245fa | MinimizeLCOE_Brownfield | IgnoreSilica | 2019 | 99.2058 | 53.2538 | 6.3166 | 4 | 3739.0841 | 4899.5461 | 76.2263 | 99.8839 | 188.5858 | 0 | 119.3376 | 8439199.3078 | 533939.883 | 7875264.8085 | 6271972.9497 | 0 | 853858.3093 | 0 | 9349951.7507 | 24326656.5166 | 16603442.9354 | 74254286.4609 | 961560.8286 | 19257185.0261 | 19257185.0261 | 1478867.319 | 8584595.0803 | 0 | 94473032.3156 | 123793679.7411 | 17782.7941 | 25.2664 | 3739.0841 | 4899.5461 | 76.2263 | 99.8839
1 | 5200 | 707 | 0.035 | 15 | 15 | 7 | 2.3714e-11 | 5spot_SharedNeighbor | Water | Porous | Wet | R245fa | MinimizeLCOE_Brownfield | IgnoreSilica | 2019 | 122.9252 | 65.0923 | 7.7035 | 4 | 3503.8364 | 4455.369 | 71.4304 | 90.8287 | 187.5653 | 0 | 137.7587 | 9737109.3115 | 614494.1385 | 9247161.8799 | 7739428.0367 | 0 | 993008.8979 | 0 | 11049168.8832 | 28747670.9378 | 19620876.1206 | 87748918.2061 | 961560.8286 | 19257185.0261 | 19257185.0261 | 1478867.319 | 8584595.0803 | 0 | 107967664.0608 | 137288311.4862 | 23713.7371 | 30.8141 | 3503.8364 | 4455.369 | 71.4304 | 90.8287
1 | 5200 | 707 | 0.035 | 15 | 15 | 7 | 3.1623e-11 | 5spot_SharedNeighbor | Water | Porous | Wet | R245fa | MinimizeLCOE_Brownfield | IgnoreSilica | 2019 | 147.6197 | 76.6768 | 9.0487 | 4 | 3343.9325 | 4154.0074 | 68.1706 | 84.6851 | 186.1551 | 0 | 116.5595 | 10943700.4704 | 689146.6816 | 10541825.011 | 9243942.8898 | 0 | 1131136.3693 | 0 | 12694403.0547 | 33028232.7681 | 22542447.5266 | 100814834.7716 | 961560.8286 | 19257185.0261 | 19257185.0261 | 1478867.319 | 8584595.0803 | 0 | 121033580.6263 | 150354228.0517 | 31622.7766 | 36.195 | 3343.9325 | 4154.0074 | 68.1706 | 84.6851
1 | 5200 | 707 | 0.035 | 15 | 15 | 7 | 4.217e-11 | 5spot_SharedNeighbor | Water | Porous | Wet | R245fa | MinimizeLCOE_Brownfield | IgnoreSilica | 2019 | 157.2387 | 81.0071 | 9.7171 | 4 | 3227.6424 | 3982.0003 | 65.7999 | 81.1785 | 185.5679 | 0 | 185.0409 | 11381228.306 | 716165.3163 | 11015478.3958 | 9823510.3615 | 0 | 1040297.7987 | 0 | 13250905.2696 | 34476137.377 | 23530672.1736 | 105234394.9984 | 961560.8286 | 19257185.0261 | 19257185.0261 | 1478867.319 | 8584595.0803 | 0 | 125453140.8531 | 154773788.2785 | 42169.6503 | 38.8684 | 3227.6424 | 3982.0003 | 65.7999 | 81.1785
1 | 5200 | 707 | 0.035 | 15 | 15 | 7 | 5.6234e-11 | 5spot_SharedNeighbor | Water | Porous | Wet | R245fa | MinimizeLCOE_Brownfield | IgnoreSilica | 2019 | 165.0675 | 84.4405 | 10.2672 | 4 | 3138.5141 | 3852.4558 | 63.9829 | 78.5375 | 185.0645 | 0 | 190.2359 | 11723443.0375 | 737279.9111 | 11387416.6254 | 10292394.7056 | 0 | 947294.7221 | 0 | 13684253.3107 | 35603620.0881 | 24300202.2913 | 108675904.6919 | 961560.8286 | 19257185.0261 | 19257185.0261 | 1478867.319 | 8584595.0803 | 0 | 128894650.5466 | 158215297.972 | 56234.1325 | 41.0687 | 3138.5141 | 3852.4558 | 63.9829 | 78.5375
1 | 5200 | 707 | 0.035 | 15 | 15 | 7 | 7.4989e-11 | 5spot_SharedNeighbor | Water | Porous | Wet | R245fa | MinimizeLCOE_Brownfield | IgnoreSilica | 2019 | 171.3077 | 87.1139 | 10.7092 | 4 | 3070.4244 | 3754.9001 | 62.5948 | 76.5487 | 184.648 | 0 | 229.5128 | 11987204.1677 | 753543.3109 | 11674941.6008 | 10663039.089 | 0 | 858906.8955 | 0 | 14015677.6749 | 36465918.2993 | 24888738.5389 | 111307969.577 | 961560.8286 | 19257185.0261 | 19257185.0261 | 1478867.319 | 8584595.0803 | 0 | 131526715.4317 | 160847362.8571 | 74989.4209 | 42.8367 | 3070.4244 | 3754.9001 | 62.5948 | 76.5487
1 | 5200 | 707 | 0.035 | 15 | 15 | 7 | 1e-10 | 5spot_SharedNeighbor | Water | Porous | Wet | R245fa | MinimizeLCOE_Brownfield | IgnoreSilica | 2019 | 176.0749 | 89.1192 | 11.0531 | 4 | 3018.5676 | 3681.7461 | 61.5376 | 75.0574 | 184.3209 | 0 | 267.2433 | 12183550.8825 | 765644.0739 | 11889451.2338 | 10945024.0261 | 0 | 777458.4816 | 0 | 14258840.1922 | 37098577.2898 | 25320541.2998 | 113239087.4797 | 961560.8286 | 19257185.0261 | 19257185.0261 | 1478867.319 | 8584595.0803 | 0 | 133457833.3344 | 162778480.7598 | 100000 | 44.2123 | 3018.5676 | 3681.7461 | 61.5376 | 75.0574
1 | 5200 | 707 | 0.035 | 15 | 15 | 7 | 1.3335e-10 | 5spot_SharedNeighbor | Water | Porous | Wet | R245fa | MinimizeLCOE_Brownfield | IgnoreSilica | 2019 | 179.7017 | 90.6234 | 11.3184 | 4 | 2979.1614 | 3626.7936 | 60.7342 | 73.9371 | 184.067 | 0 | 325.2554 | 12330011.9428 | 774667.1756 | 12049719.2614 | 11159030.1074 | 0 | 706028.8022 | 0 | 14437588.3429 | 37563643.3116 | 25637958.4159 | 114658647.3598 | 961560.8286 | 19257185.0261 | 19257185.0261 | 1478867.319 | 8584595.0803 | 0 | 134877393.2145 | 164198040.6399 | 133352.1432 | 45.2736 | 2979.1614 | 3626.7936 | 60.7342 | 73.9371
1 | 5200 | 707 | 0.035 | 15 | 15 | 7 | 1.7783e-10 | 5spot_SharedNeighbor | Water | Porous | Wet | R245fa | MinimizeLCOE_Brownfield | IgnoreSilica | 2019 | 182.4519 | 91.7509 | 11.5216 | 4 | 2949.2652 | 3585.4737 | 60.1248 | 73.0947 | 183.8717 | 0 | 326.6902 | 12439349.2466 | 781401.394 | 12169506.3003 | 11320788.1661 | 0 | 645496.8023 | 0 | 14569051.3446 | 37905683.0753 | 25871407.5828 | 115702683.9121 | 961560.8286 | 19257185.0261 | 19257185.0261 | 1478867.319 | 8584595.0803 | 0 | 135921429.7668 | 165242077.1922 | 177827.941 | 46.0865 | 2949.2652 | 3585.4737 | 60.1248 | 73.0947
1 | 5200 | 707 | 0.035 | 15 | 15 | 7 | 2.3714e-10 | 5spot_SharedNeighbor | Water | Porous | Wet | R245fa | MinimizeLCOE_Brownfield | IgnoreSilica | 2019 | 184.4593 | 92.5667 | 11.6735 | 4 | 2926.6194 | 3554.5505 | 59.6631 | 72.4643 | 183.7275 | 0 | 324.3719 | 12518219.6091 | 786258.1778 | 12255989.5347 | 11438606.066 | 0 | 594546.2805 | 0 | 14661511.6706 | 38146245.8773 | 26035596.6382 | 116436973.8542 | 961560.8286 | 19257185.0261 | 19257185.0261 | 1478867.319 | 8584595.0803 | 0 | 136655719.7089 | 165976367.1343 | 237137.3706 | 46.6941 | 2926.6194 | 3554.5505 | 59.6631 | 72.4643
1 | 5200 | 707 | 0.035 | 15 | 15 | 7 | 3.1623e-10 | 5spot_SharedNeighbor | Water | Porous | Wet | R245fa | MinimizeLCOE_Brownfield | IgnoreSilica | 2019 | 185.9233 | 93.1578 | 11.7867 | 4 | 2909.4901 | 3531.3911 | 59.3139 | 71.9922 | 183.6215 | 0 | 385.6108 | 12575251.918 | 789769.7016 | 12318565.7253 | 11524443.6646 | 0 | 552658.235 | 0 | 14726668.8053 | 38315771.3764 | 26151301.2747 | 116954430.7009 | 961560.8286 | 19257185.0261 | 19257185.0261 | 1478867.319 | 8584595.0803 | 0 | 137173176.5556 | 166493823.981 | 316227.766 | 47.1468 | 2909.4901 | 3531.3911 | 59.3139 | 71.9922
1 | 5200 | 707 | 0.035 | 15 | 15 | 7 | 4.217e-10 | 5spot_SharedNeighbor | Water | Porous | Wet | R245fa | MinimizeLCOE_Brownfield | IgnoreSilica | 2019 | 186.995 | 93.5885 | 11.8711 | 4 | 2896.5494 | 3514.0307 | 59.0501 | 71.6383 | 183.5434 | 0 | 389.0277 | 12616740.0251 | 792323.9008 | 12364107.1497 | 11587230.0171 | 0 | 518893.0509 | 0 | 14772924.716 | 38436119.7675 | 26233441.5246 | 117321780.1517 | 961560.8286 | 19257185.0261 | 19257185.0261 | 1478867.319 | 8584595.0803 | 0 | 137540526.0064 | 166861173.4318 | 421696.5034 | 47.4843 | 2896.5494 | 3514.0307 | 59.0501 | 71.6383
1 | 5200 | 707 | 0.035 | 15 | 15 | 7 | 5.6234e-10 | 5spot_SharedNeighbor | Water | Porous | Wet | R245fa | MinimizeLCOE_Brownfield | IgnoreSilica | 2019 | 187.7675 | 93.898 | 11.9334 | 4 | 2886.7841 | 3501.0419 | 58.851 | 71.3735 | 183.4869 | 0 | 368.0014 | 12646514.0702 | 794156.7958 | 12396800.6371 | 11632467.5403 | 0 | 491899.4954 | 0 | 14805117.0301 | 38519877.5654 | 26290607.9427 | 117577441.0771 | 961560.8286 | 19257185.0261 | 19257185.0261 | 1478867.319 | 8584595.0803 | 0 | 137796186.9318 | 167116834.3572 | 562341.3252 | 47.7335 | 2886.7841 | 3501.0419 | 58.851 | 71.3735
1 | 5200 | 707 | 0.035 | 15 | 15 | 7 | 7.4989e-10 | 5spot_SharedNeighbor | Water | Porous | Wet | R245fa | MinimizeLCOE_Brownfield | IgnoreSilica | 2019 | 188.323 | 94.1198 | 11.9793 | 4 | 2879.4232 | 3491.3274 | 58.7009 | 71.1754 | 183.4461 | 0 | 376.9273 | 12667847.545 | 795470.02 | 12420231.3473 | 11664980.757 | 0 | 470554.6431 | 0 | 14827442.8818 | 38577964.8518 | 26330253.7093 | 117754745.7554 | 961560.8286 | 19257185.0261 | 19257185.0261 | 1478867.319 | 8584595.0803 | 0 | 137973491.6101 | 167294139.0355 | 749894.2093 | 47.9171 | 2879.4232 | 3491.3274 | 58.7009 | 71.1754
1 | 5200 | 707 | 0.035 | 15 | 15 | 7 | 1e-09 | 5spot_SharedNeighbor | Water | Porous | Wet | R245fa | MinimizeLCOE_Brownfield | IgnoreSilica | 2019 | 188.7271 | 94.281 | 12.0133 | 4 | 2873.8799 | 3484.0522 | 58.5879 | 71.0271 | 183.4164 | 0 | 371.08 | 12683328.6696 | 796422.9558 | 12437237.2066 | 11688627.6499 | 0 | 453900.5658 | 0 | 14843211.6486 | 38618991.9482 | 26358255.5456 | 117879976.19 | 961560.8286 | 19257185.0261 | 19257185.0261 | 1478867.319 | 8584595.0803 | 0 | 138098722.0447 | 167419369.4701 | 1000000 | 48.0531 | 2873.8799 | 3484.0522 | 58.5879 | 71.0271
1 | 5200 | 707 | 0.035 | 15 | 15 | 7 | 1.3335e-09 | 5spot_SharedNeighbor | Water | Porous | Wet | R245fa | MinimizeLCOE_Brownfield | IgnoreSilica | 2019 | 189.0024 | 94.3905 | 12.0377 | 4 | 2869.7087 | 3478.6448 | 58.5029 | 70.9169 | 183.396 | 0 | 390.2256 | 12693847.009 | 797070.3918 | 12448792.8515 | 11704726.4757 | 0 | 440749.8712 | 0 | 14853222.7737 | 38645038.8422 | 26376033.0859 | 117959481.301 | 961560.8286 | 19257185.0261 | 19257185.0261 | 1478867.319 | 8584595.0803 | 0 | 138178227.1557 | 167498874.5811 | 1333521.4322 | 48.1506 | 2869.7087 | 3478.6448 | 58.5029 | 70.9169
1 | 5200 | 707 | 0.035 | 15 | 15 | 7 | 1.7783e-09 | 5spot_SharedNeighbor | Water | Porous | Wet | R245fa | MinimizeLCOE_Brownfield | IgnoreSilica | 2019 | 189.2265 | 94.4796 | 12.0567 | 4 | 2866.5722 | 3474.5457 | 58.439 | 70.8333 | 183.3795 | 0 | 394.3217 | 12702406.5359 | 797597.2468 | 12458197.317 | 11717835.5147 | 0 | 430949.548 | 0 | 14861724.6033 | 38667158.859 | 26391130.4519 | 118027000.0766 | 961560.8286 | 19257185.0261 | 19257185.0261 | 1478867.319 | 8584595.0803 | 0 | 138245745.9313 | 167566393.3568 | 1778279.41 | 48.2268 | 2866.5722 | 3474.5457 | 58.439 | 70.8333
1 | 5200 | 707 | 0.035 | 15 | 15 | 7 | 2.3714e-09 | 5spot_SharedNeighbor | Water | Porous | Wet | R245fa | MinimizeLCOE_Brownfield | IgnoreSilica | 2019 | 189.3728 | 94.5377 | 12.0701 | 4 | 2864.2151 | 3471.5137 | 58.3909 | 70.7715 | 183.3686 | 0 | 377.1506 | 12707984.1207 | 797940.5528 | 12464325.8734 | 11726391.4704 | 0 | 423207.3176 | 0 | 14866741.2406 | 38680211.12 | 26400038.8883 | 118066840.5836 | 961560.8286 | 19257185.0261 | 19257185.0261 | 1478867.319 | 8584595.0803 | 0 | 138285586.4383 | 167606233.8638 | 2371373.7057 | 48.2804 | 2864.2151 | 3471.5137 | 58.3909 | 70.7715
1 | 5200 | 707 | 0.035 | 15 | 15 | 7 | 3.1623e-09 | 5spot_SharedNeighbor | Water | Porous | Wet | R245fa | MinimizeLCOE_Brownfield | IgnoreSilica | 2019 | 189.4776 | 94.5793 | 12.08 | 4 | 2862.4446 | 3469.2479 | 58.3548 | 70.7253 | 183.3608 | 0 | 381.533 | 12711975.8891 | 798186.2478 | 12468712.1504 | 11732519.9783 | 0 | 417275.2372 | 0 | 14870181.1061 | 38689160.9445 | 26406147.3274 | 118094158.8806 | 961560.8286 | 19257185.0261 | 19257185.0261 | 1478867.319 | 8584595.0803 | 0 | 138312904.7354 | 167633552.1608 | 3162277.6602 | 48.3199 | 2862.4446 | 3469.2479 | 58.3548 | 70.7253
1 | 5200 | 707 | 0.035 | 15 | 15 | 7 | 4.217e-09 | 5spot_SharedNeighbor | Water | Porous | Wet | R245fa | MinimizeLCOE_Brownfield | IgnoreSilica | 2019 | 189.5749 | 94.6179 | 12.0881 | 4 | 2861.1152 | 3467.5082 | 58.3277 | 70.6898 | 183.3536 | 0 | 396.4771 | 12715682.9088 | 798414.4146 | 12472785.6778 | 11738206.7198 | 0 | 413042.3036 | 0 | 14873871.4896 | 38698762.5653 | 26412700.6309 | 118123466.7104 | 961560.8286 | 19257185.0261 | 19257185.0261 | 1478867.319 | 8584595.0803 | 0 | 138342212.5651 | 167662859.9906 | 4216965.0343 | 48.3525 | 2861.1152 | 3467.5082 | 58.3277 | 70.6898
1 | 5200 | 707 | 0.035 | 15 | 15 | 7 | 5.6234e-09 | 5spot_SharedNeighbor | Water | Porous | Wet | R245fa | MinimizeLCOE_Brownfield | IgnoreSilica | 2019 | 189.6286 | 94.6392 | 12.0935 | 4 | 2860.1173 | 3466.2432 | 58.3074 | 70.6641 | 183.3496 | 0 | 385.7573 | 12717724.864 | 798540.0961 | 12475029.5764 | 11741346.154 | 0 | 409589.8017 | 0 | 14875469.8919 | 38702921.2804 | 26415539.0393 | 118136160.7038 | 961560.8286 | 19257185.0261 | 19257185.0261 | 1478867.319 | 8584595.0803 | 0 | 138354906.5585 | 167675553.9839 | 5623413.2519 | 48.3739 | 2860.1173 | 3466.2432 | 58.3074 | 70.6641
1 | 5200 | 707 | 0.035 | 15 | 15 | 7 | 7.4989e-09 | 5spot_SharedNeighbor | Water | Porous | Wet | R245fa | MinimizeLCOE_Brownfield | IgnoreSilica | 2019 | 189.6823 | 94.6605 | 12.098 | 4 | 2859.3684 | 3465.2658 | 58.2921 | 70.6441 | 183.3456 | 0 | 373.8655 | 12719770.9928 | 798666.0339 | 12477278.1025 | 11744487.0905 | 0 | 407170.3006 | 0 | 14877475.2829 | 38708138.8963 | 26419100.1695 | 118152086.869 | 961560.8286 | 19257185.0261 | 19257185.0261 | 1478867.319 | 8584595.0803 | 0 | 138370832.7237 | 167691480.1491 | 7498942.0933 | 48.3921 | 2859.3684 | 3465.2658 | 58.2921 | 70.6441
1 | 5200 | 707 | 0.035 | 15 | 15 | 7 | 1e-08 | 5spot_SharedNeighbor | Water | Porous | Wet | R245fa | MinimizeLCOE_Brownfield | IgnoreSilica | 2019 | 189.7017 | 94.6682 | 12.1006 | 4 | 2858.8065 | 3464.5764 | 58.2806 | 70.6301 | 183.3442 | 0 | 377.4082 | 12720506.2047 | 798711.2856 | 12478086.0496 | 11745622.4444 | 0 | 405068.3973 | 0 | 14877717.8088 | 38708769.899 | 26419530.8417 | 118154012.9311 | 961560.8286 | 19257185.0261 | 19257185.0261 | 1478867.319 | 8584595.0803 | 0 | 138372758.7858 | 167693406.2112 | 10000000 | 48.4023 | 2858.8065 | 3464.5764 | 58.2806 | 70.6301
1 | 5300 | 707 | 0.035 | 15 | 15 | 7 | 1e-13 | 5spot_SharedNeighbor | Water | Porous | Wet | R245fa | MinimizeLCOE_Brownfield | IgnoreSilica | 2019 | 0.83292 | 0.16542 | 0.00531 | 4 | 1020732.4256 | 2434848.1822 | 20809.0111 | 49637.6736 | 113.1693 | 0 | 48.9638 | 109535.9223 | 4168.2366 | 81141.1315 | 54405.4764 | 0 | 57722.6096 | 0 | 119719.6168 | 311485.885 | 212595.5169 | 950774.395 | 961560.8286 | 19768034.2612 | 19768034.2612 | 1478867.319 | 8788934.7744 | 0 | 21680369.4848 | 51716205.8394 | 100 | 0.02124 | 1020732.4256 | 2434848.1822 | 20809.0111 | 49637.6736
1 | 5300 | 707 | 0.035 | 15 | 15 | 7 | 1.3335e-13 | 5spot_SharedNeighbor | Water | Porous | Wet | R245fa | MinimizeLCOE_Brownfield | IgnoreSilica | 2019 | 1.0692 | 0.25656 | 0.01362 | 4 | 403813.7741 | 955116.4246 | 8232.29 | 19471.3402 | 125.8216 | 0 | 51.0606 | 158831.1707 | 6617.7855 | 114255.7779 | 66761.795 | 0 | 63837.3208 | 0 | 160018.5014 | 416335.3164 | 284157.4083 | 1270815.0759 | 961560.8286 | 19768034.2612 | 19768034.2612 | 1478867.319 | 8788934.7744 | 0 | 22000410.1658 | 52036246.5204 | 133.3521 | 0.054482 | 403813.7741 | 955116.4246 | 8232.29 | 19471.3402
1 | 5300 | 707 | 0.035 | 15 | 15 | 7 | 1.7783e-13 | 5spot_SharedNeighbor | Water | Porous | Wet | R245fa | MinimizeLCOE_Brownfield | IgnoreSilica | 2019 | 1.3936 | 0.39539 | 0.0276 | 4 | 203326.2097 | 475386.0396 | 4145.0798 | 9691.3874 | 138.0231 | 0 | 49.5125 | 227158.018 | 10347.6991 | 160160.353 | 84998.9328 | 0 | 72000.8042 | 0 | 216319.6648 | 562819.3945 | 384135.8015 | 1717940.6679 | 961560.8286 | 19768034.2612 | 19768034.2612 | 1478867.319 | 8788934.7744 | 0 | 22447535.7578 | 52483372.1124 | 177.8279 | 0.1104 | 203326.2097 | 475386.0396 | 4145.0798 | 9691.3874
1 | 5300 | 707 | 0.035 | 15 | 15 | 7 | 2.3714e-13 | 5spot_SharedNeighbor | Water | Porous | Wet | R245fa | MinimizeLCOE_Brownfield | IgnoreSilica | 2019 | 1.807 | 0.58657 | 0.048667 | 4 | 118203.2402 | 272494.5474 | 2409.7329 | 5555.1699 | 148.5007 | 0 | 288.2335 | 312661.4858 | 15421.6947 | 218057.2801 | 109598.6277 | 0 | 80716.4395 | 0 | 287217.6558 | 747281.424 | 510034.927 | 2280989.5346 | 961560.8286 | 19768034.2612 | 19768034.2612 | 1478867.319 | 8788934.7744 | 0 | 23010584.6245 | 53046420.9791 | 237.1374 | 0.19467 | 118203.2402 | 272494.5474 | 2409.7329 | 5555.1699
1 | 5300 | 707 | 0.035 | 15 | 15 | 7 | 3.1623e-13 | 5spot_SharedNeighbor | Water | Porous | Wet | R245fa | MinimizeLCOE_Brownfield | IgnoreSilica | 2019 | 2.3321 | 0.84292 | 0.0788 | 4 | 75214.8513 | 170506.0687 | 1533.3565 | 3475.9968 | 157.2754 | 0 | 377.9902 | 417283.5569 | 22094.4478 | 289740.4886 | 142434.8755 | 0 | 89995.6907 | 0 | 375004.1332 | 975683.8307 | 665924.2627 | 2978161.2861 | 961560.8286 | 19768034.2612 | 19768034.2612 | 1478867.319 | 8788934.7744 | 0 | 23707756.3759 | 53743592.7305 | 316.2278 | 0.3152 | 75214.8513 | 170506.0687 | 1533.3565 | 3475.9968
1 | 5300 | 707 | 0.035 | 15 | 15 | 7 | 4.217e-13 | 5spot_SharedNeighbor | Water | Porous | Wet | R245fa | MinimizeLCOE_Brownfield | IgnoreSilica | 2019 | 3.0322 | 1.1954 | 0.12163 | 4 | 50552.6294 | 112288.7816 | 1030.5837 | 2289.1587 | 164.7994 | 0 | 506.0851 | 548332.0924 | 30939.9884 | 381297.9297 | 185876.0865 | 0 | 101511.2281 | 0 | 486703.3568 | 1266302.2977 | 864277.3381 | 3865240.3176 | 961560.8286 | 19768034.2612 | 19768034.2612 | 1478867.319 | 8788934.7744 | 0 | 24594835.4074 | 54630671.7621 | 421.6965 | 0.48652 | 50552.6294 | 112288.7816 | 1030.5837 | 2289.1587
1 | 5300 | 707 | 0.035 | 15 | 15 | 7 | 5.6234e-13 | 5spot_SharedNeighbor | Water | Porous | Wet | R245fa | MinimizeLCOE_Brownfield | IgnoreSilica | 2019 | 3.958 | 1.6759 | 0.18211 | 4 | 35326.0101 | 76559.0169 | 720.1685 | 1560.7591 | 171.0221 | 0 | 87.404 | 712433.4331 | 42730.4392 | 497442.6674 | 247308.4658 | 0 | 115496.55 | 0 | 630010.5066 | 1639158.1053 | 1118759.0882 | 5003339.2554 | 961560.8286 | 19768034.2612 | 19768034.2612 | 1478867.319 | 8788934.7744 | 0 | 25732934.3453 | 55768770.6999 | 562.3413 | 0.72844 | 35326.0101 | 76559.0169 | 720.1685 | 1560.7591
1 | 5300 | 707 | 0.035 | 15 | 15 | 7 | 7.4989e-13 | 5spot_SharedNeighbor | Water | Porous | Wet | R245fa | MinimizeLCOE_Brownfield | IgnoreSilica | 2019 | 5.1689 | 2.3125 | 0.26428 | 4 | 25676.7306 | 54089.1247 | 523.4549 | 1102.68 | 176.0164 | 0 | 97.8984 | 911831.5321 | 57824.5844 | 641204.1329 | 328237.4421 | 0 | 131855.1056 | 0 | 807671.5909 | 2101395.8032 | 1434245.8151 | 6414266.0063 | 961560.8286 | 19768034.2612 | 19768034.2612 | 1478867.319 | 8788934.7744 | 0 | 27143861.0961 | 57179697.4508 | 749.8942 | 1.0571 | 25676.7306 | 54089.1247 | 523.4549 | 1102.68
1 | 5300 | 707 | 0.035 | 15 | 15 | 7 | 1e-12 | 5spot_SharedNeighbor | Water | Porous | Wet | R245fa | MinimizeLCOE_Brownfield | IgnoreSilica | 2019 | 6.7768 | 3.2134 | 0.37523 | 4 | 19290.0593 | 39301.919 | 393.254 | 801.2228 | 179.9703 | 0 | 86.2139 | 1156909.9575 | 74797.6915 | 833215.4376 | 436791.0386 | 0 | 153182.9831 | 0 | 1035409.8723 | 2693924.0959 | 1838658.55 | 8222889.6266 | 961560.8286 | 19768034.2612 | 19768034.2612 | 1478867.319 | 8788934.7744 | 0 | 28952484.7165 | 58988321.0711 | 1000 | 1.5009 | 19290.0593 | 39301.919 | 393.254 | 801.2228
1 | 5300 | 707 | 0.035 | 15 | 15 | 7 | 1.3335e-12 | 5spot_SharedNeighbor | Water | Porous | Wet | R245fa | MinimizeLCOE_Brownfield | IgnoreSilica | 2019 | 8.9085 | 4.4153 | 0.51879 | 4 | 15015.9888 | 29489.9287 | 306.1212 | 601.1921 | 182.8768 | 0 | 86.9588 | 1446704.5832 | 93436.8417 | 1074364.8258 | 573514.5843 | 0 | 179828.3283 | 0 | 1313461.1737 | 3417356.5461 | 2332416.0624 | 10431082.9456 | 961560.8286 | 19768034.2612 | 19768034.2612 | 1478867.319 | 8788934.7744 | 0 | 31160678.0354 | 61196514.39 | 1333.5214 | 2.0752 | 15015.9888 | 29489.9287 | 306.1212 | 601.1921
1 | 5300 | 707 | 0.035 | 15 | 15 | 7 | 1.7783e-12 | 5spot_SharedNeighbor | Water | Porous | Wet | R245fa | MinimizeLCOE_Brownfield | IgnoreSilica | 2019 | 11.7654 | 6.0741 | 0.71749 | 4 | 11847.2582 | 22312.8951 | 241.5224 | 454.8785 | 185.7174 | 0 | 96.0263 | 1811250.4915 | 116810.6615 | 1386654.1697 | 757730.1092 | 0 | 212454.7833 | 0 | 1671111.0839 | 4347888.2483 | 2967523.0696 | 13271422.617 | 961560.8286 | 19768034.2612 | 19768034.2612 | 1478867.319 | 8788934.7744 | 0 | 34001017.7069 | 64036854.0615 | 1778.2794 | 2.8699 | 11847.2582 | 22312.8951 | 241.5224 | 454.8785
1 | 5300 | 707 | 0.035 | 15 | 15 | 7 | 2.3714e-12 | 5spot_SharedNeighbor | Water | Porous | Wet | R245fa | MinimizeLCOE_Brownfield | IgnoreSilica | 2019 | 15.5394 | 8.2373 | 0.97629 | 4 | 9599.977 | 17291.2648 | 195.7085 | 352.5058 | 187.6437 | 0 | 96.6751 | 2245647.9281 | 144575.5417 | 1769338.1502 | 999668.6397 | 0 | 252018.493 | 0 | 2110387.0135 | 5490794.1094 | 3747579.8042 | 16760009.6798 | 961560.8286 | 19768034.2612 | 19768034.2612 | 1478867.319 | 8788934.7744 | 0 | 37489604.7696 | 67525441.1242 | 2371.3737 | 3.9052 | 9599.977 | 17291.2648 | 195.7085 | 352.5058
1 | 5300 | 707 | 0.035 | 15 | 15 | 7 | 3.1623e-12 | 5spot_SharedNeighbor | Water | Porous | Wet | R245fa | MinimizeLCOE_Brownfield | IgnoreSilica | 2019 | 20.5474 | 11.1087 | 1.3198 | 4 | 7928.2616 | 13617.7481 | 161.6283 | 277.6162 | 189.126 | 0 | 110.7185 | 2774152.8671 | 178242.3134 | 2247578.2515 | 1320410.8594 | 0 | 300220.8154 | 0 | 2660035.9917 | 6920868.0019 | 4723634.6209 | 21125143.7214 | 961560.8286 | 19768034.2612 | 19768034.2612 | 1478867.319 | 8788934.7744 | 0 | 41854738.8112 | 71890575.1659 | 3162.2777 | 5.2792 | 7928.2616 | 13617.7481 | 161.6283 | 277.6162
1 | 5300 | 707 | 0.035 | 15 | 15 | 7 | 4.217e-12 | 5spot_SharedNeighbor | Water | Porous | Wet | R245fa | MinimizeLCOE_Brownfield | IgnoreSilica | 2019 | 27.1595 | 14.9011 | 1.7735 | 4 | 6667.6922 | 10901.5852 | 135.9299 | 222.2436 | 190.2575 | 0 | 85.4487 | 3415113.1712 | 218927.1175 | 2842883.7789 | 1743794.2637 | 0 | 358481.6167 | 0 | 3345887.9798 | 8705314.1874 | 5941555.8092 | 26571957.9245 | 961560.8286 | 19768034.2612 | 19768034.2612 | 1478867.319 | 8788934.7744 | 0 | 47301553.0144 | 77337389.369 | 4216.965 | 7.0941 | 6667.6922 | 10901.5852 | 135.9299 | 222.2436
1 | 5300 | 707 | 0.035 | 15 | 15 | 7 | 5.6234e-12 | 5spot_SharedNeighbor | Water | Porous | Wet | R245fa | MinimizeLCOE_Brownfield | IgnoreSilica | 2019 | 35.8559 | 19.8903 | 2.3704 | 4 | 5704.5229 | 8872.3771 | 116.2944 | 180.8754 | 191.118 | 0 | 83.2832 | 4190764.1332 | 267975.8394 | 3581768.2611 | 2300613.7202 | 0 | 428911.751 | 0 | 4200313.1449 | 10928353.2004 | 7458825.6145 | 33357525.6647 | 961560.8286 | 19768034.2612 | 19768034.2612 | 1478867.319 | 8788934.7744 | 0 | 54087120.7546 | 84122957.1092 | 5623.4133 | 9.4814 | 5704.5229 | 8872.3771 | 116.2944 | 180.8754
1 | 5300 | 707 | 0.035 | 15 | 15 | 7 | 7.4989e-12 | 5spot_SharedNeighbor | Water | Porous | Wet | R245fa | MinimizeLCOE_Brownfield | IgnoreSilica | 2019 | 47.1595 | 26.3722 | 3.1457 | 4 | 4963.4386 | 7350.49 | 101.1864 | 149.8497 | 191.7566 | 0 | 95.6894 | 5119517.6702 | 326474.5824 | 4488505.4029 | 3023977.3429 | 0 | 512962.3627 | 0 | 5253860.5708 | 13669467.4903 | 9329692.4416 | 41724457.8638 | 961560.8286 | 19768034.2612 | 19768034.2612 | 1478867.319 | 8788934.7744 | 0 | 62454052.9536 | 92489889.3083 | 7498.9421 | 12.5828 | 4963.4386 | 7350.49 | 101.1864 | 149.8497
1 | 5300 | 707 | 0.035 | 15 | 15 | 7 | 1e-11 | 5spot_SharedNeighbor | Water | Porous | Wet | R245fa | MinimizeLCOE_Brownfield | IgnoreSilica | 2019 | 61.617 | 34.6299 | 4.1326 | 4 | 4392.3662 | 6209.3506 | 89.5443 | 126.586 | 192.1568 | 0 | 88.9853 | 6212848.2314 | 395059.8913 | 5581434.423 | 3948243.9349 | 0 | 612361.833 | 0 | 6532479.8423 | 16996172.5539 | 11600237.0044 | 51878837.7143 | 961560.8286 | 19768034.2612 | 19768034.2612 | 1478867.319 | 8788934.7744 | 0 | 72608432.8042 | 102644269.1588 | 10000 | 16.5306 | 4392.3662 | 6209.3506 | 89.5443 | 126.586
1 | 5300 | 707 | 0.035 | 15 | 15 | 7 | 1.3335e-11 | 5spot_SharedNeighbor | Water | Porous | Wet | R245fa | MinimizeLCOE_Brownfield | IgnoreSilica | 2019 | 79.5541 | 44.7314 | 5.3375 | 4 | 3958.5877 | 5365.4294 | 80.7012 | 109.3815 | 192.1937 | 0 | 119.1616 | 7453669.3696 | 472580.3397 | 6849748.6923 | 5091107.297 | 0 | 727136.3091 | 0 | 8031754.383 | 20896977.3651 | 14262616.4416 | 63785590.1973 | 961560.8286 | 19768034.2612 | 19768034.2612 | 1478867.319 | 8788934.7744 | 0 | 84515185.2872 | 114551021.6418 | 13335.2143 | 21.3498 | 3958.5877 | 5365.4294 | 80.7012 | 109.3815
1 | 5300 | 707 | 0.035 | 15 | 15 | 7 | 1.7783e-11 | 5spot_SharedNeighbor | Water | Porous | Wet | R245fa | MinimizeLCOE_Brownfield | IgnoreSilica | 2019 | 100.8252 | 56.3435 | 6.7164 | 4 | 3638.911 | 4756.9069 | 74.1841 | 96.976 | 191.7012 | 0 | 135.8654 | 8785187.6307 | 555440.6043 | 8238720.166 | 6436675.6124 | 0 | 855238.5914 | 0 | 9699792.4159 | 25236870.1652 | 17224682.4536 | 77032607.6395 | 961560.8286 | 19768034.2612 | 19768034.2612 | 1478867.319 | 8788934.7744 | 0 | 97762202.7294 | 127798039.084 | 17782.7941 | 26.8658 | 3638.911 | 4756.9069 | 74.1841 | 96.976
1 | 5300 | 707 | 0.035 | 15 | 15 | 7 | 2.3714e-11 | 5spot_SharedNeighbor | Water | Porous | Wet | R245fa | MinimizeLCOE_Brownfield | IgnoreSilica | 2019 | 124.6574 | 68.694 | 8.1714 | 4 | 3413.4619 | 4332.399 | 69.588 | 88.3218 | 190.5988 | 0 | 130.3646 | 10118306.5904 | 638102.3068 | 9654281.7478 | 7925783.8223 | 0 | 992994.5796 | 0 | 11438492.9283 | 29760612.2419 | 20312229.3745 | 90840803.5916 | 961560.8286 | 19768034.2612 | 19768034.2612 | 1478867.319 | 8788934.7744 | 0 | 111570398.6815 | 141606235.0361 | 23713.7371 | 32.6854 | 3413.4619 | 4332.399 | 69.588 | 88.3218
1 | 5300 | 707 | 0.035 | 15 | 15 | 7 | 3.1623e-11 | 5spot_SharedNeighbor | Water | Porous | Wet | R245fa | MinimizeLCOE_Brownfield | IgnoreSilica | 2019 | 149.681 | 80.8935 | 9.5927 | 4 | 3259.608 | 4042.386 | 66.4515 | 82.4095 | 189.0979 | 0 | 128.0504 | 11369826.923 | 715461.581 | 11003108.6468 | 9466619.7611 | 0 | 1134262.0965 | 0 | 13138818.8133 | 34184511.4098 | 23331631.4587 | 104344240.6901 | 961560.8286 | 19768034.2612 | 19768034.2612 | 1478867.319 | 8788934.7744 | 0 | 125073835.78 | 155109672.1346 | 31622.7766 | 38.3708 | 3259.608 | 4042.386 | 66.4515 | 82.4095
1 | 5300 | 707 | 0.035 | 15 | 15 | 7 | 4.217e-11 | 5spot_SharedNeighbor | Water | Porous | Wet | R245fa | MinimizeLCOE_Brownfield | IgnoreSilica | 2019 | 160.2667 | 85.8359 | 10.3268 | 4 | 3149.5956 | 3876.7289 | 64.2088 | 79.0324 | 188.4141 | 0 | 156.9319 | 11861403.673 | 745787.6459 | 11537715.3666 | 10111944.1822 | 0 | 1055517.4719 | 0 | 13771823.6525 | 35831460.1543 | 24455707.8182 | 109371359.9645 | 961560.8286 | 19768034.2612 | 19768034.2612 | 1478867.319 | 8788934.7744 | 0 | 130100955.0544 | 160136791.409 | 42169.6503 | 41.3072 | 3149.5956 | 3876.7289 | 64.2088 | 79.0324
1 | 5300 | 707 | 0.035 | 15 | 15 | 7 | 5.6234e-11 | 5spot_SharedNeighbor | Water | Porous | Wet | R245fa | MinimizeLCOE_Brownfield | IgnoreSilica | 2019 | 168.0882 | 89.3866 | 10.8957 | 4 | 3065.3326 | 3754.5005 | 62.491 | 76.5406 | 187.8802 | 0 | 190.127 | 12209640.723 | 767251.6051 | 11917984.49 | 10585863.7222 | 0 | 959947.5609 | 0 | 14211868.3595 | 36976366.2163 | 25237129.731 | 112866052.408 | 961560.8286 | 19768034.2612 | 19768034.2612 | 1478867.319 | 8788934.7744 | 0 | 133595647.4979 | 163631483.8525 | 56234.1325 | 43.5828 | 3065.3326 | 3754.5005 | 62.491 | 76.5406
1 | 5300 | 707 | 0.035 | 15 | 15 | 7 | 7.4989e-11 | 5spot_SharedNeighbor | Water | Porous | Wet | R245fa | MinimizeLCOE_Brownfield | IgnoreSilica | 2019 | 174.1971 | 92.0955 | 11.3467 | 4 | 3000.97 | 3662.7428 | 61.1788 | 74.67 | 187.4477 | 0 | 240.439 | 12472691.3785 | 783454.6756 | 12206059.1048 | 10952985.9431 | 0 | 867910.5518 | 0 | 14540409.645 | 37831163.2481 | 25820546.2695 | 115475220.8164 | 961560.8286 | 19768034.2612 | 19768034.2612 | 1478867.319 | 8788934.7744 | 0 | 136204815.9063 | 166240652.2609 | 74989.4209 | 45.3869 | 3000.97 | 3662.7428 | 61.1788 | 74.67
1 | 5300 | 707 | 0.035 | 15 | 15 | 7 | 1e-10 | 5spot_SharedNeighbor | Water | Porous | Wet | R245fa | MinimizeLCOE_Brownfield | IgnoreSilica | 2019 | 178.9124 | 94.1496 | 11.6995 | 4 | 2951.9565 | 3593.7762 | 60.1796 | 73.264 | 187.1049 | 0 | 274.3575 | 12670708.2787 | 795646.1138 | 12423373.6554 | 11235552.6312 | 0 | 784393.2219 | 0 | 14784772.8214 | 38466946.1074 | 26254481.135 | 117415873.9649 | 961560.8286 | 19768034.2612 | 19768034.2612 | 1478867.319 | 8788934.7744 | 0 | 138145469.0547 | 168181305.4094 | 100000 | 46.7979 | 2951.9565 | 3593.7762 | 60.1796 | 73.264
1 | 5300 | 707 | 0.035 | 15 | 15 | 7 | 1.3335e-10 | 5spot_SharedNeighbor | Water | Porous | Wet | R245fa | MinimizeLCOE_Brownfield | IgnoreSilica | 2019 | 182.525 | 95.7004 | 11.9723 | 4 | 2914.704 | 3541.896 | 59.4202 | 72.2063 | 186.8372 | 0 | 303.2219 | 12819395.7034 | 804797.2405 | 12586807.3483 | 11451188.0759 | 0 | 711733.6763 | 0 | 14965829.5973 | 38938018.6984 | 26575997.858 | 118853768.1981 | 961560.8286 | 19768034.2612 | 19768034.2612 | 1478867.319 | 8788934.7744 | 0 | 139583363.2879 | 169619199.6425 | 133352.1432 | 47.8894 | 2914.704 | 3541.896 | 59.4202 | 72.2063
1 | 5300 | 707 | 0.035 | 15 | 15 | 7 | 1.7783e-10 | 5spot_SharedNeighbor | Water | Porous | Wet | R245fa | MinimizeLCOE_Brownfield | IgnoreSilica | 2019 | 185.1929 | 96.8324 | 12.1781 | 4 | 2886.4402 | 3503.0339 | 58.844 | 71.4141 | 186.6365 | 0 | 278.3309 | 12927511.6601 | 811449.6404 | 12705782.1907 | 11609968.5896 | 0 | 649314.53 | 0 | 15094570.3782 | 39272975.8019 | 26804612.9638 | 119876185.7547 | 961560.8286 | 19768034.2612 | 19768034.2612 | 1478867.319 | 8788934.7744 | 0 | 140605780.8446 | 170641617.1992 | 177827.941 | 48.7125 | 2886.4402 | 3503.0339 | 58.844 | 71.4141
1 | 5300 | 707 | 0.035 | 15 | 15 | 7 | 2.3714e-10 | 5spot_SharedNeighbor | Water | Porous | Wet | R245fa | MinimizeLCOE_Brownfield | IgnoreSilica | 2019 | 187.1607 | 97.6605 | 12.3328 | 4 | 2865.0303 | 3473.8931 | 58.4075 | 70.82 | 186.4869 | 0 | 339.3617 | 13006366.9284 | 816300.7205 | 12792629.2913 | 11726940.4504 | 0 | 597207.4048 | 0 | 15186383.4702 | 39511854.634 | 26967652.6751 | 120605335.5748 | 961560.8286 | 19768034.2612 | 19768034.2612 | 1478867.319 | 8788934.7744 | 0 | 141334930.6647 | 171370767.0193 | 237137.3706 | 49.331 | 2865.0303 | 3473.8931 | 58.4075 | 70.82
1 | 5300 | 707 | 0.035 | 15 | 15 | 7 | 3.1623e-10 | 5spot_SharedNeighbor | Water | Porous | Wet | R245fa | MinimizeLCOE_Brownfield | IgnoreSilica | 2019 | 188.6003 | 98.2625 | 12.4482 | 4 | 2848.8328 | 3452.0516 | 58.0773 | 70.3747 | 186.3767 | 0 | 363.7692 | 13063581.2492 | 819820.0016 | 12855679.8724 | 11812433.8209 | 0 | 554490.7838 | 0 | 15251342.2339 | 39680864.0121 | 27083005.0485 | 121121217.0225 | 961560.8286 | 19768034.2612 | 19768034.2612 | 1478867.319 | 8788934.7744 | 0 | 141850812.1123 | 171886648.467 | 316227.766 | 49.7926 | 2848.8328 | 3452.0516 | 58.0773 | 70.3747
1 | 5300 | 707 | 0.035 | 15 | 15 | 7 | 4.217e-10 | 5spot_SharedNeighbor | Water | Porous | Wet | R245fa | MinimizeLCOE_Brownfield | IgnoreSilica | 2019 | 189.6286 | 98.6905 | 12.533 | 4 | 2836.5949 | 3435.7287 | 57.8278 | 70.042 | 186.2975 | 0 | 366.7291 | 13104196.9835 | 822318.0543 | 12900457.8542 | 11873464.6726 | 0 | 519747.4271 | 0 | 15295872.1468 | 39796721.7112 | 27162080.3087 | 121474859.1585 | 961560.8286 | 19768034.2612 | 19768034.2612 | 1478867.319 | 8788934.7744 | 0 | 142204454.2483 | 172240290.603 | 421696.5034 | 50.1321 | 2836.5949 | 3435.7287 | 57.8278 | 70.042
1 | 5300 | 707 | 0.035 | 15 | 15 | 7 | 5.6234e-10 | 5spot_SharedNeighbor | Water | Porous | Wet | R245fa | MinimizeLCOE_Brownfield | IgnoreSilica | 2019 | 190.3861 | 99.0048 | 12.5964 | 4 | 2827.3592 | 3423.4791 | 57.6395 | 69.7923 | 186.2388 | 0 | 346.0319 | 13133984.4107 | 824149.9899 | 12933307.939 | 11918404.0554 | 0 | 492225.5778 | 0 | 15327808.0694 | 39879812.4307 | 27218791.4322 | 121728483.9049 | 961560.8286 | 19768034.2612 | 19768034.2612 | 1478867.319 | 8788934.7744 | 0 | 142458078.9948 | 172493915.3494 | 562341.3252 | 50.3856 | 2827.3592 | 3423.4791 | 57.6395 | 69.7923
1 | 5300 | 707 | 0.035 | 15 | 15 | 7 | 7.4989e-10 | 5spot_SharedNeighbor | Water | Porous | Wet | R245fa | MinimizeLCOE_Brownfield | IgnoreSilica | 2019 | 190.9197 | 99.2255 | 12.6426 | 4 | 2820.3965 | 3414.3383 | 57.4976 | 69.6059 | 186.1973 | 0 | 344.6071 | 13154891.0882 | 825435.6927 | 12956369.2646 | 11950045.8171 | 0 | 470323.4488 | 0 | 15349255.4715 | 39935614.1716 | 27256877.2669 | 121898812.2214 | 961560.8286 | 19768034.2612 | 19768034.2612 | 1478867.319 | 8788934.7744 | 0 | 142628407.3113 | 172664243.6659 | 749894.2093 | 50.5703 | 2820.3965 | 3414.3383 | 57.4976 | 69.6059
1 | 5300 | 707 | 0.035 | 15 | 15 | 7 | 1e-09 | 5spot_SharedNeighbor | Water | Porous | Wet | R245fa | MinimizeLCOE_Brownfield | IgnoreSilica | 2019 | 191.305 | 99.3845 | 12.6767 | 4 | 2815.1524 | 3407.497 | 57.3907 | 69.4664 | 186.1673 | 0 | 361.5384 | 13169947.1261 | 826361.5647 | 12972979.5751 | 11972884.1468 | 0 | 453205.0341 | 0 | 15364197.2042 | 39974489.4952 | 27283410.4741 | 122017474.6203 | 961560.8286 | 19768034.2612 | 19768034.2612 | 1478867.319 | 8788934.7744 | 0 | 142747069.7101 | 172782906.0647 | 1000000 | 50.7067 | 2815.1524 | 3407.497 | 57.3907 | 69.4664
1 | 5300 | 707 | 0.035 | 15 | 15 | 7 | 1.3335e-09 | 5spot_SharedNeighbor | Water | Porous | Wet | R245fa | MinimizeLCOE_Brownfield | IgnoreSilica | 2019 | 191.5823 | 99.4988 | 12.7018 | 4 | 2811.206 | 3402.3797 | 57.3102 | 69.3621 | 186.1456 | 0 | 377.1752 | 13180761.353 | 827026.5694 | 12984911.5201 | 11989316.3606 | 0 | 439911.4452 | 0 | 15374551.6268 | 40001429.5788 | 27301797.6347 | 122099706.0886 | 961560.8286 | 19768034.2612 | 19768034.2612 | 1478867.319 | 8788934.7744 | 0 | 142829301.1785 | 172865137.5331 | 1333521.4322 | 50.8071 | 2811.206 | 3402.3797 | 57.3102 | 69.3621
1 | 5300 | 707 | 0.035 | 15 | 15 | 7 | 1.7783e-09 | 5spot_SharedNeighbor | Water | Porous | Wet | R245fa | MinimizeLCOE_Brownfield | IgnoreSilica | 2019 | 191.7823 | 99.5812 | 12.7203 | 4 | 2808.2382 | 3398.5514 | 57.2497 | 69.2841 | 186.1299 | 0 | 348.028 | 13188552.0903 | 827505.6404 | 12993508.1718 | 12001169.8732 | 0 | 429656.7786 | 0 | 15381753.0962 | 40020166.3248 | 27314585.8489 | 122156897.8242 | 961560.8286 | 19768034.2612 | 19768034.2612 | 1478867.319 | 8788934.7744 | 0 | 142886492.914 | 172922329.2687 | 1778279.41 | 50.8812 | 2808.2382 | 3398.5514 | 57.2497 | 69.2841
1 | 5300 | 707 | 0.035 | 15 | 15 | 7 | 2.3714e-09 | 5spot_SharedNeighbor | Water | Porous | Wet | R245fa | MinimizeLCOE_Brownfield | IgnoreSilica | 2019 | 191.9332 | 99.6433 | 12.7342 | 4 | 2806.0078 | 3395.6747 | 57.2043 | 69.2254 | 186.1181 | 0 | 359.3386 | 13194426.3886 | 827866.8601 | 12999990.5215 | 12010114.2045 | 0 | 421874.2245 | 0 | 15387166.1577 | 40034250.0006 | 27324198.247 | 122199886.6045 | 961560.8286 | 19768034.2612 | 19768034.2612 | 1478867.319 | 8788934.7744 | 0 | 142929481.6944 | 172965318.049 | 2371373.7057 | 50.937 | 2806.0078 | 3395.6747 | 57.2043 | 69.2254
1 | 5300 | 707 | 0.035 | 15 | 15 | 7 | 3.1623e-09 | 5spot_SharedNeighbor | Water | Porous | Wet | R245fa | MinimizeLCOE_Brownfield | IgnoreSilica | 2019 | 192.0381 | 99.6863 | 12.7443 | 4 | 2804.3322 | 3393.5319 | 57.1701 | 69.1817 | 186.1099 | 0 | 366.2762 | 13198500.3943 | 828117.3747 | 13004486.423 | 12016324.1114 | 0 | 415861.9014 | 0 | 15390683.1799 | 40043400.5708 | 27330443.6992 | 122227817.6547 | 961560.8286 | 19768034.2612 | 19768034.2612 | 1478867.319 | 8788934.7744 | 0 | 142957412.7446 | 172993249.0992 | 3162277.6602 | 50.9773 | 2804.3322 | 3393.5319 | 57.1701 | 69.1817
1 | 5300 | 707 | 0.035 | 15 | 15 | 7 | 4.217e-09 | 5spot_SharedNeighbor | Water | Porous | Wet | R245fa | MinimizeLCOE_Brownfield | IgnoreSilica | 2019 | 192.1159 | 99.7183 | 12.7519 | 4 | 2803.0741 | 3391.9253 | 57.1445 | 69.149 | 186.1037 | 0 | 375.3821 | 13201522.1073 | 828303.1814 | 13007821.1609 | 12020932.2623 | 0 | 411306.1753 | 0 | 15393255.106 | 40050092.1951 | 27335010.8702 | 122248243.0586 | 961560.8286 | 19768034.2612 | 19768034.2612 | 1478867.319 | 8788934.7744 | 0 | 142977838.1484 | 173013674.5031 | 4216965.0343 | 51.0075 | 2803.0741 | 3391.9253 | 57.1445 | 69.149
1 | 5300 | 707 | 0.035 | 15 | 15 | 7 | 5.6234e-09 | 5spot_SharedNeighbor | Water | Porous | Wet | R245fa | MinimizeLCOE_Brownfield | IgnoreSilica | 2019 | 192.1696 | 99.7403 | 12.7573 | 4 | 2802.1297 | 3390.729 | 57.1252 | 69.1246 | 186.0995 | 0 | 370.0249 | 13203606.2529 | 828431.336 | 13010121.2577 | 12024113.4794 | 0 | 407805.6163 | 0 | 15394890.3975 | 40054346.888 | 27337914.7856 | 122261230.0133 | 961560.8286 | 19768034.2612 | 19768034.2612 | 1478867.319 | 8788934.7744 | 0 | 142990825.1032 | 173026661.4578 | 5623413.2519 | 51.0293 | 2802.1297 | 3390.729 | 57.1252 | 69.1246
1 | 5300 | 707 | 0.035 | 15 | 15 | 7 | 7.4989e-09 | 5spot_SharedNeighbor | Water | Porous | Wet | R245fa | MinimizeLCOE_Brownfield | IgnoreSilica | 2019 | 192.2085 | 99.7563 | 12.7614 | 4 | 2801.4209 | 3389.8342 | 57.1108 | 69.1064 | 186.0964 | 0 | 374.3736 | 13205114.5935 | 828524.0839 | 13011785.9128 | 12026416.9043 | 0 | 405149.566 | 0 | 15396026.5136 | 40057302.829 | 27339932.2761 | 122270252.6791 | 961560.8286 | 19768034.2612 | 19768034.2612 | 1478867.319 | 8788934.7744 | 0 | 142999847.7689 | 173035684.1236 | 7498942.0933 | 51.0455 | 2801.4209 | 3389.8342 | 57.1108 | 69.1064
1 | 5300 | 707 | 0.035 | 15 | 15 | 7 | 1e-08 | 5spot_SharedNeighbor | Water | Porous | Wet | R245fa | MinimizeLCOE_Brownfield | IgnoreSilica | 2019 | 192.2427 | 99.7704 | 12.7646 | 4 | 2800.889 | 3389.1527 | 57.0999 | 69.0925 | 186.0937 | 0 | 359.2243 | 13206445.0992 | 828605.8965 | 13013254.3212 | 12028446.6932 | 0 | 403221.243 | 0 | 15397189.5687 | 40060328.8599 | 27341997.6043 | 122279489.286 | 961560.8286 | 19768034.2612 | 19768034.2612 | 1478867.319 | 8788934.7744 | 0 | 143009084.3758 | 173044920.7305 | 10000000 | 51.0585 | 2800.889 | 3389.1527 | 57.0999 | 69.0925
1 | 5400 | 707 | 0.035 | 15 | 15 | 7 | 1e-13 | 5spot_SharedNeighbor | Water | Porous | Wet | R245fa | MinimizeLCOE_Brownfield | IgnoreSilica | 2019 | 0.85236 | 0.17488 | 0.0062762 | 4 | 885543.6409 | 2110778.3981 | 18053.0049 | 43031.0727 | 115.2584 | 0 | 53.3718 | 115196.5592 | 4448.9829 | 84706.8096 | 55596.0078 | 0 | 58094.5976 | 0 | 124036.7533 | 322718.1886 | 220261.7949 | 985059.6939 | 961560.8286 | 20284743.5872 | 20284743.5872 | 1478867.319 | 8995618.5048 | 0 | 22231364.1098 | 52990593.5208 | 100 | 0.025105 | 885543.6409 | 2110778.3981 | 18053.0049 | 43031.0727
1 | 5400 | 707 | 0.035 | 15 | 15 | 7 | 1.3335e-13 | 5spot_SharedNeighbor | Water | Porous | Wet | R245fa | MinimizeLCOE_Brownfield | IgnoreSilica | 2019 | 1.1081 | 0.27722 | 0.015758 | 4 | 358359.0486 | 846353.2261 | 7305.6339 | 17254.0553 | 128.7502 | 0 | 60.2907 | 170063.2404 | 7237.8387 | 121313.5461 | 69366.0819 | 0 | 65231.7195 | 0 | 168952.8464 | 439580.6493 | 300022.8256 | 1341768.748 | 961560.8286 | 20284743.5872 | 20284743.5872 | 1478867.319 | 8995618.5048 | 0 | 22588073.1638 | 53347302.5749 | 133.3521 | 0.063032 | 358359.0486 | 846353.2261 | 7305.6339 | 17254.0553
1 | 5400 | 707 | 0.035 | 15 | 15 | 7 | 1.7783e-13 | 5spot_SharedNeighbor | Water | Porous | Wet | R245fa | MinimizeLCOE_Brownfield | IgnoreSilica | 2019 | 1.4176 | 0.41426 | 0.030277 | 4 | 190084.9103 | 444069.9514 | 3875.138 | 9052.9666 | 140.2632 | 0 | 59.8933 | 236996.8484 | 10976.4075 | 165996.4708 | 87129.7464 | 0 | 71732.6401 | 0 | 223404.5242 | 581252.7453 | 396716.9422 | 1774206.3249 | 961560.8286 | 20284743.5872 | 20284743.5872 | 1478867.319 | 8995618.5048 | 0 | 23020510.7408 | 53779740.1518 | 177.8279 | 0.12111 | 190084.9103 | 444069.9514 | 3875.138 | 9052.9666
1 | 5400 | 707 | 0.035 | 15 | 15 | 7 | 2.3714e-13 | 5spot_SharedNeighbor | Water | Porous | Wet | R245fa | MinimizeLCOE_Brownfield | IgnoreSilica | 2019 | 1.8459 | 0.61852 | 0.053267 | 4 | 110839.2564 | 255203.267 | 2259.6082 | 5202.6638 | 151.0933 | 0 | 303.8646 | 327836.2299 | 16491.4729 | 227126.5796 | 112935.225 | 0 | 80772.5412 | 0 | 298413.199 | 776409.9307 | 529915.7314 | 2369900.9097 | 961560.8286 | 20284743.5872 | 20284743.5872 | 1478867.319 | 8995618.5048 | 0 | 23616205.3255 | 54375434.7366 | 237.1374 | 0.21307 | 110839.2564 | 255203.267 | 2259.6082 | 5202.6638
1 | 5400 | 707 | 0.035 | 15 | 15 | 7 | 3.1623e-13 | 5spot_SharedNeighbor | Water | Porous | Wet | R245fa | MinimizeLCOE_Brownfield | IgnoreSilica | 2019 | 2.3904 | 0.89336 | 0.086298 | 4 | 70561.2972 | 159668.4418 | 1438.4875 | 3255.0572 | 160.1132 | 0 | 397.3378 | 439407.4766 | 23816.1152 | 302967.3861 | 147854.365 | 0 | 90397.5588 | 0 | 391732.7316 | 1019208.2123 | 695630.5475 | 3111014.3931 | 961560.8286 | 20284743.5872 | 20284743.5872 | 1478867.319 | 8995618.5048 | 0 | 24357318.809 | 55116548.22 | 316.2278 | 0.34519 | 70561.2972 | 159668.4418 | 1438.4875 | 3255.0572
1 | 5400 | 707 | 0.035 | 15 | 15 | 7 | 4.217e-13 | 5spot_SharedNeighbor | Water | Porous | Wet | R245fa | MinimizeLCOE_Brownfield | IgnoreSilica | 2019 | 3.11 | 1.2688 | 0.13318 | 4 | 47485.4148 | 105224.4351 | 968.0544 | 2145.1424 | 167.7467 | 0 | 518.7724 | 578569.5339 | 33576.6398 | 399084.757 | 194553.6285 | 0 | 101998.4939 | 0 | 510035.3907 | 1327007.4639 | 905709.8614 | 4050535.7689 | 961560.8286 | 20284743.5872 | 20284743.5872 | 1478867.319 | 8995618.5048 | 0 | 25296840.1848 | 56056069.5959 | 421.6965 | 0.53273 | 47485.4148 | 105224.4351 | 968.0544 | 2145.1424
1 | 5400 | 707 | 0.035 | 15 | 15 | 7 | 5.6234e-13 | 5spot_SharedNeighbor | Water | Porous | Wet | R245fa | MinimizeLCOE_Brownfield | IgnoreSilica | 2019 | 4.0506 | 1.7729 | 0.19841 | 4 | 33366.0448 | 72123.6782 | 680.212 | 1470.3387 | 173.9925 | 0 | 86.1352 | 750231.0971 | 46460.5373 | 519212.8479 | 258390.9935 | 0 | 115587.8945 | 0 | 659054.5144 | 1714724.6557 | 1170334.8116 | 5233997.3519 | 961560.8286 | 20284743.5872 | 20284743.5872 | 1478867.319 | 8995618.5048 | 0 | 26480301.7677 | 57239531.1788 | 562.3413 | 0.79363 | 33366.0448 | 72123.6782 | 680.212 | 1470.3387
1 | 5400 | 707 | 0.035 | 15 | 15 | 7 | 7.4989e-13 | 5spot_SharedNeighbor | Water | Porous | Wet | R245fa | MinimizeLCOE_Brownfield | IgnoreSilica | 2019 | 5.2958 | 2.477 | 0.28815 | 4 | 24290.7129 | 50977.5986 | 495.199 | 1039.2473 | 179.0664 | 0 | 81.2248 | 963041.2706 | 62193.8061 | 676669.7346 | 345018.6552 | 0 | 132782.7678 | 0 | 850085.4314 | 2211747.916 | 1509563.3995 | 6751102.9812 | 961560.8286 | 20284743.5872 | 20284743.5872 | 1478867.319 | 8995618.5048 | 0 | 27997407.397 | 58756636.8081 | 749.8942 | 1.1526 | 24290.7129 | 50977.5986 | 495.199 | 1039.2473
1 | 5400 | 707 | 0.035 | 15 | 15 | 7 | 1e-12 | 5spot_SharedNeighbor | Water | Porous | Wet | R245fa | MinimizeLCOE_Brownfield | IgnoreSilica | 2019 | 6.94 | 3.4482 | 0.4051 | 4 | 18431.0379 | 37413.5204 | 375.7416 | 762.7252 | 183.045 | 0 | 94.1427 | 1215740.3553 | 78589.1353 | 881575.7218 | 452408.6408 | 0 | 154591.5156 | 0 | 1085333.0938 | 2823814.0777 | 1927311.1316 | 8619363.6719 | 961560.8286 | 20284743.5872 | 20284743.5872 | 1478867.319 | 8995618.5048 | 0 | 29865668.0878 | 60624897.4988 | 1000 | 1.6204 | 18431.0379 | 37413.5204 | 375.7416 | 762.7252
1 | 5400 | 707 | 0.035 | 15 | 15 | 7 | 1.3335e-12 | 5spot_SharedNeighbor | Water | Porous | Wet | R245fa | MinimizeLCOE_Brownfield | IgnoreSilica | 2019 | 9.1131 | 4.7321 | 0.55936 | 4 | 14378.1374 | 28125.6361 | 293.1178 | 573.3791 | 186.1333 | 0 | 87.1167 | 1519053.3266 | 98081.4333 | 1135612.7038 | 593213.1237 | 0 | 181016.5245 | 0 | 1375521.0736 | 3578823.6754 | 2442620.696 | 10923942.5569 | 961560.8286 | 20284743.5872 | 20284743.5872 | 1478867.319 | 8995618.5048 | 0 | 32170246.9728 | 62929476.3838 | 1333.5214 | 2.2374 | 14378.1374 | 28125.6361 | 293.1178 | 573.3791
1 | 5400 | 707 | 0.035 | 15 | 15 | 7 | 1.7783e-12 | 5spot_SharedNeighbor | Water | Porous | Wet | R245fa | MinimizeLCOE_Brownfield | IgnoreSilica | 2019 | 12.0238 | 6.4773 | 0.76919 | 4 | 11408.1905 | 21405.5074 | 232.5714 | 436.3802 | 188.8539 | 0 | 87.2938 | 1895241.0602 | 122186.0807 | 1459818.0676 | 781988.5565 | 0 | 213705.8937 | 0 | 1744446.4669 | 4538691.8716 | 3097750.4632 | 13853828.4602 | 961560.8286 | 20284743.5872 | 20284743.5872 | 1478867.319 | 8995618.5048 | 0 | 35100132.8761 | 65859362.2871 | 1778.2794 | 3.0767 | 11408.1905 | 21405.5074 | 232.5714 | 436.3802
1 | 5400 | 707 | 0.035 | 15 | 15 | 7 | 2.3714e-12 | 5spot_SharedNeighbor | Water | Porous | Wet | R245fa | MinimizeLCOE_Brownfield | IgnoreSilica | 2019 | 15.8754 | 8.7712 | 1.0448 | 4 | 9265.872 | 16625.6137 | 188.8973 | 338.9356 | 190.8026 | 0 | 78.0767 | 2347510.6043 | 151073.5787 | 1860510.8214 | 1031033.6926 | 0 | 253382.8432 | 0 | 2200969.5006 | 5726471.1597 | 3908434.2337 | 17479386.4342 | 961560.8286 | 20284743.5872 | 20284743.5872 | 1478867.319 | 8995618.5048 | 0 | 38725690.85 | 69484920.2611 | 2371.3737 | 4.1794 | 9265.872 | 16625.6137 | 188.8973 | 338.9356
1 | 5400 | 707 | 0.035 | 15 | 15 | 7 | 3.1623e-12 | 5spot_SharedNeighbor | Water | Porous | Wet | R245fa | MinimizeLCOE_Brownfield | IgnoreSilica | 2019 | 20.9884 | 11.8173 | 1.4108 | 4 | 7666.4983 | 13117.0499 | 156.2919 | 267.4088 | 192.3032 | 0 | 113.4155 | 2898185.6494 | 186127.0883 | 2361560.8115 | 1361289.5825 | 0 | 301789.9166 | 0 | 2772491.6889 | 7213454.6582 | 4923331.0259 | 22018230.4212 | 961560.8286 | 20284743.5872 | 20284743.5872 | 1478867.319 | 8995618.5048 | 0 | 43264534.8371 | 74023764.2481 | 3162.2777 | 5.6433 | 7666.4983 | 13117.0499 | 156.2919 | 267.4088
1 | 5400 | 707 | 0.035 | 15 | 15 | 7 | 4.217e-12 | 5spot_SharedNeighbor | Water | Porous | Wet | R245fa | MinimizeLCOE_Brownfield | IgnoreSilica | 2019 | 27.7396 | 15.8403 | 1.8942 | 4 | 6457.4688 | 10517.0401 | 131.6442 | 214.4041 | 193.4489 | 0 | 90.5624 | 3566217.0658 | 228497.3572 | 2985349.9349 | 1797115.4983 | 0 | 360322.5494 | 0 | 3485625.9382 | 9068883.6909 | 6189699.466 | 27681711.5005 | 961560.8286 | 20284743.5872 | 20284743.5872 | 1478867.319 | 8995618.5048 | 0 | 48928015.9164 | 79687245.3274 | 4216.965 | 7.577 | 6457.4688 | 10517.0401 | 131.6442 | 214.4041
1 | 5400 | 707 | 0.035 | 15 | 15 | 7 | 5.6234e-12 | 5spot_SharedNeighbor | Water | Porous | Wet | R245fa | MinimizeLCOE_Brownfield | IgnoreSilica | 2019 | 36.6064 | 21.1253 | 2.5293 | 4 | 5532.52 | 8572.828 | 112.7879 | 174.7687 | 194.3192 | 0 | 82.0617 | 4373706.5836 | 279517.5867 | 3758609.4021 | 2369484.5915 | 0 | 430869.7505 | 0 | 4372753.2866 | 11377007.0768 | 7765041.1041 | 34726989.382 | 961560.8286 | 20284743.5872 | 20284743.5872 | 1478867.319 | 8995618.5048 | 0 | 55973293.7979 | 86732523.2089 | 5623.4133 | 10.1171 | 5532.52 | 8572.828 | 112.7879 | 174.7687
1 | 5400 | 707 | 0.035 | 15 | 15 | 7 | 7.4989e-12 | 5spot_SharedNeighbor | Water | Porous | Wet | R245fa | MinimizeLCOE_Brownfield | IgnoreSilica | 2019 | 48.1191 | 27.9839 | 3.3534 | 4 | 4819.859 | 7112.9963 | 98.2593 | 145.008 | 194.9624 | 0 | 92.6587 | 5339808.246 | 340316.5368 | 4706647.4638 | 3112422.0789 | 0 | 514950.8913 | 0 | 5465516.6346 | 14220153.1515 | 9705546.7208 | 43405361.7237 | 961560.8286 | 20284743.5872 | 20284743.5872 | 1478867.319 | 8995618.5048 | 0 | 64651666.1396 | 95410895.5506 | 7498.9421 | 13.4136 | 4819.859 | 7112.9963 | 98.2593 | 145.008
1 | 5400 | 707 | 0.035 | 15 | 15 | 7 | 1e-11 | 5spot_SharedNeighbor | Water | Porous | Wet | R245fa | MinimizeLCOE_Brownfield | IgnoreSilica | 2019 | 62.8131 | 36.6992 | 4.3998 | 4 | 4270.5016 | 6018.246 | 87.06 | 122.6901 | 195.3537 | 0 | 119.4105 | 6474609.5063 | 411439.9796 | 5846687.5216 | 4059511.2629 | 0 | 614108.7744 | 0 | 6788479.2475 | 17662230.4933 | 12054835.2342 | 53911902.0198 | 961560.8286 | 20284743.5872 | 20284743.5872 | 1478867.319 | 8995618.5048 | 0 | 75158206.4356 | 105917435.8467 | 10000 | 17.5994 | 4270.5016 | 6018.246 | 87.06 | 122.6901
1 | 5400 | 707 | 0.035 | 15 | 15 | 7 | 1.3335e-11 | 5spot_SharedNeighbor | Water | Porous | Wet | R245fa | MinimizeLCOE_Brownfield | IgnoreSilica | 2019 | 80.9884 | 47.3203 | 5.6726 | 4 | 3853.437 | 5209.0431 | 78.5575 | 106.1934 | 195.3573 | 0 | 140.0247 | 7758269.4074 | 491563.8047 | 7165101.5323 | 5227227.5271 | 0 | 728279.9 | 0 | 8334472.4469 | 21684587.6714 | 14800176.6595 | 66189678.9493 | 961560.8286 | 20284743.5872 | 20284743.5872 | 1478867.319 | 8995618.5048 | 0 | 87435983.3652 | 118195212.7762 | 13335.2143 | 22.6904 | 3853.437 | 5209.0431 | 78.5575 | 106.1934
1 | 5400 | 707 | 0.035 | 15 | 15 | 7 | 1.7783e-11 | 5spot_SharedNeighbor | Water | Porous | Wet | R245fa | MinimizeLCOE_Brownfield | IgnoreSilica | 2019 | 102.4648 | 59.4755 | 7.123 | 4 | 3546.3557 | 4625.9341 | 72.2973 | 94.3059 | 194.8029 | 0 | 129.4757 | 9130472.0483 | 576877.5949 | 8603105.2184 | 6597543.5247 | 0 | 855495.7395 | 0 | 10047762.7091 | 26142217.4894 | 17842600.6054 | 79796074.9297 | 961560.8286 | 20284743.5872 | 20284743.5872 | 1478867.319 | 8995618.5048 | 0 | 101042379.3456 | 131801608.7566 | 17782.7941 | 28.4919 | 3546.3557 | 4625.9341 | 72.2973 | 94.3059
1 | 5400 | 707 | 0.035 | 15 | 15 | 7 | 2.3714e-11 | 5spot_SharedNeighbor | Water | Porous | Wet | R245fa | MinimizeLCOE_Brownfield | IgnoreSilica | 2019 | 126.4064 | 72.3305 | 8.645 | 4 | 3330.0502 | 4219.5602 | 67.8876 | 86.0214 | 193.6167 | 0 | 142.4056 | 10497493.7843 | 661564.4282 | 10061021.1369 | 8107462.8587 | 0 | 991814.2341 | 0 | 11824549.0124 | 30765050.9818 | 20997779.4536 | 93906735.8899 | 961560.8286 | 20284743.5872 | 20284743.5872 | 1478867.319 | 8995618.5048 | 0 | 115153040.3058 | 145912269.7168 | 23713.7371 | 34.58 | 3330.0502 | 4219.5602 | 67.8876 | 86.0214
1 | 5400 | 707 | 0.035 | 15 | 15 | 7 | 3.1623e-11 | 5spot_SharedNeighbor | Water | Porous | Wet | R245fa | MinimizeLCOE_Brownfield | IgnoreSilica | 2019 | 151.4099 | 84.979 | 10.1275 | 4 | 3181.9105 | 3941.2104 | 64.8675 | 80.3469 | 192.0468 | 0 | 169.0497 | 11776760.6843 | 740568.1934 | 11445478.6267 | 9663941.0439 | 0 | 1130770.855 | 0 | 13555432.5673 | 35268454.9386 | 24071445.1898 | 107652852.099 | 961560.8286 | 20284743.5872 | 20284743.5872 | 1478867.319 | 8995618.5048 | 0 | 128899156.5149 | 159658385.9259 | 31622.7766 | 40.51 | 3181.9105 | 3941.2104 | 64.8675 | 80.3469
1 | 5400 | 707 | 0.035 | 15 | 15 | 7 | 4.217e-11 | 5spot_SharedNeighbor | Water | Porous | Wet | R245fa | MinimizeLCOE_Brownfield | IgnoreSilica | 2019 | 163.3265 | 90.7369 | 10.9462 | 4 | 3077.4941 | 3780.0002 | 62.7389 | 77.0604 | 191.2358 | 0 | 183.2023 | 12341033.5806 | 775346.0806 | 12061788.7775 | 10397444.1226 | 0 | 1070328.6937 | 0 | 14291917.0894 | 37184636.5913 | 25379278.5415 | 113501773.4771 | 961560.8286 | 20284743.5872 | 20284743.5872 | 1478867.319 | 8995618.5048 | 0 | 134748077.893 | 165507307.304 | 42169.6503 | 43.785 | 3077.4941 | 3780.0002 | 62.7389 | 77.0604
1 | 5400 | 707 | 0.035 | 15 | 15 | 7 | 5.6234e-11 | 5spot_SharedNeighbor | Water | Porous | Wet | R245fa | MinimizeLCOE_Brownfield | IgnoreSilica | 2019 | 171.036 | 94.3484 | 11.528 | 4 | 2997.6968 | 3664.7489 | 61.1121 | 74.7109 | 190.6789 | 0 | 216.1453 | 12689806.1187 | 796821.6643 | 12444353.324 | 10868378.4059 | 0 | 970887.3908 | 0 | 14730396.2924 | 38325469.533 | 26157920.4659 | 116984033.1949 | 961560.8286 | 20284743.5872 | 20284743.5872 | 1478867.319 | 8995618.5048 | 0 | 138230337.6107 | 168989567.0218 | 56234.1325 | 46.1122 | 2997.6968 | 3664.7489 | 61.1121 | 74.7109
1 | 5400 | 707 | 0.035 | 15 | 15 | 7 | 7.4989e-11 | 5spot_SharedNeighbor | Water | Porous | Wet | R245fa | MinimizeLCOE_Brownfield | IgnoreSilica | 2019 | 177.0935 | 97.1227 | 11.9906 | 4 | 2936.7711 | 3578.0915 | 59.8701 | 72.9442 | 190.2255 | 0 | 227.8129 | 12955171.4298 | 813151.3222 | 12736238.3509 | 11236389.8075 | 0 | 876524.3186 | 0 | 15060815.3393 | 39185152.1148 | 26744671.4927 | 119608114.1759 | 961560.8286 | 20284743.5872 | 20284743.5872 | 1478867.319 | 8995618.5048 | 0 | 140854418.5917 | 171613648.0028 | 74989.4209 | 47.9623 | 2936.7711 | 3578.0915 | 59.8701 | 72.9442
1 | 5400 | 707 | 0.035 | 15 | 15 | 7 | 1e-10 | 5spot_SharedNeighbor | Water | Porous | Wet | R245fa | MinimizeLCOE_Brownfield | IgnoreSilica | 2019 | 181.8017 | 99.24 | 12.3532 | 4 | 2890.3703 | 3512.8632 | 58.9241 | 71.6145 | 189.864 | 0 | 277.3025 | 13156263.8395 | 825520.1112 | 12957883.6385 | 11521287.1054 | 0 | 791731.2876 | 0 | 15308547.5331 | 39829700.4661 | 27184588.9866 | 121575522.968 | 961560.8286 | 20284743.5872 | 20284743.5872 | 1478867.319 | 8995618.5048 | 0 | 142821827.3839 | 173581056.7949 | 100000 | 49.413 | 2890.3703 | 3512.8632 | 58.9241 | 71.6145
1 | 5400 | 707 | 0.035 | 15 | 15 | 7 | 1.3335e-10 | 5spot_SharedNeighbor | Water | Porous | Wet | R245fa | MinimizeLCOE_Brownfield | IgnoreSilica | 2019 | 185.3024 | 100.7907 | 12.6287 | 4 | 2855.1014 | 3464.0156 | 58.2051 | 70.6186 | 189.59 | 0 | 280.1873 | 13302774.1088 | 834528.5874 | 13119612.3164 | 11732155.1834 | 0 | 716689.0958 | 0 | 15485246.1238 | 40289433.9534 | 27498366.5383 | 122978805.9074 | 961560.8286 | 20284743.5872 | 20284743.5872 | 1478867.319 | 8995618.5048 | 0 | 144225110.3233 | 174984339.7343 | 133352.1432 | 50.5149 | 2855.1014 | 3464.0156 | 58.2051 | 70.6186
1 | 5400 | 707 | 0.035 | 15 | 15 | 7 | 1.7783e-10 | 5spot_SharedNeighbor | Water | Porous | Wet | R245fa | MinimizeLCOE_Brownfield | IgnoreSilica | 2019 | 187.9307 | 101.9424 | 12.8384 | 4 | 2828.3446 | 3427.3161 | 57.6596 | 69.8705 | 189.3814 | 0 | 334.6303 | 13411177.6436 | 841192.3422 | 13239407.0723 | 11890238.9775 | 0 | 653080.0083 | 0 | 15613687.4572 | 40623611.9559 | 27726449.8916 | 123998845.3487 | 961560.8286 | 20284743.5872 | 20284743.5872 | 1478867.319 | 8995618.5048 | 0 | 145245149.7646 | 176004379.1756 | 177827.941 | 51.3534 | 2828.3446 | 3427.3161 | 57.6596 | 69.8705
1 | 5400 | 707 | 0.035 | 15 | 15 | 7 | 2.3714e-10 | 5spot_SharedNeighbor | Water | Porous | Wet | R245fa | MinimizeLCOE_Brownfield | IgnoreSilica | 2019 | 189.8675 | 102.7841 | 12.9957 | 4 | 2808.0738 | 3399.7925 | 57.2464 | 69.3094 | 189.2261 | 0 | 311.0499 | 13490187.1736 | 846048.3165 | 13326788.7338 | 12006604.8047 | 0 | 600047.6886 | 0 | 15705173.9197 | 40861640.965 | 27888909.5813 | 124725401.1832 | 961560.8286 | 20284743.5872 | 20284743.5872 | 1478867.319 | 8995618.5048 | 0 | 145971705.5991 | 176730935.0101 | 237137.3706 | 51.9829 | 2808.0738 | 3399.7925 | 57.2464 | 69.3094
1 | 5400 | 707 | 0.035 | 15 | 15 | 7 | 3.1623e-10 | 5spot_SharedNeighbor | Water | Porous | Wet | R245fa | MinimizeLCOE_Brownfield | IgnoreSilica | 2019 | 191.2681 | 103.389 | 13.1124 | 4 | 2792.7378 | 3379.193 | 56.9337 | 68.8894 | 189.1129 | 0 | 313.6707 | 13546849.7582 | 849530.3795 | 13389491.4588 | 12090685.4508 | 0 | 556404.7652 | 0 | 15768855.1069 | 41027326.3512 | 28001993.2619 | 125231136.5326 | 961560.8286 | 20284743.5872 | 20284743.5872 | 1478867.319 | 8995618.5048 | 0 | 146477440.9484 | 177236670.3595 | 316227.766 | 52.4494 | 2792.7378 | 3379.193 | 56.9337 | 68.8894
1 | 5400 | 707 | 0.035 | 15 | 15 | 7 | 4.217e-10 | 5spot_SharedNeighbor | Water | Porous | Wet | R245fa | MinimizeLCOE_Brownfield | IgnoreSilica | 2019 | 192.2692 | 103.8192 | 13.1981 | 4 | 2781.1494 | 3363.7924 | 56.6975 | 68.5755 | 189.0314 | 0 | 286.364 | 13587101.0057 | 852003.6934 | 13434051.6033 | 12150746.7199 | 0 | 520966.9628 | 0 | 15812499.2942 | 41140879.5738 | 28079495.6697 | 125577744.5228 | 961560.8286 | 20284743.5872 | 20284743.5872 | 1478867.319 | 8995618.5048 | 0 | 146824048.9386 | 177583278.3497 | 421696.5034 | 52.7926 | 2781.1494 | 3363.7924 | 56.6975 | 68.5755
1 | 5400 | 707 | 0.035 | 15 | 15 | 7 | 5.6234e-10 | 5spot_SharedNeighbor | Water | Porous | Wet | R245fa | MinimizeLCOE_Brownfield | IgnoreSilica | 2019 | 193.0781 | 104.1657 | 13.2654 | 4 | 2772.4011 | 3352.0919 | 56.5191 | 68.3369 | 188.9655 | 0 | 302.7958 | 13619472.1051 | 853992.6587 | 13469898.9523 | 12199165.6657 | 0 | 493883.7959 | 0 | 15848201.1393 | 41233768.4514 | 28142894.2373 | 125861277.0057 | 961560.8286 | 20284743.5872 | 20284743.5872 | 1478867.319 | 8995618.5048 | 0 | 147107581.4215 | 177866810.8326 | 562341.3252 | 53.0614 | 2772.4011 | 3352.0919 | 56.5191 | 68.3369
1 | 5400 | 707 | 0.035 | 15 | 15 | 7 | 7.4989e-10 | 5spot_SharedNeighbor | Water | Porous | Wet | R245fa | MinimizeLCOE_Brownfield | IgnoreSilica | 2019 | 193.6038 | 104.3899 | 13.3123 | 4 | 2765.804 | 3343.4514 | 56.3847 | 68.1608 | 188.9223 | 0 | 403.468 | 13640409.7363 | 855279.0562 | 13493090.197 | 12230565.44 | 0 | 471668.957 | 0 | 15869495.2208 | 41289171.2833 | 28180707.8085 | 126030387.6991 | 961560.8286 | 20284743.5872 | 20284743.5872 | 1478867.319 | 8995618.5048 | 0 | 147276692.115 | 178035921.526 | 749894.2093 | 53.2491 | 2765.804 | 3343.4514 | 56.3847 | 68.1608
1 | 5400 | 707 | 0.035 | 15 | 15 | 7 | 1e-09 | 5spot_SharedNeighbor | Water | Porous | Wet | R245fa | MinimizeLCOE_Brownfield | IgnoreSilica | 2019 | 193.9741 | 104.5475 | 13.3465 | 4 | 2760.8348 | 3337.0018 | 56.2834 | 68.0293 | 188.8918 | 0 | 366.9518 | 13655116.0938 | 856182.5767 | 13509381.8938 | 12252673.0244 | 0 | 454182.5061 | 0 | 15883739.077 | 41326230.8755 | 28206001.7416 | 126143507.789 | 961560.8286 | 20284743.5872 | 20284743.5872 | 1478867.319 | 8995618.5048 | 0 | 147389812.2048 | 178149041.6159 | 1000000 | 53.386 | 2760.8348 | 3337.0018 | 56.2834 | 68.0293
1 | 5400 | 707 | 0.035 | 15 | 15 | 7 | 1.3335e-09 | 5spot_SharedNeighbor | Water | Porous | Wet | R245fa | MinimizeLCOE_Brownfield | IgnoreSilica | 2019 | 194.2519 | 104.6655 | 13.3722 | 4 | 2757.0949 | 3332.1543 | 56.2071 | 67.9305 | 188.8689 | 0 | 352.3729 | 13666133.2888 | 856859.4281 | 13521588.0485 | 12269258.8352 | 0 | 440768.9353 | 0 | 15894297.329 | 41353701.2814 | 28224750.8581 | 126227358.0045 | 961560.8286 | 20284743.5872 | 20284743.5872 | 1478867.319 | 8995618.5048 | 0 | 147473662.4203 | 178232891.8314 | 1333521.4322 | 53.4888 | 2757.0949 | 3332.1543 | 56.2071 | 67.9305
1 | 5400 | 707 | 0.035 | 15 | 15 | 7 | 1.7783e-09 | 5spot_SharedNeighbor | Water | Porous | Wet | R245fa | MinimizeLCOE_Brownfield | IgnoreSilica | 2019 | 194.4345 | 104.743 | 13.3903 | 4 | 2754.2823 | 3328.5623 | 56.1498 | 67.8572 | 188.8538 | 0 | 372.1441 | 13673358.2536 | 857303.2927 | 13529593.3299 | 12280156.8393 | 0 | 430172.6972 | 0 | 15900527.921 | 41369912.0036 | 28235815.0091 | 126276839.3464 | 961560.8286 | 20284743.5872 | 20284743.5872 | 1478867.319 | 8995618.5048 | 0 | 147523143.7623 | 178282373.1733 | 1778279.41 | 53.5614 | 2754.2823 | 3328.5623 | 56.1498 | 67.8572
1 | 5400 | 707 | 0.035 | 15 | 15 | 7 | 2.3714e-09 | 5spot_SharedNeighbor | Water | Porous | Wet | R245fa | MinimizeLCOE_Brownfield | IgnoreSilica | 2019 | 194.5855 | 104.8071 | 13.4046 | 4 | 2752.1683 | 3325.8377 | 56.1067 | 67.8017 | 188.8413 | 0 | 393.225 | 13679330.6732 | 857670.2027 | 13536211.1517 | 12289166.1323 | 0 | 422313.632 | 0 | 15906029.7988 | 41384226.7612 | 28245585.1254 | 126320533.4774 | 961560.8286 | 20284743.5872 | 20284743.5872 | 1478867.319 | 8995618.5048 | 0 | 147566837.8932 | 178326067.3043 | 2371373.7057 | 53.6184 | 2752.1683 | 3325.8377 | 56.1067 | 67.8017
1 | 5400 | 707 | 0.035 | 15 | 15 | 7 | 3.1623e-09 | 5spot_SharedNeighbor | Water | Porous | Wet | R245fa | MinimizeLCOE_Brownfield | IgnoreSilica | 2019 | 194.6735 | 104.8443 | 13.4142 | 4 | 2750.5802 | 3323.8407 | 56.0743 | 67.761 | 188.834 | 0 | 363.4803 | 13682800.9593 | 857883.3946 | 13540056.6013 | 12294413.9688 | 0 | 416005.7328 | 0 | 15908552.6562 | 41390790.7185 | 28250065.1611 | 126340569.1927 | 961560.8286 | 20284743.5872 | 20284743.5872 | 1478867.319 | 8995618.5048 | 0 | 147586873.6085 | 178346103.0196 | 3162277.6602 | 53.6566 | 2750.5802 | 3323.8407 | 56.0743 | 67.761
1 | 5400 | 707 | 0.035 | 15 | 15 | 7 | 4.217e-09 | 5spot_SharedNeighbor | Water | Porous | Wet | R245fa | MinimizeLCOE_Brownfield | IgnoreSilica | 2019 | 194.7512 | 104.8772 | 13.4219 | 4 | 2749.3877 | 3322.319 | 56.05 | 67.73 | 188.8275 | 0 | 380.7147 | 13685873.2514 | 858072.1351 | 13543461.1235 | 12299055.5731 | 0 | 411403.6274 | 0 | 15911167.6271 | 41397594.3365 | 28254708.7702 | 126361336.4444 | 961560.8286 | 20284743.5872 | 20284743.5872 | 1478867.319 | 8995618.5048 | 0 | 147607640.8603 | 178366870.2713 | 4216965.0343 | 53.6875 | 2749.3877 | 3322.319 | 56.05 | 67.73
1 | 5400 | 707 | 0.035 | 15 | 15 | 7 | 5.6234e-09 | 5spot_SharedNeighbor | Water | Porous | Wet | R245fa | MinimizeLCOE_Brownfield | IgnoreSilica | 2019 | 194.8024 | 104.8988 | 13.4273 | 4 | 2748.4924 | 3321.191 | 56.0317 | 67.707 | 188.8232 | 0 | 392.5583 | 13687888.5234 | 858195.939 | 13545694.3695 | 12302104.3112 | 0 | 407830.3063 | 0 | 15912668.2453 | 41401498.6371 | 28257373.5355 | 126373253.8672 | 961560.8286 | 20284743.5872 | 20284743.5872 | 1478867.319 | 8995618.5048 | 0 | 147619558.2831 | 178378787.6941 | 5623413.2519 | 53.7093 | 2748.4924 | 3321.191 | 56.0317 | 67.707
1 | 5400 | 707 | 0.035 | 15 | 15 | 7 | 7.4989e-09 | 5spot_SharedNeighbor | Water | Porous | Wet | R245fa | MinimizeLCOE_Brownfield | IgnoreSilica | 2019 | 194.8561 | 104.9216 | 13.4321 | 4 | 2747.8206 | 3320.315 | 56.018 | 67.6891 | 188.8188 | 0 | 370.4245 | 13690012.2887 | 858326.4074 | 13548047.8839 | 12305310.1919 | 0 | 405354.4537 | 0 | 15914749.978 | 41406914.8786 | 28261070.2316 | 126389786.3137 | 961560.8286 | 20284743.5872 | 20284743.5872 | 1478867.319 | 8995618.5048 | 0 | 147636090.7296 | 178395320.1406 | 7498942.0933 | 53.7284 | 2747.8206 | 3320.315 | 56.018 | 67.6891
1 | 5400 | 707 | 0.035 | 15 | 15 | 7 | 1e-08 | 5spot_SharedNeighbor | Water | Porous | Wet | R245fa | MinimizeLCOE_Brownfield | IgnoreSilica | 2019 | 194.8755 | 104.9298 | 13.4348 | 4 | 2747.3164 | 3319.6979 | 56.0078 | 67.6765 | 188.8171 | 0 | 377.4478 | 13690774.8467 | 858373.2532 | 13548892.9457 | 12306468.9601 | 0 | 403198.5435 | 0 | 15915006.3342 | 41407581.8648 | 28261525.4635 | 126391822.2116 | 961560.8286 | 20284743.5872 | 20284743.5872 | 1478867.319 | 8995618.5048 | 0 | 147638126.6274 | 178397356.0385 | 10000000 | 53.739 | 2747.3164 | 3319.6979 | 56.0078 | 67.6765
1 | 5500 | 707 | 0.035 | 15 | 15 | 7 | 1e-13 | 5spot_SharedNeighbor | Water | Porous | Wet | R245fa | MinimizeLCOE_Brownfield | IgnoreSilica | 2019 | 0.87181 | 0.1847 | 0.0073147 | 4 | 778885.346 | 1855175.8062 | 15878.6313 | 37820.2681 | 117.3473 | 0 | 53.2777 | 121042.827 | 4744.8978 | 88360.8531 | 56837.274 | 0 | 58426.9189 | 0 | 128470.9806 | 334255.1386 | 228136.0004 | 1020274.8905 | 961560.8286 | 20807313.0041 | 20807313.0041 | 1478867.319 | 9204646.2715 | 0 | 22789148.7232 | 54279975.3179 | 100 | 0.029259 | 778885.346 | 1855175.8062 | 15878.6313 | 37820.2681
1 | 5500 | 707 | 0.035 | 15 | 15 | 7 | 1.3335e-13 | 5spot_SharedNeighbor | Water | Porous | Wet | R245fa | MinimizeLCOE_Brownfield | IgnoreSilica | 2019 | 1.1378 | 0.29473 | 0.017791 | 4 | 325563.7399 | 768072.5227 | 6637.0572 | 15658.1973 | 131.2565 | 0 | 40.04 | 179602.7818 | 7783.4403 | 127188.725 | 71465.4963 | 0 | 65856.9917 | 0 | 176239.9997 | 458540.3274 | 312963.1955 | 1399640.9577 | 961560.8286 | 20807313.0041 | 20807313.0041 | 1478867.319 | 9204646.2715 | 0 | 23168514.7904 | 54659341.385 | 133.3521 | 0.071164 | 325563.7399 | 768072.5227 | 6637.0572 | 15658.1973
1 | 5500 | 707 | 0.035 | 15 | 15 | 7 | 1.7783e-13 | 5spot_SharedNeighbor | Water | Porous | Wet | R245fa | MinimizeLCOE_Brownfield | IgnoreSilica | 2019 | 1.4565 | 0.44087 | 0.033698 | 4 | 175268.5787 | 408897.0684 | 3573.087 | 8335.9198 | 142.9608 | 0 | 63.1534 | 250434.4745 | 11836.7155 | 174158.7382 | 90282.1143 | 0 | 72402.5271 | 0 | 233654.6822 | 607921.5538 | 414918.952 | 1855609.7577 | 961560.8286 | 20807313.0041 | 20807313.0041 | 1478867.319 | 9204646.2715 | 0 | 23624483.5904 | 55115310.1851 | 177.8279 | 0.13479 | 175268.5787 | 408897.0684 | 3573.087 | 8335.9198
1 | 5500 | 707 | 0.035 | 15 | 15 | 7 | 2.3714e-13 | 5spot_SharedNeighbor | Water | Porous | Wet | R245fa | MinimizeLCOE_Brownfield | IgnoreSilica | 2019 | 1.8848 | 0.65258 | 0.058352 | 4 | 103835.4677 | 238752.7861 | 2116.8265 | 4867.2985 | 153.685 | 0 | 295.3655 | 344160.0182 | 17694.8998 | 236648.434 | 117302.5571 | 0 | 80767.4713 | 0 | 310663.6184 | 808283.0091 | 551669.7623 | 2467189.7701 | 961560.8286 | 20807313.0041 | 20807313.0041 | 1478867.319 | 9204646.2715 | 0 | 24236063.6029 | 55726890.1975 | 237.1374 | 0.23341 | 103835.4677 | 238752.7861 | 2116.8265 | 4867.2985
1 | 5500 | 707 | 0.035 | 15 | 15 | 7 | 3.1623e-13 | 5spot_SharedNeighbor | Water | Porous | Wet | R245fa | MinimizeLCOE_Brownfield | IgnoreSilica | 2019 | 2.4488 | 0.9463 | 0.0944 | 4 | 66260.5148 | 149658.1343 | 1350.8102 | 3050.9835 | 162.9474 | 0 | 381.8669 | 462651.8159 | 25707.2849 | 316638.4917 | 153937.4064 | 0 | 90706.3858 | 0 | 409360.14 | 1065071.113 | 726932.9197 | 3251005.5574 | 961560.8286 | 20807313.0041 | 20807313.0041 | 1478867.319 | 9204646.2715 | 0 | 25019879.3902 | 56510705.9848 | 316.2278 | 0.3776 | 66260.5148 | 149658.1343 | 1350.8102 | 3050.9835
1 | 5500 | 707 | 0.035 | 15 | 15 | 7 | 4.217e-13 | 5spot_SharedNeighbor | Water | Porous | Wet | R245fa | MinimizeLCOE_Brownfield | IgnoreSilica | 2019 | 3.1878 | 1.3446 | 0.14546 | 4 | 44701.8283 | 98824.1145 | 911.3072 | 2014.6632 | 170.6896 | 0 | 510.1223 | 609857.818 | 36459.8851 | 417161.2008 | 203354.7297 | 0 | 102346.672 | 0 | 533980.3192 | 1389307.256 | 948230.7496 | 4240698.6303 | 961560.8286 | 20807313.0041 | 20807313.0041 | 1478867.319 | 9204646.2715 | 0 | 26009572.4631 | 57500399.0577 | 421.6965 | 0.58185 | 44701.8283 | 98824.1145 | 911.3072 | 2014.6632
1 | 5500 | 707 | 0.035 | 15 | 15 | 7 | 5.6234e-13 | 5spot_SharedNeighbor | Water | Porous | Wet | R245fa | MinimizeLCOE_Brownfield | IgnoreSilica | 2019 | 4.1432 | 1.8718 | 0.21566 | 4 | 31574.8196 | 68079.7265 | 643.6954 | 1387.8973 | 176.959 | 0 | 82.9595 | 789309.0543 | 50637.2396 | 541034.0533 | 269297.9122 | 0 | 115489.5347 | 0 | 688649.4397 | 1791724.5806 | 1222888.8425 | 5469030.6568 | 961560.8286 | 20807313.0041 | 20807313.0041 | 1478867.319 | 9204646.2715 | 0 | 27237904.4896 | 58728731.0842 | 562.3413 | 0.86265 | 31574.8196 | 68079.7265 | 643.6954 | 1387.8973
1 | 5500 | 707 | 0.035 | 15 | 15 | 7 | 7.4989e-13 | 5spot_SharedNeighbor | Water | Porous | Wet | R245fa | MinimizeLCOE_Brownfield | IgnoreSilica | 2019 | 5.4079 | 2.648 | 0.31047 | 4 | 23211.6186 | 48568.8731 | 473.2002 | 990.1422 | 182.0647 | 0 | 79.2711 | 1009863.4463 | 65326.3026 | 713702.8212 | 356459.9498 | 0 | 133220.0048 | 0 | 888643.2846 | 2312067.5408 | 1578033.6048 | 7057316.9548 | 961560.8286 | 20807313.0041 | 20807313.0041 | 1478867.319 | 9204646.2715 | 0 | 28826190.7876 | 60317017.3822 | 749.8942 | 1.2419 | 23211.6186 | 48568.8731 | 473.2002 | 990.1422
1 | 5500 | 707 | 0.035 | 15 | 15 | 7 | 1e-12 | 5spot_SharedNeighbor | Water | Porous | Wet | R245fa | MinimizeLCOE_Brownfield | IgnoreSilica | 2019 | 7.0863 | 3.6771 | 0.43457 | 4 | 17697.3863 | 35813.4335 | 360.7852 | 730.1053 | 186.0819 | 0 | 78.9537 | 1271938.741 | 82204.8395 | 928079.5285 | 466555.2807 | 0 | 155149.6618 | 0 | 1132531.9401 | 2946615.7938 | 2011125.8262 | 8994201.6116 | 961560.8286 | 20807313.0041 | 20807313.0041 | 1478867.319 | 9204646.2715 | 0 | 30763075.4443 | 62253902.039 | 1000 | 1.7383 | 17697.3863 | 35813.4335 | 360.7852 | 730.1053
1 | 5500 | 707 | 0.035 | 15 | 15 | 7 | 1.3335e-12 | 5spot_SharedNeighbor | Water | Porous | Wet | R245fa | MinimizeLCOE_Brownfield | IgnoreSilica | 2019 | 9.33 | 5.0623 | 0.60162 | 4 | 13795.1004 | 26881.0485 | 281.2318 | 548.0065 | 189.4008 | 0 | 83.4498 | 1592965.9745 | 102823.4053 | 1198573.6692 | 613222.4863 | 0 | 182296.4674 | 0 | 1439053.9811 | 3744123.2681 | 2555441.0645 | 11428500.3165 | 961560.8286 | 20807313.0041 | 20807313.0041 | 1478867.319 | 9204646.2715 | 0 | 33197374.1492 | 64688200.7438 | 1333.5214 | 2.4065 | 13795.1004 | 26881.0485 | 281.2318 | 548.0065
1 | 5500 | 707 | 0.035 | 15 | 15 | 7 | 1.7783e-12 | 5spot_SharedNeighbor | Water | Porous | Wet | R245fa | MinimizeLCOE_Brownfield | IgnoreSilica | 2019 | 12.2795 | 6.8865 | 0.82191 | 4 | 11011.4762 | 20590.0649 | 224.4838 | 419.7563 | 191.9833 | 0 | 91.5034 | 1978938.1512 | 127539.2465 | 1533137.6485 | 805742.7425 | 0 | 214497.1609 | 0 | 1817343.4304 | 4728354.8174 | 3227199.3209 | 14432752.5183 | 961560.8286 | 20807313.0041 | 20807313.0041 | 1478867.319 | 9204646.2715 | 0 | 36201626.3511 | 67692452.9457 | 1778.2794 | 3.2876 | 11011.4762 | 20590.0649 | 224.4838 | 419.7563
1 | 5500 | 707 | 0.035 | 15 | 15 | 7 | 2.3714e-12 | 5spot_SharedNeighbor | Water | Porous | Wet | R245fa | MinimizeLCOE_Brownfield | IgnoreSilica | 2019 | 16.2238 | 9.3223 | 1.1157 | 4 | 8957.8884 | 16014.0925 | 182.6187 | 326.4689 | 193.9606 | 0 | 79.9176 | 2450777.905 | 157656.6151 | 1953449.199 | 1062572.9105 | 0 | 254589.6227 | 0 | 2292828.0384 | 5965468.2322 | 4071554.6466 | 18208897.1693 | 961560.8286 | 20807313.0041 | 20807313.0041 | 1478867.319 | 9204646.2715 | 0 | 39977771.0021 | 71468597.5967 | 2371.3737 | 4.4629 | 8957.8884 | 16014.0925 | 182.6187 | 326.4689
1 | 5500 | 707 | 0.035 | 15 | 15 | 7 | 3.1623e-12 | 5spot_SharedNeighbor | Water | Porous | Wet | R245fa | MinimizeLCOE_Brownfield | IgnoreSilica | 2019 | 21.4396 | 12.5445 | 1.5045 | 4 | 7425.4061 | 12658.1262 | 151.3769 | 258.053 | 195.4767 | 0 | 92.9896 | 3023268.0915 | 194072.6776 | 2477122.5482 | 1401897.102 | 0 | 302991.4755 | 0 | 2885747.239 | 7508122.3677 | 5124447.7925 | 22917669.294 | 961560.8286 | 20807313.0041 | 20807313.0041 | 1478867.319 | 9204646.2715 | 0 | 44686543.1268 | 76177369.7214 | 3162.2777 | 6.0181 | 7425.4061 | 12658.1262 | 151.3769 | 258.053
1 | 5500 | 707 | 0.035 | 15 | 15 | 7 | 4.217e-12 | 5spot_SharedNeighbor | Water | Porous | Wet | R245fa | MinimizeLCOE_Brownfield | IgnoreSilica | 2019 | 28.3238 | 16.7991 | 2.0179 | 4 | 6264.0092 | 10165.3618 | 127.7003 | 207.2346 | 196.6348 | 0 | 88.8766 | 3717840.0137 | 238092.908 | 3129051.462 | 1849735.9151 | 0 | 361507.901 | 0 | 3625528.9979 | 9432882.7543 | 6438136.3062 | 28792776.2581 | 961560.8286 | 20807313.0041 | 20807313.0041 | 1478867.319 | 9204646.2715 | 0 | 50561650.0909 | 82052476.6855 | 4216.965 | 8.0718 | 6264.0092 | 10165.3618 | 127.7003 | 207.2346
1 | 5500 | 707 | 0.035 | 15 | 15 | 7 | 5.6234e-12 | 5spot_SharedNeighbor | Water | Porous | Wet | R245fa | MinimizeLCOE_Brownfield | IgnoreSilica | 2019 | 37.3615 | 22.3857 | 2.6921 | 4 | 5373.7559 | 8298.1117 | 109.5513 | 169.1682 | 197.5144 | 0 | 116.4755 | 4557279.683 | 291089.5315 | 3936963.8158 | 2437564.5592 | 0 | 432019.9706 | 0 | 4545417.8485 | 11826244.8483 | 8071655.114 | 36098235.371 | 961560.8286 | 20807313.0041 | 20807313.0041 | 1478867.319 | 9204646.2715 | 0 | 57867109.2037 | 89357935.7984 | 5623.4133 | 10.7685 | 5373.7559 | 8298.1117 | 109.5513 | 169.1682
1 | 5500 | 707 | 0.035 | 15 | 15 | 7 | 7.4989e-12 | 5spot_SharedNeighbor | Water | Porous | Wet | R245fa | MinimizeLCOE_Brownfield | IgnoreSilica | 2019 | 49.0937 | 29.6335 | 3.5667 | 4 | 4686.7212 | 6894.0212 | 95.5451 | 140.5439 | 198.1618 | 0 | 106.8123 | 5561553.3294 | 354237.8241 | 4927322.1752 | 3200434.1197 | 0 | 516139.1616 | 0 | 5678277.7779 | 14773714.0031 | 10083363.3766 | 45095041.7675 | 961560.8286 | 20807313.0041 | 20807313.0041 | 1478867.319 | 9204646.2715 | 0 | 66863915.6003 | 98354742.1949 | 7498.9421 | 14.2667 | 4686.7212 | 6894.0212 | 95.5451 | 140.5439
1 | 5500 | 707 | 0.035 | 15 | 15 | 7 | 1e-11 | 5spot_SharedNeighbor | Water | Porous | Wet | R245fa | MinimizeLCOE_Brownfield | IgnoreSilica | 2019 | 64.0311 | 38.8166 | 4.6741 | 4 | 4157.2706 | 5841.6037 | 84.7516 | 119.089 | 198.5423 | 0 | 110.3489 | 6738148.7141 | 427916.6056 | 6115030.4851 | 4170505.1128 | 0 | 614979.6891 | 0 | 7045966.4366 | 18332159.3416 | 12512075.4389 | 55956781.8239 | 961560.8286 | 20807313.0041 | 20807313.0041 | 1478867.319 | 9204646.2715 | 0 | 77725655.6566 | 109216482.2513 | 10000 | 18.6963 | 4157.2706 | 5841.6037 | 84.7516 | 119.089
1 | 5500 | 707 | 0.035 | 15 | 15 | 7 | 1.3335e-11 | 5spot_SharedNeighbor | Water | Porous | Wet | R245fa | MinimizeLCOE_Brownfield | IgnoreSilica | 2019 | 82.4453 | 49.9611 | 6.0155 | 4 | 3755.7076 | 5064.4458 | 76.5652 | 103.2456 | 198.5097 | 0 | 114.226 | 8064152.3345 | 510609.971 | 7483249.5473 | 5362534.9082 | 0 | 728386.8424 | 0 | 8638084.1053 | 22474522.9273 | 15339323.7032 | 68600864.3392 | 961560.8286 | 20807313.0041 | 20807313.0041 | 1478867.319 | 9204646.2715 | 0 | 90369738.1719 | 121860564.7666 | 13335.2143 | 24.062 | 3755.7076 | 5064.4458 | 76.5652 | 103.2456
1 | 5500 | 707 | 0.035 | 15 | 15 | 7 | 1.7783e-11 | 5spot_SharedNeighbor | Water | Porous | Wet | R245fa | MinimizeLCOE_Brownfield | IgnoreSilica | 2019 | 104.1238 | 62.6567 | 7.5371 | 4 | 3460.3739 | 4504.8966 | 70.5444 | 91.8384 | 197.8906 | 0 | 119.0734 | 9475949.3895 | 598307.1849 | 8969303.4211 | 6756565.6346 | 0 | 854560.8704 | 0 | 10395327.7352 | 27046510.3922 | 18459799.0929 | 82556323.7209 | 961560.8286 | 20807313.0041 | 20807313.0041 | 1478867.319 | 9204646.2715 | 0 | 104325197.5536 | 135816024.1483 | 17782.7941 | 30.1485 | 3460.3739 | 4504.8966 | 70.5444 | 91.8384
1 | 5500 | 707 | 0.035 | 15 | 15 | 7 | 2.3714e-11 | 5spot_SharedNeighbor | Water | Porous | Wet | R245fa | MinimizeLCOE_Brownfield | IgnoreSilica | 2019 | 128.1728 | 76.0062 | 9.1251 | 4 | 3252.616 | 4115.3665 | 66.309 | 83.8973 | 196.6187 | 0 | 119.0684 | 10875328.2833 | 684922.0926 | 10468002.2979 | 8285344.3219 | 0 | 989373.876 | 0 | 12208158.6399 | 31763124.5435 | 21678985.1679 | 96953239.2229 | 961560.8286 | 20807313.0041 | 20807313.0041 | 1478867.319 | 9204646.2715 | 0 | 118722113.0556 | 150212939.6503 | 23713.7371 | 36.5005 | 3252.616 | 4115.3665 | 66.309 | 83.8973
1 | 5500 | 707 | 0.035 | 15 | 15 | 7 | 3.1623e-11 | 5spot_SharedNeighbor | Water | Porous | Wet | R245fa | MinimizeLCOE_Brownfield | IgnoreSilica | 2019 | 153.1421 | 89.0819 | 10.6663 | 4 | 3109.8193 | 3847.9079 | 63.3979 | 78.4448 | 194.9824 | 0 | 148.8795 | 12179908.6384 | 765419.6493 | 11885468.4362 | 9853471.4242 | 0 | 1125757.9103 | 0 | 13965910.1627 | 36336433.4414 | 24800362.4628 | 110912732.1252 | 961560.8286 | 20807313.0041 | 20807313.0041 | 1478867.319 | 9204646.2715 | 0 | 132681605.9579 | 164172432.5526 | 31622.7766 | 42.6654 | 3109.8193 | 3847.9079 | 63.3979 | 78.4448
1 | 5500 | 707 | 0.035 | 15 | 15 | 7 | 4.217e-11 | 5spot_SharedNeighbor | Water | Porous | Wet | R245fa | MinimizeLCOE_Brownfield | IgnoreSilica | 2019 | 166.2696 | 95.6354 | 11.5686 | 4 | 3010.4817 | 3691.0074 | 61.3727 | 75.2462 | 194.0435 | 0 | 171.0934 | 12813178.768 | 804414.6674 | 12579969.4785 | 10669532.8619 | 0 | 1082314.1947 | 0 | 14800269.8884 | 38507266.2969 | 26282000.4928 | 117538946.6485 | 961560.8286 | 20807313.0041 | 20807313.0041 | 1478867.319 | 9204646.2715 | 0 | 139307820.4813 | 170798647.0759 | 42169.6503 | 46.2743 | 3010.4817 | 3691.0074 | 61.3727 | 75.2462
1 | 5500 | 707 | 0.035 | 15 | 15 | 7 | 5.6234e-11 | 5spot_SharedNeighbor | Water | Porous | Wet | R245fa | MinimizeLCOE_Brownfield | IgnoreSilica | 2019 | 173.9324 | 99.3343 | 12.1652 | 4 | 2934.8571 | 3582.0068 | 59.831 | 73.0241 | 193.4593 | 0 | 190.6282 | 13165189.9219 | 826069.023 | 12967731.0383 | 11141695.4578 | 0 | 980273.6011 | 0 | 15241574.0265 | 39655449.1401 | 27065658.8761 | 121043641.0849 | 961560.8286 | 20807313.0041 | 20807313.0041 | 1478867.319 | 9204646.2715 | 0 | 142812514.9176 | 174303341.5123 | 56234.1325 | 48.6608 | 2934.8571 | 3582.0068 | 59.831 | 73.0241
1 | 5500 | 707 | 0.035 | 15 | 15 | 7 | 7.4989e-11 | 5spot_SharedNeighbor | Water | Porous | Wet | R245fa | MinimizeLCOE_Brownfield | IgnoreSilica | 2019 | 179.9512 | 102.1762 | 12.639 | 4 | 2877.1355 | 3500.0243 | 58.6543 | 71.3527 | 192.9845 | 0 | 218.5869 | 13433143.3575 | 842542.4427 | 13263694.4731 | 11511305.012 | 0 | 884007.6603 | 0 | 15574530.2488 | 40521732.9319 | 27656915.3644 | 123687871.4907 | 961560.8286 | 20807313.0041 | 20807313.0041 | 1478867.319 | 9204646.2715 | 0 | 145456745.3235 | 176947571.9181 | 74989.4209 | 50.5561 | 2877.1355 | 3500.0243 | 58.6543 | 71.3527
1 | 5500 | 707 | 0.035 | 15 | 15 | 7 | 1e-10 | 5spot_SharedNeighbor | Water | Porous | Wet | R245fa | MinimizeLCOE_Brownfield | IgnoreSilica | 2019 | 184.5324 | 104.2993 | 13.0055 | 4 | 2833.1752 | 3438.5104 | 57.7581 | 70.0987 | 192.6138 | 0 | 262.6226 | 13631949.1399 | 854759.2476 | 13483718.4588 | 11791236.374 | 0 | 796506.7709 | 0 | 15817686.2966 | 41154375.0902 | 28088706.6369 | 125618938.015 | 961560.8286 | 20807313.0041 | 20807313.0041 | 1478867.319 | 9204646.2715 | 0 | 147387811.8478 | 178878638.4424 | 100000 | 52.0221 | 2833.1752 | 3438.5104 | 57.7581 | 70.0987
1 | 5500 | 707 | 0.035 | 15 | 15 | 7 | 1.3335e-10 | 5spot_SharedNeighbor | Water | Porous | Wet | R245fa | MinimizeLCOE_Brownfield | IgnoreSilica | 2019 | 187.989 | 105.8789 | 13.2862 | 4 | 2799.7707 | 3392.3169 | 57.0771 | 69.157 | 192.3288 | 0 | 313.7726 | 13779132.9164 | 863800.8453 | 13646847.0272 | 12002094.5692 | 0 | 720177.1066 | 0 | 15994700.4613 | 41614929.636 | 28403044.5779 | 127024727.14 | 961560.8286 | 20807313.0041 | 20807313.0041 | 1478867.319 | 9204646.2715 | 0 | 148793600.9727 | 180284427.5674 | 133352.1432 | 53.1449 | 2799.7707 | 3392.3169 | 57.0771 | 69.157
1 | 5500 | 707 | 0.035 | 15 | 15 | 7 | 1.7783e-10 | 5spot_SharedNeighbor | Water | Porous | Wet | R245fa | MinimizeLCOE_Brownfield | IgnoreSilica | 2019 | 190.5862 | 107.0533 | 13.4998 | 4 | 2774.4244 | 3357.5958 | 56.5604 | 68.4491 | 192.112 | 0 | 285.3868 | 13888155.1876 | 870496.5336 | 13767808.1292 | 12160338.4638 | 0 | 655634.9032 | 0 | 16123548.9548 | 41950166.9858 | 28631850.9575 | 128048000.1156 | 961560.8286 | 20807313.0041 | 20807313.0041 | 1478867.319 | 9204646.2715 | 0 | 149816873.9484 | 181307700.543 | 177827.941 | 53.9993 | 2774.4244 | 3357.5958 | 56.5604 | 68.4491
1 | 5500 | 707 | 0.035 | 15 | 15 | 7 | 2.3714e-10 | 5spot_SharedNeighbor | Water | Porous | Wet | R245fa | MinimizeLCOE_Brownfield | IgnoreSilica | 2019 | 192.5982 | 107.9551 | 13.6645 | 4 | 2755.2179 | 3331.3611 | 56.1688 | 67.9143 | 191.9424 | 0 | 280.9607 | 13971637.7824 | 875622.7554 | 13860505.9299 | 12282557.9712 | 0 | 603236.3643 | 0 | 16221488.7133 | 42204986.147 | 28805770.2711 | 128825805.9346 | 961560.8286 | 20807313.0041 | 20807313.0041 | 1478867.319 | 9204646.2715 | 0 | 150594679.7673 | 182085506.362 | 237137.3706 | 54.658 | 2755.2179 | 3331.3611 | 56.1688 | 67.9143
1 | 5500 | 707 | 0.035 | 15 | 15 | 7 | 3.1623e-10 | 5spot_SharedNeighbor | Water | Porous | Wet | R245fa | MinimizeLCOE_Brownfield | IgnoreSilica | 2019 | 193.9741 | 108.5666 | 13.7826 | 4 | 2740.6789 | 3311.8832 | 55.8724 | 67.5172 | 191.8253 | 0 | 343.1833 | 14028139.5157 | 879091.772 | 13923280.4078 | 12365704.4235 | 0 | 558954.5969 | 0 | 16284516.5792 | 42368971.7255 | 28917693.798 | 129326352.8187 | 961560.8286 | 20807313.0041 | 20807313.0041 | 1478867.319 | 9204646.2715 | 0 | 151095226.6514 | 182586053.2461 | 316227.766 | 55.1306 | 2740.6789 | 3311.8832 | 55.8724 | 67.5172
1 | 5500 | 707 | 0.035 | 15 | 15 | 7 | 4.217e-10 | 5spot_SharedNeighbor | Water | Porous | Wet | R245fa | MinimizeLCOE_Brownfield | IgnoreSilica | 2019 | 194.9681 | 109.0063 | 13.87 | 4 | 2729.6917 | 3297.298 | 55.6485 | 67.2199 | 191.7402 | 0 | 350.5438 | 14068713.6134 | 881582.66 | 13968376.7493 | 12425740.5705 | 0 | 523180.9098 | 0 | 16328361.8562 | 42483048.1422 | 28995553.2964 | 129674557.7977 | 961560.8286 | 20807313.0041 | 20807313.0041 | 1478867.319 | 9204646.2715 | 0 | 151443431.6304 | 182934258.2251 | 421696.5034 | 55.48 | 2729.6917 | 3297.298 | 55.6485 | 67.2199
1 | 5500 | 707 | 0.035 | 15 | 15 | 7 | 5.6234e-10 | 5spot_SharedNeighbor | Water | Porous | Wet | R245fa | MinimizeLCOE_Brownfield | IgnoreSilica | 2019 | 195.6844 | 109.322 | 13.9345 | 4 | 2721.3982 | 3286.3793 | 55.4794 | 66.9973 | 191.6786 | 0 | 371.5764 | 14097815.7173 | 883369.154 | 14000731.5887 | 12468977.7215 | 0 | 494648.8604 | 0 | 16358761.7864 | 42562142.5248 | 29049536.8377 | 129915984.191 | 961560.8286 | 20807313.0041 | 20807313.0041 | 1478867.319 | 9204646.2715 | 0 | 151684858.0238 | 183175684.6184 | 562341.3252 | 55.7378 | 2721.3982 | 3286.3793 | 55.4794 | 66.9973
1 | 5500 | 707 | 0.035 | 15 | 15 | 7 | 7.4989e-10 | 5spot_SharedNeighbor | Water | Porous | Wet | R245fa | MinimizeLCOE_Brownfield | IgnoreSilica | 2019 | 196.1861 | 109.5425 | 13.9813 | 4 | 2715.1445 | 3278.2325 | 55.3519 | 66.8312 | 191.6352 | 0 | 338.6466 | 14118131.3837 | 884616.2169 | 14023322.4384 | 12499257.0054 | 0 | 471946.9619 | 0 | 16378936.8625 | 42614633.9342 | 29085363.3033 | 130076208.1062 | 961560.8286 | 20807313.0041 | 20807313.0041 | 1478867.319 | 9204646.2715 | 0 | 151845081.9389 | 183335908.5336 | 749894.2093 | 55.9252 | 2715.1445 | 3278.2325 | 55.3519 | 66.8312
1 | 5500 | 707 | 0.035 | 15 | 15 | 7 | 1e-09 | 5spot_SharedNeighbor | Water | Porous | Wet | R245fa | MinimizeLCOE_Brownfield | IgnoreSilica | 2019 | 196.554 | 109.7039 | 14.0161 | 4 | 2710.4335 | 3272.1225 | 55.2559 | 66.7066 | 191.6034 | 0 | 348.5342 | 14132989.2467 | 885528.2266 | 14039846.5991 | 12521448.9063 | 0 | 454300.9931 | 0 | 16393304.449 | 42652015.4472 | 29110876.954 | 130190310.822 | 961560.8286 | 20807313.0041 | 20807313.0041 | 1478867.319 | 9204646.2715 | 0 | 151959184.6548 | 183450011.2494 | 1000000 | 56.0645 | 2710.4335 | 3272.1225 | 55.2559 | 66.7066
1 | 5500 | 707 | 0.035 | 15 | 15 | 7 | 1.3335e-09 | 5spot_SharedNeighbor | Water | Porous | Wet | R245fa | MinimizeLCOE_Brownfield | IgnoreSilica | 2019 | 196.8124 | 109.817 | 14.0415 | 4 | 2706.8877 | 3267.5626 | 55.1836 | 66.6137 | 191.5809 | 0 | 332.7617 | 14143403.5415 | 886167.465 | 14051430.0272 | 12537033.2771 | 0 | 440517.5137 | 0 | 16402835.2115 | 42676812.5362 | 29127801.4768 | 130266001.049 | 961560.8286 | 20807313.0041 | 20807313.0041 | 1478867.319 | 9204646.2715 | 0 | 152034874.8817 | 183525701.4764 | 1333521.4322 | 56.1659 | 2706.8877 | 3267.5626 | 55.1836 | 66.6137
1 | 5500 | 707 | 0.035 | 15 | 15 | 7 | 1.7783e-09 | 5spot_SharedNeighbor | Water | Porous | Wet | R245fa | MinimizeLCOE_Brownfield | IgnoreSilica | 2019 | 197 | 109.8991 | 14.0602 | 4 | 2704.2209 | 3264.148 | 55.1292 | 66.5441 | 191.5646 | 0 | 353.8974 | 14150956.0949 | 886631.0395 | 14059831.0552 | 12548349.4908 | 0 | 429911.304 | 0 | 16409514.8039 | 42694191.4655 | 29139662.9531 | 130319048.207 | 961560.8286 | 20807313.0041 | 20807313.0041 | 1478867.319 | 9204646.2715 | 0 | 152087922.0397 | 183578748.6344 | 1778279.41 | 56.2409 | 2704.2209 | 3264.148 | 55.1292 | 66.5441
1 | 5500 | 707 | 0.035 | 15 | 15 | 7 | 2.3714e-09 | 5spot_SharedNeighbor | Water | Porous | Wet | R245fa | MinimizeLCOE_Brownfield | IgnoreSilica | 2019 | 197.1413 | 109.9609 | 14.0743 | 4 | 2702.2164 | 3261.5824 | 55.0883 | 66.4918 | 191.5522 | 0 | 340.2256 | 14156638.501 | 886979.8204 | 14066152.1747 | 12556869.7746 | 0 | 421857.1787 | 0 | 16414514.0052 | 42707198.3619 | 29148540.4271 | 130358750.2436 | 961560.8286 | 20807313.0041 | 20807313.0041 | 1478867.319 | 9204646.2715 | 0 | 152127624.0763 | 183618450.671 | 2371373.7057 | 56.2974 | 2702.2164 | 3261.5824 | 55.0883 | 66.4918
1 | 5500 | 707 | 0.035 | 15 | 15 | 7 | 3.1623e-09 | 5spot_SharedNeighbor | Water | Porous | Wet | R245fa | MinimizeLCOE_Brownfield | IgnoreSilica | 2019 | 197.2339 | 110.0013 | 14.0843 | 4 | 2700.7105 | 3259.6809 | 55.0576 | 66.453 | 191.5441 | 0 | 338.7661 | 14160355.6854 | 887207.9758 | 14070287.3341 | 12562452.5197 | 0 | 415564.3611 | 0 | 16417388.4716 | 42714677.1338 | 29153644.8427 | 130381578.3241 | 961560.8286 | 20807313.0041 | 20807313.0041 | 1478867.319 | 9204646.2715 | 0 | 152150452.1568 | 183641278.7515 | 3162277.6602 | 56.3372 | 2700.7105 | 3259.6809 | 55.0576 | 66.453
1 | 5500 | 707 | 0.035 | 15 | 15 | 7 | 4.217e-09 | 5spot_SharedNeighbor | Water | Porous | Wet | R245fa | MinimizeLCOE_Brownfield | IgnoreSilica | 2019 | 197.2922 | 110.0267 | 14.0913 | 4 | 2699.5796 | 3258.2741 | 55.0346 | 66.4243 | 191.539 | 0 | 350.5367 | 14162691.7538 | 887351.3594 | 14072886.1424 | 12565968.099 | 0 | 410649.8529 | 0 | 16418823.411 | 42718410.5516 | 29156192.977 | 130392974.1472 | 961560.8286 | 20807313.0041 | 20807313.0041 | 1478867.319 | 9204646.2715 | 0 | 152161847.98 | 183652674.5746 | 4216965.0343 | 56.365 | 2699.5796 | 3258.2741 | 55.0346 | 66.4243
1 | 5500 | 707 | 0.035 | 15 | 15 | 7 | 5.6234e-09 | 5spot_SharedNeighbor | Water | Porous | Wet | R245fa | MinimizeLCOE_Brownfield | IgnoreSilica | 2019 | 197.3628 | 110.0576 | 14.0977 | 4 | 2698.7306 | 3257.1687 | 55.0173 | 66.4018 | 191.5329 | 0 | 372.0046 | 14165529.9653 | 887525.5629 | 14076043.636 | 12570223.7311 | 0 | 407324.9426 | 0 | 16421592.6568 | 42725615.5611 | 29161110.5441 | 130414966.5998 | 961560.8286 | 20807313.0041 | 20807313.0041 | 1478867.319 | 9204646.2715 | 0 | 152183840.4326 | 183674667.0272 | 5623413.2519 | 56.3909 | 2698.7306 | 3257.1687 | 55.0173 | 66.4018
1 | 5500 | 707 | 0.035 | 15 | 15 | 7 | 7.4989e-09 | 5spot_SharedNeighbor | Water | Porous | Wet | R245fa | MinimizeLCOE_Brownfield | IgnoreSilica | 2019 | 197.3971 | 110.0725 | 14.1017 | 4 | 2698.0935 | 3256.3739 | 55.0043 | 66.3856 | 191.5298 | 0 | 354.1508 | 14166901.8803 | 887609.7679 | 14077569.9092 | 12572288.5503 | 0 | 404553.522 | 0 | 16422480.2156 | 42727924.807 | 29162686.6519 | 130422015.3042 | 961560.8286 | 20807313.0041 | 20807313.0041 | 1478867.319 | 9204646.2715 | 0 | 152190889.1369 | 183681715.7315 | 7498942.0933 | 56.4068 | 2698.0935 | 3256.3739 | 55.0043 | 66.3856
1 | 5500 | 707 | 0.035 | 15 | 15 | 7 | 1e-08 | 5spot_SharedNeighbor | Water | Porous | Wet | R245fa | MinimizeLCOE_Brownfield | IgnoreSilica | 2019 | 197.4165 | 110.0809 | 14.1044 | 4 | 2697.6154 | 3255.7891 | 54.9945 | 66.3737 | 191.5281 | 0 | 358.699 | 14167677.3059 | 887657.3616 | 14078432.5876 | 12573459.5421 | 0 | 402378.7714 | 0 | 16422746.1718 | 42728616.7705 | 29163158.9311 | 130424127.442 | 961560.8286 | 20807313.0041 | 20807313.0041 | 1478867.319 | 9204646.2715 | 0 | 152193001.2747 | 183683827.8694 | 10000000 | 56.4176 | 2697.6154 | 3255.7891 | 54.9945 | 66.3737
1 | 5600 | 707 | 0.035 | 15 | 15 | 7 | 1e-13 | 5spot_SharedNeighbor | Water | Porous | Wet | R245fa | MinimizeLCOE_Brownfield | IgnoreSilica | 2019 | 0.88403 | 0.192 | 0.0082612 | 4 | 706376.3238 | 1681742.8344 | 14400.4368 | 34284.6024 | 118.9876 | 0 | 56.0375 | 125448.0972 | 4974.9431 | 91037.9692 | 57706.5971 | 0 | 58112.7162 | 0 | 131539.3259 | 342238.3435 | 233584.7017 | 1044642.6937 | 961560.8286 | 21335742.5118 | 21335742.5118 | 1478867.319 | 9416018.0746 | 0 | 23341946.0342 | 55572573.9397 | 100 | 0.033045 | 706376.3238 | 1681742.8344 | 14400.4368 | 34284.6024
1 | 5600 | 707 | 0.035 | 15 | 15 | 7 | 1.3335e-13 | 5spot_SharedNeighbor | Water | Porous | Wet | R245fa | MinimizeLCOE_Brownfield | IgnoreSilica | 2019 | 1.1619 | 0.31041 | 0.019781 | 4 | 300126.3768 | 707469.7359 | 6118.4821 | 14422.7275 | 133.5173 | 0 | 50.0028 | 188170.8768 | 8289.3013 | 132370.376 | 73282.7872 | 0 | 66007.8925 | 0 | 182567.2812 | 475002.6161 | 324199.0458 | 1449890.177 | 961560.8286 | 21335742.5118 | 21335742.5118 | 1478867.319 | 9416018.0746 | 0 | 23747193.5175 | 55977821.423 | 133.3521 | 0.079124 | 300126.3768 | 707469.7359 | 6118.4821 | 14422.7275
1 | 5600 | 707 | 0.035 | 15 | 15 | 7 | 1.7783e-13 | 5spot_SharedNeighbor | Water | Porous | Wet | R245fa | MinimizeLCOE_Brownfield | IgnoreSilica | 2019 | 1.4908 | 0.46611 | 0.037123 | 4 | 163162.8239 | 380217.9721 | 3326.2949 | 7751.2576 | 145.5131 | 0 | 54.0035 | 263155.8957 | 12678.0645 | 181786.0125 | 93089.3418 | 0 | 72690.1638 | 0 | 243125.7965 | 632563.4506 | 431737.5529 | 1930826.2783 | 961560.8286 | 21335742.5118 | 21335742.5118 | 1478867.319 | 9416018.0746 | 0 | 24228129.6188 | 56458757.5242 | 177.8279 | 0.14849 | 163162.8239 | 380217.9721 | 3326.2949 | 7751.2576
1 | 5600 | 707 | 0.035 | 15 | 15 | 7 | 2.3714e-13 | 5spot_SharedNeighbor | Water | Porous | Wet | R245fa | MinimizeLCOE_Brownfield | IgnoreSilica | 2019 | 1.9431 | 0.6972 | 0.064533 | 4 | 96420.9374 | 221281.704 | 1965.6712 | 4511.1268 | 156.6674 | 0 | 318.3204 | 364666.6231 | 19200.4739 | 249024.7289 | 122189.3506 | 0 | 81814.7636 | 0 | 326389.4166 | 849198.3104 | 579595.2961 | 2592078.9633 | 961560.8286 | 21335742.5118 | 21335742.5118 | 1478867.319 | 9416018.0746 | 0 | 24889382.3037 | 57120010.2092 | 237.1374 | 0.25813 | 96420.9374 | 221281.704 | 1965.6712 | 4511.1268
1 | 5600 | 707 | 0.035 | 15 | 15 | 7 | 3.1623e-13 | 5spot_SharedNeighbor | Water | Porous | Wet | R245fa | MinimizeLCOE_Brownfield | IgnoreSilica | 2019 | 2.5071 | 0.99987 | 0.10273 | 4 | 62508.3484 | 140945.6691 | 1274.3172 | 2873.3681 | 165.7783 | 0 | 414.2336 | 485927.2154 | 27662.677 | 330299.9551 | 159087.011 | 0 | 90882.8896 | 0 | 426605.3018 | 1109939.4864 | 757556.5064 | 3387961.0427 | 961560.8286 | 21335742.5118 | 21335742.5118 | 1478867.319 | 9416018.0746 | 0 | 25685264.3832 | 57915892.2886 | 316.2278 | 0.41091 | 62508.3484 | 140945.6691 | 1274.3172 | 2873.3681
1 | 5600 | 707 | 0.035 | 15 | 15 | 7 | 4.217e-13 | 5spot_SharedNeighbor | Water | Porous | Wet | R245fa | MinimizeLCOE_Brownfield | IgnoreSilica | 2019 | 3.2656 | 1.4236 | 0.15857 | 4 | 42150.9273 | 92965.9009 | 859.3037 | 1895.2356 | 173.628 | 0 | 551.6148 | 642446.3938 | 39632.1294 | 435735.9338 | 212478.9461 | 0 | 102570.6633 | 0 | 558816.9859 | 1453927.1682 | 992335.1675 | 4437943.388 | 961560.8286 | 21335742.5118 | 21335742.5118 | 1478867.319 | 9416018.0746 | 0 | 26735246.7285 | 58965874.6339 | 421.6965 | 0.63427 | 42150.9273 | 92965.9009 | 859.3037 | 1895.2356
1 | 5600 | 707 | 0.035 | 15 | 15 | 7 | 5.6234e-13 | 5spot_SharedNeighbor | Water | Porous | Wet | R245fa | MinimizeLCOE_Brownfield | IgnoreSilica | 2019 | 4.248 | 2.0147 | 0.23493 | 4 | 29859.1465 | 64156.8355 | 608.7191 | 1307.9239 | 179.9839 | 0 | 81.9019 | 833622.5742 | 53948.5095 | 573531.9816 | 282805.5059 | 0 | 116541.3545 | 0 | 725575.471 | 1887798.5397 | 1288461.2937 | 5762285.2301 | 961560.8286 | 21335742.5118 | 21335742.5118 | 1478867.319 | 9416018.0746 | 0 | 28059588.5706 | 60290216.4761 | 562.3413 | 0.93973 | 29859.1465 | 64156.8355 | 608.7191 | 1307.9239
1 | 5600 | 707 | 0.035 | 15 | 15 | 7 | 7.4989e-13 | 5spot_SharedNeighbor | Water | Porous | Wet | R245fa | MinimizeLCOE_Brownfield | IgnoreSilica | 2019 | 5.5394 | 2.8358 | 0.33444 | 4 | 22190.1298 | 46283.4628 | 452.3758 | 943.551 | 185.119 | 0 | 88.2334 | 1059662.9995 | 68536.9726 | 753929.8583 | 368731.1463 | 0 | 134262.5942 | 0 | 930198.1927 | 2420184.8875 | 1651825.9155 | 7387332.5666 | 961560.8286 | 21335742.5118 | 21335742.5118 | 1478867.319 | 9416018.0746 | 0 | 29684635.9071 | 61915263.8125 | 749.8942 | 1.3377 | 22190.1298 | 46283.4628 | 452.3758 | 943.551
1 | 5600 | 707 | 0.035 | 15 | 15 | 7 | 1e-12 | 5spot_SharedNeighbor | Water | Porous | Wet | R245fa | MinimizeLCOE_Brownfield | IgnoreSilica | 2019 | 7.2495 | 3.9201 | 0.46573 | 4 | 17007.946 | 34308.9602 | 346.73 | 699.4346 | 189.1416 | 0 | 93.4627 | 1330526.4378 | 85972.2203 | 976845.9009 | 481469.0041 | 0 | 156051.6557 | 0 | 1182037.4354 | 3075418.9376 | 2099036.6184 | 9387358.2102 | 961560.8286 | 21335742.5118 | 21335742.5118 | 1478867.319 | 9416018.0746 | 0 | 31684661.5507 | 63915289.4562 | 1000 | 1.8629 | 17007.946 | 34308.9602 | 346.73 | 699.4346
1 | 5600 | 707 | 0.035 | 15 | 15 | 7 | 1.3335e-12 | 5spot_SharedNeighbor | Water | Porous | Wet | R245fa | MinimizeLCOE_Brownfield | IgnoreSilica | 2019 | 9.5347 | 5.3846 | 0.64316 | 4 | 13296.5716 | 25824.8688 | 271.0686 | 526.4749 | 192.5466 | 0 | 87.2292 | 1663770.4831 | 107363.1787 | 1259240.241 | 631964.9995 | 0 | 182941.2537 | 0 | 1499659.2608 | 3901805.7743 | 2663062.6151 | 11909807.8062 | 961560.8286 | 21335742.5118 | 21335742.5118 | 1478867.319 | 9416018.0746 | 0 | 34207111.1467 | 66437739.0522 | 1333.5214 | 2.5726 | 13296.5716 | 25824.8688 | 271.0686 | 526.4749
1 | 5600 | 707 | 0.035 | 15 | 15 | 7 | 1.7783e-12 | 5spot_SharedNeighbor | Water | Porous | Wet | R245fa | MinimizeLCOE_Brownfield | IgnoreSilica | 2019 | 12.5574 | 7.3166 | 0.87724 | 4 | 10638.5625 | 19823.8366 | 216.8815 | 404.1357 | 195.1216 | 0 | 89.9367 | 2065392.5793 | 133065.222 | 1609286.6017 | 830352.3922 | 0 | 215504.6956 | 0 | 1892904.5814 | 4924949.4327 | 3361379.1854 | 15032834.6902 | 961560.8286 | 21335742.5118 | 21335742.5118 | 1478867.319 | 9416018.0746 | 0 | 37330138.0306 | 69560765.9361 | 1778.2794 | 3.5089 | 10638.5625 | 19823.8366 | 216.8815 | 404.1357
1 | 5600 | 707 | 0.035 | 15 | 15 | 7 | 2.3714e-12 | 5spot_SharedNeighbor | Water | Porous | Wet | R245fa | MinimizeLCOE_Brownfield | IgnoreSilica | 2019 | 16.5721 | 9.8837 | 1.1882 | 4 | 8675.6168 | 15456.7984 | 176.8642 | 315.1077 | 197.1126 | 0 | 91.1185 | 2554191.0316 | 164244.4254 | 2047011.7657 | 1093570.8235 | 0 | 255264.3723 | 0 | 2384570.1432 | 6204162.3701 | 4234468.3004 | 18937483.2322 | 961560.8286 | 21335742.5118 | 21335742.5118 | 1478867.319 | 9416018.0746 | 0 | 41234786.5726 | 73465414.4781 | 2371.3737 | 4.753 | 8675.6168 | 15456.7984 | 176.8642 | 315.1077
1 | 5600 | 707 | 0.035 | 15 | 15 | 7 | 3.1623e-12 | 5spot_SharedNeighbor | Water | Porous | Wet | R245fa | MinimizeLCOE_Brownfield | IgnoreSilica | 2019 | 21.8922 | 13.2867 | 1.6005 | 4 | 7203.1763 | 12237.525 | 146.8465 | 249.4785 | 198.6445 | 0 | 86.3358 | 3148796.2511 | 202040.7765 | 2593692.58 | 1442079.4094 | 0 | 303582.2013 | 0 | 2999174.5751 | 7803237.0292 | 5325869.6129 | 23818472.4355 | 961560.8286 | 21335742.5118 | 21335742.5118 | 1478867.319 | 9416018.0746 | 0 | 46115775.7759 | 78346403.6814 | 3162.2777 | 6.4021 | 7203.1763 | 12237.525 | 146.8465 | 249.4785
1 | 5600 | 707 | 0.035 | 15 | 15 | 7 | 4.217e-12 | 5spot_SharedNeighbor | Water | Porous | Wet | R245fa | MinimizeLCOE_Brownfield | IgnoreSilica | 2019 | 28.9085 | 17.7761 | 2.1446 | 4 | 6085.219 | 9842.4644 | 124.0554 | 200.6519 | 199.8143 | 0 | 96.8041 | 3869814.0819 | 247703.2951 | 3273807.029 | 1901551.8651 | 0 | 361899.5173 | 0 | 3765362.5575 | 9796700.9926 | 6686449.7295 | 29903289.0681 | 961560.8286 | 21335742.5118 | 21335742.5118 | 1478867.319 | 9416018.0746 | 0 | 52200592.4086 | 84431220.3141 | 4216.965 | 8.5783 | 6085.219 | 9842.4644 | 124.0554 | 200.6519
1 | 5600 | 707 | 0.035 | 15 | 15 | 7 | 5.6234e-12 | 5spot_SharedNeighbor | Water | Porous | Wet | R245fa | MinimizeLCOE_Brownfield | IgnoreSilica | 2019 | 38.1385 | 23.6834 | 2.8602 | 4 | 5225.5112 | 8042.6867 | 106.5291 | 163.961 | 200.7047 | 0 | 96.4749 | 4743215.6111 | 302800.9191 | 4118501.7428 | 2505992.8088 | 0 | 432635.8894 | 0 | 4720227.3188 | 12281063.2318 | 8382078.0063 | 37486515.5282 | 961560.8286 | 21335742.5118 | 21335742.5118 | 1478867.319 | 9416018.0746 | 0 | 59783818.8687 | 92014446.7742 | 5623.4133 | 11.4408 | 5225.5112 | 8042.6867 | 106.5291 | 163.961
1 | 5600 | 707 | 0.035 | 15 | 15 | 7 | 7.4989e-12 | 5spot_SharedNeighbor | Water | Porous | Wet | R245fa | MinimizeLCOE_Brownfield | IgnoreSilica | 2019 | 50.0869 | 31.3179 | 3.7867 | 4 | 4561.403 | 6689.286 | 92.9904 | 136.3701 | 201.3547 | 0 | 117.1671 | 5785752.5847 | 368553.7501 | 5149921.0864 | 3287441.4887 | 0 | 516353.1514 | 0 | 5892128.6039 | 15330109.9856 | 10463115.0675 | 46793375.7183 | 961560.8286 | 21335742.5118 | 21335742.5118 | 1478867.319 | 9416018.0746 | 0 | 69090679.0588 | 101321306.9643 | 7498.9421 | 15.1468 | 4561.403 | 6689.286 | 92.9904 | 136.3701
1 | 5600 | 707 | 0.035 | 15 | 15 | 7 | 1e-11 | 5spot_SharedNeighbor | Water | Porous | Wet | R245fa | MinimizeLCOE_Brownfield | IgnoreSilica | 2019 | 65.2615 | 40.9603 | 4.9569 | 4 | 4049.6574 | 5675.2055 | 82.5577 | 115.6967 | 201.7222 | 0 | 122.9012 | 7004211.5028 | 445157.3884 | 6383193.042 | 4278530.9397 | 0 | 614355.0718 | 0 | 7302924.6985 | 19000712.0295 | 12968376.3858 | 57997461.0585 | 961560.8286 | 21335742.5118 | 21335742.5118 | 1478867.319 | 9416018.0746 | 0 | 80294764.399 | 112525392.3044 | 10000 | 19.8275 | 4049.6574 | 5675.2055 | 82.5577 | 115.6967
1 | 5600 | 707 | 0.035 | 15 | 15 | 7 | 1.3335e-11 | 5spot_SharedNeighbor | Water | Porous | Wet | R245fa | MinimizeLCOE_Brownfield | IgnoreSilica | 2019 | 83.9191 | 52.6317 | 6.3682 | 4 | 3662.7866 | 4928.0747 | 74.6709 | 100.4655 | 201.6507 | 0 | 114.5136 | 8372506.5811 | 530459.6408 | 7800984.1393 | 5494213.1381 | 0 | 726887.3381 | 0 | 8940769.8266 | 23262049.0847 | 15876826.4876 | 71004696.2363 | 961560.8286 | 21335742.5118 | 21335742.5118 | 1478867.319 | 9416018.0746 | 0 | 93301999.5768 | 125532627.4823 | 13335.2143 | 25.473 | 3662.7866 | 4928.0747 | 74.6709 | 100.4655
1 | 5600 | 707 | 0.035 | 15 | 15 | 7 | 1.7783e-11 | 5spot_SharedNeighbor | Water | Porous | Wet | R245fa | MinimizeLCOE_Brownfield | IgnoreSilica | 2019 | 105.8022 | 65.8886 | 7.9593 | 4 | 3380.0532 | 4392.4158 | 68.907 | 89.5453 | 200.9638 | 0 | 121.291 | 9821884.6793 | 619746.3283 | 9337545.0334 | 6913441.1269 | 0 | 852299.0881 | 0 | 10742517.3398 | 27949826.5249 | 19076330.9147 | 85313591.0354 | 961560.8286 | 21335742.5118 | 21335742.5118 | 1478867.319 | 9416018.0746 | 0 | 107610894.3759 | 139841522.2813 | 17782.7941 | 31.837 | 3380.0532 | 4392.4158 | 68.907 | 89.5453
1 | 5600 | 707 | 0.035 | 15 | 15 | 7 | 2.3714e-11 | 5spot_SharedNeighbor | Water | Porous | Wet | R245fa | MinimizeLCOE_Brownfield | IgnoreSilica | 2019 | 129.9368 | 79.7138 | 9.6113 | 4 | 3180.3929 | 4018.7468 | 64.8366 | 81.9276 | 199.6055 | 0 | 132.4565 | 11251262.2435 | 708142.282 | 10874558.6355 | 8458831.5916 | 0 | 985258.2643 | 0 | 12588440.6766 | 32752540.3962 | 22354281.8178 | 99973315.9076 | 961560.8286 | 21335742.5118 | 21335742.5118 | 1478867.319 | 9416018.0746 | 0 | 122270619.248 | 154501247.1535 | 23713.7371 | 38.4451 | 3180.3929 | 4018.7468 | 64.8366 | 81.9276
1 | 5600 | 707 | 0.035 | 15 | 15 | 7 | 3.1623e-11 | 5spot_SharedNeighbor | Water | Porous | Wet | R245fa | MinimizeLCOE_Brownfield | IgnoreSilica | 2019 | 154.8937 | 93.2207 | 11.2114 | 4 | 3042.6397 | 3761.343 | 62.0283 | 76.6801 | 197.9029 | 0 | 142.9134 | 12581313.6008 | 790142.9002 | 12325218.5527 | 10039584.6391 | 0 | 1119442.3667 | 0 | 14373723.8032 | 37397480.8798 | 25524549.1418 | 114151455.8843 | 961560.8286 | 21335742.5118 | 21335742.5118 | 1478867.319 | 9416018.0746 | 0 | 136448759.2248 | 168679387.1303 | 31622.7766 | 44.8455 | 3042.6397 | 3761.343 | 62.0283 | 76.6801
1 | 5600 | 707 | 0.035 | 15 | 15 | 7 | 4.217e-11 | 5spot_SharedNeighbor | Water | Porous | Wet | R245fa | MinimizeLCOE_Brownfield | IgnoreSilica | 2019 | 169.2781 | 100.6213 | 12.2024 | 4 | 2947.9132 | 3608.2481 | 60.0972 | 73.559 | 196.8239 | 0 | 164.0992 | 13286806.1658 | 833546.8916 | 13101975.8257 | 10940570.5685 | 0 | 1094118.3633 | 0 | 15310236.9478 | 39834095.9768 | 27187589.013 | 121588939.7524 | 961560.8286 | 21335742.5118 | 21335742.5118 | 1478867.319 | 9416018.0746 | 0 | 143886243.0929 | 176116870.9984 | 42169.6503 | 48.8095 | 2947.9132 | 3608.2481 | 60.0972 | 73.559
1 | 5600 | 707 | 0.035 | 15 | 15 | 7 | 5.6234e-11 | 5spot_SharedNeighbor | Water | Porous | Wet | R245fa | MinimizeLCOE_Brownfield | IgnoreSilica | 2019 | 176.7971 | 104.3543 | 12.8083 | 4 | 2876.1986 | 3505.2939 | 58.6352 | 71.4602 | 196.2203 | 0 | 207.2559 | 13637087.6164 | 855074.9503 | 13489410.231 | 11407835.2376 | 0 | 988248.725 | 0 | 15747286.1365 | 40971208.3146 | 27963691.5489 | 125059842.7603 | 961560.8286 | 21335742.5118 | 21335742.5118 | 1478867.319 | 9416018.0746 | 0 | 147357146.1008 | 179587774.0062 | 56234.1325 | 51.2333 | 2876.1986 | 3505.2939 | 58.6352 | 71.4602
1 | 5600 | 707 | 0.035 | 15 | 15 | 7 | 7.4989e-11 | 5spot_SharedNeighbor | Water | Porous | Wet | R245fa | MinimizeLCOE_Brownfield | IgnoreSilica | 2019 | 182.7675 | 107.253 | 13.2919 | 4 | 2821.461 | 3427.6712 | 57.5193 | 69.8777 | 195.7251 | 0 | 239.3628 | 13906663.2719 | 871633.0858 | 13788353.7637 | 11777265.2313 | 0 | 890184.8482 | 0 | 16081299.0783 | 41840241.4738 | 28556824.5369 | 127712465.29 | 961560.8286 | 21335742.5118 | 21335742.5118 | 1478867.319 | 9416018.0746 | 0 | 150009768.6304 | 182240396.5359 | 74989.4209 | 53.1674 | 2821.461 | 3427.6712 | 57.5193 | 69.8777
1 | 5600 | 707 | 0.035 | 15 | 15 | 7 | 1e-10 | 5spot_SharedNeighbor | Water | Porous | Wet | R245fa | MinimizeLCOE_Brownfield | IgnoreSilica | 2019 | 187.2929 | 109.4103 | 13.6647 | 4 | 2779.7856 | 3369.4569 | 56.6697 | 68.6909 | 195.3403 | 0 | 240.5459 | 14105956.0949 | 883868.851 | 14009783.1755 | 12056309.5887 | 0 | 801161.1856 | 0 | 16324260.7693 | 42472377.9554 | 28988270.6747 | 129641988.2951 | 961560.8286 | 21335742.5118 | 21335742.5118 | 1478867.319 | 9416018.0746 | 0 | 151939291.6356 | 184169919.541 | 100000 | 54.6586 | 2779.7856 | 3369.4569 | 56.6697 | 68.6909
1 | 5600 | 707 | 0.035 | 15 | 15 | 7 | 1.3335e-10 | 5spot_SharedNeighbor | Water | Porous | Wet | R245fa | MinimizeLCOE_Brownfield | IgnoreSilica | 2019 | 190.7345 | 111.0284 | 13.9513 | 4 | 2748.116 | 3325.674 | 56.0241 | 67.7984 | 195.0424 | 0 | 293.0455 | 14254711.5512 | 892998.878 | 14175294.2162 | 12268217.9492 | 0 | 724118.0532 | 0 | 16502982.8526 | 42937376.1553 | 29305641.5009 | 131061341.1567 | 961560.8286 | 21335742.5118 | 21335742.5118 | 1478867.319 | 9416018.0746 | 0 | 153358644.4971 | 185589272.4026 | 133352.1432 | 55.805 | 2748.116 | 3325.674 | 56.0241 | 67.7984
1 | 5600 | 707 | 0.035 | 15 | 15 | 7 | 1.7783e-10 | 5spot_SharedNeighbor | Water | Porous | Wet | R245fa | MinimizeLCOE_Brownfield | IgnoreSilica | 2019 | 193.3487 | 112.2428 | 14.1703 | 4 | 2724.0783 | 3292.7086 | 55.534 | 67.1263 | 194.8132 | 0 | 289.2516 | 14365946.7509 | 899824.4254 | 14299187.3186 | 12428405.751 | 0 | 659462.1429 | 0 | 16634602.2916 | 43279822.9366 | 29539368.4656 | 132106620.0825 | 961560.8286 | 21335742.5118 | 21335742.5118 | 1478867.319 | 9416018.0746 | 0 | 154403923.4229 | 186634551.3284 | 177827.941 | 56.6812 | 2724.0783 | 3292.7086 | 55.534 | 67.1263
1 | 5600 | 707 | 0.035 | 15 | 15 | 7 | 2.3714e-10 | 5spot_SharedNeighbor | Water | Porous | Wet | R245fa | MinimizeLCOE_Brownfield | IgnoreSilica | 2019 | 195.2117 | 113.1005 | 14.3314 | 4 | 2705.8648 | 3268.1015 | 55.1627 | 66.6247 | 194.648 | 0 | 346.3694 | 14444315.0152 | 904632.378 | 14386538.9806 | 12542359.2481 | 0 | 604778.3606 | 0 | 16724223.3532 | 43512998.5551 | 29698515.6165 | 132818361.5073 | 961560.8286 | 21335742.5118 | 21335742.5118 | 1478867.319 | 9416018.0746 | 0 | 155115664.8478 | 187346292.7533 | 237137.3706 | 57.3257 | 2705.8648 | 3268.1015 | 55.1627 | 66.6247
1 | 5600 | 707 | 0.035 | 15 | 15 | 7 | 3.1623e-10 | 5spot_SharedNeighbor | Water | Porous | Wet | R245fa | MinimizeLCOE_Brownfield | IgnoreSilica | 2019 | 196.5734 | 113.7236 | 14.4515 | 4 | 2692.083 | 3249.6499 | 54.8818 | 66.2485 | 194.5264 | 0 | 347.7168 | 14501136.2555 | 908117.9754 | 14449907.3809 | 12625595.8991 | 0 | 560105.9397 | 0 | 16787496.7457 | 43677622.9433 | 29810875.1442 | 133320858.2837 | 961560.8286 | 21335742.5118 | 21335742.5118 | 1478867.319 | 9416018.0746 | 0 | 155618161.6242 | 187848789.5297 | 316227.766 | 57.8059 | 2692.083 | 3249.6499 | 54.8818 | 66.2485
1 | 5600 | 707 | 0.035 | 15 | 15 | 7 | 4.217e-10 | 5spot_SharedNeighbor | Water | Porous | Wet | R245fa | MinimizeLCOE_Brownfield | IgnoreSilica | 2019 | 197.5286 | 114.1585 | 14.5388 | 4 | 2681.6672 | 3235.8842 | 54.6694 | 65.9679 | 194.4405 | 0 | 348.8992 | 14540746.2651 | 910547.568 | 14494098.1057 | 12683950.252 | 0 | 523638.3221 | 0 | 16829662.4001 | 43787329.3266 | 29885752.005 | 133655724.2447 | 961560.8286 | 21335742.5118 | 21335742.5118 | 1478867.319 | 9416018.0746 | 0 | 155953027.5851 | 188183655.4906 | 421696.5034 | 58.1552 | 2681.6672 | 3235.8842 | 54.6694 | 65.9679
1 | 5600 | 707 | 0.035 | 15 | 15 | 7 | 5.6234e-10 | 5spot_SharedNeighbor | Water | Porous | Wet | R245fa | MinimizeLCOE_Brownfield | IgnoreSilica | 2019 | 198.2324 | 114.4779 | 14.604 | 4 | 2673.8043 | 3225.5477 | 54.5091 | 65.7572 | 194.3769 | 0 | 340.3418 | 14569810.2827 | 912330.1814 | 14526531.9454 | 12726935.9754 | 0 | 494809.2199 | 0 | 16859862.8659 | 43865904.7437 | 29939381.3418 | 133895566.5562 | 961560.8286 | 21335742.5118 | 21335742.5118 | 1478867.319 | 9416018.0746 | 0 | 156192869.8967 | 188423497.8021 | 562341.3252 | 58.416 | 2673.8043 | 3225.5477 | 54.5091 | 65.7572
1 | 5600 | 707 | 0.035 | 15 | 15 | 7 | 7.4989e-10 | 5spot_SharedNeighbor | Water | Porous | Wet | R245fa | MinimizeLCOE_Brownfield | IgnoreSilica | 2019 | 198.7271 | 114.7017 | 14.6514 | 4 | 2667.8748 | 3217.8317 | 54.3882 | 65.5999 | 194.332 | 0 | 332.1783 | 14590166.9004 | 913578.6791 | 14549253.1852 | 12757140.1898 | 0 | 471905.7316 | 0 | 16879997.4276 | 43918290.7432 | 29975135.8628 | 134055468.7199 | 961560.8286 | 21335742.5118 | 21335742.5118 | 1478867.319 | 9416018.0746 | 0 | 156352772.0604 | 188583399.9659 | 749894.2093 | 58.6057 | 2667.8748 | 3217.8317 | 54.3882 | 65.5999
1 | 5600 | 707 | 0.035 | 15 | 15 | 7 | 1e-09 | 5spot_SharedNeighbor | Water | Porous | Wet | R245fa | MinimizeLCOE_Brownfield | IgnoreSilica | 2019 | 199.0755 | 114.8591 | 14.686 | 4 | 2663.4077 | 3212.0697 | 54.2972 | 65.4824 | 194.3003 | 0 | 339.2675 | 14604466.1957 | 914455.646 | 14565215.6384 | 12778405.8605 | 0 | 453904.344 | 0 | 16893414.597 | 43953199.4655 | 29998961.7831 | 134162023.5301 | 961560.8286 | 21335742.5118 | 21335742.5118 | 1478867.319 | 9416018.0746 | 0 | 156459326.8706 | 188689954.7761 | 1000000 | 58.744 | 2663.4077 | 3212.0697 | 54.2972 | 65.4824
1 | 5600 | 707 | 0.035 | 15 | 15 | 7 | 1.3335e-09 | 5spot_SharedNeighbor | Water | Porous | Wet | R245fa | MinimizeLCOE_Brownfield | IgnoreSilica | 2019 | 199.3339 | 114.9756 | 14.7118 | 4 | 2660.0451 | 3207.7437 | 54.2286 | 65.3942 | 194.2768 | 0 | 322.7073 | 14615055.0778 | 915105.0409 | 14577037.2626 | 12794175.7201 | 0 | 440055.8408 | 0 | 16903157.2875 | 43978547.9477 | 30016262.6431 | 134239396.8206 | 961560.8286 | 21335742.5118 | 21335742.5118 | 1478867.319 | 9416018.0746 | 0 | 156536700.1611 | 188767328.0665 | 1333521.4322 | 58.8474 | 2660.0451 | 3207.7437 | 54.2286 | 65.3942
1 | 5600 | 707 | 0.035 | 15 | 15 | 7 | 1.7783e-09 | 5spot_SharedNeighbor | Water | Porous | Wet | R245fa | MinimizeLCOE_Brownfield | IgnoreSilica | 2019 | 199.5165 | 115.0579 | 14.7307 | 4 | 2657.5159 | 3204.5132 | 54.1771 | 65.3283 | 194.2601 | 0 | 344.153 | 14622526.4 | 915563.2347 | 14585378.9706 | 12805319.4378 | 0 | 429326.5982 | 0 | 16909664.7101 | 43995478.9266 | 30027818.3841 | 134291076.6622 | 961560.8286 | 21335742.5118 | 21335742.5118 | 1478867.319 | 9416018.0746 | 0 | 156588380.0026 | 188819007.9081 | 1778279.41 | 58.9228 | 2657.5159 | 3204.5132 | 54.1771 | 65.3283
1 | 5600 | 707 | 0.035 | 15 | 15 | 7 | 2.3714e-09 | 5spot_SharedNeighbor | Water | Porous | Wet | R245fa | MinimizeLCOE_Brownfield | IgnoreSilica | 2019 | 199.646 | 115.1161 | 14.7445 | 4 | 2655.6148 | 3202.1001 | 54.1383 | 65.2791 | 194.2482 | 0 | 341.7004 | 14627816.3466 | 915887.6475 | 14591285.4721 | 12813219.151 | 0 | 421063.5508 | 0 | 16914016.1455 | 44006800.4689 | 30035545.5693 | 134325634.3517 | 961560.8286 | 21335742.5118 | 21335742.5118 | 1478867.319 | 9416018.0746 | 0 | 156622937.6922 | 188853565.5977 | 2371373.7057 | 58.978 | 2655.6148 | 3202.1001 | 54.1383 | 65.2791
1 | 5600 | 707 | 0.035 | 15 | 15 | 7 | 3.1623e-09 | 5spot_SharedNeighbor | Water | Porous | Wet | R245fa | MinimizeLCOE_Brownfield | IgnoreSilica | 2019 | 199.7212 | 115.1498 | 14.7538 | 4 | 2654.1865 | 3200.3274 | 54.1092 | 65.243 | 194.2412 | 0 | 336.699 | 14630877.0917 | 916075.3503 | 14594703.0647 | 12817803.9672 | 0 | 414486.3016 | 0 | 16915838.8524 | 44011542.7783 | 30038782.293 | 134340109.6991 | 961560.8286 | 21335742.5118 | 21335742.5118 | 1478867.319 | 9416018.0746 | 0 | 156637413.0396 | 188868040.945 | 3162277.6602 | 59.0152 | 2654.1865 | 3200.3274 | 54.1092 | 65.243
1 | 5600 | 707 | 0.035 | 15 | 15 | 7 | 4.217e-09 | 5spot_SharedNeighbor | Water | Porous | Wet | R245fa | MinimizeLCOE_Brownfield | IgnoreSilica | 2019 | 199.7944 | 115.1827 | 14.7616 | 4 | 2653.1139 | 3198.9668 | 54.0873 | 65.2153 | 194.2345 | 0 | 329.3874 | 14633863.6695 | 916258.5037 | 14598037.9212 | 12822267.4904 | 0 | 409758.1186 | 0 | 16918272.4243 | 44017874.4331 | 30043103.7775 | 134359436.3381 | 961560.8286 | 21335742.5118 | 21335742.5118 | 1478867.319 | 9416018.0746 | 0 | 156656739.6786 | 188887367.5841 | 4216965.0343 | 59.0464 | 2653.1139 | 3198.9668 | 54.0873 | 65.2153
1 | 5600 | 707 | 0.035 | 15 | 15 | 7 | 5.6234e-09 | 5spot_SharedNeighbor | Water | Porous | Wet | R245fa | MinimizeLCOE_Brownfield | IgnoreSilica | 2019 | 199.8527 | 115.2089 | 14.7676 | 4 | 2652.3087 | 3197.9394 | 54.0709 | 65.1943 | 194.2292 | 0 | 338.4294 | 14636246.1058 | 916404.607 | 14600698.2398 | 12825827.3288 | 0 | 406241.4013 | 0 | 16920312.8963 | 44023183.3227 | 30046727.2037 | 134375641.1055 | 961560.8286 | 21335742.5118 | 21335742.5118 | 1478867.319 | 9416018.0746 | 0 | 156672944.4459 | 188903572.3514 | 5623413.2519 | 59.0704 | 2652.3087 | 3197.9394 | 54.0709 | 65.1943
1 | 5600 | 707 | 0.035 | 15 | 15 | 7 | 7.4989e-09 | 5spot_SharedNeighbor | Water | Porous | Wet | R245fa | MinimizeLCOE_Brownfield | IgnoreSilica | 2019 | 199.8844 | 115.2231 | 14.7715 | 4 | 2651.7043 | 3197.1901 | 54.0586 | 65.179 | 194.2262 | 0 | 347.7219 | 14637533.7779 | 916483.5735 | 14602136.1238 | 12827757.9232 | 0 | 403416.5735 | 0 | 16921057.9091 | 44025121.6932 | 30048050.1814 | 134381557.7555 | 961560.8286 | 21335742.5118 | 21335742.5118 | 1478867.319 | 9416018.0746 | 0 | 156678861.096 | 188909489.0015 | 7498942.0933 | 59.0861 | 2651.7043 | 3197.1901 | 54.0586 | 65.179
1 | 5600 | 707 | 0.035 | 15 | 15 | 7 | 1e-08 | 5spot_SharedNeighbor | Water | Porous | Wet | R245fa | MinimizeLCOE_Brownfield | IgnoreSilica | 2019 | 199.9038 | 115.2318 | 14.7743 | 4 | 2651.2508 | 3196.6356 | 54.0493 | 65.1677 | 194.2244 | 0 | 349.0548 | 14638322.1145 | 916531.9182 | 14603016.4299 | 12828943.0465 | 0 | 401228.5483 | 0 | 16921336.4024 | 44025846.2756 | 30048544.7238 | 134383769.459 | 961560.8286 | 21335742.5118 | 21335742.5118 | 1478867.319 | 9416018.0746 | 0 | 156681072.7995 | 188911700.705 | 10000000 | 59.097 | 2651.2508 | 3196.6356 | 54.0493 | 65.1677
1 | 5700 | 707 | 0.035 | 15 | 15 | 7 | 1e-13 | 5spot_SharedNeighbor | Water | Porous | Wet | R245fa | MinimizeLCOE_Brownfield | IgnoreSilica | 2019 | 0.92292 | 0.21044 | 0.009905 | 4 | 604350.7295 | 1436720.8315 | 12320.5071 | 29289.4975 | 122.2694 | 0 | 63.4231 | 136011.9345 | 5521.6483 | 97742.6584 | 60046.3181 | 0 | 59988.4377 | 0 | 140131.2888 | 364592.8685 | 248842.1244 | 1112877.2786 | 961560.8286 | 21870032.1104 | 21870032.1104 | 1478867.319 | 9629733.914 | 0 | 23944470.2177 | 56923103.5612 | 100 | 0.03962 | 604350.7295 | 1436720.8315 | 12320.5071 | 29289.4975
1 | 5700 | 707 | 0.035 | 15 | 15 | 7 | 1.3335e-13 | 5spot_SharedNeighbor | Water | Porous | Wet | R245fa | MinimizeLCOE_Brownfield | IgnoreSilica | 2019 | 1.1813 | 0.32444 | 0.021711 | 4 | 280100.3414 | 659848.1825 | 5710.2243 | 13451.8977 | 135.5767 | 0 | 54.2331 | 195859.8055 | 8756.4513 | 136946.2999 | 74809.8619 | 0 | 65765.149 | 0 | 188033.6514 | 489224.9899 | 333906.1082 | 1493302.3171 | 961560.8286 | 21870032.1104 | 21870032.1104 | 1478867.319 | 9629733.914 | 0 | 24324895.2562 | 57303528.5997 | 133.3521 | 0.086844 | 280100.3414 | 659848.1825 | 5710.2243 | 13451.8977
1 | 5700 | 707 | 0.035 | 15 | 15 | 7 | 1.7783e-13 | 5spot_SharedNeighbor | Water | Porous | Wet | R245fa | MinimizeLCOE_Brownfield | IgnoreSilica | 2019 | 1.5297 | 0.49471 | 0.040984 | 4 | 151568.041 | 352735.4792 | 3089.9195 | 7190.9899 | 148.2026 | 0 | 60.2413 | 277386.4273 | 13640.2264 | 190318.7268 | 96309.0296 | 0 | 73213.1044 | 0 | 253838.3306 | 660435.2669 | 450760.6402 | 2015901.7522 | 961560.8286 | 21870032.1104 | 21870032.1104 | 1478867.319 | 9629733.914 | 0 | 24847494.6912 | 57826128.0347 | 177.8279 | 0.16394 | 151568.041 | 352735.4792 | 3089.9195 | 7190.9899
1 | 5700 | 707 | 0.035 | 15 | 15 | 7 | 2.3714e-13 | 5spot_SharedNeighbor | Water | Porous | Wet | R245fa | MinimizeLCOE_Brownfield | IgnoreSilica | 2019 | 1.982 | 0.73353 | 0.07016 | 4 | 90947.2026 | 208459.2682 | 1854.0817 | 4249.7241 | 159.2556 | 0 | 319.6472 | 381758.0213 | 20541.8825 | 258903.6205 | 126278.6873 | 0 | 81631.8301 | 0 | 338954.4763 | 881890.0182 | 601908.0584 | 2691866.5946 | 961560.8286 | 21870032.1104 | 21870032.1104 | 1478867.319 | 9629733.914 | 0 | 25523459.5337 | 58502092.8772 | 237.1374 | 0.28064 | 90947.2026 | 208459.2682 | 1854.0817 | 4249.7241
1 | 5700 | 707 | 0.035 | 15 | 15 | 7 | 3.1623e-13 | 5spot_SharedNeighbor | Water | Porous | Wet | R245fa | MinimizeLCOE_Brownfield | IgnoreSilica | 2019 | 2.5655 | 1.0568 | 0.11189 | 4 | 58914.3667 | 132597.3806 | 1201.0491 | 2703.177 | 168.6058 | 0 | 421.9929 | 510903.7239 | 29885.3286 | 344591.1515 | 165612.1919 | 0 | 90977.8373 | 0 | 445368.391 | 1158757.1957 | 790875.5961 | 3536971.416 | 961560.8286 | 21870032.1104 | 21870032.1104 | 1478867.319 | 9629733.914 | 0 | 26368564.3551 | 59347197.6986 | 316.2278 | 0.44757 | 58914.3667 | 132597.3806 | 1201.0491 | 2703.177
1 | 5700 | 707 | 0.035 | 15 | 15 | 7 | 4.217e-13 | 5spot_SharedNeighbor | Water | Porous | Wet | R245fa | MinimizeLCOE_Brownfield | IgnoreSilica | 2019 | 3.3434 | 1.5042 | 0.17244 | 4 | 39825.6161 | 87636.858 | 811.8991 | 1786.5959 | 176.5622 | 0 | 561.0781 | 676104.869 | 43172.9861 | 454352.2978 | 221460.0238 | 0 | 102629.1365 | 0 | 584110.5321 | 1519735.787 | 1037250.9021 | 4638816.5343 | 961560.8286 | 21870032.1104 | 21870032.1104 | 1478867.319 | 9629733.914 | 0 | 27470409.4734 | 60449042.8169 | 421.6965 | 0.68977 | 39825.6161 | 87636.858 | 811.8991 | 1786.5959
1 | 5700 | 707 | 0.035 | 15 | 15 | 7 | 5.6234e-13 | 5spot_SharedNeighbor | Water | Porous | Wet | R245fa | MinimizeLCOE_Brownfield | IgnoreSilica | 2019 | 4.3406 | 2.1534 | 0.25281 | 4 | 28531.1217 | 61143.3548 | 581.6455 | 1246.49 | 182.9419 | 0 | 78.1838 | 873476.0964 | 56524.5657 | 604905.9791 | 291865.5194 | 0 | 116910.2626 | 0 | 758036.1451 | 1972254.5548 | 1346104.2595 | 6020077.3826 | 961560.8286 | 21870032.1104 | 21870032.1104 | 1478867.319 | 9629733.914 | 0 | 28851670.3217 | 61830303.6652 | 562.3413 | 1.0112 | 28531.1217 | 61143.3548 | 581.6455 | 1246.49
1 | 5700 | 707 | 0.035 | 15 | 15 | 7 | 7.4989e-13 | 5spot_SharedNeighbor | Water | Porous | Wet | R245fa | MinimizeLCOE_Brownfield | IgnoreSilica | 2019 | 5.6636 | 3.0225 | 0.35846 | 4 | 21298.4065 | 44298.609 | 434.1968 | 903.0871 | 188.1454 | 0 | 88.7696 | 1108205.6817 | 71665.0393 | 793381.8989 | 380266.1201 | 0 | 134793.997 | 0 | 970441.9675 | 2524890.9344 | 1723289.944 | 7706935.5831 | 961560.8286 | 21870032.1104 | 21870032.1104 | 1478867.319 | 9629733.914 | 0 | 30538528.5221 | 63517161.8657 | 749.8942 | 1.4338 | 21298.4065 | 44298.609 | 434.1968 | 903.0871
1 | 5700 | 707 | 0.035 | 15 | 15 | 7 | 1e-12 | 5spot_SharedNeighbor | Water | Porous | Wet | R245fa | MinimizeLCOE_Brownfield | IgnoreSilica | 2019 | 7.4152 | 4.1696 | 0.49781 | 4 | 16379.3852 | 32941.3667 | 333.9159 | 671.5543 | 192.1974 | 0 | 84.5489 | 1389562.6041 | 89766.3686 | 1026268.3395 | 496380.1677 | 0 | 156772.6145 | 0 | 1231912.5368 | 3205183.7208 | 2187603.7494 | 9783450.1013 | 961560.8286 | 21870032.1104 | 21870032.1104 | 1478867.319 | 9629733.914 | 0 | 32615043.0404 | 65593676.3839 | 1000 | 1.9912 | 16379.3852 | 32941.3667 | 333.9159 | 671.5543
1 | 5700 | 707 | 0.035 | 15 | 15 | 7 | 1.3335e-12 | 5spot_SharedNeighbor | Water | Porous | Wet | R245fa | MinimizeLCOE_Brownfield | IgnoreSilica | 2019 | 9.7588 | 5.7233 | 0.68669 | 4 | 12830.0389 | 24836.44 | 261.5577 | 506.3244 | 195.6748 | 0 | 91.1584 | 1736872.9727 | 112047.4938 | 1322223.6483 | 651552.3834 | 0 | 183876.0466 | 0 | 1562563.2924 | 4065469.1611 | 2774766.2395 | 12409371.2376 | 961560.8286 | 21870032.1104 | 21870032.1104 | 1478867.319 | 9629733.914 | 0 | 35240964.1767 | 68219597.5202 | 1333.5214 | 2.7468 | 12830.0389 | 24836.44 | 261.5577 | 506.3244
1 | 5700 | 707 | 0.035 | 15 | 15 | 7 | 1.7783e-12 | 5spot_SharedNeighbor | Water | Porous | Wet | R245fa | MinimizeLCOE_Brownfield | IgnoreSilica | 2019 | 12.8474 | 7.7636 | 0.9348 | 4 | 10290.4648 | 19110.1465 | 209.785 | 389.5862 | 198.2618 | 0 | 82.5643 | 2153684.2061 | 138705.0006 | 1687470.9938 | 855491.9202 | 0 | 216415.59 | 0 | 1970189.4072 | 5126028.6961 | 3498619.9144 | 15646605.7284 | 961560.8286 | 21870032.1104 | 21870032.1104 | 1478867.319 | 9629733.914 | 0 | 38478198.6675 | 71456832.011 | 1778.2794 | 3.7392 | 10290.4648 | 19110.1465 | 209.785 | 389.5862
1 | 5700 | 707 | 0.035 | 15 | 15 | 7 | 2.3714e-12 | 5spot_SharedNeighbor | Water | Porous | Wet | R245fa | MinimizeLCOE_Brownfield | IgnoreSilica | 2019 | 16.94 | 10.4687 | 1.2639 | 4 | 8410.189 | 14933.5989 | 171.4531 | 304.4416 | 200.2659 | 0 | 100.6346 | 2660163.9953 | 170990.7354 | 2143382.6009 | 1125374.4172 | 0 | 255885.9974 | 0 | 2478761.121 | 6449227.9731 | 4401730.61 | 19685517.4503 | 961560.8286 | 21870032.1104 | 21870032.1104 | 1478867.319 | 9629733.914 | 0 | 42517110.3894 | 75495743.7329 | 2371.3737 | 5.0554 | 8410.189 | 14933.5989 | 171.4531 | 304.4416
1 | 5700 | 707 | 0.035 | 15 | 15 | 7 | 3.1623e-12 | 5spot_SharedNeighbor | Water | Porous | Wet | R245fa | MinimizeLCOE_Brownfield | IgnoreSilica | 2019 | 22.3721 | 14.0544 | 1.7015 | 4 | 6989.9608 | 11835.5354 | 142.4998 | 241.2834 | 201.8118 | 0 | 99.1195 | 3278304.2067 | 210585.7165 | 2712644.3613 | 1482745.6421 | 0 | 303951.4302 | 0 | 3115410.2291 | 8105658.3576 | 5532278.3837 | 24741578.3271 | 961560.8286 | 21870032.1104 | 21870032.1104 | 1478867.319 | 9629733.914 | 0 | 47573171.2662 | 80551804.6097 | 3162.2777 | 6.8059 | 6989.9608 | 11835.5354 | 142.4998 | 241.2834
1 | 5700 | 707 | 0.035 | 15 | 15 | 7 | 4.217e-12 | 5spot_SharedNeighbor | Water | Porous | Wet | R245fa | MinimizeLCOE_Brownfield | IgnoreSilica | 2019 | 29.5347 | 18.7996 | 2.2772 | 4 | 5915.5838 | 9536.0944 | 120.5972 | 194.4062 | 202.9927 | 0 | 97.9315 | 4026508.8089 | 257608.3045 | 3423765.3619 | 1955571.851 | 0 | 362358.1591 | 0 | 3910066.8693 | 10173191.9289 | 6943412.5297 | 31052483.8134 | 961560.8286 | 21870032.1104 | 21870032.1104 | 1478867.319 | 9629733.914 | 0 | 53884076.7524 | 86862710.0959 | 4216.965 | 9.1088 | 5915.5838 | 9536.0944 | 120.5972 | 194.4062
1 | 5700 | 707 | 0.035 | 15 | 15 | 7 | 5.6234e-12 | 5spot_SharedNeighbor | Water | Porous | Wet | R245fa | MinimizeLCOE_Brownfield | IgnoreSilica | 2019 | 38.9279 | 25.0154 | 3.0333 | 4 | 5086.7934 | 7804.8133 | 103.7012 | 159.1117 | 203.8891 | 0 | 107.4414 | 4931083.9066 | 314624.5853 | 4302800.5597 | 2574710.233 | 0 | 432468.9453 | 0 | 4896718.4096 | 12740256.8468 | 8695487.0841 | 38888150.5704 | 961560.8286 | 21870032.1104 | 21870032.1104 | 1478867.319 | 9629733.914 | 0 | 61719743.5094 | 94698376.8529 | 5623.4133 | 12.1333 | 5086.7934 | 7804.8133 | 103.7012 | 159.1117
1 | 5700 | 707 | 0.035 | 15 | 15 | 7 | 7.4989e-12 | 5spot_SharedNeighbor | Water | Porous | Wet | R245fa | MinimizeLCOE_Brownfield | IgnoreSilica | 2019 | 51.0958 | 33.0595 | 4.0118 | 4 | 4445.9829 | 6501.0618 | 90.6374 | 132.5329 | 204.5407 | 0 | 109.1261 | 6011208.5321 | 382431.7681 | 5378005.9646 | 3376266.8352 | 0 | 515895.1655 | 0 | 6108885.2235 | 15894066.2469 | 10848026.8039 | 48514786.5398 | 961560.8286 | 21870032.1104 | 21870032.1104 | 1478867.319 | 9629733.914 | 0 | 71346379.4789 | 104325012.8224 | 7498.9421 | 16.0474 | 4445.9829 | 6501.0618 | 90.6374 | 132.5329
1 | 5700 | 707 | 0.035 | 15 | 15 | 7 | 1e-11 | 5spot_SharedNeighbor | Water | Porous | Wet | R245fa | MinimizeLCOE_Brownfield | IgnoreSilica | 2019 | 66.5138 | 43.1934 | 5.244 | 4 | 3952.436 | 5524.6307 | 80.5758 | 112.6271 | 204.8932 | 0 | 101.1837 | 7270350.6207 | 461146.9486 | 6660684.3708 | 4390841.5837 | 0 | 613322.533 | 0 | 7564574.9621 | 19681472.3437 | 13433009.2884 | 60075402.6509 | 961560.8286 | 21870032.1104 | 21870032.1104 | 1478867.319 | 9629733.914 | 0 | 82906995.59 | 115885628.9335 | 10000 | 20.9762 | 3952.436 | 5524.6307 | 80.5758 | 112.6271
1 | 5700 | 707 | 0.035 | 15 | 15 | 7 | 1.3335e-11 | 5spot_SharedNeighbor | Water | Porous | Wet | R245fa | MinimizeLCOE_Brownfield | IgnoreSilica | 2019 | 85.4273 | 55.4098 | 6.7265 | 4 | 3578.6103 | 4804.3166 | 72.9548 | 97.9425 | 204.7791 | 0 | 124.165 | 8681212.5608 | 548981.4268 | 8129317.1754 | 5631266.4437 | 0 | 725023.195 | 0 | 9249162.3127 | 24064423.0735 | 16424463.2221 | 73453849.4101 | 961560.8286 | 21870032.1104 | 21870032.1104 | 1478867.319 | 9629733.914 | 0 | 96285442.3492 | 129264075.6927 | 13335.2143 | 26.9058 | 3578.6103 | 4804.3166 | 72.9548 | 97.9425
1 | 5700 | 707 | 0.035 | 15 | 15 | 7 | 1.7783e-11 | 5spot_SharedNeighbor | Water | Porous | Wet | R245fa | MinimizeLCOE_Brownfield | IgnoreSilica | 2019 | 107.4884 | 69.1704 | 8.3895 | 4 | 3304.749 | 4287.4819 | 67.3718 | 87.4061 | 204.0226 | 0 | 120.7623 | 10168293.5859 | 641196.4571 | 9707801.3896 | 7068939.7954 | 0 | 848458.7257 | 0 | 11089529.0819 | 28852679.896 | 19692546.8923 | 88069445.8239 | 961560.8286 | 21870032.1104 | 21870032.1104 | 1478867.319 | 9629733.914 | 0 | 110901038.763 | 143879672.1065 | 17782.7941 | 33.5581 | 3304.749 | 4287.4819 | 67.3718 | 87.4061
1 | 5700 | 707 | 0.035 | 15 | 15 | 7 | 2.3714e-11 | 5spot_SharedNeighbor | Water | Porous | Wet | R245fa | MinimizeLCOE_Brownfield | IgnoreSilica | 2019 | 131.7265 | 83.4544 | 10.1081 | 4 | 3111.7295 | 3927.3816 | 63.4368 | 80.065 | 202.5757 | 0 | 136.9866 | 11628882.0986 | 732047.1004 | 11280347.929 | 8628812.8125 | 0 | 979549.5399 | 0 | 12967359.3973 | 33738409.1807 | 23027157.5208 | 102982565.5791 | 961560.8286 | 21870032.1104 | 21870032.1104 | 1478867.319 | 9629733.914 | 0 | 125814158.5182 | 158792791.8617 | 23713.7371 | 40.4322 | 3111.7295 | 3927.3816 | 63.4368 | 80.065
1 | 5700 | 707 | 0.035 | 15 | 15 | 7 | 3.1623e-11 | 5spot_SharedNeighbor | Water | Porous | Wet | R245fa | MinimizeLCOE_Brownfield | IgnoreSilica | 2019 | 156.6453 | 97.3861 | 11.7619 | 4 | 2979.715 | 3680.6778 | 60.7455 | 75.0356 | 200.8095 | 0 | 135.9748 | 12980254.3554 | 814694.3909 | 12763863.5761 | 10220446.3256 | 0 | 1111379.2495 | 0 | 14777348.78 | 38447630.2747 | 26241297.6822 | 117356914.6345 | 961560.8286 | 21870032.1104 | 21870032.1104 | 1478867.319 | 9629733.914 | 0 | 140188507.5736 | 173167140.9171 | 31622.7766 | 47.0476 | 2979.715 | 3680.6778 | 60.7455 | 75.0356
1 | 5700 | 707 | 0.035 | 15 | 15 | 7 | 4.217e-11 | 5spot_SharedNeighbor | Water | Porous | Wet | R245fa | MinimizeLCOE_Brownfield | IgnoreSilica | 2019 | 172.1692 | 105.6052 | 12.8395 | 4 | 2889.2364 | 3531.3673 | 58.901 | 71.9917 | 199.5907 | 0 | 153.3541 | 13753670.2318 | 862236.8361 | 13618611.6399 | 11199941.5309 | 0 | 1102791.9126 | 0 | 15809528.339 | 41133149.758 | 28074219.9115 | 125554150.16 | 961560.8286 | 21870032.1104 | 21870032.1104 | 1478867.319 | 9629733.914 | 0 | 148385743.099 | 181364376.4426 | 42169.6503 | 51.3581 | 2889.2364 | 3531.3673 | 58.901 | 71.9917
1 | 5700 | 707 | 0.035 | 15 | 15 | 7 | 5.6234e-11 | 5spot_SharedNeighbor | Water | Porous | Wet | R245fa | MinimizeLCOE_Brownfield | IgnoreSilica | 2019 | 179.713 | 109.4525 | 13.4619 | 4 | 2821.2148 | 3433.6583 | 57.5143 | 69.9998 | 198.9549 | 0 | 200.6918 | 14109836.7352 | 884107.0614 | 14014098.4122 | 11673008.6412 | 0 | 995919.1803 | 0 | 16254018.3118 | 42289621.4898 | 28863535.6316 | 129084145.4635 | 961560.8286 | 21870032.1104 | 21870032.1104 | 1478867.319 | 9629733.914 | 0 | 151915738.4025 | 184894371.7461 | 56234.1325 | 53.8476 | 2821.2148 | 3433.6583 | 57.5143 | 69.9998
1 | 5700 | 707 | 0.035 | 15 | 15 | 7 | 7.4989e-11 | 5spot_SharedNeighbor | Water | Porous | Wet | R245fa | MinimizeLCOE_Brownfield | IgnoreSilica | 2019 | 185.5466 | 112.3599 | 13.95 | 4 | 2769.2993 | 3360.3144 | 56.4559 | 68.5046 | 198.4469 | 0 | 230.429 | 14376655.8192 | 900481.4754 | 14311120.7851 | 12036751.54 | 0 | 895007.9215 | 0 | 16582806.8411 | 43145061.799 | 29447391.2202 | 131695277.4014 | 961560.8286 | 21870032.1104 | 21870032.1104 | 1478867.319 | 9629733.914 | 0 | 154526870.3405 | 187505503.684 | 74989.4209 | 55.8 | 2769.2993 | 3360.3144 | 56.4559 | 68.5046
1 | 5700 | 707 | 0.035 | 15 | 15 | 7 | 1e-10 | 5spot_SharedNeighbor | Water | Porous | Wet | R245fa | MinimizeLCOE_Brownfield | IgnoreSilica | 2019 | 190.0554 | 114.5678 | 14.3304 | 4 | 2729.7818 | 3305.1086 | 55.6503 | 67.3791 | 198.045 | 0 | 272.5878 | 14577988.5689 | 912831.7718 | 14535659.7872 | 12317411.3479 | 0 | 805229.5799 | 0 | 16828157.2118 | 43783413.1353 | 29883079.124 | 133643770.5269 | 961560.8286 | 21870032.1104 | 21870032.1104 | 1478867.319 | 9629733.914 | 0 | 156475363.466 | 189453996.8095 | 100000 | 57.3216 | 2729.7818 | 3305.1086 | 55.6503 | 67.3791
1 | 5700 | 707 | 0.035 | 15 | 15 | 7 | 1.3335e-10 | 5spot_SharedNeighbor | Water | Porous | Wet | R245fa | MinimizeLCOE_Brownfield | IgnoreSilica | 2019 | 193.5191 | 116.2378 | 14.6239 | 4 | 2699.737 | 3263.5158 | 55.0378 | 66.5312 | 197.7309 | 0 | 293.9791 | 14729548.2875 | 922125.8903 | 14704921.5935 | 12531737.9003 | 0 | 728181.4023 | 0 | 17010440.8788 | 44257677.8454 | 30206774.5338 | 135091408.3319 | 961560.8286 | 21870032.1104 | 21870032.1104 | 1478867.319 | 9629733.914 | 0 | 157923001.271 | 190901634.6145 | 133352.1432 | 58.4957 | 2699.737 | 3263.5158 | 55.0378 | 66.5312
1 | 5700 | 707 | 0.035 | 15 | 15 | 7 | 1.7783e-10 | 5spot_SharedNeighbor | Water | Porous | Wet | R245fa | MinimizeLCOE_Brownfield | IgnoreSilica | 2019 | 196.0204 | 117.4301 | 14.8419 | 4 | 2676.9413 | 3232.4401 | 54.5731 | 65.8977 | 197.5008 | 0 | 333.7779 | 14837378.3474 | 928736.8315 | 14825466.7102 | 12686216.0175 | 0 | 661771.791 | 0 | 17136432.1821 | 44585481.3722 | 30430507.1765 | 136091990.4283 | 961560.8286 | 21870032.1104 | 21870032.1104 | 1478867.319 | 9629733.914 | 0 | 158923583.3674 | 191902216.7109 | 177827.941 | 59.3676 | 2676.9413 | 3232.4401 | 54.5731 | 65.8977
1 | 5700 | 707 | 0.035 | 15 | 15 | 7 | 2.3714e-10 | 5spot_SharedNeighbor | Water | Porous | Wet | R245fa | MinimizeLCOE_Brownfield | IgnoreSilica | 2019 | 197.8575 | 118.2987 | 15.005 | 4 | 2659.6701 | 3209.1323 | 54.221 | 65.4225 | 197.3301 | 0 | 349.0852 | 14915734.5576 | 933539.967 | 14913124.9316 | 12799590.1574 | 0 | 606608.4345 | 0 | 17225753.2388 | 44817876.4395 | 30589121.5852 | 136801349.3116 | 961560.8286 | 21870032.1104 | 21870032.1104 | 1478867.319 | 9629733.914 | 0 | 159632942.2507 | 192611575.5942 | 237137.3706 | 60.0198 | 2659.6701 | 3209.1323 | 54.221 | 65.4225
1 | 5700 | 707 | 0.035 | 15 | 15 | 7 | 3.1623e-10 | 5spot_SharedNeighbor | Water | Porous | Wet | R245fa | MinimizeLCOE_Brownfield | IgnoreSilica | 2019 | 199.205 | 118.9318 | 15.1266 | 4 | 2646.6006 | 3191.6445 | 53.9545 | 65.066 | 197.2041 | 0 | 346.4324 | 14972752.1144 | 937034.6507 | 14976944.1602 | 12882699.4322 | 0 | 561659.4158 | 0 | 17289125.0116 | 44982756.793 | 30701655.8145 | 137304627.3925 | 961560.8286 | 21870032.1104 | 21870032.1104 | 1478867.319 | 9629733.914 | 0 | 160136220.3316 | 193114853.6751 | 316227.766 | 60.5064 | 2646.6006 | 3191.6445 | 53.9545 | 65.066
1 | 5700 | 707 | 0.035 | 15 | 15 | 7 | 4.217e-10 | 5spot_SharedNeighbor | Water | Porous | Wet | R245fa | MinimizeLCOE_Brownfield | IgnoreSilica | 2019 | 200.1498 | 119.3737 | 15.2151 | 4 | 2636.7223 | 3178.5974 | 53.7532 | 64.8 | 197.1151 | 0 | 314.7485 | 15012489.288 | 939469.9879 | 15021437.9255 | 12940946.9981 | 0 | 524988.7274 | 0 | 17331339.8414 | 45092591.1208 | 30776620 | 137639883.8891 | 961560.8286 | 21870032.1104 | 21870032.1104 | 1478867.319 | 9629733.914 | 0 | 160471476.8281 | 193450110.1716 | 421696.5034 | 60.8602 | 2636.7223 | 3178.5974 | 53.7532 | 64.8
1 | 5700 | 707 | 0.035 | 15 | 15 | 7 | 5.6234e-10 | 5spot_SharedNeighbor | Water | Porous | Wet | R245fa | MinimizeLCOE_Brownfield | IgnoreSilica | 2019 | 200.8271 | 119.6893 | 15.2801 | 4 | 2629.2649 | 3168.8329 | 53.6011 | 64.6009 | 197.051 | 0 | 325.1866 | 15040851.6113 | 941208.1002 | 15053203.4287 | 12982691.5435 | 0 | 495744.8906 | 0 | 17360342.834 | 45168050.958 | 30828122.8895 | 137870216.2558 | 961560.8286 | 21870032.1104 | 21870032.1104 | 1478867.319 | 9629733.914 | 0 | 160701809.1948 | 193680442.5384 | 562341.3252 | 61.1204 | 2629.2649 | 3168.8329 | 53.6011 | 64.6009
1 | 5700 | 707 | 0.035 | 15 | 15 | 7 | 7.4989e-10 | 5spot_SharedNeighbor | Water | Porous | Wet | R245fa | MinimizeLCOE_Brownfield | IgnoreSilica | 2019 | 201.4534 | 119.9808 | 15.3349 | 4 | 2623.6409 | 3161.2818 | 53.4865 | 64.447 | 196.9919 | 0 | 321.2952 | 15067025.1991 | 942812.0044 | 15082523.5992 | 13021257.9584 | 0 | 474689.305 | 0 | 17389440.1458 | 45243756.1947 | 30879793.2691 | 138101297.6758 | 961560.8286 | 21870032.1104 | 21870032.1104 | 1478867.319 | 9629733.914 | 0 | 160932890.6149 | 193911523.9584 | 749894.2093 | 61.3395 | 2623.6409 | 3161.2818 | 53.4865 | 64.447
1 | 5700 | 707 | 0.035 | 15 | 15 | 7 | 1e-09 | 5spot_SharedNeighbor | Water | Porous | Wet | R245fa | MinimizeLCOE_Brownfield | IgnoreSilica | 2019 | 201.8035 | 120.1427 | 15.3701 | 4 | 2619.4017 | 3155.8107 | 53.4 | 64.3355 | 196.9585 | 0 | 358.0718 | 15081562.8325 | 943702.8314 | 15098811.4395 | 13042699.3958 | 0 | 456697.543 | 0 | 17403154.8764 | 45279439.1105 | 30904147.5924 | 138210215.6215 | 961560.8286 | 21870032.1104 | 21870032.1104 | 1478867.319 | 9629733.914 | 0 | 161041808.5605 | 194020441.904 | 1000000 | 61.4804 | 2619.4017 | 3155.8107 | 53.4 | 64.3355
1 | 5700 | 707 | 0.035 | 15 | 15 | 7 | 1.3335e-09 | 5spot_SharedNeighbor | Water | Porous | Wet | R245fa | MinimizeLCOE_Brownfield | IgnoreSilica | 2019 | 202.0445 | 120.254 | 15.3955 | 4 | 2616.2106 | 3151.7354 | 53.335 | 64.2524 | 196.9355 | 0 | 365.7015 | 15091542.9734 | 944314.3743 | 15109994.1348 | 13057450.0598 | 0 | 442586.7984 | 0 | 17411896.4528 | 45302182.8992 | 30919670.6954 | 138279638.388 | 961560.8286 | 21870032.1104 | 21870032.1104 | 1478867.319 | 9629733.914 | 0 | 161111231.327 | 194089864.6705 | 1333521.4322 | 61.5819 | 2616.2106 | 3151.7354 | 53.335 | 64.2524
1 | 5700 | 707 | 0.035 | 15 | 15 | 7 | 1.7783e-09 | 5spot_SharedNeighbor | Water | Porous | Wet | R245fa | MinimizeLCOE_Brownfield | IgnoreSilica | 2019 | 202.2297 | 120.3394 | 15.4148 | 4 | 2613.8105 | 3148.6654 | 53.2861 | 64.1898 | 196.9177 | 0 | 369.8279 | 15099208.072 | 944784.0534 | 15118583.4068 | 13068788.0147 | 0 | 431886.0234 | 0 | 17418667.3324 | 45319799.3389 | 30931694.2776 | 138333410.5192 | 961560.8286 | 21870032.1104 | 21870032.1104 | 1478867.319 | 9629733.914 | 0 | 161165003.4582 | 194143636.8017 | 1778279.41 | 61.659 | 2613.8105 | 3148.6654 | 53.2861 | 64.1898
1 | 5700 | 707 | 0.035 | 15 | 15 | 7 | 2.3714e-09 | 5spot_SharedNeighbor | Water | Porous | Wet | R245fa | MinimizeLCOE_Brownfield | IgnoreSilica | 2019 | 202.3493 | 120.3945 | 15.4283 | 4 | 2612.0063 | 3146.3926 | 53.2493 | 64.1435 | 196.9062 | 0 | 379.5857 | 15104147.0609 | 945086.6868 | 15124118.1467 | 13076109.0362 | 0 | 423472.1148 | 0 | 17422443.8877 | 45329625.1612 | 30938400.6032 | 138363402.6976 | 961560.8286 | 21870032.1104 | 21870032.1104 | 1478867.319 | 9629733.914 | 0 | 161194995.6366 | 194173628.9801 | 2371373.7057 | 61.7131 | 2612.0063 | 3146.3926 | 53.2493 | 64.1435
1 | 5700 | 707 | 0.035 | 15 | 15 | 7 | 3.1623e-09 | 5spot_SharedNeighbor | Water | Porous | Wet | R245fa | MinimizeLCOE_Brownfield | IgnoreSilica | 2019 | 202.4419 | 120.4371 | 15.4386 | 4 | 2610.6508 | 3144.681 | 53.2216 | 64.1086 | 196.8973 | 0 | 373.0944 | 15107969.4694 | 945320.9006 | 15128401.7628 | 13081776.0426 | 0 | 417140.0031 | 0 | 17425437.1896 | 45337413.1187 | 30943716.0442 | 138387174.5309 | 961560.8286 | 21870032.1104 | 21870032.1104 | 1478867.319 | 9629733.914 | 0 | 161218767.47 | 194197400.8135 | 3162277.6602 | 61.7542 | 2610.6508 | 3144.681 | 53.2216 | 64.1086
1 | 5700 | 707 | 0.035 | 15 | 15 | 7 | 4.217e-09 | 5spot_SharedNeighbor | Water | Porous | Wet | R245fa | MinimizeLCOE_Brownfield | IgnoreSilica | 2019 | 202.5003 | 120.4639 | 15.4457 | 4 | 2609.6328 | 3143.4152 | 53.2009 | 64.0828 | 196.8916 | 0 | 361.2077 | 15110371.1556 | 945468.0604 | 15131093.2967 | 13085344.6446 | 0 | 412191.3917 | 0 | 17426942.7341 | 45341330.2367 | 30946389.5577 | 138399131.0776 | 961560.8286 | 21870032.1104 | 21870032.1104 | 1478867.319 | 9629733.914 | 0 | 161230724.0167 | 194209357.3602 | 4216965.0343 | 61.7829 | 2609.6328 | 3143.4152 | 53.2009 | 64.0828
1 | 5700 | 707 | 0.035 | 15 | 15 | 7 | 5.6234e-09 | 5spot_SharedNeighbor | Water | Porous | Wet | R245fa | MinimizeLCOE_Brownfield | IgnoreSilica | 2019 | 202.5586 | 120.4908 | 15.4518 | 4 | 2608.8686 | 3142.4403 | 53.1853 | 64.0629 | 196.886 | 0 | 374.9234 | 15112780.711 | 945615.7018 | 15133793.6983 | 13088915.5173 | 0 | 408672.7579 | 0 | 17429013.5707 | 45346718.1286 | 30950066.9046 | 138415576.9902 | 961560.8286 | 21870032.1104 | 21870032.1104 | 1478867.319 | 9629733.914 | 0 | 161247169.9292 | 194225803.2728 | 5623413.2519 | 61.8073 | 2608.8686 | 3142.4403 | 53.1853 | 64.0629
1 | 5700 | 707 | 0.035 | 15 | 15 | 7 | 7.4989e-09 | 5spot_SharedNeighbor | Water | Porous | Wet | R245fa | MinimizeLCOE_Brownfield | IgnoreSilica | 2019 | 202.5929 | 120.5065 | 15.4559 | 4 | 2608.2951 | 3141.725 | 53.1736 | 64.0483 | 196.8827 | 0 | 363.3789 | 15114191.3157 | 945702.1339 | 15135374.5931 | 13091011.5099 | 0 | 405882.5299 | 0 | 17429943.2122 | 45349136.8652 | 30951717.7421 | 138422959.902 | 961560.8286 | 21870032.1104 | 21870032.1104 | 1478867.319 | 9629733.914 | 0 | 161254552.841 | 194233186.1845 | 7498942.0933 | 61.8237 | 2608.2951 | 3141.725 | 53.1736 | 64.0483
1 | 5700 | 707 | 0.035 | 15 | 15 | 7 | 1e-08 | 5spot_SharedNeighbor | Water | Porous | Wet | R245fa | MinimizeLCOE_Brownfield | IgnoreSilica | 2019 | 202.6124 | 120.5154 | 15.4587 | 4 | 2607.8647 | 3141.1991 | 53.1648 | 64.0376 | 196.8808 | 0 | 364.9997 | 15114988.2872 | 945750.9667 | 15136267.7835 | 13092200.1482 | 0 | 403691.0162 | 0 | 17430230.2987 | 45349883.8055 | 30952227.5442 | 138425239.8503 | 961560.8286 | 21870032.1104 | 21870032.1104 | 1478867.319 | 9629733.914 | 0 | 161256832.7893 | 194235466.1328 | 10000000 | 61.8348 | 2607.8647 | 3141.1991 | 53.1648 | 64.0376
1 | 5800 | 707 | 0.035 | 15 | 15 | 7 | 1e-13 | 5spot_SharedNeighbor | Water | Porous | Wet | R245fa | MinimizeLCOE_Brownfield | IgnoreSilica | 2019 | 0.94237 | 0.22145 | 0.011186 | 4 | 548076.0425 | 1302053.1451 | 11173.2715 | 26544.1145 | 124.3553 | 0 | 66.9194 | 142413.6742 | 5867.6592 | 101666.7067 | 61342.6316 | 0 | 60188.7508 | 0 | 144876.9748 | 376940.1701 | 257269.4114 | 1150565.9788 | 961560.8286 | 22410181.7999 | 22410181.7999 | 1478867.319 | 9845793.7898 | 0 | 24522308.6073 | 58257151.5161 | 100 | 0.044743 | 548076.0425 | 1302053.1451 | 11173.2715 | 26544.1145
1 | 5800 | 707 | 0.035 | 15 | 15 | 7 | 1.3335e-13 | 5spot_SharedNeighbor | Water | Porous | Wet | R245fa | MinimizeLCOE_Brownfield | IgnoreSilica | 2019 | 1.2202 | 0.34826 | 0.024503 | 4 | 254485.0448 | 598679.5113 | 5188.0219 | 12204.8916 | 138.4777 | 0 | 63.9184 | 208432.1207 | 9518.1125 | 144653.8638 | 77584.0162 | 0 | 66903.2017 | 0 | 197765.6128 | 514545.5572 | 351187.9157 | 1570590.4007 | 961560.8286 | 22410181.7999 | 22410181.7999 | 1478867.319 | 9845793.7898 | 0 | 24942333.0292 | 58677175.9379 | 133.3521 | 0.098011 | 254485.0448 | 598679.5113 | 5188.0219 | 12204.8916
1 | 5800 | 707 | 0.035 | 15 | 15 | 7 | 1.7783e-13 | 5spot_SharedNeighbor | Water | Porous | Wet | R245fa | MinimizeLCOE_Brownfield | IgnoreSilica | 2019 | 1.5834 | 0.53206 | 0.045804 | 4 | 139173.262 | 323298.7329 | 2837.2352 | 6590.882 | 151.3222 | 0 | 50.8668 | 295508.5195 | 14882.5914 | 201321.8403 | 100437.388 | 0 | 74622.4063 | 0 | 267841.3707 | 696868.3047 | 475626.9372 | 2127109.358 | 961560.8286 | 22410181.7999 | 22410181.7999 | 1478867.319 | 9845793.7898 | 0 | 25498851.9865 | 59233694.8953 | 177.8279 | 0.18322 | 139173.262 | 323298.7329 | 2837.2352 | 6590.882
1 | 5800 | 707 | 0.035 | 15 | 15 | 7 | 2.3714e-13 | 5spot_SharedNeighbor | Water | Porous | Wet | R245fa | MinimizeLCOE_Brownfield | IgnoreSilica | 2019 | 2.0404 | 0.78185 | 0.077216 | 4 | 84817.6766 | 194040.6457 | 1729.1231 | 3955.781 | 162.2245 | 0 | 329.2372 | 403808.9663 | 22286.3394 | 271925.5532 | 131663.8131 | 0 | 82487.5645 | 0 | 355747.1722 | 925581.1684 | 631728.1662 | 2825228.7434 | 961560.8286 | 22410181.7999 | 22410181.7999 | 1478867.319 | 9845793.7898 | 0 | 26196971.3719 | 59931814.2807 | 237.1374 | 0.30886 | 84817.6766 | 194040.6457 | 1729.1231 | 3955.781
1 | 5800 | 707 | 0.035 | 15 | 15 | 7 | 3.1623e-13 | 5spot_SharedNeighbor | Water | Porous | Wet | R245fa | MinimizeLCOE_Brownfield | IgnoreSilica | 2019 | 2.6433 | 1.127 | 0.12304 | 4 | 55051.5776 | 123593.6177 | 1122.3009 | 2519.6231 | 171.6763 | 0 | 433.7167 | 541415.1693 | 32726.6074 | 361942.5242 | 174122.4499 | 0 | 91954.9105 | 0 | 468843.048 | 1219833.4378 | 832561.3864 | 3723399.5336 | 961560.8286 | 22410181.7999 | 22410181.7999 | 1478867.319 | 9845793.7898 | 0 | 27095142.1621 | 60829985.0709 | 316.2278 | 0.49218 | 55051.5776 | 123593.6177 | 1122.3009 | 2519.6231
1 | 5800 | 707 | 0.035 | 15 | 15 | 7 | 4.217e-13 | 5spot_SharedNeighbor | Water | Porous | Wet | R245fa | MinimizeLCOE_Brownfield | IgnoreSilica | 2019 | 3.4212 | 1.6106 | 0.18739 | 4 | 37680.2892 | 82687.13 | 768.1637 | 1685.689 | 179.4918 | 0 | 573.8123 | 712341.3065 | 46063.6571 | 479503.5441 | 231883.2575 | 0 | 103049.7864 | 0 | 613408.2051 | 1595962.3224 | 1089277.0788 | 4871489.1579 | 961560.8286 | 22410181.7999 | 22410181.7999 | 1478867.319 | 9845793.7898 | 0 | 28243231.7865 | 61978074.6952 | 421.6965 | 0.74955 | 37680.2892 | 82687.13 | 768.1637 | 1685.689
1 | 5800 | 707 | 0.035 | 15 | 15 | 7 | 5.6234e-13 | 5spot_SharedNeighbor | Water | Porous | Wet | R245fa | MinimizeLCOE_Brownfield | IgnoreSilica | 2019 | 4.4527 | 2.3076 | 0.27244 | 4 | 27231.7928 | 58187.8719 | 555.1569 | 1186.2385 | 185.9927 | 0 | 81.5758 | 916905.969 | 59328.6944 | 639321.5903 | 302024.413 | 0 | 117933.8193 | 0 | 793850.6495 | 2065436.549 | 1409702.8851 | 6304504.5697 | 961560.8286 | 22410181.7999 | 22410181.7999 | 1478867.319 | 9845793.7898 | 0 | 29676247.1982 | 63411090.1069 | 562.3413 | 1.0898 | 27231.7928 | 58187.8719 | 555.1569 | 1186.2385
1 | 5800 | 707 | 0.035 | 15 | 15 | 7 | 7.4989e-13 | 5spot_SharedNeighbor | Water | Porous | Wet | R245fa | MinimizeLCOE_Brownfield | IgnoreSilica | 2019 | 5.8022 | 3.2224 | 0.38406 | 4 | 20450.5695 | 42410.1469 | 416.9125 | 864.5882 | 191.2095 | 0 | 78.3764 | 1159203.6743 | 74949.6849 | 835074.2809 | 392564.3867 | 0 | 135646.3143 | 0 | 1013000.953 | 2635620.6847 | 1798865.2739 | 8044925.2528 | 961560.8286 | 22410181.7999 | 22410181.7999 | 1478867.319 | 9845793.7898 | 0 | 31416667.8813 | 65151510.79 | 749.8942 | 1.5362 | 20450.5695 | 42410.1469 | 416.9125 | 864.5882
1 | 5800 | 707 | 0.035 | 15 | 15 | 7 | 1e-12 | 5spot_SharedNeighbor | Water | Porous | Wet | R245fa | MinimizeLCOE_Brownfield | IgnoreSilica | 2019 | 7.581 | 4.4236 | 0.5306 | 4 | 15807.7159 | 31702.3728 | 322.2617 | 646.2957 | 195.2445 | 0 | 77.6298 | 1448613.4468 | 93559.4237 | 1075975.816 | 510985.0567 | 0 | 157189.5242 | 0 | 1281666.0743 | 3334632.2194 | 2275955.0096 | 10178576.5707 | 961560.8286 | 22410181.7999 | 22410181.7999 | 1478867.319 | 9845793.7898 | 0 | 33550319.1992 | 67285162.108 | 1000 | 2.1224 | 15807.7159 | 31702.3728 | 322.2617 | 646.2957
1 | 5800 | 707 | 0.035 | 15 | 15 | 7 | 1.3335e-12 | 5spot_SharedNeighbor | Water | Porous | Wet | R245fa | MinimizeLCOE_Brownfield | IgnoreSilica | 2019 | 9.9757 | 6.0638 | 0.73075 | 4 | 12409.3309 | 23950.5534 | 252.981 | 488.2644 | 198.782 | 0 | 91.6783 | 1809088.6156 | 116672.254 | 1384776.5807 | 670431.4978 | 0 | 184195.2417 | 0 | 1624414.0341 | 4226392.1035 | 2884599.4543 | 12900569.7818 | 961560.8286 | 22410181.7999 | 22410181.7999 | 1478867.319 | 9845793.7898 | 0 | 36272312.4103 | 70007155.319 | 1333.5214 | 2.923 | 12409.3309 | 23950.5534 | 252.981 | 488.2644
1 | 5800 | 707 | 0.035 | 15 | 15 | 7 | 1.7783e-12 | 5spot_SharedNeighbor | Water | Porous | Wet | R245fa | MinimizeLCOE_Brownfield | IgnoreSilica | 2019 | 13.1226 | 8.2079 | 0.99295 | 4 | 9974.1853 | 18467.7581 | 203.3373 | 376.4902 | 201.3865 | 0 | 95.8382 | 2240564.3439 | 144358.8942 | 1764207.7523 | 879110.096 | 0 | 216343.7773 | 0 | 2045388.0968 | 5321680.2611 | 3632156.1278 | 16243809.3493 | 961560.8286 | 22410181.7999 | 22410181.7999 | 1478867.319 | 9845793.7898 | 0 | 39615551.9778 | 73350394.8866 | 1778.2794 | 3.9718 | 9974.1853 | 18467.7581 | 203.3373 | 376.4902
1 | 5800 | 707 | 0.035 | 15 | 15 | 7 | 2.3714e-12 | 5spot_SharedNeighbor | Water | Porous | Wet | R245fa | MinimizeLCOE_Brownfield | IgnoreSilica | 2019 | 17.3032 | 11.0631 | 1.3411 | 4 | 8165.3512 | 14453.9454 | 166.4617 | 294.6632 | 203.4112 | 0 | 89.7237 | 2766090.5751 | 177729.5866 | 2240190.8348 | 1156652.1357 | 0 | 255783.2524 | 0 | 2572614.09 | 6693414.1465 | 4568392.6909 | 20430867.3122 | 961560.8286 | 22410181.7999 | 22410181.7999 | 1478867.319 | 9845793.7898 | 0 | 43802609.9407 | 77537452.8495 | 2371.3737 | 5.3644 | 8165.3512 | 14453.9454 | 166.4617 | 294.6632
1 | 5800 | 707 | 0.035 | 15 | 15 | 7 | 3.1623e-12 | 5spot_SharedNeighbor | Water | Porous | Wet | R245fa | MinimizeLCOE_Brownfield | IgnoreSilica | 2019 | 22.8474 | 14.849 | 1.8033 | 4 | 6798.9125 | 11475.7177 | 138.605 | 233.948 | 204.9717 | 0 | 90.5985 | 3406658.968 | 218391.4396 | 2834935.386 | 1524293.9009 | 0 | 303816.3167 | 0 | 3232357.4443 | 8409931.0225 | 5739950.7297 | 25670335.2076 | 961560.8286 | 22410181.7999 | 22410181.7999 | 1478867.319 | 9845793.7898 | 0 | 49042077.8362 | 82776920.7449 | 3162.2777 | 7.2132 | 6798.9125 | 11475.7177 | 138.605 | 233.948
1 | 5800 | 707 | 0.035 | 15 | 15 | 7 | 4.217e-12 | 5spot_SharedNeighbor | Water | Porous | Wet | R245fa | MinimizeLCOE_Brownfield | IgnoreSilica | 2019 | 30.1601 | 19.8441 | 2.4132 | 4 | 5757.4188 | 9252.2584 | 117.3728 | 188.6198 | 206.1643 | 0 | 103.977 | 4183858.4961 | 267539.9755 | 3575111.0203 | 2008973.85 | 0 | 361866.567 | 0 | 4054966.4645 | 10550190.9525 | 7200722.1099 | 32203229.4357 | 961560.8286 | 22410181.7999 | 22410181.7999 | 1478867.319 | 9845793.7898 | 0 | 55574972.0642 | 89309814.973 | 4216.965 | 9.6528 | 5757.4188 | 9252.2584 | 117.3728 | 188.6198
1 | 5800 | 707 | 0.035 | 15 | 15 | 7 | 5.6234e-12 | 5spot_SharedNeighbor | Water | Porous | Wet | R245fa | MinimizeLCOE_Brownfield | IgnoreSilica | 2019 | 39.7394 | 26.3891 | 3.2124 | 4 | 4955.956 | 7581.3104 | 101.0339 | 154.5553 | 207.0682 | 0 | 104.8634 | 5121851.8165 | 326621.3123 | 4490810.9661 | 2644020.8811 | 0 | 431605.2046 | 0 | 5075814.9705 | 13206229.3603 | 9013522.8993 | 40310477.4107 | 961560.8286 | 22410181.7999 | 22410181.7999 | 1478867.319 | 9845793.7898 | 0 | 63682220.0392 | 97417062.948 | 5623.4133 | 12.8496 | 4955.956 | 7581.3104 | 101.0339 | 154.5553
1 | 5800 | 707 | 0.035 | 15 | 15 | 7 | 7.4989e-12 | 5spot_SharedNeighbor | Water | Porous | Wet | R245fa | MinimizeLCOE_Brownfield | IgnoreSilica | 2019 | 52.1164 | 34.8363 | 4.2424 | 4 | 4338.466 | 6326.4218 | 88.4455 | 128.9727 | 207.7195 | 0 | 65.4154 | 6239154.1288 | 396706.6924 | 5608032.1864 | 3464103.4898 | 0 | 516168.1485 | 0 | 6327424.2119 | 16462659.8662 | 11236103.6325 | 50250352.3566 | 961560.8286 | 22410181.7999 | 22410181.7999 | 1478867.319 | 9845793.7898 | 0 | 73622094.9851 | 107356937.8938 | 7498.9421 | 16.9696 | 4338.466 | 6326.4218 | 88.4455 | 128.9727
1 | 5800 | 707 | 0.035 | 15 | 15 | 7 | 1e-11 | 5spot_SharedNeighbor | Water | Porous | Wet | R245fa | MinimizeLCOE_Brownfield | IgnoreSilica | 2019 | 67.7831 | 45.4614 | 5.5394 | 4 | 3860.3207 | 5382.8187 | 78.6979 | 109.736 | 208.0546 | 0 | 76.9083 | 7540053.2774 | 477965.7817 | 6939030.8165 | 4501035.4916 | 0 | 612455.2971 | 0 | 7827510.8591 | 20365577.6121 | 13899925.191 | 62163554.3265 | 961560.8286 | 22410181.7999 | 22410181.7999 | 1478867.319 | 9845793.7898 | 0 | 85535296.955 | 119270139.8637 | 10000 | 22.1576 | 3860.3207 | 5382.8187 | 78.6979 | 109.736
1 | 5800 | 707 | 0.035 | 15 | 15 | 7 | 1.3335e-11 | 5spot_SharedNeighbor | Water | Porous | Wet | R245fa | MinimizeLCOE_Brownfield | IgnoreSilica | 2019 | 86.9502 | 58.2226 | 7.0931 | 4 | 3499.1539 | 4688.1553 | 71.335 | 95.5744 | 207.8942 | 0 | 66.6764 | 8992983.6624 | 568343.9783 | 8457815.2755 | 5765257.1846 | 0 | 723669.9179 | 0 | 9558147.3073 | 24868338.648 | 16973152.1205 | 75907708.0946 | 961560.8286 | 22410181.7999 | 22410181.7999 | 1478867.319 | 9845793.7898 | 0 | 99279450.7231 | 133014293.6319 | 13335.2143 | 28.3724 | 3499.1539 | 4688.1553 | 71.335 | 95.5744
1 | 5800 | 707 | 0.035 | 15 | 15 | 7 | 1.7783e-11 | 5spot_SharedNeighbor | Water | Porous | Wet | R245fa | MinimizeLCOE_Brownfield | IgnoreSilica | 2019 | 109.2058 | 72.5166 | 8.8296 | 4 | 3233.7083 | 4188.8766 | 65.9235 | 85.3959 | 207.0654 | 0 | 116.7487 | 10516751.1198 | 662755.4094 | 10081723.6274 | 7223778.0166 | 0 | 843255.7131 | 0 | 11438022.9156 | 29759389.3653 | 20311394.7362 | 90837070.9033 | 961560.8286 | 22410181.7999 | 22410181.7999 | 1478867.319 | 9845793.7898 | 0 | 114208813.5319 | 147943656.4406 | 17782.7941 | 35.3182 | 3233.7083 | 4188.8766 | 65.9235 | 85.3959
1 | 5800 | 707 | 0.035 | 15 | 15 | 7 | 2.3714e-11 | 5spot_SharedNeighbor | Water | Porous | Wet | R245fa | MinimizeLCOE_Brownfield | IgnoreSilica | 2019 | 133.5099 | 87.2718 | 10.6071 | 4 | 3048.9865 | 3844.0838 | 62.1577 | 78.3668 | 205.5287 | 0 | 145.3144 | 12002710.6188 | 754499.1485 | 11691867.8951 | 8799848.9528 | 0 | 972487.1603 | 0 | 13346351.3724 | 34724468.558 | 23700163.3073 | 105992397.0132 | 961560.8286 | 22410181.7999 | 22410181.7999 | 1478867.319 | 9845793.7898 | 0 | 129364139.6417 | 163098982.5504 | 23713.7371 | 42.4286 | 3048.9865 | 3844.0838 | 62.1577 | 78.3668
1 | 5800 | 707 | 0.035 | 15 | 15 | 7 | 3.1623e-11 | 5spot_SharedNeighbor | Water | Porous | Wet | R245fa | MinimizeLCOE_Brownfield | IgnoreSilica | 2019 | 158.3969 | 101.5857 | 12.319 | 4 | 2920.5692 | 3605.181 | 59.5398 | 73.4965 | 203.7017 | 0 | 120.5351 | 13377641.9623 | 839130.9947 | 13202335.5605 | 10398327.5841 | 0 | 1101514.1581 | 0 | 15178390.6013 | 39491058.8286 | 26953459.1106 | 120541858.8002 | 961560.8286 | 22410181.7999 | 22410181.7999 | 1478867.319 | 9845793.7898 | 0 | 143913601.4287 | 177648444.3375 | 31622.7766 | 49.2759 | 2920.5692 | 3605.181 | 59.5398 | 73.4965
1 | 5800 | 707 | 0.035 | 15 | 15 | 7 | 4.217e-11 | 5spot_SharedNeighbor | Water | Porous | Wet | R245fa | MinimizeLCOE_Brownfield | IgnoreSilica | 2019 | 177.7117 | 111.9995 | 13.6253 | 4 | 2832.4156 | 3451.3889 | 57.7426 | 70.3612 | 202.113 | 0 | 149.8139 | 14352248.195 | 900526.2831 | 14272906.5831 | 11618066.0961 | 0 | 1151325.7756 | 0 | 16495078.4438 | 42916810.505 | 29291605.0219 | 130998566.9036 | 961560.8286 | 22410181.7999 | 22410181.7999 | 1478867.319 | 9845793.7898 | 0 | 154370309.5321 | 188105152.4408 | 42169.6503 | 54.5013 | 2832.4156 | 3451.3889 | 57.7426 | 70.3612
1 | 5800 | 707 | 0.035 | 15 | 15 | 7 | 5.6234e-11 | 5spot_SharedNeighbor | Water | Porous | Wet | R245fa | MinimizeLCOE_Brownfield | IgnoreSilica | 2019 | 179.9371 | 113.1454 | 13.9925 | 4 | 2767.9614 | 3370.6912 | 56.4286 | 68.7161 | 201.9043 | 0 | 182.2535 | 14457196.3115 | 907006.435 | 14389577.2432 | 11757785.169 | 0 | 961972.2585 | 0 | 16564679.5927 | 43097898.4172 | 29415201.243 | 131551316.6701 | 961560.8286 | 22410181.7999 | 22410181.7999 | 1478867.319 | 9845793.7898 | 0 | 154923059.2986 | 188657902.2073 | 56234.1325 | 55.9701 | 2767.9614 | 3370.6912 | 56.4286 | 68.7161
1 | 5800 | 707 | 0.035 | 15 | 15 | 7 | 7.4989e-11 | 5spot_SharedNeighbor | Water | Porous | Wet | R245fa | MinimizeLCOE_Brownfield | IgnoreSilica | 2019 | 185.4929 | 116.0391 | 14.4731 | 4 | 2719.7294 | 3302.4444 | 55.4454 | 67.3248 | 201.4016 | 0 | 225.134 | 14715520.701 | 921980.9773 | 14684112.1051 | 12110526.9012 | 0 | 857903.7936 | 0 | 16883117.3465 | 43926408.132 | 29980676.1475 | 134080246.1042 | 961560.8286 | 22410181.7999 | 22410181.7999 | 1478867.319 | 9845793.7898 | 0 | 157451988.7327 | 191186831.6415 | 74989.4209 | 57.8925 | 2719.7294 | 3302.4444 | 55.4454 | 67.3248
1 | 5800 | 707 | 0.035 | 15 | 15 | 7 | 1e-10 | 5spot_SharedNeighbor | Water | Porous | Wet | R245fa | MinimizeLCOE_Brownfield | IgnoreSilica | 2019 | 192.8935 | 119.8049 | 15.0061 | 4 | 2682.7243 | 3244.7433 | 54.691 | 66.1485 | 200.7209 | 0 | 221.4859 | 15051232.1226 | 941844.2215 | 15064831.1909 | 12577348.9082 | 0 | 809648.8665 | 0 | 17333513.0708 | 45098245.4177 | 30780479.1739 | 137657142.972 | 961560.8286 | 22410181.7999 | 22410181.7999 | 1478867.319 | 9845793.7898 | 0 | 161028885.6005 | 194763728.5093 | 100000 | 60.0244 | 2682.7243 | 3244.7433 | 54.691 | 66.1485
1 | 5800 | 707 | 0.035 | 15 | 15 | 7 | 1.3335e-10 | 5spot_SharedNeighbor | Water | Porous | Wet | R245fa | MinimizeLCOE_Brownfield | IgnoreSilica | 2019 | 196.2233 | 121.4495 | 15.2985 | 4 | 2654.2325 | 3205.5099 | 54.1101 | 65.3487 | 200.4047 | 0 | 286.6528 | 15198643.3894 | 950876.3838 | 15230052.2667 | 12784852.3396 | 0 | 730595.3906 | 0 | 17509057.7103 | 45554976.5607 | 31092207.5638 | 139051261.6049 | 961560.8286 | 22410181.7999 | 22410181.7999 | 1478867.319 | 9845793.7898 | 0 | 162423004.2334 | 196157847.1421 | 133352.1432 | 61.194 | 2654.2325 | 3205.5099 | 54.1101 | 65.3487
1 | 5800 | 707 | 0.035 | 15 | 15 | 7 | 1.7783e-10 | 5spot_SharedNeighbor | Water | Porous | Wet | R245fa | MinimizeLCOE_Brownfield | IgnoreSilica | 2019 | 198.7077 | 122.6635 | 15.5196 | 4 | 2632.6178 | 3176.0403 | 53.6695 | 64.7479 | 200.1657 | 0 | 290.952 | 15307089.7687 | 957519.6097 | 15351716.9526 | 12939534.1732 | 0 | 663928.4068 | 0 | 17635717.6753 | 45884519.808 | 31317127.6015 | 140057153.9958 | 961560.8286 | 22410181.7999 | 22410181.7999 | 1478867.319 | 9845793.7898 | 0 | 163428896.6243 | 197163739.533 | 177827.941 | 62.0785 | 2632.6178 | 3176.0403 | 53.6695 | 64.7479
1 | 5800 | 707 | 0.035 | 15 | 15 | 7 | 2.3714e-10 | 5spot_SharedNeighbor | Water | Porous | Wet | R245fa | MinimizeLCOE_Brownfield | IgnoreSilica | 2019 | 200.5862 | 123.5739 | 15.6876 | 4 | 2616.2401 | 3153.8421 | 53.3356 | 64.2953 | 199.9834 | 0 | 294.0628 | 15388221.6511 | 962488.7814 | 15442801.7607 | 13056380.5518 | 0 | 609373.1309 | 0 | 17729113.6916 | 46127517.0842 | 31482978.2357 | 140798874.8873 | 961560.8286 | 22410181.7999 | 22410181.7999 | 1478867.319 | 9845793.7898 | 0 | 164170617.5158 | 197905460.4245 | 237137.3706 | 62.7506 | 2616.2401 | 3153.8421 | 53.3356 | 64.2953
1 | 5800 | 707 | 0.035 | 15 | 15 | 7 | 3.1623e-10 | 5spot_SharedNeighbor | Water | Porous | Wet | R245fa | MinimizeLCOE_Brownfield | IgnoreSilica | 2019 | 201.8944 | 124.203 | 15.8093 | 4 | 2603.8427 | 3137.3083 | 53.0829 | 63.9583 | 199.8553 | 0 | 313.1009 | 15444186.8556 | 965916.1361 | 15505664.2768 | 13137449.1654 | 0 | 563916.536 | 0 | 17790681.8582 | 46287704.8245 | 31592309.6599 | 141287829.3125 | 961560.8286 | 22410181.7999 | 22410181.7999 | 1478867.319 | 9845793.7898 | 0 | 164659571.941 | 198394414.8497 | 316227.766 | 63.2371 | 2603.8427 | 3137.3083 | 53.0829 | 63.9583
1 | 5800 | 707 | 0.035 | 15 | 15 | 7 | 4.217e-10 | 5spot_SharedNeighbor | Water | Porous | Wet | R245fa | MinimizeLCOE_Brownfield | IgnoreSilica | 2019 | 202.8487 | 124.6598 | 15.8996 | 4 | 2594.4727 | 3124.9081 | 52.8918 | 63.7055 | 199.7613 | 0 | 374.2249 | 15484775.0644 | 968401.5842 | 15551270.8407 | 13196565.4982 | 0 | 527426.7648 | 0 | 17834091.5034 | 46400647.8167 | 31669395.5729 | 141632574.6454 | 961560.8286 | 22410181.7999 | 22410181.7999 | 1478867.319 | 9845793.7898 | 0 | 165004317.2739 | 198739160.1826 | 421696.5034 | 63.5984 | 2594.4727 | 3124.9081 | 52.8918 | 63.7055
1 | 5800 | 707 | 0.035 | 15 | 15 | 7 | 5.6234e-10 | 5spot_SharedNeighbor | Water | Porous | Wet | R245fa | MinimizeLCOE_Brownfield | IgnoreSilica | 2019 | 203.5092 | 124.9747 | 15.9648 | 4 | 2587.3989 | 3115.6687 | 52.7476 | 63.5171 | 199.6959 | 0 | 375.3895 | 15512731.993 | 970113.4458 | 15582692.2604 | 13237463.9607 | 0 | 497984.6795 | 0 | 17862384.6724 | 46474260.8387 | 31719637.973 | 141857269.8235 | 961560.8286 | 22410181.7999 | 22410181.7999 | 1478867.319 | 9845793.7898 | 0 | 165229012.452 | 198963855.3607 | 562341.3252 | 63.8591 | 2587.3989 | 3115.6687 | 52.7476 | 63.5171
1 | 5800 | 707 | 0.035 | 15 | 15 | 7 | 7.4989e-10 | 5spot_SharedNeighbor | Water | Porous | Wet | R245fa | MinimizeLCOE_Brownfield | IgnoreSilica | 2019 | 203.9935 | 125.2051 | 16.0132 | 4 | 2582.0642 | 3108.7354 | 52.6389 | 63.3758 | 199.6478 | 0 | 368.4792 | 15533170.0116 | 971364.8567 | 15605667.0665 | 13267449.4834 | 0 | 474936.9403 | 0 | 17882509.4598 | 46526621.4073 | 31755375.137 | 142017094.3626 | 961560.8286 | 22410181.7999 | 22410181.7999 | 1478867.319 | 9845793.7898 | 0 | 165388836.9911 | 199123679.8998 | 749894.2093 | 64.053 | 2582.0642 | 3108.7354 | 52.6389 | 63.3758
1 | 5800 | 707 | 0.035 | 15 | 15 | 7 | 1e-09 | 5spot_SharedNeighbor | Water | Porous | Wet | R245fa | MinimizeLCOE_Brownfield | IgnoreSilica | 2019 | 204.3297 | 125.3646 | 16.0483 | 4 | 2578.0451 | 3103.5663 | 52.5569 | 63.2704 | 199.6142 | 0 | 372.761 | 15547314.7056 | 972230.9044 | 15621569.4186 | 13288256.129 | 0 | 456760.2724 | 0 | 17895591.2577 | 46560657.562 | 31778605.5119 | 142120985.7615 | 961560.8286 | 22410181.7999 | 22410181.7999 | 1478867.319 | 9845793.7898 | 0 | 165492728.3901 | 199227571.2988 | 1000000 | 64.1931 | 2578.0451 | 3103.5663 | 52.5569 | 63.2704
1 | 5800 | 707 | 0.035 | 15 | 15 | 7 | 1.3335e-09 | 5spot_SharedNeighbor | Water | Porous | Wet | R245fa | MinimizeLCOE_Brownfield | IgnoreSilica | 2019 | 204.564 | 125.4756 | 16.0737 | 4 | 2575.0196 | 3099.7101 | 52.4953 | 63.1918 | 199.5907 | 0 | 368.0517 | 15557150.7564 | 972833.1312 | 15632628.6896 | 13302754.4905 | 0 | 442563.5102 | 0 | 17904092.9254 | 46582777.1574 | 31793702.5903 | 142188503.251 | 961560.8286 | 22410181.7999 | 22410181.7999 | 1478867.319 | 9845793.7898 | 0 | 165560245.8796 | 199295088.7883 | 1333521.4322 | 64.2948 | 2575.0196 | 3099.7101 | 52.4953 | 63.1918
1 | 5800 | 707 | 0.035 | 15 | 15 | 7 | 1.7783e-09 | 5spot_SharedNeighbor | Water | Porous | Wet | R245fa | MinimizeLCOE_Brownfield | IgnoreSilica | 2019 | 204.7318 | 125.5549 | 16.0924 | 4 | 2572.744 | 3096.8256 | 52.4489 | 63.133 | 199.5739 | 0 | 351.4348 | 15564183.9004 | 973263.7397 | 15640536.967 | 13313136.1672 | 0 | 431616.6772 | 0 | 17909867.6061 | 46597801.6921 | 31803957.1439 | 142234363.8937 | 961560.8286 | 22410181.7999 | 22410181.7999 | 1478867.319 | 9845793.7898 | 0 | 165606106.5222 | 199340949.431 | 1778279.41 | 64.3694 | 2572.744 | 3096.8256 | 52.4489 | 63.133
1 | 5800 | 707 | 0.035 | 15 | 15 | 7 | 2.3714e-09 | 5spot_SharedNeighbor | Water | Porous | Wet | R245fa | MinimizeLCOE_Brownfield | IgnoreSilica | 2019 | 204.8561 | 125.6136 | 16.1063 | 4 | 2571.0333 | 3094.6614 | 52.414 | 63.0889 | 199.5614 | 0 | 360.3667 | 15569387.9603 | 973582.3581 | 15646388.8282 | 13320824.343 | 0 | 423275.021 | 0 | 17914048.8191 | 46608680.3506 | 31811382.0519 | 142267569.732 | 961560.8286 | 22410181.7999 | 22410181.7999 | 1478867.319 | 9845793.7898 | 0 | 165639312.3605 | 199374155.2693 | 2371373.7057 | 64.4252 | 2571.0333 | 3094.6614 | 52.414 | 63.0889
1 | 5800 | 707 | 0.035 | 15 | 15 | 7 | 3.1623e-09 | 5spot_SharedNeighbor | Water | Porous | Wet | R245fa | MinimizeLCOE_Brownfield | IgnoreSilica | 2019 | 204.9487 | 125.6574 | 16.1167 | 4 | 2569.7481 | 3093.0374 | 52.3878 | 63.0558 | 199.5521 | 0 | 355.5022 | 15573263.6014 | 973819.6422 | 15650747.0528 | 13326553.379 | 0 | 416946.8441 | 0 | 17917118.9026 | 46616668.0781 | 31816833.8401 | 142291951.3403 | 961560.8286 | 22410181.7999 | 22410181.7999 | 1478867.319 | 9845793.7898 | 0 | 165663693.9689 | 199398536.8776 | 3162277.6602 | 64.4669 | 2569.7481 | 3093.0374 | 52.3878 | 63.0558
1 | 5800 | 707 | 0.035 | 15 | 15 | 7 | 4.217e-09 | 5spot_SharedNeighbor | Water | Porous | Wet | R245fa | MinimizeLCOE_Brownfield | IgnoreSilica | 2019 | 205.007 | 125.6848 | 16.124 | 4 | 2568.7829 | 3091.8367 | 52.3681 | 63.0313 | 199.5461 | 0 | 362.1364 | 15575698.4984 | 973968.7167 | 15653485.1988 | 13330161.1732 | 0 | 411999.4746 | 0 | 17918672.094 | 46620709.1636 | 31819591.964 | 142304286.2833 | 961560.8286 | 22410181.7999 | 22410181.7999 | 1478867.319 | 9845793.7898 | 0 | 165676028.9118 | 199410871.8205 | 4216965.0343 | 64.4959 | 2568.7829 | 3091.8367 | 52.3681 | 63.0313
1 | 5800 | 707 | 0.035 | 15 | 15 | 7 | 5.6234e-09 | 5spot_SharedNeighbor | Water | Porous | Wet | R245fa | MinimizeLCOE_Brownfield | IgnoreSilica | 2019 | 205.0607 | 125.7102 | 16.1299 | 4 | 2568.0582 | 3090.9191 | 52.3533 | 63.0126 | 199.5407 | 0 | 352.9435 | 15577945.6935 | 974106.2988 | 15656012.3091 | 13333484.0881 | 0 | 408415.5501 | 0 | 17920485.9364 | 46625428.4095 | 31822812.9462 | 142318691.2318 | 961560.8286 | 22410181.7999 | 22410181.7999 | 1478867.319 | 9845793.7898 | 0 | 165690433.8603 | 199425276.769 | 5623413.2519 | 64.5197 | 2568.0582 | 3090.9191 | 52.3533 | 63.0126
1 | 5800 | 707 | 0.035 | 15 | 15 | 7 | 7.4989e-09 | 5spot_SharedNeighbor | Water | Porous | Wet | R245fa | MinimizeLCOE_Brownfield | IgnoreSilica | 2019 | 205.0996 | 125.7286 | 16.1343 | 4 | 2567.5144 | 3090.2328 | 52.3423 | 62.9986 | 199.5368 | 0 | 362.3061 | 15579571.882 | 974205.86 | 15657841.0846 | 13335890.1318 | 0 | 405695.1991 | 0 | 17921749.6214 | 46628716.2586 | 31825056.9708 | 142328727.0083 | 961560.8286 | 22410181.7999 | 22410181.7999 | 1478867.319 | 9845793.7898 | 0 | 165700469.6368 | 199435312.5455 | 7498942.0933 | 64.5373 | 2567.5144 | 3090.2328 | 52.3423 | 62.9986
1 | 5800 | 707 | 0.035 | 15 | 15 | 7 | 1e-08 | 5spot_SharedNeighbor | Water | Porous | Wet | R245fa | MinimizeLCOE_Brownfield | IgnoreSilica | 2019 | 205.1191 | 125.7377 | 16.1371 | 4 | 2567.1063 | 3089.7341 | 52.3339 | 62.9884 | 199.5348 | 0 | 362.7219 | 15580379.7426 | 974255.3202 | 15658749.5948 | 13337091.898 | 0 | 403503.4497 | 0 | 17922052.202 | 46629503.5113 | 31825594.287 | 142331130.0056 | 961560.8286 | 22410181.7999 | 22410181.7999 | 1478867.319 | 9845793.7898 | 0 | 165702872.6341 | 199437715.5429 | 10000000 | 64.5485 | 2567.1063 | 3089.7341 | 52.3339 | 62.9884
1 | 5900 | 707 | 0.035 | 15 | 15 | 7 | 1e-13 | 5spot_SharedNeighbor | Water | Porous | Wet | R245fa | MinimizeLCOE_Brownfield | IgnoreSilica | 2019 | 0.95719 | 0.23079 | 0.012404 | 4 | 505882.5818 | 1201234.9576 | 10313.1007 | 24488.7994 | 126.1635 | 0 | 49.4873 | 147871.3037 | 6170.4285 | 104955.3788 | 62384.0103 | 0 | 59968.9527 | 0 | 148726.5289 | 386955.9201 | 264105.3666 | 1181137.8896 | 961560.8286 | 22956191.5802 | 22956191.5802 | 1478867.319 | 10064197.702 | 0 | 25098890.2985 | 59598146.8997 | 100 | 0.049614 | 505882.5818 | 1201234.9576 | 10313.1007 | 24488.7994
1 | 5900 | 707 | 0.035 | 15 | 15 | 7 | 1.3335e-13 | 5spot_SharedNeighbor | Water | Porous | Wet | R245fa | MinimizeLCOE_Brownfield | IgnoreSilica | 2019 | 1.2545 | 0.371 | 0.027352 | 4 | 233630.0464 | 548956.5557 | 4762.8645 | 11191.2219 | 141.1687 | 0 | 49.9106 | 220435.1937 | 10272.4827 | 151883.1101 | 80327.9991 | 0 | 67633.1775 | 0 | 206915.2656 | 538351.077 | 367435.6721 | 1643253.9779 | 961560.8286 | 22956191.5802 | 22956191.5802 | 1478867.319 | 10064197.702 | 0 | 25561006.3867 | 60060262.9879 | 133.3521 | 0.10941 | 233630.0464 | 548956.5557 | 4762.8645 | 11191.2219
1 | 5900 | 707 | 0.035 | 15 | 15 | 7 | 1.7783e-13 | 5spot_SharedNeighbor | Water | Porous | Wet | R245fa | MinimizeLCOE_Brownfield | IgnoreSilica | 2019 | 1.6125 | 0.55851 | 0.049857 | 4 | 130987.1528 | 303977.4306 | 2670.3503 | 6196.9911 | 153.7145 | 0 | 255.4971 | 308855.799 | 15873.8105 | 208935.8884 | 103854.3503 | 0 | 74358.6393 | 0 | 277632.6101 | 722343.1012 | 493014.0093 | 2204868.2081 | 961560.8286 | 22956191.5802 | 22956191.5802 | 1478867.319 | 10064197.702 | 0 | 26122620.6169 | 60621877.2181 | 177.8279 | 0.19943 | 130987.1528 | 303977.4306 | 2670.3503 | 6196.9911
1 | 5900 | 707 | 0.035 | 15 | 15 | 7 | 2.3714e-13 | 5spot_SharedNeighbor | Water | Porous | Wet | R245fa | MinimizeLCOE_Brownfield | IgnoreSilica | 2019 | 2.0987 | 0.83107 | 0.084546 | 4 | 79468.8913 | 181482.5672 | 1620.0808 | 3699.7676 | 165.1833 | 0 | 333.1726 | 426054.5696 | 24109.2232 | 284998.9191 | 136413.2901 | 0 | 83221.1483 | 0 | 372370.8886 | 968832.6685 | 661248.2038 | 2957248.9113 | 961560.8286 | 22956191.5802 | 22956191.5802 | 1478867.319 | 10064197.702 | 0 | 26875001.3201 | 61374257.9213 | 237.1374 | 0.33818 | 79468.8913 | 181482.5672 | 1620.0808 | 3699.7676
1 | 5900 | 707 | 0.035 | 15 | 15 | 7 | 3.1623e-13 | 5spot_SharedNeighbor | Water | Porous | Wet | R245fa | MinimizeLCOE_Brownfield | IgnoreSilica | 2019 | 2.7016 | 1.1891 | 0.13351 | 4 | 52057.613 | 116656.1415 | 1061.2649 | 2378.1932 | 174.4948 | 0 | 443.119 | 568545.1607 | 35423.2475 | 377040.5071 | 181162.7006 | 0 | 91825.8535 | 0 | 489059.0131 | 1272431.2322 | 868460.4618 | 3883948.1766 | 961560.8286 | 22956191.5802 | 22956191.5802 | 1478867.319 | 10064197.702 | 0 | 27801700.5854 | 62300957.1866 | 316.2278 | 0.53406 | 52057.613 | 116656.1415 | 1061.2649 | 2378.1932
1 | 5900 | 707 | 0.035 | 15 | 15 | 7 | 4.217e-13 | 5spot_SharedNeighbor | Water | Porous | Wet | R245fa | MinimizeLCOE_Brownfield | IgnoreSilica | 2019 | 3.499 | 1.7224 | 0.20189 | 4 | 35922.4614 | 78642.716 | 732.328 | 1603.2381 | 182.4173 | 0 | 579.7802 | 746880.2463 | 48343.0582 | 505922.8777 | 239453.6466 | 0 | 103393.5518 | 0 | 641157.4184 | 1668160.0833 | 1138553.5341 | 5091864.4163 | 961560.8286 | 22956191.5802 | 22956191.5802 | 1478867.319 | 10064197.702 | 0 | 29009616.8252 | 63508873.4264 | 421.6965 | 0.80756 | 35922.4614 | 78642.716 | 732.328 | 1603.2381
1 | 5900 | 707 | 0.035 | 15 | 15 | 7 | 5.6234e-13 | 5spot_SharedNeighbor | Water | Porous | Wet | R245fa | MinimizeLCOE_Brownfield | IgnoreSilica | 2019 | 4.5453 | 2.4514 | 0.29112 | 4 | 26172.8406 | 55798.8151 | 533.5688 | 1137.5343 | 188.942 | 0 | 79.1198 | 956638.2805 | 61892.9401 | 670997.4686 | 310671.9013 | 0 | 117918.5056 | 0 | 826066.4475 | 2149255.4467 | 1466911.0052 | 6560351.9954 | 961560.8286 | 22956191.5802 | 22956191.5802 | 1478867.319 | 10064197.702 | 0 | 30478104.4043 | 64977361.0055 | 562.3413 | 1.1645 | 26172.8406 | 55798.8151 | 533.5688 | 1137.5343
1 | 5900 | 707 | 0.035 | 15 | 15 | 7 | 7.4989e-13 | 5spot_SharedNeighbor | Water | Porous | Wet | R245fa | MinimizeLCOE_Brownfield | IgnoreSilica | 2019 | 5.9459 | 3.4298 | 0.41067 | 4 | 19667.6534 | 40669.6651 | 400.9517 | 829.1061 | 194.282 | 0 | 83.8989 | 1211177.3766 | 78295.4758 | 877812.0032 | 405001.0699 | 0 | 136436.7896 | 0 | 1056401.8589 | 2748540.939 | 1875935.6678 | 8389601.1808 | 961560.8286 | 22956191.5802 | 22956191.5802 | 1478867.319 | 10064197.702 | 0 | 32307353.5896 | 66806610.1908 | 749.8942 | 1.6427 | 19667.6534 | 40669.6651 | 400.9517 | 829.1061
1 | 5900 | 707 | 0.035 | 15 | 15 | 7 | 1e-12 | 5spot_SharedNeighbor | Water | Porous | Wet | R245fa | MinimizeLCOE_Brownfield | IgnoreSilica | 2019 | 7.7636 | 4.6941 | 0.56541 | 4 | 15259.8328 | 30513.7927 | 311.0923 | 622.0649 | 198.3096 | 0 | 91.2781 | 1510437.071 | 97528.448 | 1128298.3869 | 526552.5425 | 0 | 157887.1731 | 0 | 1334074.4124 | 3470987.9647 | 2369020.6075 | 10594786.606 | 961560.8286 | 22956191.5802 | 22956191.5802 | 1478867.319 | 10064197.702 | 0 | 34512539.0148 | 69011795.616 | 1000 | 2.2617 | 15259.8328 | 30513.7927 | 311.0923 | 622.0649
1 | 5900 | 707 | 0.035 | 15 | 15 | 7 | 1.3335e-12 | 5spot_SharedNeighbor | Water | Porous | Wet | R245fa | MinimizeLCOE_Brownfield | IgnoreSilica | 2019 | 10.199 | 6.4122 | 0.77673 | 4 | 12010.493 | 23114.4752 | 244.8501 | 471.2198 | 201.8892 | 0 | 101.1389 | 1882896.9836 | 121605.0908 | 1447918.2979 | 689136.8425 | 0 | 184199.7928 | 0 | 1687045.233 | 4389345.6356 | 2995818.5883 | 13397966.4645 | 961560.8286 | 22956191.5802 | 22956191.5802 | 1478867.319 | 10064197.702 | 0 | 37315718.8733 | 71814975.4745 | 1333.5214 | 3.1069 | 12010.493 | 23114.4752 | 244.8501 | 471.2198
1 | 5900 | 707 | 0.035 | 15 | 15 | 7 | 1.7783e-12 | 5spot_SharedNeighbor | Water | Porous | Wet | R245fa | MinimizeLCOE_Brownfield | IgnoreSilica | 2019 | 13.4199 | 8.6808 | 1.0539 | 4 | 9675.389 | 17859.2185 | 197.2459 | 364.0843 | 204.5189 | 0 | 95.4804 | 2330399.6415 | 149982.3525 | 1845160.2057 | 904466.1936 | 0 | 216504.6496 | 0 | 2124140.0867 | 5526576.7847 | 3772002.2153 | 16869232.1297 | 961560.8286 | 22956191.5802 | 22956191.5802 | 1478867.319 | 10064197.702 | 0 | 40786984.5385 | 75286241.1397 | 1778.2794 | 4.2155 | 9675.389 | 17859.2185 | 197.2459 | 364.0843
1 | 5900 | 707 | 0.035 | 15 | 15 | 7 | 2.3714e-12 | 5spot_SharedNeighbor | Water | Porous | Wet | R245fa | MinimizeLCOE_Brownfield | IgnoreSilica | 2019 | 17.6905 | 11.6867 | 1.4222 | 4 | 7931.5781 | 13996.0716 | 161.6959 | 285.3289 | 206.5589 | 0 | 104.5138 | 2875485.0906 | 184684.4532 | 2340653.5596 | 1189211.5654 | 0 | 255656.3079 | 0 | 2669819.481 | 6946322.6342 | 4741007.9305 | 21202841.0225 | 961560.8286 | 22956191.5802 | 22956191.5802 | 1478867.319 | 10064197.702 | 0 | 45120593.4313 | 79619850.0325 | 2371.3737 | 5.6887 | 7931.5781 | 13996.0716 | 161.6959 | 285.3289
1 | 5900 | 707 | 0.035 | 15 | 15 | 7 | 3.1623e-12 | 5spot_SharedNeighbor | Water | Porous | Wet | R245fa | MinimizeLCOE_Brownfield | IgnoreSilica | 2019 | 23.3468 | 15.6703 | 1.9098 | 4 | 6615.9937 | 11132.0302 | 134.876 | 226.9415 | 208.1302 | 0 | 67.3241 | 3539061.3143 | 226777.9954 | 2959690.9602 | 1566305.2006 | 0 | 304057.5556 | 0 | 3352398.2802 | 8722252.6536 | 5953116.6604 | 26623660.6203 | 961560.8286 | 22956191.5802 | 22956191.5802 | 1478867.319 | 10064197.702 | 0 | 50541413.0291 | 85040669.6303 | 3162.2777 | 7.6393 | 6615.9937 | 11132.0302 | 134.876 | 226.9415
1 | 5900 | 707 | 0.035 | 15 | 15 | 7 | 4.217e-12 | 5spot_SharedNeighbor | Water | Porous | Wet | R245fa | MinimizeLCOE_Brownfield | IgnoreSilica | 2019 | 30.7863 | 20.9119 | 2.5531 | 4 | 5608.6047 | 8986.8217 | 114.339 | 183.2085 | 209.3292 | 0 | 62.8832 | 4342317.3719 | 277537.9432 | 3728202.1771 | 2062229.7555 | 0 | 360165.0786 | 0 | 4200476.4072 | 10928777.9755 | 7459115.5322 | 33358822.2411 | 961560.8286 | 22956191.5802 | 22956191.5802 | 1478867.319 | 10064197.702 | 0 | 57276574.65 | 91775831.2512 | 4216.965 | 10.2123 | 5608.6047 | 8986.8217 | 114.339 | 183.2085
1 | 5900 | 707 | 0.035 | 15 | 15 | 7 | 5.6234e-12 | 5spot_SharedNeighbor | Water | Porous | Wet | R245fa | MinimizeLCOE_Brownfield | IgnoreSilica | 2019 | 40.5622 | 27.8004 | 3.3982 | 4 | 4830.6581 | 7368.7394 | 98.4795 | 150.2217 | 210.2409 | 0 | 65.8771 | 5314903.235 | 338752.2366 | 4681930.3432 | 2713705.088 | 0 | 428360.7746 | 0 | 5256284.1542 | 13675773.1571 | 9333996.1887 | 41743705.1774 | 961560.8286 | 22956191.5802 | 22956191.5802 | 1478867.319 | 10064197.702 | 0 | 65661457.5863 | 100160714.1875 | 5623.4133 | 13.5927 | 4830.6581 | 7368.7394 | 98.4795 | 150.2217
1 | 5900 | 707 | 0.035 | 15 | 15 | 7 | 7.4989e-12 | 5spot_SharedNeighbor | Water | Porous | Wet | R245fa | MinimizeLCOE_Brownfield | IgnoreSilica | 2019 | 52.94 | 36.5126 | 4.4673 | 4 | 4238.2581 | 6168.8936 | 86.4026 | 125.7612 | 210.883 | 0 | 81.9715 | 6451176.245 | 409974.2101 | 5822888.9783 | 3538638.6135 | 0 | 507397.437 | 0 | 6524729.4387 | 16976007.5935 | 11586474.0046 | 51817286.5208 | 961560.8286 | 22956191.5802 | 22956191.5802 | 1478867.319 | 10064197.702 | 0 | 75735038.9296 | 110234295.5308 | 7498.9421 | 17.8694 | 4238.2581 | 6168.8936 | 86.4026 | 125.7612
1 | 5900 | 707 | 0.035 | 15 | 15 | 7 | 1e-11 | 5spot_SharedNeighbor | Water | Porous | Wet | R245fa | MinimizeLCOE_Brownfield | IgnoreSilica | 2019 | 68.7648 | 47.5752 | 5.8238 | 4 | 3775.0459 | 5256.0163 | 76.9594 | 107.151 | 211.2047 | 0 | 110.5505 | 7788009.3314 | 493416.3468 | 7195970.2971 | 4591743.2622 | 0 | 601456.7087 | 0 | 8061532.419 | 20974453.7066 | 14315495.6367 | 64022077.7085 | 961560.8286 | 22956191.5802 | 22956191.5802 | 1478867.319 | 10064197.702 | 0 | 87939830.1174 | 122439086.7186 | 10000 | 23.295 | 3775.0459 | 5256.0163 | 76.9594 | 107.151
1 | 5900 | 707 | 0.035 | 15 | 15 | 7 | 1.3335e-11 | 5spot_SharedNeighbor | Water | Porous | Wet | R245fa | MinimizeLCOE_Brownfield | IgnoreSilica | 2019 | 88.1385 | 60.8626 | 7.4489 | 4 | 3424.1778 | 4582.0442 | 69.8065 | 93.4112 | 211.0072 | 0 | 121.1976 | 9281738.4984 | 586262.8422 | 8763249.4481 | 5876754.7285 | 0 | 710299.2359 | 0 | 9835138.8537 | 25589013.8329 | 17465027.7426 | 78107485.1823 | 961560.8286 | 22956191.5802 | 22956191.5802 | 1478867.319 | 10064197.702 | 0 | 102025237.5911 | 136524494.1923 | 13335.2143 | 29.7955 | 3424.1778 | 4582.0442 | 69.8065 | 93.4112
1 | 5900 | 707 | 0.035 | 15 | 15 | 7 | 1.7783e-11 | 5spot_SharedNeighbor | Water | Porous | Wet | R245fa | MinimizeLCOE_Brownfield | IgnoreSilica | 2019 | 110.93 | 75.9207 | 9.2812 | 4 | 3165.5526 | 4094.8261 | 64.5341 | 83.4786 | 210.0959 | 0 | 92.3343 | 10866600.6556 | 684382.7815 | 10458582.7621 | 7377790.6876 | 0 | 834033.1233 | 0 | 11786342.1039 | 30665644.4431 | 20929932.4484 | 93603309.0055 | 961560.8286 | 22956191.5802 | 22956191.5802 | 1478867.319 | 10064197.702 | 0 | 117521061.4143 | 152020318.0155 | 17782.7941 | 37.125 | 3165.5526 | 4094.8261 | 64.5341 | 83.4786
1 | 5900 | 707 | 0.035 | 15 | 15 | 7 | 2.3714e-11 | 5spot_SharedNeighbor | Water | Porous | Wet | R245fa | MinimizeLCOE_Brownfield | IgnoreSilica | 2019 | 135.3152 | 91.1242 | 11.1158 | 4 | 2989.3966 | 3765.3047 | 60.9429 | 76.7608 | 208.4607 | 0 | 86.8788 | 12378628.4503 | 777661.713 | 12102967.2518 | 8968180.3858 | 0 | 965027.4496 | 0 | 13725061.4477 | 35709794.4896 | 24372668.5021 | 108999989.6898 | 961560.8286 | 22956191.5802 | 22956191.5802 | 1478867.319 | 10064197.702 | 0 | 132917742.0986 | 167416998.6998 | 23713.7371 | 44.4631 | 2989.3966 | 3765.3047 | 60.9429 | 76.7608
1 | 5900 | 707 | 0.035 | 15 | 15 | 7 | 3.1623e-11 | 5spot_SharedNeighbor | Water | Porous | Wet | R245fa | MinimizeLCOE_Brownfield | IgnoreSilica | 2019 | 160.1795 | 105.837 | 12.8844 | 4 | 2864.7041 | 3534.1045 | 58.4009 | 72.0475 | 206.5768 | 0 | 141.1742 | 13775231.1008 | 863561.1867 | 13642519.946 | 10574231.3234 | 0 | 1090195.477 | 0 | 15578838.2233 | 40532941.3979 | 27664565.3727 | 123722084.0279 | 961560.8286 | 22956191.5802 | 22956191.5802 | 1478867.319 | 10064197.702 | 0 | 147639836.4367 | 182139093.0379 | 31622.7766 | 51.5376 | 2864.7041 | 3534.1045 | 58.4009 | 72.0475
1 | 5900 | 707 | 0.035 | 15 | 15 | 7 | 4.217e-11 | 5spot_SharedNeighbor | Water | Porous | Wet | R245fa | MinimizeLCOE_Brownfield | IgnoreSilica | 2019 | 178.0017 | 115.783 | 14.1454 | 4 | 2781.8296 | 3391.555 | 56.7114 | 69.1414 | 205.0516 | 0 | 150.1469 | 14688334.8734 | 919598.8048 | 14658874.8107 | 11713884.8829 | 0 | 1116426.5841 | 0 | 16807876.7828 | 43730647.6192 | 29847065.5751 | 133482709.933 | 961560.8286 | 22956191.5802 | 22956191.5802 | 1478867.319 | 10064197.702 | 0 | 157400462.3419 | 191899718.9431 | 42169.6503 | 56.5816 | 2781.8296 | 3391.555 | 56.7114 | 69.1414
1 | 5900 | 707 | 0.035 | 15 | 15 | 7 | 5.6234e-11 | 5spot_SharedNeighbor | Water | Porous | Wet | R245fa | MinimizeLCOE_Brownfield | IgnoreSilica | 2019 | 185.3823 | 119.73 | 14.7864 | 4 | 2720.5949 | 3303.8888 | 55.463 | 67.3542 | 204.3696 | 0 | 175.5867 | 15044506.2995 | 941432.0621 | 15057297.1354 | 12182207.0117 | 0 | 1005165.566 | 0 | 17249937.1491 | 44880798.0134 | 30632066.8523 | 136993410.0895 | 961560.8286 | 22956191.5802 | 22956191.5802 | 1478867.319 | 10064197.702 | 0 | 160911162.4984 | 195410419.0996 | 56234.1325 | 59.1456 | 2720.5949 | 3303.8888 | 55.463 | 67.3542
1 | 5900 | 707 | 0.035 | 15 | 15 | 7 | 7.4989e-11 | 5spot_SharedNeighbor | Water | Porous | Wet | R245fa | MinimizeLCOE_Brownfield | IgnoreSilica | 2019 | 191.2398 | 122.7917 | 15.2956 | 4 | 2673.8915 | 3237.7652 | 54.5109 | 66.0062 | 203.8115 | 0 | 217.9258 | 15318525.9813 | 958220.098 | 15364552.8081 | 12552362.1292 | 0 | 903669.6547 | 0 | 17587958.9618 | 45760261.4321 | 31232318.7067 | 139677869.7719 | 961560.8286 | 22956191.5802 | 22956191.5802 | 1478867.319 | 10064197.702 | 0 | 163595622.1807 | 198094878.7819 | 74989.4209 | 61.1826 | 2673.8915 | 3237.7652 | 54.5109 | 66.0062
1 | 5900 | 707 | 0.035 | 15 | 15 | 7 | 1e-10 | 5spot_SharedNeighbor | Water | Porous | Wet | R245fa | MinimizeLCOE_Brownfield | IgnoreSilica | 2019 | 195.6346 | 125.0446 | 15.6844 | 4 | 2638.334 | 3188.2323 | 53.786 | 64.9964 | 203.383 | 0 | 222.2145 | 15518929.7982 | 970492.9393 | 15589658.9816 | 12828516.5348 | 0 | 811870.7091 | 0 | 17830592.8956 | 46391545.1567 | 31663182.8204 | 141604789.8357 | 961560.8286 | 22956191.5802 | 22956191.5802 | 1478867.319 | 10064197.702 | 0 | 165522542.2445 | 200021798.8457 | 100000 | 62.7375 | 2638.334 | 3188.2323 | 53.786 | 64.9964
1 | 5900 | 707 | 0.035 | 15 | 15 | 7 | 1.3335e-10 | 5spot_SharedNeighbor | Water | Porous | Wet | R245fa | MinimizeLCOE_Brownfield | IgnoreSilica | 2019 | 202.4667 | 128.4692 | 16.163 | 4 | 2611.1085 | 3144.7222 | 53.231 | 64.1094 | 202.7122 | 0 | 269.0445 | 15824697.5519 | 989760.5391 | 15929756.5869 | 13254699.0754 | 0 | 783162.1631 | 0 | 18245009.6073 | 47469772.4322 | 32399095.0913 | 144895953.0471 | 961560.8286 | 22956191.5802 | 22956191.5802 | 1478867.319 | 10064197.702 | 0 | 168813705.456 | 203312962.0571 | 133352.1432 | 64.6521 | 2611.1085 | 3144.7222 | 53.231 | 64.1094
1 | 5900 | 707 | 0.035 | 15 | 15 | 7 | 1.7783e-10 | 5spot_SharedNeighbor | Water | Porous | Wet | R245fa | MinimizeLCOE_Brownfield | IgnoreSilica | 2019 | 205.0271 | 129.7138 | 16.3936 | 4 | 2590.1863 | 3116.2934 | 52.8045 | 63.5299 | 202.4532 | 0 | 289.3952 | 15936942.5733 | 997131.9155 | 16052609.7634 | 13412531.4081 | 0 | 717577.2473 | 0 | 18375549.2339 | 47809409.7633 | 32630904.5486 | 145932656.4533 | 961560.8286 | 22956191.5802 | 22956191.5802 | 1478867.319 | 10064197.702 | 0 | 169850408.8621 | 204349665.4633 | 177827.941 | 65.5746 | 2590.1863 | 3116.2934 | 52.8045 | 63.5299
1 | 5900 | 707 | 0.035 | 15 | 15 | 7 | 2.3714e-10 | 5spot_SharedNeighbor | Water | Porous | Wet | R245fa | MinimizeLCOE_Brownfield | IgnoreSilica | 2019 | 206.9218 | 130.6259 | 16.5667 | 4 | 2574.3545 | 3094.9675 | 52.4817 | 63.0951 | 202.2597 | 0 | 352.2722 | 16019083.5924 | 1002537.5684 | 16142489.6118 | 13529132.4804 | 0 | 663545.4525 | 0 | 18469147.5952 | 48052933.4995 | 32797114.5025 | 146675984.3027 | 961560.8286 | 22956191.5802 | 22956191.5802 | 1478867.319 | 10064197.702 | 0 | 170593736.7115 | 205092993.3127 | 237137.3706 | 66.2666 | 2574.3545 | 3094.9675 | 52.4817 | 63.0951
1 | 5900 | 707 | 0.035 | 15 | 15 | 7 | 3.1623e-10 | 5spot_SharedNeighbor | Water | Porous | Wet | R245fa | MinimizeLCOE_Brownfield | IgnoreSilica | 2019 | 208.0498 | 131.1641 | 16.6821 | 4 | 2562.3913 | 3079.4001 | 52.2378 | 62.7777 | 202.1429 | 0 | 332.0538 | 16067504.8706 | 1005731.0498 | 16195445.5215 | 13598439.4175 | 0 | 615903.2877 | 0 | 18518379.4174 | 48181024.6022 | 32884539.312 | 147066967.4788 | 961560.8286 | 22956191.5802 | 22956191.5802 | 1478867.319 | 10064197.702 | 0 | 170984719.8876 | 205483976.4888 | 316227.766 | 66.7286 | 2562.3913 | 3079.4001 | 52.2378 | 62.7777
1 | 5900 | 707 | 0.035 | 15 | 15 | 7 | 4.217e-10 | 5spot_SharedNeighbor | Water | Porous | Wet | R245fa | MinimizeLCOE_Brownfield | IgnoreSilica | 2019 | 209.0755 | 131.6504 | 16.7782 | 4 | 2553.3672 | 3067.4154 | 52.0538 | 62.5334 | 202.0358 | 0 | 347.9215 | 16111244.8342 | 1008619.8708 | 16243266.6005 | 13661397.0001 | 0 | 580896.8654 | 0 | 18566115.8167 | 48305224.921 | 32969308.5817 | 147446074.4904 | 961560.8286 | 22956191.5802 | 22956191.5802 | 1478867.319 | 10064197.702 | 0 | 171363826.8992 | 205863083.5004 | 421696.5034 | 67.1129 | 2553.3672 | 3067.4154 | 52.0538 | 62.5334
1 | 5900 | 707 | 0.035 | 15 | 15 | 7 | 5.6234e-10 | 5spot_SharedNeighbor | Water | Porous | Wet | R245fa | MinimizeLCOE_Brownfield | IgnoreSilica | 2019 | 209.3922 | 131.7981 | 16.8273 | 4 | 2546.5634 | 3059.1117 | 51.9151 | 62.3641 | 202.0013 | 0 | 341.3426 | 16124536.035 | 1009501.8173 | 16257770.7976 | 13680775.7445 | 0 | 546893.2229 | 0 | 18571596.2708 | 48319483.9383 | 32979040.654 | 147489598.4805 | 961560.8286 | 22956191.5802 | 22956191.5802 | 1478867.319 | 10064197.702 | 0 | 171407350.8893 | 205906607.4905 | 562341.3252 | 67.3093 | 2546.5634 | 3059.1117 | 51.9151 | 62.3641
1 | 5900 | 707 | 0.035 | 15 | 15 | 7 | 7.4989e-10 | 5spot_SharedNeighbor | Water | Porous | Wet | R245fa | MinimizeLCOE_Brownfield | IgnoreSilica | 2019 | 209.3728 | 131.7861 | 16.8509 | 4 | 2541.4498 | 3053.2793 | 51.8109 | 62.2452 | 202.0015 | 0 | 337.532 | 16123488.8544 | 1009437.2547 | 16256592.3853 | 13679514.6427 | 0 | 516871.8631 | 0 | 18558502.9501 | 48285417.8037 | 32955789.8172 | 147385615.5712 | 961560.8286 | 22956191.5802 | 22956191.5802 | 1478867.319 | 10064197.702 | 0 | 171303367.98 | 205802624.5812 | 749894.2093 | 67.4038 | 2541.4498 | 3053.2793 | 51.8109 | 62.2452
1 | 5900 | 707 | 0.035 | 15 | 15 | 7 | 1e-09 | 5spot_SharedNeighbor | Water | Porous | Wet | R245fa | MinimizeLCOE_Brownfield | IgnoreSilica | 2019 | 209.3728 | 131.7841 | 16.8694 | 4 | 2537.6063 | 3048.8765 | 51.7325 | 62.1555 | 202.0001 | 0 | 336.2716 | 16123327.9916 | 1009430.0048 | 16256392.0663 | 13679465.1337 | 0 | 494070.1023 | 0 | 18549447.2665 | 48261856.7726 | 32939708.9293 | 147313698.2672 | 961560.8286 | 22956191.5802 | 22956191.5802 | 1478867.319 | 10064197.702 | 0 | 171231450.6761 | 205730707.2773 | 1000000 | 67.4775 | 2537.6063 | 3048.8765 | 51.7325 | 62.1555
1 | 5900 | 707 | 0.035 | 15 | 15 | 7 | 1.3335e-09 | 5spot_SharedNeighbor | Water | Porous | Wet | R245fa | MinimizeLCOE_Brownfield | IgnoreSilica | 2019 | 209.3534 | 131.7733 | 16.8822 | 4 | 2534.7194 | 3045.602 | 51.6737 | 62.0887 | 202.0011 | 0 | 332.9002 | 16122374.3149 | 1009369.6559 | 16255330.1049 | 13678232.8183 | 0 | 476374.9786 | 0 | 18541255.9303 | 48240544.5961 | 32925162.9309 | 147248645.3298 | 961560.8286 | 22956191.5802 | 22956191.5802 | 1478867.319 | 10064197.702 | 0 | 171166397.7386 | 205665654.3398 | 1333521.4322 | 67.5287 | 2534.7194 | 3045.602 | 51.6737 | 62.0887
1 | 5900 | 707 | 0.035 | 15 | 15 | 7 | 1.7783e-09 | 5spot_SharedNeighbor | Water | Porous | Wet | R245fa | MinimizeLCOE_Brownfield | IgnoreSilica | 2019 | 209.3534 | 131.7722 | 16.8925 | 4 | 2532.5496 | 3043.1194 | 51.6294 | 62.0381 | 202.0004 | 0 | 332.7879 | 16122283.7137 | 1009365.5725 | 16255217.282 | 13678204.9346 | 0 | 463131.6979 | 0 | 18535999.2483 | 48226867.7877 | 32915828.2282 | 147206898.4649 | 961560.8286 | 22956191.5802 | 22956191.5802 | 1478867.319 | 10064197.702 | 0 | 171124650.8737 | 205623907.4749 | 1778279.41 | 67.5701 | 2532.5496 | 3043.1194 | 51.6294 | 62.0381
1 | 5900 | 707 | 0.035 | 15 | 15 | 7 | 2.3714e-09 | 5spot_SharedNeighbor | Water | Porous | Wet | R245fa | MinimizeLCOE_Brownfield | IgnoreSilica | 2019 | 209.3534 | 131.7714 | 16.9003 | 4 | 2530.9205 | 3041.2563 | 51.5962 | 62.0001 | 201.9998 | 0 | 334.8344 | 16122214.042 | 1009361.6436 | 16255136.2281 | 13678186.7753 | 0 | 453088.5657 | 0 | 18532015.0293 | 48216501.6674 | 32908753.138 | 147175257.0894 | 961560.8286 | 22956191.5802 | 22956191.5802 | 1478867.319 | 10064197.702 | 0 | 171093009.4983 | 205592266.0995 | 2371373.7057 | 67.6011 | 2530.9205 | 3041.2563 | 51.5962 | 62.0001
1 | 5900 | 707 | 0.035 | 15 | 15 | 7 | 3.1623e-09 | 5spot_SharedNeighbor | Water | Porous | Wet | R245fa | MinimizeLCOE_Brownfield | IgnoreSilica | 2019 | 209.3339 | 131.7614 | 16.9051 | 4 | 2529.698 | 3039.889 | 51.5713 | 61.9722 | 202.0014 | 0 | 329.7081 | 16121331.7796 | 1009305.3015 | 16254157.5016 | 13676973.163 | 0 | 445202.0753 | 0 | 18527718.2302 | 48205322.2773 | 32901122.9746 | 147141133.3031 | 961560.8286 | 22956191.5802 | 22956191.5802 | 1478867.319 | 10064197.702 | 0 | 171058885.712 | 205558142.3131 | 3162277.6602 | 67.6203 | 2529.698 | 3039.889 | 51.5713 | 61.9722
1 | 5900 | 707 | 0.035 | 15 | 15 | 7 | 4.217e-09 | 5spot_SharedNeighbor | Water | Porous | Wet | R245fa | MinimizeLCOE_Brownfield | IgnoreSilica | 2019 | 209.3339 | 131.761 | 16.9094 | 4 | 2528.7795 | 3038.8391 | 51.5526 | 61.9508 | 202.001 | 0 | 343.3981 | 16121293.5312 | 1009303.5777 | 16254109.8724 | 13676961.3918 | 0 | 439465.8817 | 0 | 18525442.3594 | 48199400.9283 | 32897081.5322 | 147123059.0746 | 961560.8286 | 22956191.5802 | 22956191.5802 | 1478867.319 | 10064197.702 | 0 | 171040811.4834 | 205540068.0846 | 4216965.0343 | 67.6377 | 2528.7795 | 3038.8391 | 51.5526 | 61.9508
1 | 5900 | 707 | 0.035 | 15 | 15 | 7 | 5.6234e-09 | 5spot_SharedNeighbor | Water | Porous | Wet | R245fa | MinimizeLCOE_Brownfield | IgnoreSilica | 2019 | 209.3339 | 131.7606 | 16.9127 | 4 | 2528.0902 | 3038.0514 | 51.5385 | 61.9348 | 202.0008 | 0 | 343.6307 | 16121264.842 | 1009302.2847 | 16254074.1468 | 13676952.5625 | 0 | 435142.0934 | 0 | 18523727.0125 | 48194937.9475 | 32894035.4561 | 147109436.3455 | 961560.8286 | 22956191.5802 | 22956191.5802 | 1478867.319 | 10064197.702 | 0 | 171027188.7544 | 205526445.3555 | 5623413.2519 | 67.6507 | 2528.0902 | 3038.0514 | 51.5385 | 61.9348
1 | 5900 | 707 | 0.035 | 15 | 15 | 7 | 7.4989e-09 | 5spot_SharedNeighbor | Water | Porous | Wet | R245fa | MinimizeLCOE_Brownfield | IgnoreSilica | 2019 | 209.3385 | 131.7625 | 16.9154 | 4 | 2527.5725 | 3037.4526 | 51.528 | 61.9226 | 202.0002 | 0 | 366.6724 | 16121441.6486 | 1009314.3886 | 16254264.4051 | 13677230.5009 | 0 | 431956.119 | 0 | 18522740.7542 | 48192371.9059 | 32892284.08 | 147101603.8022 | 961560.8286 | 22956191.5802 | 22956191.5802 | 1478867.319 | 10064197.702 | 0 | 171019356.2111 | 205518612.8123 | 7498942.0933 | 67.6615 | 2527.5725 | 3037.4526 | 51.528 | 61.9226
1 | 5900 | 707 | 0.035 | 15 | 15 | 7 | 1e-08 | 5spot_SharedNeighbor | Water | Porous | Wet | R245fa | MinimizeLCOE_Brownfield | IgnoreSilica | 2019 | 209.3385 | 131.7623 | 16.9172 | 4 | 2527.1844 | 3037.0092 | 51.5201 | 61.9135 | 202 | 0 | 370.0479 | 16121425.5093 | 1009313.6612 | 16254244.3076 | 13677225.534 | 0 | 429507.8575 | 0 | 18521769.5791 | 48189845.1076 | 32890559.4882 | 147093891.0445 | 961560.8286 | 22956191.5802 | 22956191.5802 | 1478867.319 | 10064197.702 | 0 | 171011643.4533 | 205510900.0545 | 10000000 | 67.6688 | 2527.1844 | 3037.0092 | 51.5201 | 61.9135
1 | 6000 | 707 | 0.035 | 15 | 15 | 7 | 1e-13 | 5spot_SharedNeighbor | Water | Porous | Wet | R245fa | MinimizeLCOE_Brownfield | IgnoreSilica | 2019 | 0.99609 | 0.25147 | 0.014484 | 4 | 444009.8584 | 1052814.1636 | 9051.7415 | 21463.0408 | 129.4034 | 0 | 59.3384 | 159470.7777 | 6813.0229 | 112159.5106 | 64980.7915 | 0 | 61667.0823 | 0 | 157985.5622 | 411046.0255 | 280547.3585 | 1254670.1312 | 961560.8286 | 23508061.4514 | 23508061.4514 | 1478867.319 | 10284945.6504 | 0 | 25724292.4112 | 60996166.8321 | 100 | 0.057936 | 444009.8584 | 1052814.1636 | 9051.7415 | 21463.0408
1 | 6000 | 707 | 0.035 | 15 | 15 | 7 | 1.3335e-13 | 5spot_SharedNeighbor | Water | Porous | Wet | R245fa | MinimizeLCOE_Brownfield | IgnoreSilica | 2019 | 1.2739 | 0.38695 | 0.029704 | 4 | 220176.8811 | 517033.8623 | 4488.6035 | 10540.4346 | 143.233 | 0 | 53.7446 | 229019.4698 | 10838.6314 | 156870.3836 | 82107.4382 | 0 | 67227.2917 | 0 | 212964.6538 | 554090.344 | 378178.0452 | 1691296.2578 | 961560.8286 | 23508061.4514 | 23508061.4514 | 1478867.319 | 10284945.6504 | 0 | 26160918.5378 | 61432792.9587 | 133.3521 | 0.11882 | 220176.8811 | 517033.8623 | 4488.6035 | 10540.4346
1 | 6000 | 707 | 0.035 | 15 | 15 | 7 | 1.7783e-13 | 5spot_SharedNeighbor | Water | Porous | Wet | R245fa | MinimizeLCOE_Brownfield | IgnoreSilica | 2019 | 1.6514 | 0.59055 | 0.054508 | 4 | 122763.2947 | 284536.9353 | 2502.6958 | 5800.6703 | 156.3894 | 0 | 257.2915 | 324489.4244 | 17035.9057 | 218094.1412 | 107274.9724 | 0 | 74645.6766 | 0 | 289200.6469 | 752440.7601 | 513556.2799 | 2296737.8071 | 961560.8286 | 23508061.4514 | 23508061.4514 | 1478867.319 | 10284945.6504 | 0 | 26766360.0872 | 62038234.508 | 177.8279 | 0.21803 | 122763.2947 | 284536.9353 | 2502.6958 | 5800.6703
1 | 6000 | 707 | 0.035 | 15 | 15 | 7 | 2.3714e-13 | 5spot_SharedNeighbor | Water | Porous | Wet | R245fa | MinimizeLCOE_Brownfield | IgnoreSilica | 2019 | 2.1376 | 0.87228 | 0.091415 | 4 | 75313.0453 | 171774.2805 | 1535.3583 | 3501.851 | 167.766 | 0 | 339.881 | 445363.8487 | 25836.6346 | 295712.1341 | 141270.5453 | 0 | 82770.8552 | 0 | 386472.067 | 1005521.042 | 686288.7725 | 3069235.8994 | 961560.8286 | 23508061.4514 | 23508061.4514 | 1478867.319 | 10284945.6504 | 0 | 27538858.1794 | 62810732.6003 | 237.1374 | 0.36566 | 75313.0453 | 171774.2805 | 1535.3583 | 3501.851
1 | 6000 | 707 | 0.035 | 15 | 15 | 7 | 3.1623e-13 | 5spot_SharedNeighbor | Water | Porous | Wet | R245fa | MinimizeLCOE_Brownfield | IgnoreSilica | 2019 | 2.76 | 1.252 | 0.1445 | 4 | 49334.9623 | 110358.9207 | 1005.7599 | 2249.8159 | 177.3104 | 0 | 448.6796 | 596382.8667 | 38403.2884 | 392111.8841 | 187865.1895 | 0 | 91557.7356 | 0 | 509465.1761 | 1325523.8825 | 904697.2866 | 4046007.3094 | 961560.8286 | 23508061.4514 | 23508061.4514 | 1478867.319 | 10284945.6504 | 0 | 28515629.5894 | 63787504.0102 | 316.2278 | 0.578 | 49334.9623 | 110358.9207 | 1005.7599 | 2249.8159
1 | 6000 | 707 | 0.035 | 15 | 15 | 7 | 4.217e-13 | 5spot_SharedNeighbor | Water | Porous | Wet | R245fa | MinimizeLCOE_Brownfield | IgnoreSilica | 2019 | 3.5962 | 1.8507 | 0.21815 | 4 | 34163.6165 | 74584.4324 | 696.4715 | 1520.5045 | 185.4896 | 0 | 587.9704 | 785451.9566 | 50837.0485 | 535860.0902 | 248135.5092 | 0 | 104506.7494 | 0 | 672668.628 | 1750145.7868 | 1194510.4614 | 5342116.2302 | 961560.8286 | 23508061.4514 | 23508061.4514 | 1478867.319 | 10284945.6504 | 0 | 29811738.5102 | 65083612.9311 | 421.6965 | 0.87262 | 34163.6165 | 74584.4324 | 696.4715 | 1520.5045
1 | 6000 | 707 | 0.035 | 15 | 15 | 7 | 5.6234e-13 | 5spot_SharedNeighbor | Water | Porous | Wet | R245fa | MinimizeLCOE_Brownfield | IgnoreSilica | 2019 | 4.6574 | 2.6118 | 0.31172 | 4 | 25114.1757 | 53402.5893 | 511.9864 | 1088.684 | 191.9815 | 0 | 80.8743 | 1000159.9437 | 64700.5073 | 705894.539 | 320544.4418 | 0 | 118529.7258 | 0 | 861833.3715 | 2242313.6463 | 1530425.1385 | 6844401.314 | 961560.8286 | 23508061.4514 | 23508061.4514 | 1478867.319 | 10284945.6504 | 0 | 31314023.594 | 66585898.0148 | 562.3413 | 1.2469 | 25114.1757 | 53402.5893 | 511.9864 | 1088.684
1 | 6000 | 707 | 0.035 | 15 | 15 | 7 | 7.4989e-13 | 5spot_SharedNeighbor | Water | Porous | Wet | R245fa | MinimizeLCOE_Brownfield | IgnoreSilica | 2019 | 6.0728 | 3.6296 | 0.43667 | 4 | 18996.908 | 39190.5863 | 387.2777 | 798.9531 | 197.2983 | 0 | 68.4314 | 1260367.2766 | 81460.5106 | 918481.9222 | 416163.1336 | 0 | 136302.5294 | 0 | 1096982.3953 | 2854123.1704 | 1947997.7102 | 8711878.6484 | 961560.8286 | 23508061.4514 | 23508061.4514 | 1478867.319 | 10284945.6504 | 0 | 33181500.9284 | 68453375.3492 | 749.8942 | 1.7467 | 18996.908 | 39190.5863 | 387.2777 | 798.9531
1 | 6000 | 707 | 0.035 | 15 | 15 | 7 | 1e-12 | 5spot_SharedNeighbor | Water | Porous | Wet | R245fa | MinimizeLCOE_Brownfield | IgnoreSilica | 2019 | 7.9365 | 4.9621 | 0.60046 | 4 | 14767.0437 | 29452.3485 | 301.0462 | 600.426 | 201.3482 | 0 | 65.4138 | 1571049.0001 | 101485.8712 | 1179506.4477 | 541164.9461 | 0 | 157867.6332 | 0 | 1384918.8203 | 3603274.6846 | 2459309.0121 | 10998576.4152 | 961560.8286 | 23508061.4514 | 23508061.4514 | 1478867.319 | 10284945.6504 | 0 | 35468198.6952 | 70740073.1161 | 1000 | 2.4018 | 14767.0437 | 29452.3485 | 301.0462 | 600.426
1 | 6000 | 707 | 0.035 | 15 | 15 | 7 | 1.3335e-12 | 5spot_SharedNeighbor | Water | Porous | Wet | R245fa | MinimizeLCOE_Brownfield | IgnoreSilica | 2019 | 10.4185 | 6.7722 | 0.82293 | 4 | 11655.1866 | 22370.4947 | 237.6067 | 456.0528 | 204.9863 | 0 | 84.752 | 1955719.3214 | 126054.5401 | 1512757.5004 | 708199.3988 | 0 | 183849.2237 | 0 | 1749766.1939 | 4552532.7101 | 3107197.1198 | 13896076.0082 | 961560.8286 | 23508061.4514 | 23508061.4514 | 1478867.319 | 10284945.6504 | 0 | 38365698.2882 | 73637572.7091 | 1333.5214 | 3.2917 | 11655.1866 | 22370.4947 | 237.6067 | 456.0528
1 | 6000 | 707 | 0.035 | 15 | 15 | 7 | 1.7783e-12 | 5spot_SharedNeighbor | Water | Porous | Wet | R245fa | MinimizeLCOE_Brownfield | IgnoreSilica | 2019 | 13.717 | 9.162 | 1.1162 | 4 | 9399.4949 | 17299.4044 | 191.6214 | 352.6718 | 207.6449 | 0 | 49.8617 | 2420934.1559 | 155754.6185 | 1926539.0616 | 929365.2909 | 0 | 216821.2995 | 0 | 2203271.6263 | 5732460.8184 | 3912522.2989 | 17497669.1699 | 961560.8286 | 23508061.4514 | 23508061.4514 | 1478867.319 | 10284945.6504 | 0 | 41967291.4499 | 77239165.8708 | 1778.2794 | 4.4648 | 9399.4949 | 17299.4044 | 191.6214 | 352.6718
1 | 6000 | 707 | 0.035 | 15 | 15 | 7 | 2.3714e-12 | 5spot_SharedNeighbor | Water | Porous | Wet | R245fa | MinimizeLCOE_Brownfield | IgnoreSilica | 2019 | 18.0802 | 12.3262 | 1.5059 | 4 | 7711.0535 | 13566.5422 | 157.2003 | 276.5723 | 209.7008 | 0 | 46.1206 | 2985939.5738 | 191702.0765 | 2442572.1473 | 1221804.9575 | 0 | 254484.7909 | 0 | 2767636.3829 | 7200822.1481 | 4914709.0782 | 21979671.1551 | 961560.8286 | 23508061.4514 | 23508061.4514 | 1478867.319 | 10284945.6504 | 0 | 46449293.4351 | 81721167.856 | 2371.3737 | 6.0237 | 7711.0535 | 13566.5422 | 157.2003 | 276.5723
1 | 6000 | 707 | 0.035 | 15 | 15 | 7 | 3.1623e-12 | 5spot_SharedNeighbor | Water | Porous | Wet | R245fa | MinimizeLCOE_Brownfield | IgnoreSilica | 2019 | 23.717 | 16.4166 | 2.0101 | 4 | 6457.2732 | 10844.1485 | 131.6402 | 221.0726 | 211.2545 | 0 | 72.7423 | 3657667.4629 | 234285.7439 | 3071935.0156 | 1599597.9093 | 0 | 298852.4506 | 0 | 3456312.0471 | 8992614.9595 | 6137644.4896 | 27448910.0785 | 961560.8286 | 23508061.4514 | 23508061.4514 | 1478867.319 | 10284945.6504 | 0 | 51918532.3585 | 87190406.7793 | 3162.2777 | 8.0403 | 6457.2732 | 10844.1485 | 131.6402 | 221.0726
1 | 6000 | 707 | 0.035 | 15 | 15 | 7 | 4.217e-12 | 5spot_SharedNeighbor | Water | Porous | Wet | R245fa | MinimizeLCOE_Brownfield | IgnoreSilica | 2019 | 31.2079 | 21.8541 | 2.68 | 4 | 5484.804 | 8775.0569 | 111.8151 | 178.8914 | 212.4618 | 0 | 107.8699 | 4480223.2995 | 286233.2597 | 3861990.0302 | 2101393.4432 | 0 | 353554.0843 | 0 | 4322523.7056 | 11246320.0105 | 7675844.4959 | 34328082.329 | 961560.8286 | 23508061.4514 | 23508061.4514 | 1478867.319 | 10284945.6504 | 0 | 58797704.609 | 94069579.0299 | 4216.965 | 10.7201 | 5484.804 | 8775.0569 | 111.8151 | 178.8914
1 | 6000 | 707 | 0.035 | 15 | 15 | 7 | 5.6234e-12 | 5spot_SharedNeighbor | Water | Porous | Wet | R245fa | MinimizeLCOE_Brownfield | IgnoreSilica | 2019 | 41.0032 | 28.9658 | 3.5564 | 4 | 4732.5035 | 7211.951 | 96.4785 | 147.0254 | 213.3793 | 0 | 114.5757 | 5472227.6301 | 348631.3357 | 4838298.5209 | 2757618.8267 | 0 | 419206.9108 | 0 | 5396033.4574 | 14039372.1775 | 9582159.9914 | 42853548.8505 | 961560.8286 | 23508061.4514 | 23508061.4514 | 1478867.319 | 10284945.6504 | 0 | 67323171.1305 | 102595045.5513 | 5623.4133 | 14.2257 | 4732.5035 | 7211.951 | 96.4785 | 147.0254
1 | 6000 | 707 | 0.035 | 15 | 15 | 7 | 7.4989e-12 | 5spot_SharedNeighbor | Water | Porous | Wet | R245fa | MinimizeLCOE_Brownfield | IgnoreSilica | 2019 | 53.6368 | 38.1264 | 4.6855 | 4 | 4148.6978 | 6030.6697 | 84.5768 | 122.9434 | 214.034 | 0 | 119.2095 | 6652701.8524 | 422576.0077 | 6027887.4682 | 3603907.1405 | 0 | 496936.1615 | 0 | 6709563.3659 | 17456907.5573 | 11914698.1114 | 53285177.6649 | 961560.8286 | 23508061.4514 | 23508061.4514 | 1478867.319 | 10284945.6504 | 0 | 77754799.9449 | 113026674.3658 | 7498.9421 | 18.742 | 4148.6978 | 6030.6697 | 84.5768 | 122.9434
1 | 6000 | 707 | 0.035 | 15 | 15 | 7 | 1e-11 | 5spot_SharedNeighbor | Water | Porous | Wet | R245fa | MinimizeLCOE_Brownfield | IgnoreSilica | 2019 | 69.6273 | 49.6377 | 6.103 | 4 | 3697.3829 | 5142.2374 | 75.3762 | 104.8315 | 214.3449 | 0 | 116.7562 | 8026946.3101 | 508294.1993 | 7444474.9113 | 4673447.1034 | 0 | 588594.1736 | 0 | 8284285.1121 | 21554010.5211 | 14711055.0713 | 65791107.4022 | 961560.8286 | 23508061.4514 | 23508061.4514 | 1478867.319 | 10284945.6504 | 0 | 90260729.6822 | 125532604.1031 | 10000 | 24.4121 | 3697.3829 | 5142.2374 | 75.3762 | 104.8315
1 | 6000 | 707 | 0.035 | 15 | 15 | 7 | 1.3335e-11 | 5spot_SharedNeighbor | Water | Porous | Wet | R245fa | MinimizeLCOE_Brownfield | IgnoreSilica | 2019 | 89.1669 | 63.4287 | 7.7969 | 4 | 3355.8286 | 4486.7845 | 68.4131 | 91.4692 | 214.1122 | 0 | 115.3964 | 9559031.2878 | 603457.839 | 9057602.2909 | 5975990.3285 | 0 | 694867.7193 | 0 | 10097470.2916 | 26271546.4227 | 17930870.2598 | 80190836.4396 | 961560.8286 | 23508061.4514 | 23508061.4514 | 1478867.319 | 10284945.6504 | 0 | 104660458.7197 | 139932333.1405 | 13335.2143 | 31.1877 | 3355.8286 | 4486.7845 | 68.4131 | 91.4692
1 | 6000 | 707 | 0.035 | 15 | 15 | 7 | 1.7783e-11 | 5spot_SharedNeighbor | Water | Porous | Wet | R245fa | MinimizeLCOE_Brownfield | IgnoreSilica | 2019 | 111.8728 | 78.8573 | 9.6824 | 4 | 3106.3493 | 4017.072 | 63.3271 | 81.8934 | 213.1491 | 0 | 124.3657 | 11164858.3652 | 702807.1373 | 10780976.062 | 7479363.6813 | 0 | 814847.0163 | 0 | 12067712.3822 | 31397712.1902 | 21429583.7283 | 95837860.5626 | 961560.8286 | 23508061.4514 | 23508061.4514 | 1478867.319 | 10284945.6504 | 0 | 120307482.8426 | 155579357.2634 | 17782.7941 | 38.7295 | 3106.3493 | 4017.072 | 63.3271 | 81.8934
1 | 6000 | 707 | 0.035 | 15 | 15 | 7 | 2.3714e-11 | 5spot_SharedNeighbor | Water | Porous | Wet | R245fa | MinimizeLCOE_Brownfield | IgnoreSilica | 2019 | 136.6453 | 94.7374 | 11.607 | 4 | 2932.6984 | 3692.4126 | 59.787 | 75.2748 | 211.4219 | 0 | 134.4094 | 12727147.3055 | 799120.0367 | 12485384.403 | 9103942.8348 | 0 | 945117.8355 | 0 | 14063677.842 | 36590804.8879 | 24973976.2019 | 111689171.3472 | 961560.8286 | 23508061.4514 | 23508061.4514 | 1478867.319 | 10284945.6504 | 0 | 136158793.6273 | 171430668.0481 | 23713.7371 | 46.4278 | 2932.6984 | 3692.4126 | 59.787 | 75.2748
1 | 6000 | 707 | 0.035 | 15 | 15 | 7 | 3.1623e-11 | 5spot_SharedNeighbor | Water | Porous | Wet | R245fa | MinimizeLCOE_Brownfield | IgnoreSilica | 2019 | 161.9506 | 110.1282 | 13.4584 | 4 | 2811.5119 | 3466.7116 | 57.3165 | 70.6736 | 209.4413 | 0 | 105.2771 | 14172024.5674 | 887924.1846 | 14083269.1134 | 10747763.1771 | 0 | 1075856.0856 | 0 | 15977066.4799 | 41569049.6338 | 28371730.5336 | 126884683.7755 | 961560.8286 | 23508061.4514 | 23508061.4514 | 1478867.319 | 10284945.6504 | 0 | 151354306.0555 | 186626180.4763 | 31622.7766 | 53.8338 | 2811.5119 | 3466.7116 | 57.3165 | 70.6736
1 | 6000 | 707 | 0.035 | 15 | 15 | 7 | 4.217e-11 | 5spot_SharedNeighbor | Water | Porous | Wet | R245fa | MinimizeLCOE_Brownfield | IgnoreSilica | 2019 | 179.5876 | 120.2036 | 14.7363 | 4 | 2733.3501 | 3331.7337 | 55.723 | 67.9219 | 207.8529 | 0 | 105.4071 | 15087021.3384 | 944037.308 | 15104927.5627 | 11881028.9039 | 0 | 1102199.4556 | 0 | 17206493.6818 | 44767767.0228 | 30554920.8787 | 136648396.152 | 961560.8286 | 23508061.4514 | 23508061.4514 | 1478867.319 | 10284945.6504 | 0 | 161118018.432 | 196389892.8529 | 42169.6503 | 58.9453 | 2733.3501 | 3331.7337 | 55.723 | 67.9219
1 | 6000 | 707 | 0.035 | 15 | 15 | 7 | 5.6234e-11 | 5spot_SharedNeighbor | Water | Porous | Wet | R245fa | MinimizeLCOE_Brownfield | IgnoreSilica | 2019 | 188.2056 | 124.9478 | 15.4615 | 4 | 2674.2737 | 3244.5927 | 54.5187 | 66.1454 | 207.0436 | 0 | 155.1155 | 15510339.8503 | 969966.9731 | 15580003.4265 | 12431584.9098 | 0 | 1007501.9316 | 0 | 17744764.8656 | 46168238.2285 | 31510771.2534 | 140923171.4387 | 961560.8286 | 23508061.4514 | 23508061.4514 | 1478867.319 | 10284945.6504 | 0 | 165392793.7187 | 200664668.1396 | 56234.1325 | 61.8459 | 2674.2737 | 3244.5927 | 54.5187 | 66.1454
1 | 6000 | 707 | 0.035 | 15 | 15 | 7 | 7.4989e-11 | 5spot_SharedNeighbor | Water | Porous | Wet | R245fa | MinimizeLCOE_Brownfield | IgnoreSilica | 2019 | 194.0003 | 128.0406 | 15.9759 | 4 | 2629.9858 | 3181.9388 | 53.6158 | 64.8681 | 206.4675 | 0 | 184.2224 | 15783878.1466 | 986712.0498 | 15887770.5872 | 12799088.852 | 0 | 905027.7272 | 0 | 18081366.1715 | 47044005.78 | 32108500.6025 | 143596349.9169 | 961560.8286 | 23508061.4514 | 23508061.4514 | 1478867.319 | 10284945.6504 | 0 | 168065972.1969 | 203337846.6177 | 74989.4209 | 63.9038 | 2629.9858 | 3181.9388 | 53.6158 | 64.8681
1 | 6000 | 707 | 0.035 | 15 | 15 | 7 | 1e-10 | 5spot_SharedNeighbor | Water | Porous | Wet | R245fa | MinimizeLCOE_Brownfield | IgnoreSilica | 2019 | 198.3628 | 130.3266 | 16.3693 | 4 | 2596.2954 | 3134.984 | 52.929 | 63.9109 | 206.0237 | 0 | 251.0928 | 15984865.2765 | 999010.8436 | 16114293.4874 | 13075264.815 | 0 | 812955.5252 | 0 | 18324692.0796 | 47677089.8799 | 32540593.5092 | 145528765.4163 | 961560.8286 | 23508061.4514 | 23508061.4514 | 1478867.319 | 10284945.6504 | 0 | 169998387.6964 | 205270262.1172 | 100000 | 65.4773 | 2596.2954 | 3134.984 | 52.929 | 63.9109
1 | 6000 | 707 | 0.035 | 15 | 15 | 7 | 1.3335e-10 | 5spot_SharedNeighbor | Water | Porous | Wet | R245fa | MinimizeLCOE_Brownfield | IgnoreSilica | 2019 | 201.6749 | 132.0367 | 16.6702 | 4 | 2570.6987 | 3099.6634 | 52.4072 | 63.1908 | 205.6812 | 0 | 320.0444 | 16134566.9285 | 1008168.6846 | 16283224.6015 | 13284303.579 | 0 | 734030.7792 | 0 | 18503274.8834 | 48141725.703 | 32857717.0059 | 146947012.1651 | 961560.8286 | 23508061.4514 | 23508061.4514 | 1478867.319 | 10284945.6504 | 0 | 171416634.4451 | 206688508.866 | 133352.1432 | 66.681 | 2570.6987 | 3099.6634 | 52.4072 | 63.1908
1 | 6000 | 707 | 0.035 | 15 | 15 | 7 | 1.7783e-10 | 5spot_SharedNeighbor | Water | Porous | Wet | R245fa | MinimizeLCOE_Brownfield | IgnoreSilica | 2019 | 204.0861 | 133.2678 | 16.8943 | 4 | 2551.2835 | 3073.2338 | 52.0114 | 62.652 | 205.4286 | 0 | 340.125 | 16242003.4817 | 1014739.5961 | 16404570.9005 | 13436350.8394 | 0 | 666795.9178 | 0 | 18628139.6868 | 48466598.3083 | 33079449.2344 | 147938647.9651 | 961560.8286 | 23508061.4514 | 23508061.4514 | 1478867.319 | 10284945.6504 | 0 | 172408270.2451 | 207680144.6659 | 177827.941 | 67.5771 | 2551.2835 | 3073.2338 | 52.0114 | 62.652
1 | 6000 | 707 | 0.035 | 15 | 15 | 7 | 2.3714e-10 | 5spot_SharedNeighbor | Water | Porous | Wet | R245fa | MinimizeLCOE_Brownfield | IgnoreSilica | 2019 | 205.8649 | 134.1685 | 17.062 | 4 | 2536.5756 | 3053.3955 | 51.7115 | 62.2476 | 205.2404 | 0 | 360.5435 | 16320430.678 | 1019535.5326 | 16493209.3255 | 13548461.4436 | 0 | 611311.2371 | 0 | 18717249.8045 | 48698444.5555 | 33237689.0621 | 148646331.6388 | 961560.8286 | 23508061.4514 | 23508061.4514 | 1478867.319 | 10284945.6504 | 0 | 173115953.9188 | 208387828.3397 | 237137.3706 | 68.2479 | 2536.5756 | 3053.3955 | 51.7115 | 62.2476
1 | 6000 | 707 | 0.035 | 15 | 15 | 7 | 3.1623e-10 | 5spot_SharedNeighbor | Water | Porous | Wet | R245fa | MinimizeLCOE_Brownfield | IgnoreSilica | 2019 | 207.1413 | 134.8106 | 17.1854 | 4 | 2525.4469 | 3038.5554 | 51.4847 | 61.9451 | 205.1044 | 0 | 342.8123 | 16376253.7655 | 1022948.8173 | 16556329.9107 | 13628872.577 | 0 | 565833.2656 | 0 | 18778592.9511 | 48858046.8396 | 33346620.9005 | 149133499.0273 | 961560.8286 | 23508061.4514 | 23508061.4514 | 1478867.319 | 10284945.6504 | 0 | 173603121.3073 | 208874995.7282 | 316227.766 | 68.7415 | 2525.4469 | 3038.5554 | 51.4847 | 61.9451
1 | 6000 | 707 | 0.035 | 15 | 15 | 7 | 4.217e-10 | 5spot_SharedNeighbor | Water | Porous | Wet | R245fa | MinimizeLCOE_Brownfield | IgnoreSilica | 2019 | 208.1935 | 135.338 | 17.2834 | 4 | 2517.0357 | 3027.2341 | 51.3132 | 61.7143 | 204.992 | 0 | 342.9258 | 16422045.6186 | 1025748.5117 | 16608126.0698 | 13695135.7904 | 0 | 531145.3858 | 0 | 18830058.5367 | 48991949.7365 | 33438012.379 | 149542222.0285 | 961560.8286 | 23508061.4514 | 23508061.4514 | 1478867.319 | 10284945.6504 | 0 | 174011844.3085 | 209283718.7293 | 421696.5034 | 69.1336 | 2517.0357 | 3027.2341 | 51.3132 | 61.7143
1 | 6000 | 707 | 0.035 | 15 | 15 | 7 | 5.6234e-10 | 5spot_SharedNeighbor | Water | Porous | Wet | R245fa | MinimizeLCOE_Brownfield | IgnoreSilica | 2019 | 208.8392 | 135.6595 | 17.3494 | 4 | 2510.6828 | 3018.9397 | 51.1837 | 61.5452 | 204.9224 | 0 | 341.3456 | 16449928.8905 | 1027453.18 | 16639673.4352 | 13735598.8429 | 0 | 501809.276 | 0 | 18858240.8136 | 49065274.2398 | 33488057.8592 | 149766036.5371 | 961560.8286 | 23508061.4514 | 23508061.4514 | 1478867.319 | 10284945.6504 | 0 | 174235658.8171 | 209507533.2379 | 562341.3252 | 69.3977 | 2510.6828 | 3018.9397 | 51.1837 | 61.5452
1 | 6000 | 707 | 0.035 | 15 | 15 | 7 | 7.4989e-10 | 5spot_SharedNeighbor | Water | Porous | Wet | R245fa | MinimizeLCOE_Brownfield | IgnoreSilica | 2019 | 209.3191 | 135.8978 | 17.3988 | 4 | 2505.892 | 3012.7059 | 51.086 | 61.4181 | 204.8705 | 0 | 352.3397 | 16470591.5334 | 1028716.3586 | 16663055.2161 | 13765668.4149 | 0 | 478962.5812 | 0 | 18878727.7006 | 49118576.9175 | 33524438.032 | 149928736.7544 | 961560.8286 | 23508061.4514 | 23508061.4514 | 1478867.319 | 10284945.6504 | 0 | 174398359.0344 | 209670233.4553 | 749894.2093 | 69.5953 | 2505.892 | 3012.7059 | 51.086 | 61.4181
1 | 6000 | 707 | 0.035 | 15 | 15 | 7 | 1e-09 | 5spot_SharedNeighbor | Water | Porous | Wet | R245fa | MinimizeLCOE_Brownfield | IgnoreSilica | 2019 | 209.646 | 136.0597 | 17.4342 | 4 | 2502.2828 | 3008.069 | 51.0124 | 61.3236 | 204.835 | 0 | 378.5223 | 16484622.4399 | 1029574.0919 | 16678934.4332 | 13786146.6967 | 0 | 460859.9161 | 0 | 18891653.6553 | 49152207.6001 | 33547391.6639 | 150031390.497 | 961560.8286 | 23508061.4514 | 23508061.4514 | 1478867.319 | 10284945.6504 | 0 | 174501012.777 | 209772887.1979 | 1000000 | 69.7367 | 2502.2828 | 3008.069 | 51.0124 | 61.3236
1 | 6000 | 707 | 0.035 | 15 | 15 | 7 | 1.3335e-09 | 5spot_SharedNeighbor | Water | Porous | Wet | R245fa | MinimizeLCOE_Brownfield | IgnoreSilica | 2019 | 209.8844 | 136.1776 | 17.4604 | 4 | 2499.5661 | 3004.5939 | 50.957 | 61.2527 | 204.809 | 0 | 386.8363 | 16494834.16 | 1030198.3395 | 16690492.3165 | 13801076.0496 | 0 | 446888.2339 | 0 | 18900760.7487 | 49175902.3891 | 33563563.8443 | 150103716.0815 | 961560.8286 | 23508061.4514 | 23508061.4514 | 1478867.319 | 10284945.6504 | 0 | 174573338.3615 | 209845212.7824 | 1333521.4322 | 69.8415 | 2499.5661 | 3004.5939 | 50.957 | 61.2527
1 | 6000 | 707 | 0.035 | 15 | 15 | 7 | 1.7783e-09 | 5spot_SharedNeighbor | Water | Porous | Wet | R245fa | MinimizeLCOE_Brownfield | IgnoreSilica | 2019 | 210.0501 | 136.2594 | 17.4793 | 4 | 2497.5227 | 3002.0027 | 50.9154 | 61.1999 | 204.7909 | 0 | 371.3765 | 16501921.5863 | 1030631.5913 | 16698514.5199 | 13811456.8228 | 0 | 436039.9496 | 0 | 18906640.1432 | 49191199.3676 | 33574004.3464 | 150150408.3271 | 961560.8286 | 23508061.4514 | 23508061.4514 | 1478867.319 | 10284945.6504 | 0 | 174620030.6071 | 209891905.028 | 1778279.41 | 69.9173 | 2497.5227 | 3002.0027 | 50.9154 | 61.1999
1 | 6000 | 707 | 0.035 | 15 | 15 | 7 | 2.3714e-09 | 5spot_SharedNeighbor | Water | Porous | Wet | R245fa | MinimizeLCOE_Brownfield | IgnoreSilica | 2019 | 210.1808 | 136.3239 | 17.4939 | 4 | 2495.9868 | 3000.0466 | 50.8841 | 61.16 | 204.7766 | 0 | 447.2345 | 16507507.9062 | 1030973.0774 | 16704837.9065 | 13819640.4042 | 0 | 427894.8385 | 0 | 18911433.1118 | 49203669.6887 | 33582515.5968 | 150188472.5302 | 961560.8286 | 23508061.4514 | 23508061.4514 | 1478867.319 | 10284945.6504 | 0 | 174658094.8102 | 209929969.2311 | 2371373.7057 | 69.9756 | 2495.9868 | 3000.0466 | 50.8841 | 61.16
1 | 6000 | 707 | 0.035 | 15 | 15 | 7 | 3.1623e-09 | 5spot_SharedNeighbor | Water | Porous | Wet | R245fa | MinimizeLCOE_Brownfield | IgnoreSilica | 2019 | 210.254 | 136.3598 | 17.5035 | 4 | 2494.8328 | 2998.6161 | 50.8605 | 61.1308 | 204.7685 | 0 | 429.328 | 16510620.0358 | 1031163.3175 | 16708360.7595 | 13824218.9445 | 0 | 421352.0558 | 0 | 18913328.8941 | 49208602.1252 | 33585882.0861 | 150203528.2184 | 961560.8286 | 23508061.4514 | 23508061.4514 | 1478867.319 | 10284945.6504 | 0 | 174673150.4984 | 209945024.9193 | 3162277.6602 | 70.014 | 2494.8328 | 2998.6161 | 50.8605 | 61.1308
1 | 6000 | 707 | 0.035 | 15 | 15 | 7 | 4.217e-09 | 5spot_SharedNeighbor | Water | Porous | Wet | R245fa | MinimizeLCOE_Brownfield | IgnoreSilica | 2019 | 210.3271 | 136.3959 | 17.5117 | 4 | 2493.9662 | 2997.5141 | 50.8429 | 61.1084 | 204.7605 | 0 | 413.1841 | 16513744.6018 | 1031354.3168 | 16711897.7656 | 13828800.4587 | 0 | 416684.7925 | 0 | 18915967.9548 | 49215468.4199 | 33590568.4733 | 150224486.7836 | 961560.8286 | 23508061.4514 | 23508061.4514 | 1478867.319 | 10284945.6504 | 0 | 174694109.0636 | 209965983.4844 | 4216965.0343 | 70.0467 | 2493.9662 | 2997.5141 | 50.8429 | 61.1084
1 | 6000 | 707 | 0.035 | 15 | 15 | 7 | 5.6234e-09 | 5spot_SharedNeighbor | Water | Porous | Wet | R245fa | MinimizeLCOE_Brownfield | IgnoreSilica | 2019 | 210.366 | 136.415 | 17.517 | 4 | 2493.3156 | 2996.7117 | 50.8296 | 61.092 | 204.7562 | 0 | 421.9533 | 16515396.3302 | 1031455.2836 | 16713767.5514 | 13831234.1634 | 0 | 412923.2109 | 0 | 18916862.8504 | 49217796.7546 | 33592157.6096 | 150231593.7541 | 961560.8286 | 23508061.4514 | 23508061.4514 | 1478867.319 | 10284945.6504 | 0 | 174701216.0342 | 209973090.455 | 5623413.2519 | 70.0678 | 2493.3156 | 2996.7117 | 50.8296 | 61.092
1 | 6000 | 707 | 0.035 | 15 | 15 | 7 | 7.4989e-09 | 5spot_SharedNeighbor | Water | Porous | Wet | R245fa | MinimizeLCOE_Brownfield | IgnoreSilica | 2019 | 210.4003 | 136.4318 | 17.5212 | 4 | 2492.8273 | 2996.1017 | 50.8197 | 61.0796 | 204.7524 | 0 | 402.1087 | 16516855.1662 | 1031544.4592 | 16715418.9969 | 13833379.0233 | 0 | 410167.3285 | 0 | 18917872.3399 | 49220423.2391 | 33593950.2393 | 150239610.7923 | 961560.8286 | 23508061.4514 | 23508061.4514 | 1478867.319 | 10284945.6504 | 0 | 174709233.0723 | 209981107.4932 | 7498942.0933 | 70.0848 | 2492.8273 | 2996.1017 | 50.8197 | 61.0796
1 | 6000 | 707 | 0.035 | 15 | 15 | 7 | 1e-08 | 5spot_SharedNeighbor | Water | Porous | Wet | R245fa | MinimizeLCOE_Brownfield | IgnoreSilica | 2019 | 210.4346 | 136.4487 | 17.5248 | 4 | 2492.4609 | 2995.6309 | 50.8122 | 61.07 | 204.7487 | 0 | 414.3488 | 16518319.5073 | 1031633.971 | 16717076.6911 | 13835525.1564 | 0 | 408223.6802 | 0 | 18919203.8123 | 49223887.4573 | 33596314.6394 | 150250184.9149 | 961560.8286 | 23508061.4514 | 23508061.4514 | 1478867.319 | 10284945.6504 | 0 | 174719807.1949 | 209991681.6157 | 10000000 | 70.0993 | 2492.4609 | 2995.6309 | 50.8122 | 61.07
1 | 6100 | 707 | 0.035 | 15 | 15 | 7 | 1e-13 | 5spot_SharedNeighbor | Water | Porous | Wet | R245fa | MinimizeLCOE_Brownfield | IgnoreSilica | 2019 | 1.0155 | 0.2639 | 0.016058 | 4 | 409815.7765 | 971109.0223 | 8354.6489 | 19797.3709 | 131.4874 | 0 | 61.247 | 166549.2077 | 7223.2819 | 116407.9662 | 66436.4879 | 0 | 61728.5083 | 0 | 163154.7263 | 424495.1301 | 289726.6488 | 1295721.957 | 961560.8286 | 24065791.4134 | 24065791.4134 | 1478867.319 | 10508037.6352 | 0 | 26323074.1991 | 62375770.5668 | 100 | 0.064231 | 409815.7765 | 971109.0223 | 8354.6489 | 19797.3709
1 | 6100 | 707 | 0.035 | 15 | 15 | 7 | 1.3335e-13 | 5spot_SharedNeighbor | Water | Porous | Wet | R245fa | MinimizeLCOE_Brownfield | IgnoreSilica | 2019 | 1.323 | 0.41892 | 0.033587 | 4 | 199629.7967 | 467984.2515 | 4069.7234 | 9540.492 | 146.5284 | 0 | 57.5847 | 245379.7537 | 11903.573 | 166796.5916 | 85729.8426 | 0 | 68887.4074 | 0 | 225691.8956 | 587204.0167 | 400778.8072 | 1792371.8879 | 961560.8286 | 24065791.4134 | 24065791.4134 | 1478867.319 | 10508037.6352 | 0 | 26819724.13 | 62872420.4977 | 133.3521 | 0.13435 | 199629.7967 | 467984.2515 | 4069.7234 | 9540.492
1 | 6100 | 707 | 0.035 | 15 | 15 | 7 | 1.7783e-13 | 5spot_SharedNeighbor | Water | Porous | Wet | R245fa | MinimizeLCOE_Brownfield | IgnoreSilica | 2019 | 1.7098 | 0.63528 | 0.060686 | 4 | 113099.6948 | 261620.2399 | 2305.6903 | 5333.4825 | 159.6073 | 0 | 266.8527 | 345807.6429 | 18649.0185 | 230718.8603 | 112366.8344 | 0 | 76084.6463 | 0 | 305614.5309 | 795146.3193 | 542703.7016 | 2427091.5542 | 961560.8286 | 24065791.4134 | 24065791.4134 | 1478867.319 | 10508037.6352 | 0 | 27454443.7962 | 63507140.1639 | 177.8279 | 0.24275 | 113099.6948 | 261620.2399 | 2305.6903 | 5333.4825
1 | 6100 | 707 | 0.035 | 15 | 15 | 7 | 2.3714e-13 | 5spot_SharedNeighbor | Water | Porous | Wet | R245fa | MinimizeLCOE_Brownfield | IgnoreSilica | 2019 | 2.196 | 0.92649 | 0.10003 | 4 | 70588.2277 | 160689.291 | 1439.0365 | 3275.8685 | 170.7134 | 0 | 347.0681 | 470151.8844 | 28101.506 | 309670.2048 | 147599.402 | 0 | 83317.473 | 0 | 405147.7833 | 1054111.425 | 719452.7074 | 3217552.3859 | 961560.8286 | 24065791.4134 | 24065791.4134 | 1478867.319 | 10508037.6352 | 0 | 28244904.6279 | 64297600.9956 | 237.1374 | 0.40014 | 70588.2277 | 160689.291 | 1439.0365 | 3275.8685
1 | 6100 | 707 | 0.035 | 15 | 15 | 7 | 3.1623e-13 | 5spot_SharedNeighbor | Water | Porous | Wet | R245fa | MinimizeLCOE_Brownfield | IgnoreSilica | 2019 | 2.8377 | 1.3537 | 0.15779 | 4 | 46418.2491 | 103537.9723 | 946.2988 | 2110.7616 | 180.3588 | 0 | 465.4295 | 630992.6863 | 40843.3969 | 417266.1534 | 197200.7294 | 0 | 92600.0019 | 0 | 537772.1575 | 1399172.8416 | 954964.2145 | 4270812.1817 | 961560.8286 | 24065791.4134 | 24065791.4134 | 1478867.319 | 10508037.6352 | 0 | 29298164.4238 | 65350860.7915 | 316.2278 | 0.63118 | 46418.2491 | 103537.9723 | 946.2988 | 2110.7616
1 | 6100 | 707 | 0.035 | 15 | 15 | 7 | 4.217e-13 | 5spot_SharedNeighbor | Water | Porous | Wet | R245fa | MinimizeLCOE_Brownfield | IgnoreSilica | 2019 | 3.674 | 1.9675 | 0.23332 | 4 | 32775.7243 | 71406.188 | 668.1775 | 1455.7117 | 188.405 | 0 | 591.7702 | 819883.1978 | 53062.4165 | 562750.9129 | 255328.4652 | 0 | 104528.6342 | 0 | 700265.9144 | 1821948.2649 | 1243517.1281 | 5561284.9338 | 961560.8286 | 24065791.4134 | 24065791.4134 | 1478867.319 | 10508037.6352 | 0 | 30588637.1759 | 66641333.5436 | 421.6965 | 0.93327 | 32775.7243 | 71406.188 | 668.1775 | 1455.7117
1 | 6100 | 707 | 0.035 | 15 | 15 | 7 | 5.6234e-13 | 5spot_SharedNeighbor | Water | Porous | Wet | R245fa | MinimizeLCOE_Brownfield | IgnoreSilica | 2019 | 4.7622 | 2.7701 | 0.33224 | 4 | 24187.9339 | 51316.3886 | 493.1037 | 1046.154 | 194.9801 | 0 | 76.4142 | 1042338.3479 | 67420.2066 | 739906.5002 | 329735.4342 | 0 | 118603.9596 | 0 | 896221.7349 | 2331785.1139 | 1591491.2536 | 7117502.551 | 961560.8286 | 24065791.4134 | 24065791.4134 | 1478867.319 | 10508037.6352 | 0 | 32144854.793 | 68197551.1607 | 562.3413 | 1.329 | 24187.9339 | 51316.3886 | 493.1037 | 1046.154
1 | 6100 | 707 | 0.035 | 15 | 15 | 7 | 7.4989e-13 | 5spot_SharedNeighbor | Water | Porous | Wet | R245fa | MinimizeLCOE_Brownfield | IgnoreSilica | 2019 | 6.2238 | 3.8509 | 0.46521 | 4 | 18322.16 | 37696.6282 | 373.522 | 768.4968 | 200.3773 | 0 | 79.0268 | 1313958.488 | 84907.0563 | 963026.4606 | 428794.879 | 0 | 136800.8043 | 0 | 1141720.1984 | 2970521.7572 | 2027442.1374 | 9067171.7812 | 961560.8286 | 24065791.4134 | 24065791.4134 | 1478867.319 | 10508037.6352 | 0 | 34094524.0233 | 70147220.391 | 749.8942 | 1.8608 | 18322.16 | 37696.6282 | 373.522 | 768.4968
1 | 6100 | 707 | 0.035 | 15 | 15 | 7 | 1e-12 | 5spot_SharedNeighbor | Water | Porous | Wet | R245fa | MinimizeLCOE_Brownfield | IgnoreSilica | 2019 | 8.1191 | 5.2449 | 0.63696 | 4 | 14304.0967 | 28454.4762 | 291.6084 | 580.083 | 204.3911 | 0 | 78.0765 | 1633237.8991 | 105405.8515 | 1233037.9216 | 556582.2511 | 0 | 157901.2831 | 0 | 1437604.4305 | 3740351.835 | 2552866.9839 | 11416988.4559 | 961560.8286 | 24065791.4134 | 24065791.4134 | 1478867.319 | 10508037.6352 | 0 | 36444340.698 | 72497037.0657 | 1000 | 2.5478 | 14304.0967 | 28454.4762 | 291.6084 | 580.083
1 | 6100 | 707 | 0.035 | 15 | 15 | 7 | 1.3335e-12 | 5spot_SharedNeighbor | Water | Porous | Wet | R245fa | MinimizeLCOE_Brownfield | IgnoreSilica | 2019 | 10.6548 | 7.1489 | 0.87185 | 4 | 11310.0858 | 21648.0904 | 230.5714 | 441.3256 | 208.0948 | 0 | 67.9932 | 2031871.5752 | 130923.0557 | 1579712.4725 | 727860.5784 | 0 | 183876.5528 | 0 | 1815155.2515 | 4722661.6249 | 3223313.6 | 14415374.711 | 961560.8286 | 24065791.4134 | 24065791.4134 | 1478867.319 | 10508037.6352 | 0 | 39442726.953 | 75495423.3207 | 1333.5214 | 3.4874 | 11310.0858 | 21648.0904 | 230.5714 | 441.3256
1 | 6100 | 707 | 0.035 | 15 | 15 | 7 | 1.7783e-12 | 5spot_SharedNeighbor | Water | Porous | Wet | R245fa | MinimizeLCOE_Brownfield | IgnoreSilica | 2019 | 14.0117 | 9.6525 | 1.1814 | 4 | 9130.1968 | 16759.2909 | 186.1314 | 341.6608 | 210.7626 | 0 | 51.2323 | 2511807.8385 | 161544.9941 | 2008607.3312 | 954068.9098 | 0 | 214019.0431 | 0 | 2281518.7655 | 5936043.8239 | 4051471.8833 | 18119082.5894 | 961560.8286 | 24065791.4134 | 24065791.4134 | 1478867.319 | 10508037.6352 | 0 | 43146434.8315 | 79199131.1992 | 1778.2794 | 4.7257 | 9130.1968 | 16759.2909 | 186.1314 | 341.6608
1 | 6100 | 707 | 0.035 | 15 | 15 | 7 | 2.3714e-12 | 5spot_SharedNeighbor | Water | Porous | Wet | R245fa | MinimizeLCOE_Brownfield | IgnoreSilica | 2019 | 18.3238 | 12.8712 | 1.5795 | 4 | 7539.4459 | 13245.7557 | 153.7018 | 270.0326 | 212.7835 | 0 | 90.2096 | 3078774.1026 | 197596.7171 | 2528595.1174 | 1244432.9406 | 0 | 249704.0225 | 0 | 2846650.1311 | 7406399.713 | 5055019.9904 | 22607172.7348 | 961560.8286 | 24065791.4134 | 24065791.4134 | 1478867.319 | 10508037.6352 | 0 | 47634524.9768 | 83687221.3446 | 2371.3737 | 6.318 | 7539.4459 | 13245.7557 | 153.7018 | 270.0326
1 | 6100 | 707 | 0.035 | 15 | 15 | 7 | 3.1623e-12 | 5spot_SharedNeighbor | Water | Porous | Wet | R245fa | MinimizeLCOE_Brownfield | IgnoreSilica | 2019 | 24.0849 | 17.1746 | 2.1119 | 4 | 6309.9139 | 10577.7824 | 128.6361 | 215.6424 | 214.3716 | 0 | 87.3832 | 3776540.9118 | 241805.8426 | 3184880.076 | 1632415.278 | 0 | 293563.1426 | 0 | 3560390.0479 | 9263404.5683 | 6322463.9618 | 28275463.8292 | 961560.8286 | 24065791.4134 | 24065791.4134 | 1478867.319 | 10508037.6352 | 0 | 53302816.0712 | 89355512.4389 | 3162.2777 | 8.4475 | 6309.9139 | 10577.7824 | 128.6361 | 215.6424
1 | 6100 | 707 | 0.035 | 15 | 15 | 7 | 4.217e-12 | 5spot_SharedNeighbor | Water | Porous | Wet | R245fa | MinimizeLCOE_Brownfield | IgnoreSilica | 2019 | 31.6559 | 22.8322 | 2.812 | 4 | 5365.4274 | 8570.6363 | 109.3815 | 174.724 | 215.5909 | 0 | 90.3011 | 4621589.1414 | 295141.2041 | 3999652.766 | 2142198.6565 | 0 | 346303.4039 | 0 | 4447905.217 | 11572536.9839 | 7898494.2834 | 35323821.6562 | 961560.8286 | 24065791.4134 | 24065791.4134 | 1478867.319 | 10508037.6352 | 0 | 60351173.8982 | 96403870.266 | 4216.965 | 11.2482 | 5365.4274 | 8570.6363 | 109.3815 | 174.724
1 | 6100 | 707 | 0.035 | 15 | 15 | 7 | 5.6234e-12 | 5spot_SharedNeighbor | Water | Porous | Wet | R245fa | MinimizeLCOE_Brownfield | IgnoreSilica | 2019 | 41.5757 | 30.2464 | 3.7296 | 4 | 4632.3005 | 7048.9917 | 94.4357 | 143.7032 | 216.5198 | 0 | 124.3684 | 5643038.4539 | 359350.5406 | 5008681.1281 | 2810243.2316 | 0 | 410088.9079 | 0 | 5550246.8822 | 14440603.8753 | 9856008.8696 | 44078261.8891 | 961560.8286 | 24065791.4134 | 24065791.4134 | 1478867.319 | 10508037.6352 | 0 | 69105614.1311 | 105158310.4988 | 5623.4133 | 14.9182 | 4632.3005 | 7048.9917 | 94.4357 | 143.7032
1 | 6100 | 707 | 0.035 | 15 | 15 | 7 | 7.4989e-12 | 5spot_SharedNeighbor | Water | Porous | Wet | R245fa | MinimizeLCOE_Brownfield | IgnoreSilica | 2019 | 54.3795 | 39.8021 | 4.9121 | 4 | 4062.6552 | 5897.5635 | 82.8227 | 120.2298 | 217.1789 | 0 | 118.5374 | 6859411.1878 | 435493.1693 | 6238924.368 | 3672263.927 | 0 | 485910.4416 | 0 | 6899881.2066 | 17952075.5392 | 12252660.4338 | 54796620.2733 | 961560.8286 | 24065791.4134 | 24065791.4134 | 1478867.319 | 10508037.6352 | 0 | 79823972.5154 | 115876668.8831 | 7498.9421 | 19.6482 | 4062.6552 | 5897.5635 | 82.8227 | 120.2298
1 | 6100 | 707 | 0.035 | 15 | 15 | 7 | 1e-11 | 5spot_SharedNeighbor | Water | Porous | Wet | R245fa | MinimizeLCOE_Brownfield | IgnoreSilica | 2019 | 70.5279 | 51.762 | 6.391 | 4 | 3623.1512 | 5033.4344 | 73.8628 | 102.6134 | 217.4761 | 0 | 139.9866 | 8270123.4924 | 523425.5328 | 7698281.4546 | 4757729.7781 | 0 | 574754.4996 | 0 | 8511482.7554 | 22145132.1844 | 15114507.7528 | 67595437.4501 | 961560.8286 | 24065791.4134 | 24065791.4134 | 1478867.319 | 10508037.6352 | 0 | 92622789.6922 | 128675486.0599 | 10000 | 25.5642 | 3623.1512 | 5033.4344 | 73.8628 | 102.6134
1 | 6100 | 707 | 0.035 | 15 | 15 | 7 | 1.3335e-11 | 5spot_SharedNeighbor | Water | Porous | Wet | R245fa | MinimizeLCOE_Brownfield | IgnoreSilica | 2019 | 90.2332 | 66.0607 | 8.1545 | 4 | 3290.6514 | 4395.9532 | 67.0844 | 89.6175 | 217.2056 | 0 | 126.2084 | 9840176.0085 | 620879.4082 | 9357058.2087 | 6077839.5285 | 0 | 678237.105 | 0 | 10363934.201 | 26964830.8558 | 18404051.131 | 82307006.4468 | 961560.8286 | 24065791.4134 | 24065791.4134 | 1478867.319 | 10508037.6352 | 0 | 107334358.6889 | 143387055.0566 | 13335.2143 | 32.618 | 3290.6514 | 4395.9532 | 67.0844 | 89.6175
1 | 6100 | 707 | 0.035 | 15 | 15 | 7 | 1.7783e-11 | 5spot_SharedNeighbor | Water | Porous | Wet | R245fa | MinimizeLCOE_Brownfield | IgnoreSilica | 2019 | 113.0495 | 81.9859 | 10.1087 | 4 | 3048.2206 | 3939.8465 | 62.1421 | 80.3191 | 216.1806 | 0 | 152.1338 | 11479190.8383 | 722211.1979 | 11121819.9097 | 7595702.6105 | 0 | 795226.0424 | 0 | 12368518.7336 | 32180348.6127 | 21963749.1682 | 98226767.1133 | 961560.8286 | 24065791.4134 | 24065791.4134 | 1478867.319 | 10508037.6352 | 0 | 123254119.3553 | 159306815.723 | 17782.7941 | 40.4348 | 3048.2206 | 3939.8465 | 62.1421 | 80.3191
1 | 6100 | 707 | 0.035 | 15 | 15 | 7 | 2.3714e-11 | 5spot_SharedNeighbor | Water | Porous | Wet | R245fa | MinimizeLCOE_Brownfield | IgnoreSilica | 2019 | 137.8757 | 98.3193 | 12.0962 | 4 | 2879.6486 | 3624.7723 | 58.7055 | 73.8959 | 214.374 | 0 | 152.678 | 13068969.0672 | 820151.3885 | 12861618.9133 | 9231172.6098 | 0 | 923044.7485 | 0 | 14392933.1237 | 37447459.5912 | 25558660.6394 | 114304010.0816 | 961560.8286 | 24065791.4134 | 24065791.4134 | 1478867.319 | 10508037.6352 | 0 | 139331362.3236 | 175384058.6914 | 23713.7371 | 48.3848 | 2879.6486 | 3624.7723 | 58.7055 | 73.8959
1 | 6100 | 707 | 0.035 | 15 | 15 | 7 | 3.1623e-11 | 5spot_SharedNeighbor | Water | Porous | Wet | R245fa | MinimizeLCOE_Brownfield | IgnoreSilica | 2019 | 163.0689 | 114.0598 | 13.9981 | 4 | 2762.0891 | 3405.9724 | 56.3089 | 69.4354 | 212.3397 | 0 | 176.1004 | 14531766.1064 | 909996.7597 | 14484078.2328 | 10876401.9408 | 0 | 1050702.2616 | 0 | 16322648.6675 | 42468183.5973 | 28985407.9391 | 129629185.5052 | 961560.8286 | 24065791.4134 | 24065791.4134 | 1478867.319 | 10508037.6352 | 0 | 154656537.7473 | 190709234.115 | 31622.7766 | 55.9926 | 2762.0891 | 3405.9724 | 56.3089 | 69.4354
1 | 6100 | 707 | 0.035 | 15 | 15 | 7 | 4.217e-11 | 5spot_SharedNeighbor | Water | Porous | Wet | R245fa | MinimizeLCOE_Brownfield | IgnoreSilica | 2019 | 182.9445 | 125.7335 | 15.4502 | 4 | 2684.2583 | 3267.6276 | 54.7222 | 66.615 | 210.5236 | 0 | 105.8245 | 15580008.9836 | 974232.621 | 15658332.6431 | 12161162.6331 | 0 | 1105905.5911 | 0 | 17737060.564 | 46148193.2161 | 31497090.1205 | 140861986.3724 | 961560.8286 | 24065791.4134 | 24065791.4134 | 1478867.319 | 10508037.6352 | 0 | 165889338.6145 | 201942034.9822 | 42169.6503 | 61.8008 | 2684.2583 | 3267.6276 | 54.7222 | 66.615
1 | 6100 | 707 | 0.035 | 15 | 15 | 7 | 5.6234e-11 | 5spot_SharedNeighbor | Water | Porous | Wet | R245fa | MinimizeLCOE_Brownfield | IgnoreSilica | 2019 | 190.1398 | 129.7456 | 16.1003 | 4 | 2629.8481 | 3189.661 | 53.613 | 65.0256 | 209.7931 | 0 | 124.1332 | 15933873.9185 | 995890.9771 | 16056792.9302 | 12621974.5028 | 0 | 993518.3471 | 0 | 18174799.7635 | 47287100.8205 | 32274417.9627 | 144338369.2223 | 961560.8286 | 24065791.4134 | 24065791.4134 | 1478867.319 | 10508037.6352 | 0 | 169365721.4643 | 205418417.832 | 56234.1325 | 64.4013 | 2629.8481 | 3189.661 | 53.613 | 65.0256
1 | 6100 | 707 | 0.035 | 15 | 15 | 7 | 7.4989e-11 | 5spot_SharedNeighbor | Water | Porous | Wet | R245fa | MinimizeLCOE_Brownfield | IgnoreSilica | 2019 | 195.7908 | 132.8246 | 16.6128 | 4 | 2588.2734 | 3130.8183 | 52.7655 | 63.826 | 209.2009 | 0 | 143.6315 | 16203361.0052 | 1012376.324 | 16360914.9312 | 12983273.5188 | 0 | 890560.9282 | 0 | 18505689.8159 | 48148008.8621 | 32862005.391 | 146966190.7765 | 961560.8286 | 24065791.4134 | 24065791.4134 | 1478867.319 | 10508037.6352 | 0 | 171993543.0185 | 208046239.3862 | 74989.4209 | 66.4511 | 2588.2734 | 3130.8183 | 52.7655 | 63.826
1 | 6100 | 707 | 0.035 | 15 | 15 | 7 | 1e-10 | 5spot_SharedNeighbor | Water | Porous | Wet | R245fa | MinimizeLCOE_Brownfield | IgnoreSilica | 2019 | 200.2802 | 135.2217 | 17.0168 | 4 | 2556.5555 | 3086.2183 | 52.1188 | 62.9167 | 208.7191 | 0 | 171.8121 | 16411948.1246 | 1025131.1733 | 16596703.172 | 13268780.9244 | 0 | 801461.8652 | 0 | 18760569.8512 | 48811154.4308 | 33314615.8679 | 148990365.4094 | 961560.8286 | 24065791.4134 | 24065791.4134 | 1478867.319 | 10508037.6352 | 0 | 174017717.6515 | 210070414.0192 | 100000 | 68.0673 | 2556.5555 | 3086.2183 | 52.1188 | 62.9167
1 | 6100 | 707 | 0.035 | 15 | 15 | 7 | 1.3335e-10 | 5spot_SharedNeighbor | Water | Porous | Wet | R245fa | MinimizeLCOE_Brownfield | IgnoreSilica | 2019 | 203.5922 | 136.961 | 17.3204 | 4 | 2532.4045 | 3052.785 | 51.6265 | 62.2352 | 208.3568 | 0 | 226.5518 | 16562651.0671 | 1034343.757 | 16767269.6791 | 13478538.8152 | 0 | 723196.2026 | 0 | 18940739.8132 | 49279919.714 | 33634557.8059 | 150421216.854 | 961560.8286 | 24065791.4134 | 24065791.4134 | 1478867.319 | 10508037.6352 | 0 | 175448569.0961 | 211501265.4638 | 133352.1432 | 69.2814 | 2532.4045 | 3052.785 | 51.6265 | 62.2352
1 | 6100 | 707 | 0.035 | 15 | 15 | 7 | 1.7783e-10 | 5spot_SharedNeighbor | Water | Porous | Wet | R245fa | MinimizeLCOE_Brownfield | IgnoreSilica | 2019 | 206.0546 | 138.2389 | 17.549 | 4 | 2514.0535 | 3027.6543 | 51.2524 | 61.7228 | 208.0837 | 0 | 267.5952 | 16673029.9648 | 1041089.8664 | 16892308.4449 | 13634364.0191 | 0 | 657053.7283 | 0 | 19070159.9491 | 49616644.3599 | 33864379.2958 | 151449029.6282 | 961560.8286 | 24065791.4134 | 24065791.4134 | 1478867.319 | 10508037.6352 | 0 | 176476381.8703 | 212529078.238 | 177827.941 | 70.196 | 2514.0535 | 3027.6543 | 51.2524 | 61.7228
1 | 6100 | 707 | 0.035 | 15 | 15 | 7 | 2.3714e-10 | 5spot_SharedNeighbor | Water | Porous | Wet | R245fa | MinimizeLCOE_Brownfield | IgnoreSilica | 2019 | 207.9307 | 139.2035 | 17.7232 | 4 | 2500.1291 | 3008.6805 | 50.9685 | 61.336 | 207.8736 | 0 | 290.3982 | 16756154.9068 | 1046169.479 | 16986535.2449 | 13752870.3303 | 0 | 603137.0536 | 0 | 19166498.1357 | 49867296.5597 | 34035454.5724 | 152214116.2823 | 961560.8286 | 24065791.4134 | 24065791.4134 | 1478867.319 | 10508037.6352 | 0 | 177241468.5244 | 213294164.8921 | 237137.3706 | 70.8929 | 2500.1291 | 3008.6805 | 50.9685 | 61.336
1 | 6100 | 707 | 0.035 | 15 | 15 | 7 | 3.1623e-10 | 5spot_SharedNeighbor | Water | Porous | Wet | R245fa | MinimizeLCOE_Brownfield | IgnoreSilica | 2019 | 213.3 | 141.9935 | 18.0725 | 4 | 2489.5374 | 2988.2607 | 50.7526 | 60.9197 | 207.3128 | 0 | 329.6812 | 16995689.8453 | 1060803.2201 | 17258355.6501 | 14092739.3271 | 0 | 617784.1309 | 0 | 19509895.1477 | 50760745.1444 | 34645251.5901 | 154941264.0556 | 961560.8286 | 24065791.4134 | 24065791.4134 | 1478867.319 | 10508037.6352 | 0 | 179968616.2977 | 216021312.6654 | 316227.766 | 72.29 | 2489.5374 | 2988.2607 | 50.7526 | 60.9197
1 | 6100 | 707 | 0.035 | 15 | 15 | 7 | 4.217e-10 | 5spot_SharedNeighbor | Water | Porous | Wet | R245fa | MinimizeLCOE_Brownfield | IgnoreSilica | 2019 | 212.8 | 141.7335 | 18.0888 | 4 | 2481.4114 | 2979.6856 | 50.5869 | 60.7449 | 207.3638 | 0 | 355.0793 | 16973423.7781 | 1059443.1714 | 17233070.1698 | 14061060.8425 | 0 | 560913.9899 | 0 | 19456285.6612 | 50621264.2574 | 34550053.0186 | 154515514.8888 | 961560.8286 | 24065791.4134 | 24065791.4134 | 1478867.319 | 10508037.6352 | 0 | 179542867.1309 | 215595563.4986 | 421696.5034 | 72.3551 | 2481.4114 | 2979.6856 | 50.5869 | 60.7449
1 | 6100 | 707 | 0.035 | 15 | 15 | 7 | 5.6234e-10 | 5spot_SharedNeighbor | Water | Porous | Wet | R245fa | MinimizeLCOE_Brownfield | IgnoreSilica | 2019 | 212.8 | 141.7297 | 18.1208 | 4 | 2475.355 | 2972.7492 | 50.4635 | 60.6035 | 207.3611 | 0 | 356.8686 | 16973101.0398 | 1059423.4576 | 17232703.6938 | 14060993.4787 | 0 | 522514.6266 | 0 | 19441007.1556 | 50581512.72 | 34522921.7776 | 154394177.9497 | 961560.8286 | 24065791.4134 | 24065791.4134 | 1478867.319 | 10508037.6352 | 0 | 179421530.1918 | 215474226.5595 | 562341.3252 | 72.4832 | 2475.355 | 2972.7492 | 50.4635 | 60.6035
1 | 6100 | 707 | 0.035 | 15 | 15 | 7 | 7.4989e-10 | 5spot_SharedNeighbor | Water | Porous | Wet | R245fa | MinimizeLCOE_Brownfield | IgnoreSilica | 2019 | 212.8 | 141.7269 | 18.1447 | 4 | 2470.8016 | 2967.5398 | 50.3706 | 60.4973 | 207.3592 | 0 | 367.9267 | 16972858.5511 | 1059408.6457 | 17232428.3433 | 14060942.8745 | 0 | 492906.2179 | 0 | 19429232.4067 | 50550877.2386 | 34502012.432 | 154300666.7098 | 961560.8286 | 24065791.4134 | 24065791.4134 | 1478867.319 | 10508037.6352 | 0 | 179328018.9518 | 215380715.3196 | 749894.2093 | 72.5789 | 2470.8016 | 2967.5398 | 50.3706 | 60.4973
1 | 6100 | 707 | 0.035 | 15 | 15 | 7 | 1e-09 | 5spot_SharedNeighbor | Water | Porous | Wet | R245fa | MinimizeLCOE_Brownfield | IgnoreSilica | 2019 | 212.8 | 141.7247 | 18.1626 | 4 | 2467.378 | 2963.6263 | 50.3008 | 60.4175 | 207.3577 | 0 | 356.7801 | 16972676.4453 | 1059397.5222 | 17232221.5591 | 14060904.8767 | 0 | 470186.6375 | 0 | 19420200.9459 | 50527379.2303 | 34485974.5585 | 154228941.7754 | 961560.8286 | 24065791.4134 | 24065791.4134 | 1478867.319 | 10508037.6352 | 0 | 179256294.0175 | 215308990.3852 | 1000000 | 72.6505 | 2467.378 | 2963.6263 | 50.3008 | 60.4175
1 | 6100 | 707 | 0.035 | 15 | 15 | 7 | 1.3335e-09 | 5spot_SharedNeighbor | Water | Porous | Wet | R245fa | MinimizeLCOE_Brownfield | IgnoreSilica | 2019 | 212.5392 | 141.59 | 18.1618 | 4 | 2464.8029 | 2961.0746 | 50.2483 | 60.3655 | 207.385 | 0 | 392.5103 | 16961131.9997 | 1058692.3482 | 17219113.1533 | 14044398.1358 | 0 | 448924.9501 | 0 | 19395581.629 | 50463324.8178 | 34442256.1058 | 154033423.1397 | 961560.8286 | 24065791.4134 | 24065791.4134 | 1478867.319 | 10508037.6352 | 0 | 179060775.3818 | 215113471.7495 | 1333521.4322 | 72.6471 | 2464.8029 | 2961.0746 | 50.2483 | 60.3655
1 | 6100 | 707 | 0.035 | 15 | 15 | 7 | 1.7783e-09 | 5spot_SharedNeighbor | Water | Porous | Wet | R245fa | MinimizeLCOE_Brownfield | IgnoreSilica | 2019 | 212.7218 | 141.6821 | 18.1818 | 4 | 2462.8698 | 2958.5948 | 50.2089 | 60.315 | 207.3642 | 0 | 410.6869 | 16969018.6643 | 1059174.0939 | 17228068.1389 | 14055914.8214 | 0 | 438441.616 | 0 | 19402740.7605 | 50481951.4094 | 34454969.1373 | 154090278.6417 | 961560.8286 | 24065791.4134 | 24065791.4134 | 1478867.319 | 10508037.6352 | 0 | 179117630.8838 | 215170327.2515 | 1778279.41 | 72.7272 | 2462.8698 | 2958.5948 | 50.2089 | 60.315
1 | 6100 | 707 | 0.035 | 15 | 15 | 7 | 2.3714e-09 | 5spot_SharedNeighbor | Water | Porous | Wet | R245fa | MinimizeLCOE_Brownfield | IgnoreSilica | 2019 | 212.8487 | 141.7459 | 18.1963 | 4 | 2461.4167 | 2956.7474 | 50.1793 | 60.2773 | 207.3498 | 0 | 390.5131 | 16974487.8916 | 1059508.1703 | 17234278.4986 | 14063914.7231 | 0 | 430327.2867 | 0 | 19407381.4624 | 50494025.5639 | 34463209.9958 | 154127133.5924 | 961560.8286 | 24065791.4134 | 24065791.4134 | 1478867.319 | 10508037.6352 | 0 | 179154485.8344 | 215207182.2022 | 2371373.7057 | 72.7851 | 2461.4167 | 2956.7474 | 50.1793 | 60.2773
1 | 6100 | 707 | 0.035 | 15 | 15 | 7 | 3.1623e-09 | 5spot_SharedNeighbor | Water | Porous | Wet | R245fa | MinimizeLCOE_Brownfield | IgnoreSilica | 2019 | 212.9265 | 141.7849 | 18.2062 | 4 | 2460.325 | 2955.3861 | 50.1571 | 60.2495 | 207.3409 | 0 | 409.8399 | 16977828.9239 | 1059712.2489 | 17238072.3835 | 14068817.4736 | 0 | 423920.2909 | 0 | 19409657.0151 | 50499946.0852 | 34467250.8733 | 154145205.2944 | 961560.8286 | 24065791.4134 | 24065791.4134 | 1478867.319 | 10508037.6352 | 0 | 179172557.5365 | 215225253.9042 | 3162277.6602 | 72.8248 | 2460.325 | 2955.3861 | 50.1571 | 60.2495
1 | 6100 | 707 | 0.035 | 15 | 15 | 7 | 4.217e-09 | 5spot_SharedNeighbor | Water | Porous | Wet | R245fa | MinimizeLCOE_Brownfield | IgnoreSilica | 2019 | 212.9996 | 141.8217 | 18.2144 | 4 | 2459.5052 | 2954.3421 | 50.1403 | 60.2283 | 207.3325 | 0 | 394.4867 | 16980980.8424 | 1059904.775 | 17241651.5988 | 14073430.621 | 0 | 419304.9999 | 0 | 19412356.4064 | 50506969.3477 | 34472044.3943 | 154166642.9855 | 961560.8286 | 24065791.4134 | 24065791.4134 | 1478867.319 | 10508037.6352 | 0 | 179193995.2275 | 215246691.5952 | 4216965.0343 | 72.8577 | 2459.5052 | 2954.3421 | 50.1403 | 60.2283
1 | 6100 | 707 | 0.035 | 15 | 15 | 7 | 5.6234e-09 | 5spot_SharedNeighbor | Water | Porous | Wet | R245fa | MinimizeLCOE_Brownfield | IgnoreSilica | 2019 | 213.0339 | 141.8388 | 18.2195 | 4 | 2458.8898 | 2953.5894 | 50.1278 | 60.2129 | 207.3285 | 0 | 378.4877 | 16982444.405 | 1059994.1722 | 17243313.598 | 14075588.6388 | 0 | 415511.4425 | 0 | 19412972.38 | 50508571.9846 | 34473138.2269 | 154171534.848 | 961560.8286 | 24065791.4134 | 24065791.4134 | 1478867.319 | 10508037.6352 | 0 | 179198887.0901 | 215251583.4578 | 5623413.2519 | 72.878 | 2458.8898 | 2953.5894 | 50.1278 | 60.2129
1 | 6100 | 707 | 0.035 | 15 | 15 | 7 | 7.4989e-09 | 5spot_SharedNeighbor | Water | Porous | Wet | R245fa | MinimizeLCOE_Brownfield | IgnoreSilica | 2019 | 213.0728 | 141.8583 | 18.224 | 4 | 2458.4279 | 2953.0049 | 50.1184 | 60.201 | 207.3241 | 0 | 389.8221 | 16984117.9685 | 1060096.3965 | 17245214.0908 | 14078040.8759 | 0 | 412855.4063 | 0 | 19414326.6478 | 50512095.5117 | 34475543.1065 | 154182290.0041 | 961560.8286 | 24065791.4134 | 24065791.4134 | 1478867.319 | 10508037.6352 | 0 | 179209642.2461 | 215262338.6139 | 7498942.0933 | 72.896 | 2458.4279 | 2953.0049 | 50.1184 | 60.201
1 | 6100 | 707 | 0.035 | 15 | 15 | 7 | 1e-08 | 5spot_SharedNeighbor | Water | Porous | Wet | R245fa | MinimizeLCOE_Brownfield | IgnoreSilica | 2019 | 213.0922 | 141.868 | 18.2269 | 4 | 2458.0813 | 2952.5808 | 50.1113 | 60.1924 | 207.3218 | 0 | 392.9388 | 16984948.5085 | 1060147.1273 | 17246157.2568 | 14079265.7154 | 0 | 410709.2009 | 0 | 19414678.8454 | 50513011.8576 | 34476168.5314 | 154185087.0432 | 961560.8286 | 24065791.4134 | 24065791.4134 | 1478867.319 | 10508037.6352 | 0 | 179212439.2853 | 215265135.653 | 10000000 | 72.9074 | 2458.0813 | 2952.5808 | 50.1113 | 60.1924
1 | 6200 | 707 | 0.035 | 15 | 15 | 7 | 1e-13 | 5spot_SharedNeighbor | Water | Porous | Wet | R245fa | MinimizeLCOE_Brownfield | IgnoreSilica | 2019 | 1.0452 | 0.2817 | 0.018114 | 4 | 371908.5477 | 880379.3595 | 7581.8588 | 17947.724 | 134.1599 | 0 | 44.6614 | 176463.0947 | 7803.8323 | 122427.0282 | 68565.0407 | 0 | 62559.5718 | 0 | 170749.2414 | 444254.5006 | 303212.8252 | 1356035.1349 | 961560.8286 | 24629381.4663 | 24629381.4663 | 1478867.319 | 10733473.6564 | 0 | 26946977.4299 | 63788699.8717 | 100 | 0.072456 | 371908.5477 | 880379.3595 | 7581.8588 | 17947.724
1 | 6200 | 707 | 0.035 | 15 | 15 | 7 | 1.3335e-13 | 5spot_SharedNeighbor | Water | Porous | Wet | R245fa | MinimizeLCOE_Brownfield | IgnoreSilica | 2019 | 1.3445 | 0.43741 | 0.03637 | 4 | 188603.6642 | 441843.9579 | 3844.9408 | 9007.5867 | 148.6795 | 0 | 64.4862 | 255150.3461 | 12584.7996 | 172413.8018 | 87796.2772 | 0 | 68505.9237 | 0 | 232615.9479 | 605218.9803 | 413074.39 | 1847360.4666 | 961560.8286 | 24629381.4663 | 24629381.4663 | 1478867.319 | 10733473.6564 | 0 | 27438302.7616 | 64280025.2033 | 133.3521 | 0.14548 | 188603.6642 | 441843.9579 | 3844.9408 | 9007.5867
1 | 6200 | 707 | 0.035 | 15 | 15 | 7 | 1.7783e-13 | 5spot_SharedNeighbor | Water | Porous | Wet | R245fa | MinimizeLCOE_Brownfield | IgnoreSilica | 2019 | 1.7487 | 0.67041 | 0.066073 | 4 | 106388.9802 | 245786.9276 | 2168.8833 | 5010.699 | 162.2689 | 0 | 276.421 | 362833.7765 | 20023.3658 | 240442.7669 | 116313.6017 | 0 | 76200.7486 | 0 | 318167.5612 | 827806.729 | 564995.1023 | 2526783.6519 | 961560.8286 | 24629381.4663 | 24629381.4663 | 1478867.319 | 10733473.6564 | 0 | 28117725.9469 | 64959448.3886 | 177.8279 | 0.26429 | 106388.9802 | 245786.9276 | 2168.8833 | 5010.699
1 | 6200 | 707 | 0.035 | 15 | 15 | 7 | 2.3714e-13 | 5spot_SharedNeighbor | Water | Porous | Wet | R245fa | MinimizeLCOE_Brownfield | IgnoreSilica | 2019 | 2.2543 | 0.983 | 0.10924 | 4 | 66278.561 | 150589.1144 | 1351.1781 | 3069.9628 | 173.652 | 0 | 354.5818 | 495951.2512 | 30592.4556 | 324000.6633 | 154156.5946 | 0 | 83755.2472 | 0 | 424497.9226 | 1104456.5181 | 753814.2679 | 3371224.9205 | 961560.8286 | 24629381.4663 | 24629381.4663 | 1478867.319 | 10733473.6564 | 0 | 28962167.2155 | 65803889.6573 | 237.1374 | 0.43698 | 66278.561 | 150589.1144 | 1351.1781 | 3069.9628
1 | 6200 | 707 | 0.035 | 15 | 15 | 7 | 3.1623e-13 | 5spot_SharedNeighbor | Water | Porous | Wet | R245fa | MinimizeLCOE_Brownfield | IgnoreSilica | 2019 | 2.9155 | 1.4561 | 0.17079 | 4 | 44019.8114 | 97947.8047 | 897.4034 | 1996.7985 | 183.3971 | 0 | 464.3075 | 664009.8689 | 42981.1103 | 442317.4204 | 204262.7993 | 0 | 93470.8389 | 0 | 564346.3948 | 1468313.5558 | 1002154.1727 | 4481856.1611 | 961560.8286 | 24629381.4663 | 24629381.4663 | 1478867.319 | 10733473.6564 | 0 | 30072798.4561 | 66914520.8979 | 316.2278 | 0.68317 | 44019.8114 | 97947.8047 | 897.4034 | 1996.7985
1 | 6200 | 707 | 0.035 | 15 | 15 | 7 | 4.217e-13 | 5spot_SharedNeighbor | Water | Porous | Wet | R245fa | MinimizeLCOE_Brownfield | IgnoreSilica | 2019 | 3.7559 | 2.0896 | 0.24916 | 4 | 31483.7371 | 68449.942 | 641.8386 | 1395.4447 | 191.3474 | 0 | 68.8255 | 855227.4375 | 55345.914 | 590512.1334 | 262705.1938 | 0 | 104565.967 | 0 | 728659.0918 | 1895821.4884 | 1293937.1211 | 5786774.347 | 961560.8286 | 24629381.4663 | 24629381.4663 | 1478867.319 | 10733473.6564 | 0 | 31377716.6419 | 68219439.0837 | 421.6965 | 0.99663 | 31483.7371 | 68449.942 | 641.8386 | 1395.4447
1 | 6200 | 707 | 0.035 | 15 | 15 | 7 | 5.6234e-13 | 5spot_SharedNeighbor | Water | Porous | Wet | R245fa | MinimizeLCOE_Brownfield | IgnoreSilica | 2019 | 4.8937 | 2.9518 | 0.35547 | 4 | 23224.166 | 49135.089 | 473.456 | 1001.6852 | 198.0981 | 0 | 83.721 | 1089907.7514 | 70486.11 | 778483.4297 | 340653.251 | 0 | 119558.1728 | 0 | 935644.5988 | 2434355.3189 | 1661497.5262 | 7430586.1586 | 961560.8286 | 24629381.4663 | 24629381.4663 | 1478867.319 | 10733473.6564 | 0 | 33021528.4536 | 69863250.8954 | 562.3413 | 1.4219 | 23224.166 | 49135.089 | 473.456 | 1001.6852
1 | 6200 | 707 | 0.035 | 15 | 15 | 7 | 7.4989e-13 | 5spot_SharedNeighbor | Water | Porous | Wet | R245fa | MinimizeLCOE_Brownfield | IgnoreSilica | 2019 | 6.3675 | 4.0719 | 0.49394 | 4 | 17717.1527 | 36364.0567 | 361.1881 | 741.3305 | 203.4277 | 0 | 84.0105 | 1366556.7077 | 88288.0654 | 1006975.8111 | 440872.8974 | 0 | 136715.1114 | 0 | 1185369.3513 | 3084087.8993 | 2104953.3629 | 9413819.2064 | 961560.8286 | 24629381.4663 | 24629381.4663 | 1478867.319 | 10733473.6564 | 0 | 35004761.5014 | 71846483.9432 | 749.8942 | 1.9758 | 17717.1527 | 36364.0567 | 361.1881 | 741.3305
1 | 6200 | 707 | 0.035 | 15 | 15 | 7 | 1e-12 | 5spot_SharedNeighbor | Water | Porous | Wet | R245fa | MinimizeLCOE_Brownfield | IgnoreSilica | 2019 | 8.3043 | 5.5345 | 0.67444 | 4 | 13875.2345 | 27531.7375 | 282.8654 | 561.2717 | 207.426 | 0 | 67.6371 | 1696272.5237 | 109446.2154 | 1287200.4392 | 571918.5304 | 0 | 158181.8785 | 0 | 1490977.639 | 3879217.9752 | 2647645.978 | 11840861.1794 | 961560.8286 | 24629381.4663 | 24629381.4663 | 1478867.319 | 10733473.6564 | 0 | 37431803.4744 | 74273525.9162 | 1000 | 2.6977 | 13875.2345 | 27531.7375 | 282.8654 | 561.2717
1 | 6200 | 707 | 0.035 | 15 | 15 | 7 | 1.3335e-12 | 5spot_SharedNeighbor | Water | Porous | Wet | R245fa | MinimizeLCOE_Brownfield | IgnoreSilica | 2019 | 10.8595 | 7.5102 | 0.91991 | 4 | 11003.1215 | 21015.4788 | 224.3135 | 428.429 | 211.1642 | 0 | 74.0134 | 2103819.9593 | 135520.2816 | 1643264.131 | 745364.2135 | 0 | 181589.3666 | 0 | 1875727.6012 | 4880258.4538 | 3330876.674 | 14896420.6809 | 961560.8286 | 24629381.4663 | 24629381.4663 | 1478867.319 | 10733473.6564 | 0 | 40487362.9758 | 77329085.4176 | 1333.5214 | 3.6796 | 11003.1215 | 21015.4788 | 224.3135 | 428.429
1 | 6200 | 707 | 0.035 | 15 | 15 | 7 | 1.7783e-12 | 5spot_SharedNeighbor | Water | Porous | Wet | R245fa | MinimizeLCOE_Brownfield | IgnoreSilica | 2019 | 14.1969 | 10.0699 | 1.2377 | 4 | 8931.3129 | 16372.9082 | 182.0769 | 333.7839 | 213.8073 | 0 | 82.3973 | 2588110.8859 | 166404.2839 | 2077804.848 | 971235.7603 | 0 | 210174.6536 | 0 | 2345354.8684 | 6102132.2691 | 4164830.66 | 18626048.2293 | 961560.8286 | 24629381.4663 | 24629381.4663 | 1478867.319 | 10733473.6564 | 0 | 44216990.5243 | 81058712.966 | 1778.2794 | 4.9508 | 8931.3129 | 16372.9082 | 182.0769 | 333.7839
1 | 6200 | 707 | 0.035 | 15 | 15 | 7 | 2.3714e-12 | 5spot_SharedNeighbor | Water | Porous | Wet | R245fa | MinimizeLCOE_Brownfield | IgnoreSilica | 2019 | 18.6138 | 13.4611 | 1.6588 | 4 | 7365.974 | 12918.3071 | 150.1653 | 263.3572 | 215.8765 | 0 | 81.6911 | 3177995.6479 | 203893.4379 | 2620891.4653 | 1270129.908 | 0 | 245020.3749 | 0 | 2931993.0253 | 7628444.4173 | 5206570.0637 | 23284938.3402 | 961560.8286 | 24629381.4663 | 24629381.4663 | 1478867.319 | 10733473.6564 | 0 | 48875880.6352 | 85717603.077 | 2371.3737 | 6.6354 | 7365.974 | 12918.3071 | 150.1653 | 263.3572
1 | 6200 | 707 | 0.035 | 15 | 15 | 7 | 3.1623e-12 | 5spot_SharedNeighbor | Water | Porous | Wet | R245fa | MinimizeLCOE_Brownfield | IgnoreSilica | 2019 | 24.4527 | 17.9474 | 2.2161 | 4 | 6170.46 | 10326.6446 | 125.7932 | 210.5226 | 217.4821 | 0 | 98.8975 | 3896210.8343 | 249371.8089 | 3299021.5974 | 1665293.9017 | 0 | 287442.7889 | 0 | 3664962.9632 | 9535481.8429 | 6508162.2923 | 29105948.0297 | 961560.8286 | 24629381.4663 | 24629381.4663 | 1478867.319 | 10733473.6564 | 0 | 54696890.3246 | 91538612.7664 | 3162.2777 | 8.8643 | 6170.46 | 10326.6446 | 125.7932 | 210.5226
1 | 6200 | 707 | 0.035 | 15 | 15 | 7 | 4.217e-12 | 5spot_SharedNeighbor | Water | Porous | Wet | R245fa | MinimizeLCOE_Brownfield | IgnoreSilica | 2019 | 32.1358 | 23.8529 | 2.9498 | 4 | 5249.9543 | 8372.3549 | 107.0274 | 170.6818 | 218.7169 | 0 | 102.0892 | 4767298.3177 | 304317.1108 | 4142078.4533 | 2185149.1395 | 0 | 338697.4091 | 0 | 4577640.7679 | 11910082.2748 | 8128875.8802 | 36354139.3533 | 961560.8286 | 24629381.4663 | 24629381.4663 | 1478867.319 | 10733473.6564 | 0 | 61945081.6483 | 98786804.0901 | 4216.965 | 11.7992 | 5249.9543 | 8372.3549 | 107.0274 | 170.6818
1 | 6200 | 707 | 0.035 | 15 | 15 | 7 | 5.6234e-12 | 5spot_SharedNeighbor | Water | Porous | Wet | R245fa | MinimizeLCOE_Brownfield | IgnoreSilica | 2019 | 42.1675 | 31.565 | 3.9082 | 4 | 4536.3351 | 6893.0356 | 92.4793 | 140.5239 | 219.6543 | 0 | 115.8607 | 5816784.9719 | 370246.9083 | 5182625.4971 | 2864007.2301 | 0 | 400097.6345 | 0 | 5707167.2744 | 14848878.5469 | 10134664.7222 | 45324472.7854 | 961560.8286 | 24629381.4663 | 24629381.4663 | 1478867.319 | 10733473.6564 | 0 | 70915415.0803 | 107757137.5221 | 5623.4133 | 15.6328 | 4536.3351 | 6893.0356 | 92.4793 | 140.5239
1 | 6200 | 707 | 0.035 | 15 | 15 | 7 | 7.4989e-12 | 5spot_SharedNeighbor | Water | Porous | Wet | R245fa | MinimizeLCOE_Brownfield | IgnoreSilica | 2019 | 55.13 | 41.5137 | 5.1443 | 4 | 3980.6372 | 5771.0622 | 81.1507 | 117.6509 | 220.3159 | 0 | 123.0512 | 7068008.2667 | 448519.4859 | 6452652.1822 | 3740819.2955 | 0 | 473516.4075 | 0 | 7091571.0988 | 18450813.3177 | 12593059.2156 | 56318959.2699 | 961560.8286 | 24629381.4663 | 24629381.4663 | 1478867.319 | 10733473.6564 | 0 | 81909901.5649 | 118751624.0067 | 7498.9421 | 20.5771 | 3980.6372 | 5771.0622 | 81.1507 | 117.6509
1 | 6200 | 707 | 0.035 | 15 | 15 | 7 | 1e-11 | 5spot_SharedNeighbor | Water | Porous | Wet | R245fa | MinimizeLCOE_Brownfield | IgnoreSilica | 2019 | 71.4636 | 53.9487 | 6.688 | 4 | 3551.9934 | 4929.1437 | 72.4122 | 100.4873 | 220.5981 | 0 | 132.8975 | 8517505.2092 | 538807.8279 | 7957374.117 | 4844009.7591 | 0 | 559742.1853 | 0 | 8742801.2484 | 22746975.4532 | 15525278.1504 | 69432493.9503 | 961560.8286 | 24629381.4663 | 24629381.4663 | 1478867.319 | 10733473.6564 | 0 | 95023436.2453 | 131865158.6871 | 10000 | 26.7521 | 3551.9934 | 4929.1437 | 72.4122 | 100.4873
1 | 6200 | 707 | 0.035 | 15 | 15 | 7 | 1.3335e-11 | 5spot_SharedNeighbor | Water | Porous | Wet | R245fa | MinimizeLCOE_Brownfield | IgnoreSilica | 2019 | 91.3199 | 68.7477 | 8.5206 | 4 | 3228.4188 | 4309.3854 | 65.8157 | 87.8526 | 220.2873 | 0 | 129.0075 | 10123944.2163 | 638451.2894 | 9660316.2635 | 6180401.7898 | 0 | 659967.4774 | 0 | 10632601.6042 | 27663848.3276 | 18881144.9189 | 84440675.8871 | 961560.8286 | 24629381.4663 | 24629381.4663 | 1478867.319 | 10733473.6564 | 0 | 110031618.1821 | 146873340.6239 | 13335.2143 | 34.0822 | 3228.4188 | 4309.3854 | 65.8157 | 87.8526
1 | 6200 | 707 | 0.035 | 15 | 15 | 7 | 1.7783e-11 | 5spot_SharedNeighbor | Water | Porous | Wet | R245fa | MinimizeLCOE_Brownfield | IgnoreSilica | 2019 | 114.2869 | 85.1984 | 10.5468 | 4 | 2992.6157 | 3865.9063 | 61.0085 | 78.8117 | 219.1959 | 0 | 142.8739 | 11798458.914 | 741906.29 | 11469116.2797 | 7715560.965 | 0 | 774479.2674 | 0 | 12674813.4693 | 32977264.6854 | 22507660.7628 | 100659260.6337 | 961560.8286 | 24629381.4663 | 24629381.4663 | 1478867.319 | 10733473.6564 | 0 | 126250202.9286 | 163091925.3704 | 17782.7941 | 42.1872 | 2992.6157 | 3865.9063 | 61.0085 | 78.8117
1 | 6200 | 707 | 0.035 | 15 | 15 | 7 | 2.3714e-11 | 5spot_SharedNeighbor | Water | Porous | Wet | R245fa | MinimizeLCOE_Brownfield | IgnoreSilica | 2019 | 139.1474 | 101.9745 | 12.5964 | 4 | 2828.9851 | 3560.1835 | 57.6727 | 72.5792 | 217.3163 | 0 | 126.3331 | 13414191.6656 | 841377.5994 | 13242739.3957 | 9361041.4295 | 0 | 899459.4162 | 0 | 14725935.7075 | 38313864.0061 | 26149999.4553 | 116948608.6752 | 961560.8286 | 24629381.4663 | 24629381.4663 | 1478867.319 | 10733473.6564 | 0 | 142539550.9702 | 179381273.412 | 23713.7371 | 50.3854 | 2828.9851 | 3560.1835 | 57.6727 | 72.5792
1 | 6200 | 707 | 0.035 | 15 | 15 | 7 | 3.1623e-11 | 5spot_SharedNeighbor | Water | Porous | Wet | R245fa | MinimizeLCOE_Brownfield | IgnoreSilica | 2019 | 164.3212 | 118.1074 | 14.5536 | 4 | 2714.7169 | 3347.5814 | 55.3432 | 68.245 | 215.2179 | 0 | 142.9687 | 14898494.2561 | 932483.2159 | 14893833.4643 | 11012310.2721 | 0 | 1024705.9957 | 0 | 16677112.6096 | 43390426.0639 | 29614857.3727 | 132444223.2503 | 961560.8286 | 24629381.4663 | 24629381.4663 | 1478867.319 | 10733473.6564 | 0 | 158035165.5452 | 194876887.987 | 31622.7766 | 58.2142 | 2714.7169 | 3347.5814 | 55.3432 | 68.245
1 | 6200 | 707 | 0.035 | 15 | 15 | 7 | 4.217e-11 | 5spot_SharedNeighbor | Water | Porous | Wet | R245fa | MinimizeLCOE_Brownfield | IgnoreSilica | 2019 | 186.7501 | 131.5326 | 16.1828 | 4 | 2640.3908 | 3209.5418 | 53.8279 | 65.4309 | 213.0656 | 0 | 154.8041 | 16090490.53 | 1005472.595 | 16233468.0294 | 12467517.4063 | 0 | 1123405.4388 | 0 | 18298938.0598 | 47610083.2034 | 32494860.0757 | 145324235.3385 | 961560.8286 | 24629381.4663 | 24629381.4663 | 1478867.319 | 10733473.6564 | 0 | 170915177.6334 | 207756900.0752 | 42169.6503 | 64.731 | 2640.3908 | 3209.5418 | 53.8279 | 65.4309
1 | 6200 | 707 | 0.035 | 15 | 15 | 7 | 5.6234e-11 | 5spot_SharedNeighbor | Water | Porous | Wet | R245fa | MinimizeLCOE_Brownfield | IgnoreSilica | 2019 | 193.9527 | 135.6236 | 16.8466 | 4 | 2588.2747 | 3134.9983 | 52.7655 | 63.9112 | 212.3103 | 0 | 184.7707 | 16446814.9778 | 1027262.812 | 16636150.0289 | 12931114.6775 | 0 | 1008812.908 | 0 | 18739560.6077 | 48756492.6887 | 33277308.1058 | 148823516.8064 | 961560.8286 | 24629381.4663 | 24629381.4663 | 1478867.319 | 10733473.6564 | 0 | 174414459.1014 | 211256181.5432 | 56234.1325 | 67.3864 | 2588.2747 | 3134.9983 | 52.7655 | 63.9112
1 | 6200 | 707 | 0.035 | 15 | 15 | 7 | 7.4989e-11 | 5spot_SharedNeighbor | Water | Porous | Wet | R245fa | MinimizeLCOE_Brownfield | IgnoreSilica | 2019 | 199.6157 | 138.7663 | 17.3689 | 4 | 2548.5782 | 3078.8596 | 51.9562 | 62.7667 | 211.6992 | 0 | 188.0781 | 16718499.3096 | 1043868.4991 | 16943843.9579 | 13294443.7918 | 0 | 905100.0799 | 0 | 19073244.6989 | 49624670.2462 | 33869857.128 | 151473527.7114 | 961560.8286 | 24629381.4663 | 24629381.4663 | 1478867.319 | 10733473.6564 | 0 | 177064470.0063 | 213906192.4481 | 74989.4209 | 69.4758 | 2548.5782 | 3078.8596 | 51.9562 | 62.7667
1 | 6200 | 707 | 0.035 | 15 | 15 | 7 | 1e-10 | 5spot_SharedNeighbor | Water | Porous | Wet | R245fa | MinimizeLCOE_Brownfield | IgnoreSilica | 2019 | 208 | 143.3576 | 18.0002 | 4 | 2518.0746 | 3029.7601 | 51.3344 | 61.7658 | 210.8121 | 0 | 276.9922 | 17112328.3227 | 1067926.9061 | 17390871.9095 | 13830851.6995 | 0 | 872311.7068 | 0 | 19606973.3124 | 51013322.6156 | 34817640.9041 | 155712227.3768 | 961560.8286 | 24629381.4663 | 24629381.4663 | 1478867.319 | 10733473.6564 | 0 | 181303169.6718 | 218144892.1136 | 100000 | 72.0007 | 2518.0746 | 3029.7601 | 51.3344 | 61.7658
1 | 6200 | 707 | 0.035 | 15 | 15 | 7 | 1.3335e-10 | 5spot_SharedNeighbor | Water | Porous | Wet | R245fa | MinimizeLCOE_Brownfield | IgnoreSilica | 2019 | 207.4903 | 143.0703 | 18.099 | 4 | 2494.8965 | 3003.7882 | 50.8618 | 61.2363 | 210.8579 | 0 | 200.6161 | 17087791.2041 | 1066428.4131 | 17362986.121 | 13798211.5941 | 0 | 738462.8849 | 0 | 19521013.2847 | 50789672.2564 | 34664994.9384 | 155029560.6967 | 961560.8286 | 24629381.4663 | 24629381.4663 | 1478867.319 | 10733473.6564 | 0 | 180620502.9916 | 217462225.4334 | 133352.1432 | 72.396 | 2494.8965 | 3003.7882 | 50.8618 | 61.2363
1 | 6200 | 707 | 0.035 | 15 | 15 | 7 | 1.7783e-10 | 5spot_SharedNeighbor | Water | Porous | Wet | R245fa | MinimizeLCOE_Brownfield | IgnoreSilica | 2019 | 209.1681 | 143.9516 | 18.2861 | 4 | 2477.6511 | 2981.337 | 50.5103 | 60.7786 | 210.6622 | 0 | 239.0987 | 17163014.855 | 1071022.171 | 17448490.0755 | 13904488.909 | 0 | 662337.2604 | 0 | 19597247.7756 | 50988018.764 | 34800370.5054 | 155634990.3159 | 961560.8286 | 24629381.4663 | 24629381.4663 | 1478867.319 | 10733473.6564 | 0 | 181225932.6108 | 218067655.0526 | 177827.941 | 73.1442 | 2477.6511 | 2981.337 | 50.5103 | 60.7786
1 | 6200 | 707 | 0.035 | 15 | 15 | 7 | 2.3714e-10 | 5spot_SharedNeighbor | Water | Porous | Wet | R245fa | MinimizeLCOE_Brownfield | IgnoreSilica | 2019 | 210.9586 | 144.8887 | 18.4569 | 4 | 2464.5833 | 2963.6073 | 50.2439 | 60.4171 | 210.4543 | 0 | 255.0213 | 17242871.3863 | 1075898.2516 | 17539306.2558 | 14017922.1123 | 0 | 608475.7026 | 0 | 19688944.7463 | 51226595.472 | 34963204.0109 | 156363217.9377 | 961560.8286 | 24629381.4663 | 24629381.4663 | 1478867.319 | 10733473.6564 | 0 | 181954160.2326 | 218795882.6744 | 237137.3706 | 73.8276 | 2464.5833 | 2963.6073 | 50.2439 | 60.4171
1 | 6200 | 707 | 0.035 | 15 | 15 | 7 | 3.1623e-10 | 5spot_SharedNeighbor | Water | Porous | Wet | R245fa | MinimizeLCOE_Brownfield | IgnoreSilica | 2019 | 212.2808 | 145.576 | 18.5845 | 4 | 2454.6875 | 2950.2851 | 50.0421 | 60.1456 | 210.2997 | 0 | 309.4257 | 17301345.4198 | 1079468.3166 | 17605835.4265 | 14101650.6835 | 0 | 564829.0531 | 0 | 19754720.2709 | 51397729.8944 | 35080006.7707 | 156885585.8356 | 961560.8286 | 24629381.4663 | 24629381.4663 | 1478867.319 | 10733473.6564 | 0 | 182476528.1306 | 219318250.5724 | 316227.766 | 74.338 | 2454.6875 | 2950.2851 | 50.0421 | 60.1456
1 | 6200 | 707 | 0.035 | 15 | 15 | 7 | 4.217e-10 | 5spot_SharedNeighbor | Water | Porous | Wet | R245fa | MinimizeLCOE_Brownfield | IgnoreSilica | 2019 | 213.236 | 146.0699 | 18.6785 | 4 | 2447.2043 | 2940.3066 | 49.8896 | 59.9421 | 210.1872 | 0 | 316.5408 | 17343314.8337 | 1082030.5087 | 17653601.9852 | 14162118.1846 | 0 | 529668.2216 | 0 | 19800586.1562 | 51517063.5196 | 35161454.422 | 157249837.8315 | 961560.8286 | 24629381.4663 | 24629381.4663 | 1478867.319 | 10733473.6564 | 0 | 182840780.1265 | 219682502.5682 | 421696.5034 | 74.7141 | 2447.2043 | 2940.3066 | 49.8896 | 59.9421
1 | 6200 | 707 | 0.035 | 15 | 15 | 7 | 5.6234e-10 | 5spot_SharedNeighbor | Water | Porous | Wet | R245fa | MinimizeLCOE_Brownfield | IgnoreSilica | 2019 | 213.9204 | 146.4223 | 18.7475 | 4 | 2441.5527 | 2932.8415 | 49.7744 | 59.7899 | 210.1062 | 0 | 322.9975 | 17373238.6434 | 1083857.2254 | 17687667.0563 | 14205432.9849 | 0 | 501629.9396 | 0 | 19832212.0813 | 51599347.6896 | 35217615.0587 | 157501000.6791 | 961560.8286 | 24629381.4663 | 24629381.4663 | 1478867.319 | 10733473.6564 | 0 | 183091942.9741 | 219933665.4159 | 562341.3252 | 74.99 | 2441.5527 | 2932.8415 | 49.7744 | 59.7899
1 | 6200 | 707 | 0.035 | 15 | 15 | 7 | 7.4989e-10 | 5spot_SharedNeighbor | Water | Porous | Wet | R245fa | MinimizeLCOE_Brownfield | IgnoreSilica | 2019 | 214.4151 | 146.6763 | 18.7983 | 4 | 2437.2896 | 2927.2509 | 49.6874 | 59.676 | 210.0474 | 0 | 326.5227 | 17394790.6443 | 1085172.827 | 17712205.8072 | 14236737.252 | 0 | 479579.9238 | 0 | 19854309.7172 | 51656841.2052 | 35256855.5645 | 157676492.9411 | 961560.8286 | 24629381.4663 | 24629381.4663 | 1478867.319 | 10733473.6564 | 0 | 183267435.236 | 220109157.6778 | 749894.2093 | 75.1931 | 2437.2896 | 2927.2509 | 49.6874 | 59.676
1 | 6200 | 707 | 0.035 | 15 | 15 | 7 | 1e-09 | 5spot_SharedNeighbor | Water | Porous | Wet | R245fa | MinimizeLCOE_Brownfield | IgnoreSilica | 2019 | 214.7855 | 146.8661 | 18.8364 | 4 | 2434.0773 | 2923.047 | 49.622 | 59.5903 | 210.0033 | 0 | 310.4409 | 17410890.3146 | 1086155.5723 | 17730538.8583 | 14260175.5378 | 0 | 462575.5782 | 0 | 19870630.9858 | 51699305.7983 | 35285838.5218 | 157806111.1671 | 961560.8286 | 24629381.4663 | 24629381.4663 | 1478867.319 | 10733473.6564 | 0 | 183397053.4621 | 220238775.9039 | 1000000 | 75.3456 | 2434.0773 | 2923.047 | 49.622 | 59.5903
1 | 6200 | 707 | 0.035 | 15 | 15 | 7 | 1.3335e-09 | 5spot_SharedNeighbor | Water | Porous | Wet | R245fa | MinimizeLCOE_Brownfield | IgnoreSilica | 2019 | 215.0413 | 146.9968 | 18.8638 | 4 | 2431.659 | 2919.9186 | 49.5727 | 59.5265 | 209.9727 | 0 | 315.6454 | 17421975.7968 | 1086832.2305 | 17743163.252 | 14276354.5435 | 0 | 449218.1515 | 0 | 19881242.15 | 51726913.8707 | 35304681.5986 | 157890381.5935 | 961560.8286 | 24629381.4663 | 24629381.4663 | 1478867.319 | 10733473.6564 | 0 | 183481323.8885 | 220323046.3303 | 1333521.4322 | 75.4552 | 2431.659 | 2919.9186 | 49.5727 | 59.5265
1 | 6200 | 707 | 0.035 | 15 | 15 | 7 | 1.7783e-09 | 5spot_SharedNeighbor | Water | Porous | Wet | R245fa | MinimizeLCOE_Brownfield | IgnoreSilica | 2019 | 215.2265 | 147.0913 | 18.884 | 4 | 2429.8399 | 2917.5773 | 49.5356 | 59.4788 | 209.9505 | 0 | 322.809 | 17429989.6234 | 1087321.3874 | 17752290.1389 | 14288068.9481 | 0 | 438935.8481 | 0 | 19888676.3189 | 51746256.0534 | 35317883.0357 | 157949421.354 | 961560.8286 | 24629381.4663 | 24629381.4663 | 1478867.319 | 10733473.6564 | 0 | 183540363.649 | 220382086.0908 | 1778279.41 | 75.536 | 2429.8399 | 2917.5773 | 49.5356 | 59.4788
1 | 6200 | 707 | 0.035 | 15 | 15 | 7 | 2.3714e-09 | 5spot_SharedNeighbor | Water | Porous | Wet | R245fa | MinimizeLCOE_Brownfield | IgnoreSilica | 2019 | 215.3554 | 147.157 | 18.8986 | 4 | 2428.4725 | 2915.8331 | 49.5077 | 59.4432 | 209.935 | 0 | 342.527 | 17435556.0318 | 1087661.1525 | 17758629.9578 | 14296220.1151 | 0 | 430976.456 | 0 | 19893527.0482 | 51758876.6559 | 35326496.8562 | 157987944.2737 | 961560.8286 | 24629381.4663 | 24629381.4663 | 1478867.319 | 10733473.6564 | 0 | 183578886.5687 | 220420609.0105 | 2371373.7057 | 75.5944 | 2428.4725 | 2915.8331 | 49.5077 | 59.4432
1 | 6200 | 707 | 0.035 | 15 | 15 | 7 | 3.1623e-09 | 5spot_SharedNeighbor | Water | Porous | Wet | R245fa | MinimizeLCOE_Brownfield | IgnoreSilica | 2019 | 215.4675 | 147.2142 | 18.9104 | 4 | 2427.4451 | 2914.5013 | 49.4868 | 59.4161 | 209.9216 | 0 | 340.0078 | 17440401.6602 | 1087956.9199 | 17764149.035 | 14303307.8903 | 0 | 425181.4319 | 0 | 19898188.8055 | 51771005.5922 | 35334775.1045 | 158024966.4395 | 961560.8286 | 24629381.4663 | 24629381.4663 | 1478867.319 | 10733473.6564 | 0 | 183615908.7345 | 220457631.1763 | 3162277.6602 | 75.6416 | 2427.4451 | 2914.5013 | 49.4868 | 59.4161
1 | 6200 | 707 | 0.035 | 15 | 15 | 7 | 4.217e-09 | 5spot_SharedNeighbor | Water | Porous | Wet | R245fa | MinimizeLCOE_Brownfield | IgnoreSilica | 2019 | 215.5406 | 147.2514 | 18.9187 | 4 | 2426.6736 | 2913.5172 | 49.471 | 59.396 | 209.9128 | 0 | 336.4264 | 17443557.6573 | 1088149.5544 | 17767743.7478 | 14307934.1111 | 0 | 420638.9843 | 0 | 19900929.3814 | 51778136.0084 | 35339641.76 | 158046731.2045 | 961560.8286 | 24629381.4663 | 24629381.4663 | 1478867.319 | 10733473.6564 | 0 | 183637673.4995 | 220479395.9413 | 4216965.0343 | 75.6746 | 2426.6736 | 2913.5172 | 49.471 | 59.396
1 | 6200 | 707 | 0.035 | 15 | 15 | 7 | 5.6234e-09 | 5spot_SharedNeighbor | Water | Porous | Wet | R245fa | MinimizeLCOE_Brownfield | IgnoreSilica | 2019 | 215.5944 | 147.2787 | 18.9248 | 4 | 2426.0944 | 2912.7804 | 49.4592 | 59.381 | 209.9063 | 0 | 330.3159 | 17445873.1597 | 1088290.8865 | 17770381.1749 | 14311330.3804 | 0 | 417196.0009 | 0 | 19902897.9249 | 51783257.7549 | 35343137.4573 | 158062364.7394 | 961560.8286 | 24629381.4663 | 24629381.4663 | 1478867.319 | 10733473.6564 | 0 | 183653307.0344 | 220495029.4762 | 5623413.2519 | 75.6992 | 2426.0944 | 2912.7804 | 49.4592 | 59.381
1 | 6200 | 707 | 0.035 | 15 | 15 | 7 | 7.4989e-09 | 5spot_SharedNeighbor | Water | Porous | Wet | R245fa | MinimizeLCOE_Brownfield | IgnoreSilica | 2019 | 215.6332 | 147.2985 | 18.9293 | 4 | 2425.6596 | 2912.2295 | 49.4504 | 59.3697 | 209.9016 | 0 | 333.5471 | 17447548.5613 | 1088393.1482 | 17772289.5326 | 14313789.5377 | 0 | 414582.1614 | 0 | 19904275.147 | 51786841.0044 | 35345583.0986 | 158073302.1912 | 961560.8286 | 24629381.4663 | 24629381.4663 | 1478867.319 | 10733473.6564 | 0 | 183664244.4861 | 220505966.9279 | 7498942.0933 | 75.7172 | 2425.6596 | 2912.2295 | 49.4504 | 59.3697
1 | 6200 | 707 | 0.035 | 15 | 15 | 7 | 1e-08 | 5spot_SharedNeighbor | Water | Porous | Wet | R245fa | MinimizeLCOE_Brownfield | IgnoreSilica | 2019 | 215.6481 | 147.3059 | 18.9319 | 4 | 2425.3334 | 2911.8367 | 49.4437 | 59.3617 | 209.8997 | 0 | 324.1193 | 17448176.9749 | 1088431.5047 | 17773005.3292 | 14314724.3532 | 0 | 412398.4645 | 0 | 19904327.2843 | 51786976.6548 | 35345675.6829 | 158073716.2484 | 961560.8286 | 24629381.4663 | 24629381.4663 | 1478867.319 | 10733473.6564 | 0 | 183664658.5433 | 220506380.9851 | 10000000 | 75.7276 | 2425.3334 | 2911.8367 | 49.4437 | 59.3617
1 | 6300 | 707 | 0.035 | 15 | 15 | 7 | 1e-13 | 5spot_SharedNeighbor | Water | Porous | Wet | R245fa | MinimizeLCOE_Brownfield | IgnoreSilica | 2019 | 1.0692 | 0.2973 | 0.020067 | 4 | 343439.1114 | 812352.2905 | 7001.4708 | 16560.9002 | 136.5073 | 0 | 51.8054 | 185130.3645 | 8326.2562 | 127625.2215 | 70282.7839 | 0 | 62891.4646 | 0 | 177159.8754 | 460933.6552 | 314596.6909 | 1406946.3123 | 961560.8286 | 25198831.6101 | 25198831.6101 | 1478867.319 | 10961253.7139 | 0 | 27567338.751 | 65206291.394 | 100 | 0.080268 | 343439.1114 | 812352.2905 | 7001.4708 | 16560.9002
1 | 6300 | 707 | 0.035 | 15 | 15 | 7 | 1.3335e-13 | 5spot_SharedNeighbor | Water | Porous | Wet | R245fa | MinimizeLCOE_Brownfield | IgnoreSilica | 2019 | 1.3834 | 0.46607 | 0.040218 | 4 | 174639.8859 | 408605.7658 | 3560.2703 | 8329.9812 | 151.536 | 0 | 70.7516 | 269754.2441 | 13599.8233 | 181059.6694 | 90903.6089 | 0 | 69290.5604 | 0 | 243597.0833 | 633789.6422 | 432574.4539 | 1934569.0854 | 961560.8286 | 25198831.6101 | 25198831.6101 | 1478867.319 | 10961253.7139 | 0 | 28094961.5241 | 65733914.1672 | 133.3521 | 0.16087 | 174639.8859 | 408605.7658 | 3560.2703 | 8329.9812
1 | 6300 | 707 | 0.035 | 15 | 15 | 7 | 1.7783e-13 | 5spot_SharedNeighbor | Water | Porous | Wet | R245fa | MinimizeLCOE_Brownfield | IgnoreSilica | 2019 | 1.7875 | 0.70574 | 0.071563 | 4 | 100554.7172 | 232043.7334 | 2049.9439 | 4730.5254 | 164.9275 | 0 | 280.5179 | 379765.6697 | 21429.3705 | 250105.9339 | 119537.9239 | 0 | 76222.82 | 0 | 330354.07 | 859513.5253 | 586635.6422 | 2623564.9556 | 961560.8286 | 25198831.6101 | 25198831.6101 | 1478867.319 | 10961253.7139 | 0 | 28783957.3943 | 66422910.0374 | 177.8279 | 0.28625 | 100554.7172 | 232043.7334 | 2049.9439 | 4730.5254
1 | 6300 | 707 | 0.035 | 15 | 15 | 7 | 2.3714e-13 | 5spot_SharedNeighbor | Water | Porous | Wet | R245fa | MinimizeLCOE_Brownfield | IgnoreSilica | 2019 | 2.3126 | 1.0407 | 0.119 | 4 | 62369.7961 | 141442.6627 | 1271.4927 | 2883.5 | 176.5823 | 0 | 371.2114 | 522589.9163 | 33370.5098 | 338373.3339 | 160625.1722 | 0 | 84063.7222 | 0 | 444218.8352 | 1155766.2874 | 788834.2397 | 3527842.0166 | 961560.8286 | 25198831.6101 | 25198831.6101 | 1478867.319 | 10961253.7139 | 0 | 29688234.4554 | 67327187.0984 | 237.1374 | 0.476 | 62369.7961 | 141442.6627 | 1271.4927 | 2883.5
1 | 6300 | 707 | 0.035 | 15 | 15 | 7 | 3.1623e-13 | 5spot_SharedNeighbor | Water | Porous | Wet | R245fa | MinimizeLCOE_Brownfield | IgnoreSilica | 2019 | 2.9739 | 1.5456 | 0.18252 | 4 | 42214.2374 | 93769.8722 | 860.5943 | 1911.6257 | 186.1993 | 0 | 475.3531 | 692343.4771 | 44814.942 | 463950.263 | 209844.5576 | 0 | 93197.1088 | 0 | 586618.636 | 1526261.3588 | 1041704.7389 | 4658735.0823 | 961560.8286 | 25198831.6101 | 25198831.6101 | 1478867.319 | 10961253.7139 | 0 | 30819127.521 | 68458080.1641 | 316.2278 | 0.73006 | 42214.2374 | 93769.8722 | 860.5943 | 1911.6257
1 | 6300 | 707 | 0.035 | 15 | 15 | 7 | 4.217e-13 | 5spot_SharedNeighbor | Water | Porous | Wet | R245fa | MinimizeLCOE_Brownfield | IgnoreSilica | 2019 | 3.8459 | 2.2202 | 0.26604 | 4 | 30244.9052 | 65614.5763 | 616.5833 | 1337.6419 | 194.3453 | 0 | 83.5833 | 892376.8114 | 57745.0863 | 619856.3833 | 270505.9401 | 0 | 104785.8115 | 0 | 758655.3127 | 1973865.5019 | 1347203.764 | 6024994.611 | 961560.8286 | 25198831.6101 | 25198831.6101 | 1478867.319 | 10961253.7139 | 0 | 32185387.0498 | 69824339.6928 | 421.6965 | 1.0642 | 30244.9052 | 65614.5763 | 616.5833 | 1337.6419
1 | 6300 | 707 | 0.035 | 15 | 15 | 7 | 5.6234e-13 | 5spot_SharedNeighbor | Water | Porous | Wet | R245fa | MinimizeLCOE_Brownfield | IgnoreSilica | 2019 | 5.0058 | 3.1223 | 0.37772 | 4 | 22421.2464 | 47333.2537 | 457.0874 | 964.9524 | 201.1175 | 0 | 86.5599 | 1133884.432 | 73335.8026 | 814260.9489 | 350110.3213 | 0 | 119431.3118 | 0 | 971498.8985 | 2527640.8521 | 1725166.8194 | 7715329.3865 | 961560.8286 | 25198831.6101 | 25198831.6101 | 1478867.319 | 10961253.7139 | 0 | 33875721.8253 | 71514674.4683 | 562.3413 | 1.5109 | 22421.2464 | 47333.2537 | 457.0874 | 964.9524
1 | 6300 | 707 | 0.035 | 15 | 15 | 7 | 7.4989e-13 | 5spot_SharedNeighbor | Water | Porous | Wet | R245fa | MinimizeLCOE_Brownfield | IgnoreSilica | 2019 | 6.5138 | 4.2996 | 0.52365 | 4 | 17151.5781 | 35121.2045 | 349.6581 | 715.9933 | 206.4775 | 0 | 74.076 | 1419906.4072 | 91715.7156 | 1051777.5705 | 453022.2229 | 0 | 136399.2404 | 0 | 1229600.2511 | 3199167.6276 | 2183497.6422 | 9765086.6776 | 961560.8286 | 25198831.6101 | 25198831.6101 | 1478867.319 | 10961253.7139 | 0 | 35925479.1163 | 73564431.7594 | 749.8942 | 2.0946 | 17151.5781 | 35121.2045 | 349.6581 | 715.9933
1 | 6300 | 707 | 0.035 | 15 | 15 | 7 | 1e-12 | 5spot_SharedNeighbor | Water | Porous | Wet | R245fa | MinimizeLCOE_Brownfield | IgnoreSilica | 2019 | 8.4869 | 5.8285 | 0.71345 | 4 | 13462.3863 | 26651.5069 | 274.449 | 543.327 | 210.4468 | 0 | 56.5669 | 1759304.6563 | 113484.3279 | 1341618.9938 | 587045.5406 | 0 | 156376.2507 | 0 | 1543553.61 | 4016009.8669 | 2741009.2549 | 12258402.501 | 961560.8286 | 25198831.6101 | 25198831.6101 | 1478867.319 | 10961253.7139 | 0 | 38418794.9397 | 76057747.5828 | 1000 | 2.8538 | 13462.3863 | 26651.5069 | 274.449 | 543.327
1 | 6300 | 707 | 0.035 | 15 | 15 | 7 | 1.3335e-12 | 5spot_SharedNeighbor | Water | Porous | Wet | R245fa | MinimizeLCOE_Brownfield | IgnoreSilica | 2019 | 11.0421 | 7.8616 | 0.96703 | 4 | 10732.2902 | 20462.8545 | 218.7923 | 417.163 | 214.2051 | 0 | 97.6745 | 2172844.363 | 139928.4134 | 1704491.8731 | 761248.2575 | 0 | 178573.0689 | 0 | 1933263.5306 | 5029955.1397 | 3433047.7381 | 15353352.3843 | 961560.8286 | 25198831.6101 | 25198831.6101 | 1478867.319 | 10961253.7139 | 0 | 41513744.823 | 79152697.4661 | 1333.5214 | 3.8681 | 10732.2902 | 20462.8545 | 218.7923 | 417.163
1 | 6300 | 707 | 0.035 | 15 | 15 | 7 | 1.7783e-12 | 5spot_SharedNeighbor | Water | Porous | Wet | R245fa | MinimizeLCOE_Brownfield | IgnoreSilica | 2019 | 14.4332 | 10.5349 | 1.3002 | 4 | 8720.3578 | 15957.7038 | 177.7763 | 325.3194 | 216.8772 | 0 | 90.2294 | 2672050.1743 | 171747.1341 | 2154222.0425 | 991905.1216 | 0 | 206273.0984 | 0 | 2416517.0527 | 6287281.6752 | 4291198.9341 | 19191195.2329 | 961560.8286 | 25198831.6101 | 25198831.6101 | 1478867.319 | 10961253.7139 | 0 | 45351587.6716 | 82990540.3147 | 1778.2794 | 5.2007 | 8720.3578 | 15957.7038 | 177.7763 | 325.3194
1 | 6300 | 707 | 0.035 | 15 | 15 | 7 | 2.3714e-12 | 5spot_SharedNeighbor | Water | Porous | Wet | R245fa | MinimizeLCOE_Brownfield | IgnoreSilica | 2019 | 18.9085 | 14.0665 | 1.7405 | 4 | 7200.7519 | 12607.1167 | 146.7971 | 257.0131 | 218.9647 | 0 | 100.9605 | 3278524.3998 | 210269.5343 | 2714767.1426 | 1296151.965 | 0 | 239734.1722 | 0 | 3018384.4134 | 7853217.088 | 5359982.03 | 23971030.7454 | 961560.8286 | 25198831.6101 | 25198831.6101 | 1478867.319 | 10961253.7139 | 0 | 50131423.1841 | 87770375.8272 | 2371.3737 | 6.962 | 7200.7519 | 12607.1167 | 146.7971 | 257.0131
1 | 6300 | 707 | 0.035 | 15 | 15 | 7 | 3.1623e-12 | 5spot_SharedNeighbor | Water | Porous | Wet | R245fa | MinimizeLCOE_Brownfield | IgnoreSilica | 2019 | 24.8205 | 18.7352 | 2.3228 | 4 | 6038.1294 | 10089.2468 | 123.0954 | 205.6829 | 220.5856 | 0 | 111.6998 | 4016703.4065 | 256985.3057 | 3414380.6962 | 1698090.211 | 0 | 280436.6116 | 0 | 3769972.5301 | 9808695.1956 | 6694636.0196 | 29939899.9764 | 961560.8286 | 25198831.6101 | 25198831.6101 | 1478867.319 | 10961253.7139 | 0 | 56100292.4151 | 93739245.0581 | 3162.2777 | 9.291 | 6038.1294 | 10089.2468 | 123.0954 | 205.6829
1 | 6300 | 707 | 0.035 | 15 | 15 | 7 | 4.217e-12 | 5spot_SharedNeighbor | Water | Porous | Wet | R245fa | MinimizeLCOE_Brownfield | IgnoreSilica | 2019 | 32.6279 | 24.9041 | 3.092 | 4 | 5139.2902 | 8182.5546 | 104.7714 | 166.8124 | 221.8371 | 0 | 121.7089 | 4915489.6399 | 313643.4999 | 4287469.9126 | 2229038.5448 | 0 | 330253.4911 | 0 | 4709599.0844 | 12253410.7461 | 8363204.6166 | 37402109.5354 | 961560.8286 | 25198831.6101 | 25198831.6101 | 1478867.319 | 10961253.7139 | 0 | 63562501.9742 | 101201454.6172 | 4216.965 | 12.368 | 5139.2902 | 8182.5546 | 104.7714 | 166.8124
1 | 6300 | 707 | 0.035 | 15 | 15 | 7 | 5.6234e-12 | 5spot_SharedNeighbor | Water | Porous | Wet | R245fa | MinimizeLCOE_Brownfield | IgnoreSilica | 2019 | 42.7937 | 32.9367 | 4.0941 | 4 | 4443.528 | 6741.8884 | 90.5873 | 137.4425 | 222.7837 | 0 | 113.7867 | 5995333.4806 | 381437.173 | 5362024.1969 | 2920190.0325 | 0 | 389430.7858 | 0 | 5868882.1108 | 15269627.3792 | 10421834.4457 | 46608759.6046 | 961560.8286 | 25198831.6101 | 25198831.6101 | 1478867.319 | 10961253.7139 | 0 | 72769152.0433 | 110408104.6864 | 5623.4133 | 16.3764 | 4443.528 | 6741.8884 | 90.5873 | 137.4425
1 | 6300 | 707 | 0.035 | 15 | 15 | 7 | 7.4989e-12 | 5spot_SharedNeighbor | Water | Porous | Wet | R245fa | MinimizeLCOE_Brownfield | IgnoreSilica | 2019 | 55.9265 | 43.2948 | 5.386 | 4 | 3901.3254 | 5648.3994 | 79.5338 | 115.1503 | 223.4462 | 0 | 111.8938 | 7282492.1425 | 461904.4027 | 6673189.2274 | 3812747.261 | 0 | 460336.229 | 0 | 7289361.0124 | 18965422.1007 | 12944290.2842 | 57889742.6598 | 961560.8286 | 25198831.6101 | 25198831.6101 | 1478867.319 | 10961253.7139 | 0 | 84050135.0985 | 121689087.7416 | 7498.9421 | 21.544 | 3901.3254 | 5648.3994 | 79.5338 | 115.1503
1 | 6300 | 707 | 0.035 | 15 | 15 | 7 | 1e-11 | 5spot_SharedNeighbor | Water | Porous | Wet | R245fa | MinimizeLCOE_Brownfield | IgnoreSilica | 2019 | 72.4259 | 56.1971 | 6.9941 | 4 | 3483.7171 | 4829.1055 | 71.0203 | 98.4478 | 223.7104 | 0 | 112.3306 | 8768917.1291 | 554429.9621 | 8221590.2588 | 4932460.7219 | 0 | 543326.7792 | 0 | 8978082.6919 | 23359129.5064 | 15943085.8703 | 71301022.9197 | 961560.8286 | 25198831.6101 | 25198831.6101 | 1478867.319 | 10961253.7139 | 0 | 97461415.3585 | 135100368.0015 | 10000 | 27.9763 | 3483.7171 | 4829.1055 | 71.0203 | 98.4478
1 | 6300 | 707 | 0.035 | 15 | 15 | 7 | 1.3335e-11 | 5spot_SharedNeighbor | Water | Porous | Wet | R245fa | MinimizeLCOE_Brownfield | IgnoreSilica | 2019 | 92.4648 | 71.5239 | 8.899 | 4 | 3168.5427 | 4225.9323 | 64.595 | 86.1513 | 223.3557 | 0 | 127.6566 | 10413860.8393 | 656391.4741 | 9971163.02 | 6287131.6573 | 0 | 640552.3288 | 0 | 10907948.7346 | 28380245.0794 | 19370100.4224 | 86627393.5559 | 961560.8286 | 25198831.6101 | 25198831.6101 | 1478867.319 | 10961253.7139 | 0 | 112787785.9946 | 150426738.6377 | 13335.2143 | 35.5961 | 3168.5427 | 4225.9323 | 64.595 | 86.1513
1 | 6300 | 707 | 0.035 | 15 | 15 | 7 | 1.7783e-11 | 5spot_SharedNeighbor | Water | Porous | Wet | R245fa | MinimizeLCOE_Brownfield | IgnoreSilica | 2019 | 115.5588 | 88.4831 | 10.9957 | 4 | 2939.3887 | 3795.1562 | 59.9234 | 77.3694 | 222.196 | 0 | 140.5569 | 12121406.1819 | 761814.6619 | 11821514.6795 | 7837782.2643 | 0 | 752080.7292 | 0 | 12984893.4216 | 33784029.1151 | 23058294.0634 | 103121815.1169 | 961560.8286 | 25198831.6101 | 25198831.6101 | 1478867.319 | 10961253.7139 | 0 | 129282207.5557 | 166921160.1987 | 17782.7941 | 43.9827 | 2939.3887 | 3795.1562 | 59.9234 | 77.3694
1 | 6300 | 707 | 0.035 | 15 | 15 | 7 | 2.3714e-11 | 5spot_SharedNeighbor | Water | Porous | Wet | R245fa | MinimizeLCOE_Brownfield | IgnoreSilica | 2019 | 140.4768 | 105.7166 | 13.109 | 4 | 2780.3842 | 3498.191 | 56.6819 | 71.3154 | 220.2474 | 0 | 144.7183 | 13764032.812 | 862873.352 | 13630101.9123 | 9493758.5584 | 0 | 874417.4167 | 0 | 15063821.78 | 39192974.2568 | 26750010.2654 | 119631990.3534 | 961560.8286 | 25198831.6101 | 25198831.6101 | 1478867.319 | 10961253.7139 | 0 | 145792382.7921 | 183431335.4352 | 23713.7371 | 52.4361 | 2780.3842 | 3498.191 | 56.6819 | 71.3154
1 | 6300 | 707 | 0.035 | 15 | 15 | 7 | 3.1623e-11 | 5spot_SharedNeighbor | Water | Porous | Wet | R245fa | MinimizeLCOE_Brownfield | IgnoreSilica | 2019 | 165.6099 | 122.2157 | 15.1184 | 4 | 2669.5286 | 3291.9329 | 54.422 | 67.1105 | 218.0799 | 0 | 170.5925 | 15267119.8977 | 955071.2748 | 15306863.8322 | 11149784.6783 | 0 | 997045.0384 | 0 | 17033595.0413 | 44317920.2268 | 30247891.197 | 135275291.1865 | 961560.8286 | 25198831.6101 | 25198831.6101 | 1478867.319 | 10961253.7139 | 0 | 161435683.6253 | 199074636.2683 | 31622.7766 | 60.4735 | 2669.5286 | 3291.9329 | 54.422 | 67.1105
1 | 6300 | 707 | 0.035 | 15 | 15 | 7 | 4.217e-11 | 5spot_SharedNeighbor | Water | Porous | Wet | R245fa | MinimizeLCOE_Brownfield | IgnoreSilica | 2019 | 189.2058 | 136.6506 | 16.8585 | 4 | 2597.4801 | 3155.6405 | 52.9531 | 64.332 | 215.7357 | 0 | 156.6126 | 16535790.8139 | 1032701.9356 | 16736856.2054 | 12687000.1075 | 0 | 1114111.1228 | 0 | 18761519.4723 | 48813625.15 | 33316302.1846 | 148997906.9921 | 961560.8286 | 25198831.6101 | 25198831.6101 | 1478867.319 | 10961253.7139 | 0 | 175158299.4308 | 212797252.0739 | 42169.6503 | 67.4339 | 2597.4801 | 3155.6405 | 52.9531 | 64.332
1 | 6300 | 707 | 0.035 | 15 | 15 | 7 | 5.6234e-11 | 5spot_SharedNeighbor | Water | Porous | Wet | R245fa | MinimizeLCOE_Brownfield | IgnoreSilica | 2019 | 196.8903 | 141.0969 | 17.5587 | 4 | 2548.1699 | 3084.0709 | 51.9479 | 62.873 | 214.8997 | 0 | 187.3947 | 16918860.8281 | 1056110.1704 | 17171123.9681 | 13183467.2666 | 0 | 1007717.9839 | 0 | 19241539.2847 | 50062538.2363 | 34168711.0286 | 152810068.7666 | 961560.8286 | 25198831.6101 | 25198831.6101 | 1478867.319 | 10961253.7139 | 0 | 178970461.2054 | 216609413.8484 | 56234.1325 | 70.2349 | 2548.1699 | 3084.0709 | 51.9479 | 62.873
1 | 6300 | 707 | 0.035 | 15 | 15 | 7 | 7.4989e-11 | 5spot_SharedNeighbor | Water | Porous | Wet | R245fa | MinimizeLCOE_Brownfield | IgnoreSilica | 2019 | 202.4346 | 144.2253 | 18.0803 | 4 | 2510.6295 | 3031.0721 | 51.1826 | 61.7925 | 214.2774 | 0 | 196.326 | 17186358.0835 | 1072447.5841 | 17475032.0566 | 13540198.888 | 0 | 902977.7832 | 0 | 19569035.6142 | 50914616.5069 | 34750271.9567 | 155410938.4731 | 961560.8286 | 25198831.6101 | 25198831.6101 | 1478867.319 | 10961253.7139 | 0 | 181571330.9118 | 219210283.5549 | 74989.4209 | 72.321 | 2510.6295 | 3031.0721 | 51.1826 | 61.7925
1 | 6300 | 707 | 0.035 | 15 | 15 | 7 | 1e-10 | 5spot_SharedNeighbor | Water | Porous | Wet | R245fa | MinimizeLCOE_Brownfield | IgnoreSilica | 2019 | 206.7964 | 146.64 | 18.4882 | 4 | 2482.0923 | 2991.0519 | 50.6008 | 60.9766 | 213.7778 | 0 | 247.8489 | 17391712.5431 | 1084984.9327 | 17708700.9226 | 13819953.3957 | 0 | 812928.9584 | 0 | 19819129.4935 | 51565309.4797 | 35194383.281 | 157397103.0069 | 961560.8286 | 25198831.6101 | 25198831.6101 | 1478867.319 | 10961253.7139 | 0 | 183557495.4456 | 221196448.0887 | 100000 | 73.9527 | 2482.0923 | 2991.0519 | 50.6008 | 60.9766
1 | 6300 | 707 | 0.035 | 15 | 15 | 7 | 1.3335e-10 | 5spot_SharedNeighbor | Water | Porous | Wet | R245fa | MinimizeLCOE_Brownfield | IgnoreSilica | 2019 | 209.9971 | 148.384 | 18.793 | 4 | 2460.4228 | 2961.1275 | 50.159 | 60.3666 | 213.4051 | 0 | 239.6767 | 17539437.2078 | 1094001.3602 | 17876986.3613 | 14024474.2815 | 0 | 734527.2799 | 0 | 19995076.3314 | 52023087.0601 | 35506825.8861 | 158794415.7682 | 961560.8286 | 25198831.6101 | 25198831.6101 | 1478867.319 | 10961253.7139 | 0 | 184954808.2069 | 222593760.85 | 133352.1432 | 75.172 | 2460.4228 | 2961.1275 | 50.159 | 60.3666
1 | 6300 | 707 | 0.035 | 15 | 15 | 7 | 1.7783e-10 | 5spot_SharedNeighbor | Water | Porous | Wet | R245fa | MinimizeLCOE_Brownfield | IgnoreSilica | 2019 | 212.3741 | 149.6646 | 19.022 | 4 | 2443.9967 | 2938.6729 | 49.8242 | 59.9088 | 213.125 | 0 | 261.2385 | 17647601.0771 | 1100601.867 | 18000306.0672 | 14176273.8418 | 0 | 668850.7807 | 0 | 20121517.1172 | 52352060.0483 | 35731356.7102 | 159798567.5096 | 961560.8286 | 25198831.6101 | 25198831.6101 | 1478867.319 | 10961253.7139 | 0 | 185958959.9484 | 223597912.5914 | 177827.941 | 76.0881 | 2443.9967 | 2938.6729 | 49.8242 | 59.9088
1 | 6300 | 707 | 0.035 | 15 | 15 | 7 | 2.3714e-10 | 5spot_SharedNeighbor | Water | Porous | Wet | R245fa | MinimizeLCOE_Brownfield | IgnoreSilica | 2019 | 214.1723 | 150.6249 | 19.1956 | 4 | 2431.558 | 2921.7603 | 49.5706 | 59.564 | 212.9113 | 0 | 300.2673 | 17728548.46 | 1105540.814 | 18092651.4018 | 14290981.9203 | 0 | 615511.4936 | 0 | 20214961.295 | 52595182.6308 | 35897292.8684 | 160540670.8838 | 961560.8286 | 25198831.6101 | 25198831.6101 | 1478867.319 | 10961253.7139 | 0 | 186701063.3226 | 224340015.9656 | 237137.3706 | 76.7825 | 2431.558 | 2921.7603 | 49.5706 | 59.564
1 | 6300 | 707 | 0.035 | 15 | 15 | 7 | 3.1623e-10 | 5spot_SharedNeighbor | Water | Porous | Wet | R245fa | MinimizeLCOE_Brownfield | IgnoreSilica | 2019 | 215.446 | 151.3002 | 19.3221 | 4 | 2422.1488 | 2909.1424 | 49.3788 | 59.3068 | 212.7587 | 0 | 346.8695 | 17785377.0524 | 1109007.802 | 18157510.202 | 14372107.3982 | 0 | 571610.1716 | 0 | 20278288.9242 | 52759948.1318 | 36009748.7085 | 161043598.3908 | 961560.8286 | 25198831.6101 | 25198831.6101 | 1478867.319 | 10961253.7139 | 0 | 187203990.8295 | 224842943.4726 | 316227.766 | 77.2884 | 2422.1488 | 2909.1424 | 49.3788 | 59.3068
1 | 6300 | 707 | 0.035 | 15 | 15 | 7 | 4.217e-10 | 5spot_SharedNeighbor | Water | Porous | Wet | R245fa | MinimizeLCOE_Brownfield | IgnoreSilica | 2019 | 216.3519 | 151.778 | 19.4145 | 4 | 2415.0405 | 2899.7171 | 49.2339 | 59.1147 | 212.6495 | 0 | 322.8114 | 17825544.082 | 1111458.122 | 18203367.1265 | 14429792.5601 | 0 | 536160.7404 | 0 | 20321465.826 | 52872285.5736 | 36086421.3208 | 161386495.3513 | 961560.8286 | 25198831.6101 | 25198831.6101 | 1478867.319 | 10961253.7139 | 0 | 187546887.79 | 225185840.4331 | 421696.5034 | 77.6579 | 2415.0405 | 2899.7171 | 49.2339 | 59.1147
1 | 6300 | 707 | 0.035 | 15 | 15 | 7 | 5.6234e-10 | 5spot_SharedNeighbor | Water | Porous | Wet | R245fa | MinimizeLCOE_Brownfield | IgnoreSilica | 2019 | 217.0144 | 152.1261 | 19.483 | 4 | 2409.6762 | 2892.6492 | 49.1245 | 58.9706 | 212.5693 | 0 | 365.6865 | 17854789.9709 | 1113242.1217 | 18236763.1779 | 14471971.967 | 0 | 508184.8573 | 0 | 20352131.317 | 52952070.8906 | 36140876.4391 | 161630030.7414 | 961560.8286 | 25198831.6101 | 25198831.6101 | 1478867.319 | 10961253.7139 | 0 | 187790423.1802 | 225429375.8232 | 562341.3252 | 77.9318 | 2409.6762 | 2892.6492 | 49.1245 | 58.9706
1 | 6300 | 707 | 0.035 | 15 | 15 | 7 | 7.4989e-10 | 5spot_SharedNeighbor | Water | Porous | Wet | R245fa | MinimizeLCOE_Brownfield | IgnoreSilica | 2019 | 217.4897 | 152.3751 | 19.5332 | 4 | 2405.6323 | 2887.3633 | 49.0421 | 58.8628 | 212.5115 | 0 | 349.1538 | 17875695.4214 | 1114517.3055 | 18260639.0036 | 14502224.9162 | 0 | 486173.2779 | 0 | 20373307.4706 | 53007166.8985 | 36178480.5966 | 161798204.8903 | 961560.8286 | 25198831.6101 | 25198831.6101 | 1478867.319 | 10961253.7139 | 0 | 187958597.3291 | 225597549.9721 | 749894.2093 | 78.1327 | 2405.6323 | 2887.3633 | 49.0421 | 58.8628
1 | 6300 | 707 | 0.035 | 15 | 15 | 7 | 1e-09 | 5spot_SharedNeighbor | Water | Porous | Wet | R245fa | MinimizeLCOE_Brownfield | IgnoreSilica | 2019 | 217.8381 | 152.5573 | 19.5704 | 4 | 2402.5866 | 2883.4003 | 48.98 | 58.782 | 212.4691 | 0 | 362.1291 | 17890981.9916 | 1115449.7249 | 18278099.571 | 14524399.2482 | 0 | 469109.9268 | 0 | 20388435.7804 | 53046527.6574 | 36205345.1233 | 161918349.0238 | 961560.8286 | 25198831.6101 | 25198831.6101 | 1478867.319 | 10961253.7139 | 0 | 188078741.4625 | 225717694.1056 | 1000000 | 78.2818 | 2402.5866 | 2883.4003 | 48.98 | 58.782
1 | 6300 | 707 | 0.035 | 15 | 15 | 7 | 1.3335e-09 | 5spot_SharedNeighbor | Water | Porous | Wet | R245fa | MinimizeLCOE_Brownfield | IgnoreSilica | 2019 | 218.0692 | 152.6778 | 19.5967 | 4 | 2400.2946 | 2880.464 | 48.9333 | 58.7222 | 212.4407 | 0 | 328.066 | 17901092.0453 | 1116066.3857 | 18289648.359 | 14539108.9022 | 0 | 455597.7615 | 0 | 20397590.2469 | 53070345.7015 | 36221601.4278 | 161991050.8299 | 961560.8286 | 25198831.6101 | 25198831.6101 | 1478867.319 | 10961253.7139 | 0 | 188151443.2686 | 225790395.9117 | 1333521.4322 | 78.3868 | 2400.2946 | 2880.464 | 48.9333 | 58.7222
1 | 6300 | 707 | 0.035 | 15 | 15 | 7 | 1.7783e-09 | 5spot_SharedNeighbor | Water | Porous | Wet | R245fa | MinimizeLCOE_Brownfield | IgnoreSilica | 2019 | 218.2472 | 152.7705 | 19.6167 | 4 | 2398.5709 | 2878.2515 | 48.8981 | 58.6771 | 212.4189 | 0 | 323.0654 | 17908870.5793 | 1116540.8293 | 18298534.3341 | 14550434.516 | 0 | 445375.4546 | 0 | 20404704.7281 | 53088856.1222 | 36234235.1703 | 162047551.7338 | 961560.8286 | 25198831.6101 | 25198831.6101 | 1478867.319 | 10961253.7139 | 0 | 188207944.1726 | 225846896.8156 | 1778279.41 | 78.4667 | 2398.5709 | 2878.2515 | 48.8981 | 58.6771
1 | 6300 | 707 | 0.035 | 15 | 15 | 7 | 2.3714e-09 | 5spot_SharedNeighbor | Water | Porous | Wet | R245fa | MinimizeLCOE_Brownfield | IgnoreSilica | 2019 | 218.3787 | 152.8389 | 19.6315 | 4 | 2397.2755 | 2876.5927 | 48.8717 | 58.6432 | 212.4028 | 0 | 327.795 | 17914611.6895 | 1116890.9988 | 18305093.0928 | 14558801.9994 | 0 | 437586.595 | 0 | 20409863.9064 | 53102279.2457 | 36243396.7279 | 162088524.2554 | 961560.8286 | 25198831.6101 | 25198831.6101 | 1478867.319 | 10961253.7139 | 0 | 188248916.6941 | 225887869.3371 | 2371373.7057 | 78.5262 | 2397.2755 | 2876.5927 | 48.8717 | 58.6432
1 | 6300 | 707 | 0.035 | 15 | 15 | 7 | 3.1623e-09 | 5spot_SharedNeighbor | Water | Porous | Wet | R245fa | MinimizeLCOE_Brownfield | IgnoreSilica | 2019 | 218.4714 | 152.8871 | 19.6424 | 4 | 2396.3024 | 2875.3557 | 48.8519 | 58.618 | 212.3914 | 0 | 328.7609 | 17918648.3052 | 1117137.2036 | 18309704.7444 | 14564693.718 | 0 | 431600.0445 | 0 | 20413295.7661 | 53111208.2407 | 36249490.9505 | 162115778.9729 | 961560.8286 | 25198831.6101 | 25198831.6101 | 1478867.319 | 10961253.7139 | 0 | 188276171.4116 | 225915124.0547 | 3162277.6602 | 78.5695 | 2396.3024 | 2875.3557 | 48.8519 | 58.618
1 | 6300 | 707 | 0.035 | 15 | 15 | 7 | 4.217e-09 | 5spot_SharedNeighbor | Water | Porous | Wet | R245fa | MinimizeLCOE_Brownfield | IgnoreSilica | 2019 | 218.5419 | 152.9237 | 19.6505 | 4 | 2395.5718 | 2874.4257 | 48.837 | 58.5991 | 212.3827 | 0 | 347.4531 | 17921723.2459 | 1117324.7521 | 18313217.804 | 14569182.7424 | 0 | 427095.9165 | 0 | 20415932.3398 | 53118068.0646 | 36254172.9212 | 162136717.7866 | 961560.8286 | 25198831.6101 | 25198831.6101 | 1478867.319 | 10961253.7139 | 0 | 188297110.2253 | 225936062.8684 | 4216965.0343 | 78.6022 | 2395.5718 | 2874.4257 | 48.837 | 58.5991
1 | 6300 | 707 | 0.035 | 15 | 15 | 7 | 5.6234e-09 | 5spot_SharedNeighbor | Water | Porous | Wet | R245fa | MinimizeLCOE_Brownfield | IgnoreSilica | 2019 | 218.6003 | 152.9541 | 19.657 | 4 | 2395.0232 | 2873.7202 | 48.8258 | 58.5847 | 212.3755 | 0 | 361.7704 | 17924268.7281 | 1117480.0069 | 18316126.0189 | 14572895.3018 | 0 | 423782.8999 | 0 | 20418275.6527 | 53124164.8841 | 36258334.1258 | 162155327.6183 | 961560.8286 | 25198831.6101 | 25198831.6101 | 1478867.319 | 10961253.7139 | 0 | 188315720.057 | 225954672.7001 | 5623413.2519 | 78.6279 | 2395.0232 | 2873.7202 | 48.8258 | 58.5847
1 | 6300 | 707 | 0.035 | 15 | 15 | 7 | 7.4989e-09 | 5spot_SharedNeighbor | Water | Porous | Wet | R245fa | MinimizeLCOE_Brownfield | IgnoreSilica | 2019 | 218.6345 | 152.9719 | 19.6613 | 4 | 2394.6116 | 2873.2041 | 48.8174 | 58.5742 | 212.3713 | 0 | 345.3844 | 17925757.3343 | 1117570.8001 | 18317826.7738 | 14575074.5159 | 0 | 421143.4781 | 0 | 20419375.4319 | 53127026.2838 | 36260287.09 | 162164061.7078 | 961560.8286 | 25198831.6101 | 25198831.6101 | 1478867.319 | 10961253.7139 | 0 | 188324454.1466 | 225963406.7896 | 7498942.0933 | 78.6451 | 2394.6116 | 2873.2041 | 48.8174 | 58.5742
1 | 6300 | 707 | 0.035 | 15 | 15 | 7 | 1e-08 | 5spot_SharedNeighbor | Water | Porous | Wet | R245fa | MinimizeLCOE_Brownfield | IgnoreSilica | 2019 | 218.6734 | 152.9921 | 19.6652 | 4 | 2394.3027 | 2872.7986 | 48.8111 | 58.5659 | 212.3665 | 0 | 352.3907 | 17927457.4082 | 1117674.4909 | 18319769.1532 | 14577550.2707 | 0 | 419359.793 | 0 | 20421106.3352 | 53131529.7393 | 36263360.7908 | 162177807.9813 | 961560.8286 | 25198831.6101 | 25198831.6101 | 1478867.319 | 10961253.7139 | 0 | 188338200.42 | 225977153.0631 | 10000000 | 78.661 | 2394.3027 | 2872.7986 | 48.8111 | 58.5659
1 | 6400 | 707 | 0.035 | 15 | 15 | 7 | 1e-13 | 5spot_SharedNeighbor | Water | Porous | Wet | R245fa | MinimizeLCOE_Brownfield | IgnoreSilica | 2019 | 1.0887 | 0.31119 | 0.021956 | 4 | 320941.2278 | 758676.2482 | 6542.821 | 15466.6415 | 138.591 | 0 | 54.8559 | 192881.0681 | 8808.5129 | 132187.7345 | 71854.0053 | 0 | 62808.6365 | 0 | 182730.5833 | 475427.4946 | 324489.0341 | 1451187.0694 | 961560.8286 | 25774141.8447 | 25774141.8447 | 1478867.319 | 11191377.8078 | 0 | 28186889.7427 | 66631276.7143 | 100 | 0.087826 | 320941.2278 | 758676.2482 | 6542.821 | 15466.6415
1 | 6400 | 707 | 0.035 | 15 | 15 | 7 | 1.3335e-13 | 5spot_SharedNeighbor | Water | Porous | Wet | R245fa | MinimizeLCOE_Brownfield | IgnoreSilica | 2019 | 1.4176 | 0.49391 | 0.044216 | 4 | 162587.1408 | 379953.9375 | 3314.5588 | 7745.8749 | 154.198 | 0 | 57.4767 | 284108.5149 | 14650.6417 | 189308.3545 | 94485.0402 | 0 | 69679.7093 | 0 | 254370.5817 | 661820.0749 | 451705.8002 | 2020128.7174 | 961560.8286 | 25774141.8447 | 25774141.8447 | 1478867.319 | 11191377.8078 | 0 | 28755831.3908 | 67200218.3623 | 133.3521 | 0.17686 | 162587.1408 | 379953.9375 | 3314.5588 | 7745.8749
1 | 6400 | 707 | 0.035 | 15 | 15 | 7 | 1.7783e-13 | 5spot_SharedNeighbor | Water | Porous | Wet | R245fa | MinimizeLCOE_Brownfield | IgnoreSilica | 2019 | 1.8264 | 0.74375 | 0.07769 | 4 | 94821.8491 | 218532.305 | 1933.0716 | 4455.0766 | 167.5833 | 0 | 283.2227 | 398204.2181 | 23050.7313 | 260339.6298 | 124053.3844 | 0 | 76175.6949 | 0 | 343911.2268 | 894786.4664 | 610710.1493 | 2731231.5011 | 961560.8286 | 25774141.8447 | 25774141.8447 | 1478867.319 | 11191377.8078 | 0 | 29466934.1745 | 67911321.146 | 177.8279 | 0.31076 | 94821.8491 | 218532.305 | 1933.0716 | 4455.0766
1 | 6400 | 707 | 0.035 | 15 | 15 | 7 | 2.3714e-13 | 5spot_SharedNeighbor | Water | Porous | Wet | R245fa | MinimizeLCOE_Brownfield | IgnoreSilica | 2019 | 2.371 | 1.1164 | 0.12957 | 4 | 58741.372 | 132920.5994 | 1197.5223 | 2709.7662 | 179.5046 | 0 | 377.2145 | 551230.9955 | 35641.7377 | 357652.213 | 168103.2983 | 0 | 84499.1586 | 0 | 466879.6872 | 1214725.1759 | 829074.8927 | 3707807.1588 | 961560.8286 | 25774141.8447 | 25774141.8447 | 1478867.319 | 11191377.8078 | 0 | 30443509.8322 | 68887896.8037 | 237.1374 | 0.51826 | 58741.372 | 132920.5994 | 1197.5223 | 2709.7662
1 | 6400 | 707 | 0.035 | 15 | 15 | 7 | 3.1623e-13 | 5spot_SharedNeighbor | Water | Porous | Wet | R245fa | MinimizeLCOE_Brownfield | IgnoreSilica | 2019 | 3.0517 | 1.652 | 0.19613 | 4 | 40285.0327 | 89288.2381 | 821.2649 | 1820.2615 | 189.2234 | 0 | 487.5291 | 725359.5575 | 46951.0923 | 489309.0713 | 216666.465 | 0 | 93762.5823 | 0 | 613099.0197 | 1595157.8852 | 1088728.0339 | 4869033.7071 | 961560.8286 | 25774141.8447 | 25774141.8447 | 1478867.319 | 11191377.8078 | 0 | 31604736.3805 | 70049123.352 | 316.2278 | 0.78453 | 40285.0327 | 89288.2381 | 821.2649 | 1820.2615
1 | 6400 | 707 | 0.035 | 15 | 15 | 7 | 4.217e-13 | 5spot_SharedNeighbor | Water | Porous | Wet | R245fa | MinimizeLCOE_Brownfield | IgnoreSilica | 2019 | 3.9385 | 2.3555 | 0.28357 | 4 | 29095.8728 | 62988.492 | 593.1587 | 1284.1056 | 197.3558 | 0 | 83.2605 | 930218.9186 | 60188.0071 | 649915.2242 | 278401.0712 | 0 | 104920.0352 | 0 | 789220.8699 | 2053390.8121 | 1401481.4222 | 6267736.3605 | 961560.8286 | 25774141.8447 | 25774141.8447 | 1478867.319 | 11191377.8078 | 0 | 33003439.0339 | 71447826.0054 | 421.6965 | 1.1343 | 29095.8728 | 62988.492 | 593.1587 | 1284.1056
1 | 6400 | 707 | 0.035 | 15 | 15 | 7 | 5.6234e-13 | 5spot_SharedNeighbor | Water | Porous | Wet | R245fa | MinimizeLCOE_Brownfield | IgnoreSilica | 2019 | 5.1178 | 3.2971 | 0.40052 | 4 | 21682.4977 | 45679.0887 | 442.027 | 931.23 | 204.1307 | 0 | 89.181 | 1178040.1438 | 76162.4731 | 850535.0666 | 359570.4827 | 0 | 119054.2748 | 0 | 1007511.352 | 2621337.8688 | 1789116.9586 | 8001328.6203 | 961560.8286 | 25774141.8447 | 25774141.8447 | 1478867.319 | 11191377.8078 | 0 | 34737031.2937 | 73181418.2652 | 562.3413 | 1.6021 | 21682.4977 | 45679.0887 | 442.027 | 931.23
1 | 6400 | 707 | 0.035 | 15 | 15 | 7 | 7.4989e-13 | 5spot_SharedNeighbor | Water | Porous | Wet | R245fa | MinimizeLCOE_Brownfield | IgnoreSilica | 2019 | 6.6648 | 4.5361 | 0.55463 | 4 | 16614.6715 | 33943.5596 | 338.7126 | 691.9854 | 209.5313 | 0 | 60.32 | 1474469.0645 | 95219.5958 | 1097823.5986 | 465456.7639 | 0 | 135792.8715 | 0 | 1274817.1388 | 3316812.6941 | 2263792.8174 | 10124184.5447 | 961560.8286 | 25774141.8447 | 25774141.8447 | 1478867.319 | 11191377.8078 | 0 | 36859887.218 | 75304274.1896 | 749.8942 | 2.2185 | 16614.6715 | 33943.5596 | 338.7126 | 691.9854
1 | 6400 | 707 | 0.035 | 15 | 15 | 7 | 1e-12 | 5spot_SharedNeighbor | Water | Porous | Wet | R245fa | MinimizeLCOE_Brownfield | IgnoreSilica | 2019 | 8.6138 | 6.0851 | 0.74795 | 4 | 13151.1173 | 26000.9844 | 268.1033 | 530.0652 | 213.3813 | 0 | 67.6855 | 1813577.8661 | 116959.6619 | 1388675.8134 | 598331.4353 | 0 | 153793.9572 | 0 | 1587822.1062 | 4131187.4134 | 2819620.297 | 12609968.5506 | 961560.8286 | 25774141.8447 | 25774141.8447 | 1478867.319 | 11191377.8078 | 0 | 39345671.224 | 77790058.1955 | 1000 | 2.9918 | 13151.1173 | 26000.9844 | 268.1033 | 530.0652
1 | 6400 | 707 | 0.035 | 15 | 15 | 7 | 1.3335e-12 | 5spot_SharedNeighbor | Water | Porous | Wet | R245fa | MinimizeLCOE_Brownfield | IgnoreSilica | 2019 | 11.2273 | 8.2224 | 1.0156 | 4 | 10474.9837 | 19938.846 | 213.5467 | 406.4803 | 217.243 | 0 | 102.1977 | 2242794.3953 | 144393.4426 | 1766791.4568 | 777360.694 | 0 | 175149.3943 | 0 | 1991530.8594 | 5181554.7769 | 3536517.6055 | 15816092.6248 | 961560.8286 | 25774141.8447 | 25774141.8447 | 1478867.319 | 11191377.8078 | 0 | 42551795.2982 | 80996182.2697 | 1333.5214 | 4.0622 | 10474.9837 | 19938.846 | 213.5467 | 406.4803
1 | 6400 | 707 | 0.035 | 15 | 15 | 7 | 1.7783e-12 | 5spot_SharedNeighbor | Water | Porous | Wet | R245fa | MinimizeLCOE_Brownfield | IgnoreSilica | 2019 | 14.6768 | 11.0153 | 1.3648 | 4 | 8518.1183 | 15560.0932 | 173.6534 | 317.2135 | 219.9452 | 0 | 96.3261 | 2757643.5909 | 177192.3679 | 2232453.7999 | 1013012.6503 | 0 | 201939.3127 | 0 | 2489074.2715 | 6476060.675 | 4420044.4804 | 19767421.1485 | 961560.8286 | 25774141.8447 | 25774141.8447 | 1478867.319 | 11191377.8078 | 0 | 46503123.8219 | 84947510.7934 | 1778.2794 | 5.4593 | 8518.1183 | 15560.0932 | 173.6534 | 317.2135
1 | 6400 | 707 | 0.035 | 15 | 15 | 7 | 2.3714e-12 | 5spot_SharedNeighbor | Water | Porous | Wet | R245fa | MinimizeLCOE_Brownfield | IgnoreSilica | 2019 | 19.2252 | 14.7023 | 1.8262 | 4 | 7039.3574 | 12302.2347 | 143.5068 | 250.7977 | 222.0541 | 0 | 100.4126 | 3382789.8957 | 216878.9083 | 2812507.4893 | 1323753.2356 | 0 | 234214.222 | 0 | 3108356.0629 | 8087304.8641 | 5519751.7473 | 24685556.4253 | 961560.8286 | 25774141.8447 | 25774141.8447 | 1478867.319 | 11191377.8078 | 0 | 51421259.0986 | 89865646.0702 | 2371.3737 | 7.3048 | 7039.3574 | 12302.2347 | 143.5068 | 250.7977
1 | 6400 | 707 | 0.035 | 15 | 15 | 7 | 3.1623e-12 | 5spot_SharedNeighbor | Water | Porous | Wet | R245fa | MinimizeLCOE_Brownfield | IgnoreSilica | 2019 | 25.2226 | 19.5673 | 2.4352 | 4 | 5908.1415 | 9854.8385 | 120.4455 | 200.9042 | 223.6894 | 0 | 108.6588 | 4142391.8487 | 264922.4242 | 3535164.0788 | 1733388.8242 | 0 | 273244.5918 | 0 | 3880153.5894 | 10095363.7107 | 6890293.1715 | 30814922.2393 | 961560.8286 | 25774141.8447 | 25774141.8447 | 1478867.319 | 11191377.8078 | 0 | 57550624.9127 | 95995011.8842 | 3162.2777 | 9.7409 | 5908.1415 | 9854.8385 | 120.4455 | 200.9042
1 | 6400 | 707 | 0.035 | 15 | 15 | 7 | 4.217e-12 | 5spot_SharedNeighbor | Water | Porous | Wet | R245fa | MinimizeLCOE_Brownfield | IgnoreSilica | 2019 | 33.1226 | 25.9788 | 3.2379 | 4 | 5033.6153 | 8001.911 | 102.6171 | 163.1298 | 224.9504 | 0 | 115.2048 | 5065173.5613 | 323057.9913 | 4434862.584 | 2273029.3473 | 0 | 320690.4409 | 0 | 4842557.4307 | 12599341.0894 | 8599309.1841 | 38458021.629 | 961560.8286 | 25774141.8447 | 25774141.8447 | 1478867.319 | 11191377.8078 | 0 | 65193724.3023 | 103638111.2739 | 4216.965 | 12.9517 | 5033.6153 | 8001.911 | 102.6171 | 163.1298
1 | 6400 | 707 | 0.035 | 15 | 15 | 7 | 5.6234e-12 | 5spot_SharedNeighbor | Water | Porous | Wet | R245fa | MinimizeLCOE_Brownfield | IgnoreSilica | 2019 | 43.4394 | 34.3533 | 4.2865 | 4 | 4354.1271 | 6596.3001 | 88.7648 | 134.4745 | 225.9067 | 0 | 114.542 | 6177520.4492 | 392848.0634 | 5545735.7415 | 2978060.3477 | 0 | 377714.064 | 0 | 6034032.6797 | 15699315.2823 | 10715105.2688 | 47920331.8966 | 961560.8286 | 25774141.8447 | 25774141.8447 | 1478867.319 | 11191377.8078 | 0 | 74656034.57 | 113100421.5415 | 5623.4133 | 17.146 | 4354.1271 | 6596.3001 | 88.7648 | 134.4745
1 | 6400 | 707 | 0.035 | 15 | 15 | 7 | 7.4989e-12 | 5spot_SharedNeighbor | Water | Porous | Wet | R245fa | MinimizeLCOE_Brownfield | IgnoreSilica | 2019 | 56.7379 | 45.1253 | 5.6351 | 4 | 3825.1513 | 5530.7244 | 77.9809 | 112.7513 | 226.5684 | 0 | 101.7785 | 7500333.4556 | 475489.7001 | 6897963.3469 | 3886193.5641 | 0 | 445722.2534 | 0 | 7490223.9048 | 19488026.1442 | 13300978.2823 | 59484930.6513 | 961560.8286 | 25774141.8447 | 25774141.8447 | 1478867.319 | 11191377.8078 | 0 | 86220633.3247 | 124665020.2962 | 7498.9421 | 22.5405 | 3825.1513 | 5530.7244 | 77.9809 | 112.7513
1 | 6400 | 707 | 0.035 | 15 | 15 | 7 | 1e-11 | 5spot_SharedNeighbor | Water | Porous | Wet | R245fa | MinimizeLCOE_Brownfield | IgnoreSilica | 2019 | 73.4394 | 58.5305 | 7.3119 | 4 | 3417.6873 | 4732.1295 | 69.6742 | 96.4709 | 226.8127 | 0 | 125.4396 | 9026847.2433 | 570446.1069 | 8493576.531 | 5024881.8307 | 0 | 525749.8908 | 0 | 9220185.625 | 23989031.6761 | 16373007.0443 | 73223725.948 | 961560.8286 | 25774141.8447 | 25774141.8447 | 1478867.319 | 11191377.8078 | 0 | 99959428.6213 | 138403815.5929 | 10000 | 29.2477 | 3417.6873 | 4732.1295 | 69.6742 | 96.4709
1 | 6400 | 707 | 0.035 | 15 | 15 | 7 | 1.3335e-11 | 5spot_SharedNeighbor | Water | Porous | Wet | R245fa | MinimizeLCOE_Brownfield | IgnoreSilica | 2019 | 93.6562 | 74.3871 | 9.2899 | 4 | 3110.8718 | 4145.4492 | 63.4193 | 84.5106 | 226.4107 | 0 | 136.8548 | 10709547.3422 | 674676.056 | 10289228.37 | 6397715.5207 | 0 | 619660.9335 | 0 | 11189423.0067 | 29112583.3972 | 19869936.3724 | 88862770.9986 | 961560.8286 | 25774141.8447 | 25774141.8447 | 1478867.319 | 11191377.8078 | 0 | 115598473.6719 | 154042860.6435 | 13335.2143 | 37.1595 | 3110.8718 | 4145.4492 | 63.4193 | 84.5106
1 | 6400 | 707 | 0.035 | 15 | 15 | 7 | 1.7783e-11 | 5spot_SharedNeighbor | Water | Porous | Wet | R245fa | MinimizeLCOE_Brownfield | IgnoreSilica | 2019 | 116.8622 | 91.8403 | 11.4555 | 4 | 2888.2964 | 3727.294 | 58.8818 | 75.9859 | 225.1805 | 0 | 125.9089 | 12447999.666 | 781934.1193 | 12178988.6331 | 7961622.7156 | 0 | 727811.1558 | 0 | 13298358.953 | 34599602.1271 | 23614939.4025 | 105611256.7723 | 961560.8286 | 25774141.8447 | 25774141.8447 | 1478867.319 | 11191377.8078 | 0 | 132346959.4457 | 170791346.4172 | 17782.7941 | 45.8218 | 2888.2964 | 3727.294 | 58.8818 | 75.9859
1 | 6400 | 707 | 0.035 | 15 | 15 | 7 | 2.3714e-11 | 5spot_SharedNeighbor | Water | Porous | Wet | R245fa | MinimizeLCOE_Brownfield | IgnoreSilica | 2019 | 141.8191 | 109.5172 | 13.6312 | 4 | 2733.8676 | 3438.9487 | 55.7336 | 70.1076 | 223.164 | 0 | 140.6239 | 14115796.0813 | 884472.8684 | 14020725.4137 | 9627369.1464 | 0 | 847206.0713 | 0 | 15403272.1366 | 40076154.454 | 27352798.8975 | 122327795.0692 | 961560.8286 | 25774141.8447 | 25774141.8447 | 1478867.319 | 11191377.8078 | 0 | 149063497.7426 | 187507884.7141 | 23713.7371 | 54.5248 | 2733.8676 | 3438.9487 | 55.7336 | 70.1076
1 | 6400 | 707 | 0.035 | 15 | 15 | 7 | 3.1623e-11 | 5spot_SharedNeighbor | Water | Porous | Wet | R245fa | MinimizeLCOE_Brownfield | IgnoreSilica | 2019 | 166.9205 | 126.3791 | 15.6922 | 4 | 2626.3118 | 3238.7877 | 53.5409 | 66.0271 | 220.9264 | 0 | 155.3785 | 15637161.5298 | 977731.5331 | 15722619.0439 | 11287794.4996 | 0 | 967354.557 | 0 | 17391137.8537 | 45248173.2825 | 30882808.0223 | 138114780.3218 | 961560.8286 | 25774141.8447 | 25774141.8447 | 1478867.319 | 11191377.8078 | 0 | 164850482.9952 | 203294869.9667 | 31622.7766 | 62.7688 | 2626.3118 | 3238.7877 | 53.5409 | 66.0271
1 | 6400 | 707 | 0.035 | 15 | 15 | 7 | 4.217e-11 | 5spot_SharedNeighbor | Water | Porous | Wet | R245fa | MinimizeLCOE_Brownfield | IgnoreSilica | 2019 | 190.4185 | 141.0838 | 17.4714 | 4 | 2556.4681 | 3106.5732 | 52.1171 | 63.3317 | 218.5177 | 0 | 147.6527 | 16917737.752 | 1056041.5638 | 17169849.1579 | 12825248.178 | 0 | 1082459.1423 | 0 | 19130020.9597 | 49772390.4302 | 33970679.189 | 151924426.3729 | 961560.8286 | 25774141.8447 | 25774141.8447 | 1478867.319 | 11191377.8078 | 0 | 178660129.0463 | 217104516.0178 | 42169.6503 | 69.8855 | 2556.4681 | 3106.5732 | 52.1171 | 63.3317
1 | 6400 | 707 | 0.035 | 15 | 15 | 7 | 5.6234e-11 | 5spot_SharedNeighbor | Water | Porous | Wet | R245fa | MinimizeLCOE_Brownfield | IgnoreSilica | 2019 | 199.7092 | 146.5717 | 18.2754 | 4 | 2509.7547 | 3035.6573 | 51.1647 | 61.886 | 217.4766 | 0 | 175.9287 | 17385918.8496 | 1084631.2702 | 17702104.114 | 13428052.5313 | 0 | 1002728.369 | 0 | 19735339.7023 | 51347305.6306 | 35045591.1745 | 156731671.6415 | 961560.8286 | 25774141.8447 | 25774141.8447 | 1478867.319 | 11191377.8078 | 0 | 183467374.3148 | 221911761.2864 | 56234.1325 | 73.1017 | 2509.7547 | 3035.6573 | 51.1647 | 61.886
1 | 6400 | 707 | 0.035 | 15 | 15 | 7 | 7.4989e-11 | 5spot_SharedNeighbor | Water | Porous | Wet | R245fa | MinimizeLCOE_Brownfield | IgnoreSilica | 2019 | 205.4017 | 149.8361 | 18.8107 | 4 | 2474.3149 | 2985.2514 | 50.4423 | 60.8584 | 216.8135 | 0 | 196.0817 | 17662071.6958 | 1101484.8269 | 18016810.7586 | 13795860.7066 | 0 | 901353.3085 | 0 | 20076256.7056 | 52234301.7415 | 35650984.2461 | 159439123.9896 | 961560.8286 | 25774141.8447 | 25774141.8447 | 1478867.319 | 11191377.8078 | 0 | 186174826.663 | 224619213.6345 | 74989.4209 | 75.243 | 2474.3149 | 2985.2514 | 50.4423 | 60.8584
1 | 6400 | 707 | 0.035 | 15 | 15 | 7 | 1e-10 | 5spot_SharedNeighbor | Water | Porous | Wet | R245fa | MinimizeLCOE_Brownfield | IgnoreSilica | 2019 | 209.6151 | 152.2024 | 19.2134 | 4 | 2447.3676 | 2947.5971 | 49.8929 | 60.0908 | 216.312 | 0 | 224.5051 | 17861191.94 | 1113632.6312 | 18244074.4445 | 14066370.17 | 0 | 810250.6489 | 0 | 20317252.7355 | 52861323.9761 | 36078939.8053 | 161353036.3515 | 961560.8286 | 25774141.8447 | 25774141.8447 | 1478867.319 | 11191377.8078 | 0 | 188088739.0248 | 226533125.9964 | 100000 | 76.8535 | 2447.3676 | 2947.5971 | 49.8929 | 60.0908
1 | 6400 | 707 | 0.035 | 15 | 15 | 7 | 1.3335e-10 | 5spot_SharedNeighbor | Water | Porous | Wet | R245fa | MinimizeLCOE_Brownfield | IgnoreSilica | 2019 | 212.8398 | 153.9868 | 19.5218 | 4 | 2426.9236 | 2919.249 | 49.4761 | 59.5128 | 215.9224 | 0 | 266.0822 | 18010774.1942 | 1122755.815 | 18414986.1173 | 14273185.0233 | 0 | 733356.2521 | 0 | 20496472.3868 | 53327616.7457 | 36397194.2019 | 162776340.7363 | 961560.8286 | 25774141.8447 | 25774141.8447 | 1478867.319 | 11191377.8078 | 0 | 189512043.4097 | 227956430.3812 | 133352.1432 | 78.0874 | 2426.9236 | 2919.249 | 49.4761 | 59.5128
1 | 6400 | 707 | 0.035 | 15 | 15 | 7 | 1.7783e-10 | 5spot_SharedNeighbor | Water | Porous | Wet | R245fa | MinimizeLCOE_Brownfield | IgnoreSilica | 2019 | 215.2124 | 155.2839 | 19.752 | 4 | 2411.428 | 2898.0156 | 49.1602 | 59.08 | 215.6322 | 0 | 269.1405 | 18119204.3233 | 1129367.7881 | 18538977.4828 | 14425077.4173 | 0 | 668666.939 | 0 | 20623704.6407 | 53658648.9715 | 36623130.498 | 163786778.0606 | 961560.8286 | 25774141.8447 | 25774141.8447 | 1478867.319 | 11191377.8078 | 0 | 190522480.734 | 228966867.7055 | 177827.941 | 79.0082 | 2411.428 | 2898.0156 | 49.1602 | 59.08
1 | 6400 | 707 | 0.035 | 15 | 15 | 7 | 2.3714e-10 | 5spot_SharedNeighbor | Water | Porous | Wet | R245fa | MinimizeLCOE_Brownfield | IgnoreSilica | 2019 | 216.9567 | 156.2292 | 19.9236 | 4 | 2399.6982 | 2882.0969 | 48.9211 | 58.7554 | 215.417 | 0 | 287.1633 | 18198065.2936 | 1134175.9783 | 18629208.5019 | 14536708.1712 | 0 | 615468.4746 | 0 | 20714314.3037 | 53894396.728 | 36784033.186 | 164506370.6372 | 961560.8286 | 25774141.8447 | 25774141.8447 | 1478867.319 | 11191377.8078 | 0 | 191242073.3106 | 229686460.2821 | 237137.3706 | 79.6942 | 2399.6982 | 2882.0969 | 48.9211 | 58.7554
1 | 6400 | 707 | 0.035 | 15 | 15 | 7 | 3.1623e-10 | 5spot_SharedNeighbor | Water | Porous | Wet | R245fa | MinimizeLCOE_Brownfield | IgnoreSilica | 2019 | 218.2324 | 156.9159 | 20.0508 | 4 | 2390.8289 | 2870.1661 | 48.7403 | 58.5122 | 215.2584 | 0 | 300.3454 | 18255268.1882 | 1137663.3077 | 18694686.3149 | 14618321.5069 | 0 | 572385.74 | 0 | 20778546.7725 | 54061516.4361 | 36898095.8207 | 165016484.087 | 961560.8286 | 25774141.8447 | 25774141.8447 | 1478867.319 | 11191377.8078 | 0 | 191752186.7603 | 230196573.7319 | 316227.766 | 80.2032 | 2390.8289 | 2870.1661 | 48.7403 | 58.5122
1 | 6400 | 707 | 0.035 | 15 | 15 | 7 | 4.217e-10 | 5spot_SharedNeighbor | Water | Porous | Wet | R245fa | MinimizeLCOE_Brownfield | IgnoreSilica | 2019 | 219.1487 | 157.4065 | 20.1442 | 4 | 2384.1299 | 2861.2452 | 48.6037 | 58.3304 | 215.1439 | 0 | 299.46 | 18296096.7995 | 1140152.2083 | 18741435.2526 | 14676926.456 | 0 | 537745.932 | 0 | 20823019.0929 | 54177224.2911 | 36977068.8093 | 165369668.8418 | 961560.8286 | 25774141.8447 | 25774141.8447 | 1478867.319 | 11191377.8078 | 0 | 192105371.5152 | 230549758.4867 | 421696.5034 | 80.5767 | 2384.1299 | 2861.2452 | 48.6037 | 58.3304
1 | 6400 | 707 | 0.035 | 15 | 15 | 7 | 5.6234e-10 | 5spot_SharedNeighbor | Water | Porous | Wet | R245fa | MinimizeLCOE_Brownfield | IgnoreSilica | 2019 | 219.8138 | 157.7613 | 20.2131 | 4 | 2379.0754 | 2854.5642 | 48.5007 | 58.1942 | 215.0603 | 0 | 308.7727 | 18325598.0694 | 1141950.5024 | 18775221.6268 | 14719460.526 | 0 | 510346.9441 | 0 | 20854305.2908 | 54258624.5605 | 37032626.1658 | 165618133.686 | 961560.8286 | 25774141.8447 | 25774141.8447 | 1478867.319 | 11191377.8078 | 0 | 192353836.3593 | 230798223.3309 | 562341.3252 | 80.8523 | 2379.0754 | 2854.5642 | 48.5007 | 58.1942
1 | 6400 | 707 | 0.035 | 15 | 15 | 7 | 7.4989e-10 | 5spot_SharedNeighbor | Water | Porous | Wet | R245fa | MinimizeLCOE_Brownfield | IgnoreSilica | 2019 | 220.3855 | 158.0659 | 20.2691 | 4 | 2375.2655 | 2849.4412 | 48.423 | 58.0897 | 214.9887 | 0 | 357.1065 | 18350908.4908 | 1143493.2737 | 18804213.2929 | 14756002.5957 | 0 | 490206.3794 | 0 | 20882481.3727 | 54331932.9458 | 37082660.6451 | 165841898.996 | 961560.8286 | 25774141.8447 | 25774141.8447 | 1478867.319 | 11191377.8078 | 0 | 192577601.6694 | 231021988.6409 | 749894.2093 | 81.0762 | 2375.2655 | 2849.4412 | 48.423 | 58.0897
1 | 6400 | 707 | 0.035 | 15 | 15 | 7 | 1e-09 | 5spot_SharedNeighbor | Water | Porous | Wet | R245fa | MinimizeLCOE_Brownfield | IgnoreSilica | 2019 | 220.7339 | 158.2504 | 20.3064 | 4 | 2372.3953 | 2845.6988 | 48.3645 | 58.0134 | 214.9446 | 0 | 372.4522 | 18366238.217 | 1144427.6533 | 18821774.8165 | 14778192.5888 | 0 | 473494.7477 | 0 | 20897809.9291 | 54371814.7052 | 37109880.7654 | 165963633.4229 | 961560.8286 | 25774141.8447 | 25774141.8447 | 1478867.319 | 11191377.8078 | 0 | 192699336.0962 | 231143723.0678 | 1000000 | 81.2256 | 2372.3953 | 2845.6988 | 48.3645 | 58.0134
1 | 6400 | 707 | 0.035 | 15 | 15 | 7 | 1.3335e-09 | 5spot_SharedNeighbor | Water | Porous | Wet | R245fa | MinimizeLCOE_Brownfield | IgnoreSilica | 2019 | 220.9922 | 158.3871 | 20.3343 | 4 | 2370.2356 | 2842.8905 | 48.3205 | 57.9562 | 214.9119 | 0 | 363.6795 | 18377586.9901 | 1145119.3715 | 18834776.8751 | 14794648.4274 | 0 | 460668.8447 | 0 | 20908992.1985 | 54400908.6764 | 37129737.9985 | 166052439.3823 | 961560.8286 | 25774141.8447 | 25774141.8447 | 1478867.319 | 11191377.8078 | 0 | 192788142.0556 | 231232529.0272 | 1333521.4322 | 81.3371 | 2370.2356 | 2842.8905 | 48.3205 | 57.9562
1 | 6400 | 707 | 0.035 | 15 | 15 | 7 | 1.7783e-09 | 5spot_SharedNeighbor | Water | Porous | Wet | R245fa | MinimizeLCOE_Brownfield | IgnoreSilica | 2019 | 221.1749 | 158.4835 | 20.3545 | 4 | 2368.6117 | 2840.7959 | 48.2874 | 57.9135 | 214.8887 | 0 | 384.944 | 18385591.34 | 1145607.2369 | 18843947.838 | 14806277.1271 | 0 | 450733.7731 | 0 | 20916541.3529 | 54420550.0277 | 37143143.6244 | 166112392.3201 | 961560.8286 | 25774141.8447 | 25774141.8447 | 1478867.319 | 11191377.8078 | 0 | 192848094.9934 | 231292481.965 | 1778279.41 | 81.4182 | 2368.6117 | 2840.7959 | 48.2874 | 57.9135
1 | 6400 | 707 | 0.035 | 15 | 15 | 7 | 2.3714e-09 | 5spot_SharedNeighbor | Water | Porous | Wet | R245fa | MinimizeLCOE_Brownfield | IgnoreSilica | 2019 | 221.3166 | 158.5583 | 20.37 | 4 | 2367.3914 | 2839.2167 | 48.2625 | 57.8813 | 214.8707 | 0 | 376.9984 | 18391800.1552 | 1145985.6605 | 18851061.8805 | 14815300.3208 | 0 | 443267.5635 | 0 | 20922492.0764 | 54436032.5895 | 37153710.7909 | 166159651.0373 | 961560.8286 | 25774141.8447 | 25774141.8447 | 1478867.319 | 11191377.8078 | 0 | 192895353.7107 | 231339740.6822 | 2371373.7057 | 81.4801 | 2367.3914 | 2839.2167 | 48.2625 | 57.8813
1 | 6400 | 707 | 0.035 | 15 | 15 | 7 | 3.1623e-09 | 5spot_SharedNeighbor | Water | Porous | Wet | R245fa | MinimizeLCOE_Brownfield | IgnoreSilica | 2019 | 221.4092 | 158.607 | 20.3809 | 4 | 2366.4747 | 2838.0494 | 48.2438 | 57.8575 | 214.8589 | 0 | 368.9074 | 18395846.9174 | 1146232.3063 | 18855698.794 | 14821195.9621 | 0 | 437410.8506 | 0 | 20925990.0838 | 54445133.6874 | 37159922.4772 | 166187431.0788 | 961560.8286 | 25774141.8447 | 25774141.8447 | 1478867.319 | 11191377.8078 | 0 | 192923133.7522 | 231367520.7237 | 3162277.6602 | 81.5234 | 2366.4747 | 2838.0494 | 48.2438 | 57.8575
1 | 6400 | 707 | 0.035 | 15 | 15 | 7 | 4.217e-09 | 5spot_SharedNeighbor | Water | Porous | Wet | R245fa | MinimizeLCOE_Brownfield | IgnoreSilica | 2019 | 221.4844 | 158.6466 | 20.3893 | 4 | 2365.7864 | 2837.1656 | 48.2298 | 57.8395 | 214.8493 | 0 | 389.6382 | 18399135.3099 | 1146432.7292 | 18859466.8267 | 14825983.4592 | 0 | 433076.2933 | 0 | 20928996.9011 | 54452956.8091 | 37165261.9186 | 166211310.2471 | 961560.8286 | 25774141.8447 | 25774141.8447 | 1478867.319 | 11191377.8078 | 0 | 192947012.9204 | 231391399.892 | 4216965.0343 | 81.5572 | 2365.7864 | 2837.1656 | 48.2298 | 57.8395
1 | 6400 | 707 | 0.035 | 15 | 15 | 7 | 5.6234e-09 | 5spot_SharedNeighbor | Water | Porous | Wet | R245fa | MinimizeLCOE_Brownfield | IgnoreSilica | 2019 | 218.705 | 157.15 | 20.2303 | 4 | 2365.2496 | 2840.3343 | 48.2188 | 57.9041 | 215.1863 | 0 | 846.3948 | 18274754.1174 | 1138851.1835 | 18716996.3258 | 14648244.6342 | 0 | 385327.8155 | 0 | 20734027.8898 | 53945687.4353 | 36819040.1476 | 164662929.5491 | 961560.8286 | 25774141.8447 | 25774141.8447 | 1478867.319 | 11191377.8078 | 0 | 191398632.2225 | 229843019.194 | 5623413.2519 | 80.9211 | 2365.2496 | 2840.3343 | 48.2188 | 57.9041
1 | 6400 | 707 | 0.035 | 15 | 15 | 7 | 7.4989e-09 | 5spot_SharedNeighbor | Water | Porous | Wet | R245fa | MinimizeLCOE_Brownfield | IgnoreSilica | 2019 | 219.587 | 157.6267 | 20.2847 | 4 | 2364.7875 | 2838.5966 | 48.2094 | 57.8686 | 215.0795 | 0 | 708.0747 | 18314407.1475 | 1141268.3524 | 18762404.487 | 14704740.8009 | 0 | 395617.7612 | 0 | 20794191.0341 | 54102219.5956 | 36925876.5635 | 165140725.7422 | 961560.8286 | 25774141.8447 | 25774141.8447 | 1478867.319 | 11191377.8078 | 0 | 191876428.4156 | 230320815.3871 | 7498942.0933 | 81.139 | 2364.7875 | 2838.5966 | 48.2094 | 57.8686
1 | 6400 | 707 | 0.035 | 15 | 15 | 7 | 1e-08 | 5spot_SharedNeighbor | Water | Porous | Wet | R245fa | MinimizeLCOE_Brownfield | IgnoreSilica | 2019 | 220 | 157.8492 | 20.3108 | 4 | 2364.4739 | 2837.6761 | 48.203 | 57.8499 | 215.0293 | 0 | 627.4055 | 18332906.2168 | 1142395.9692 | 18783592.2379 | 14731191.458 | 0 | 399573.5276 | 0 | 20821967.1697 | 54174487.4028 | 36975200.8268 | 165361314.8089 | 961560.8286 | 25774141.8447 | 25774141.8447 | 1478867.319 | 11191377.8078 | 0 | 192097017.4823 | 230541404.4538 | 10000000 | 81.243 | 2364.4739 | 2837.6761 | 48.203 | 57.8499
1 | 6500 | 707 | 0.035 | 15 | 15 | 7 | 1e-13 | 5spot_SharedNeighbor | Water | Porous | Wet | R245fa | MinimizeLCOE_Brownfield | IgnoreSilica | 2019 | 1.1276 | 0.33606 | 0.024903 | 4 | 289630.8472 | 683735.7688 | 5904.5166 | 13938.8785 | 141.7615 | 0 | 62.9492 | 206349.0571 | 9651.7438 | 140272.5587 | 74866.1824 | 0 | 64190.4814 | 0 | 193178.7091 | 502611.3746 | 343042.5908 | 1534162.6978 | 961560.8286 | 26355312.1702 | 26355312.1702 | 1478867.319 | 11423845.938 | 0 | 28851035.6967 | 68109061.1239 | 100 | 0.099613 | 289630.8472 | 683735.7688 | 5904.5166 | 13938.8785
1 | 6500 | 707 | 0.035 | 15 | 15 | 7 | 1.3335e-13 | 5spot_SharedNeighbor | Water | Porous | Wet | R245fa | MinimizeLCOE_Brownfield | IgnoreSilica | 2019 | 1.4565 | 0.52493 | 0.048603 | 4 | 151376.9398 | 353309.2254 | 3086.0237 | 7202.6864 | 157.0348 | 0 | 65.1945 | 299729.9264 | 15811.9338 | 198393.9852 | 97840.0179 | 0 | 70310.7 | 0 | 266013.7597 | 692113.2357 | 472381.5049 | 2112595.0635 | 961560.8286 | 26355312.1702 | 26355312.1702 | 1478867.319 | 11423845.938 | 0 | 29429468.0624 | 68687493.4896 | 133.3521 | 0.19441 | 151376.9398 | 353309.2254 | 3086.0237 | 7202.6864
1 | 6500 | 707 | 0.035 | 15 | 15 | 7 | 1.7783e-13 | 5spot_SharedNeighbor | Water | Porous | Wet | R245fa | MinimizeLCOE_Brownfield | IgnoreSilica | 2019 | 1.8848 | 0.79556 | 0.085697 | 4 | 88089.2935 | 202615.1409 | 1795.8194 | 4130.5837 | 170.7515 | 0 | 297.755 | 422794.297 | 25271.6383 | 274129.2194 | 130130.6315 | 0 | 77218.0623 | 0 | 362522.1009 | 943208.143 | 643758.9386 | 2879033.031 | 961560.8286 | 26355312.1702 | 26355312.1702 | 1478867.319 | 11423845.938 | 0 | 30195906.0299 | 69453931.4571 | 177.8279 | 0.34279 | 88089.2935 | 202615.1409 | 1795.8194 | 4130.5837
1 | 6500 | 707 | 0.035 | 15 | 15 | 7 | 2.3714e-13 | 5spot_SharedNeighbor | Water | Porous | Wet | R245fa | MinimizeLCOE_Brownfield | IgnoreSilica | 2019 | 2.4293 | 1.1959 | 0.13985 | 4 | 55766.3504 | 125945.1596 | 1136.8725 | 2567.5624 | 182.4195 | 0 | 390.5192 | 578572.8435 | 37447.7932 | 377861.3258 | 173613.9986 | 0 | 84846.7998 | 0 | 488413.6768 | 1270752.1995 | 867314.4875 | 3878823.1246 | 961560.8286 | 26355312.1702 | 26355312.1702 | 1478867.319 | 11423845.938 | 0 | 31195696.1235 | 70453721.5507 | 237.1374 | 0.5594 | 55766.3504 | 125945.1596 | 1136.8725 | 2567.5624
1 | 6500 | 707 | 0.035 | 15 | 15 | 7 | 3.1623e-13 | 5spot_SharedNeighbor | Water | Porous | Wet | R245fa | MinimizeLCOE_Brownfield | IgnoreSilica | 2019 | 3.1295 | 1.7606 | 0.21011 | 4 | 38547.6594 | 85259.7135 | 785.8462 | 1738.1346 | 192.2384 | 0 | 497.5378 | 758459.1895 | 49091.8489 | 514888.5055 | 223426.2521 | 0 | 94162.2647 | 0 | 639610.9437 | 1664136.4732 | 1135807.3375 | 5079582.815 | 961560.8286 | 26355312.1702 | 26355312.1702 | 1478867.319 | 11423845.938 | 0 | 32396455.8139 | 71654481.2411 | 316.2278 | 0.84043 | 38547.6594 | 85259.7135 | 785.8462 | 1738.1346
1 | 6500 | 707 | 0.035 | 15 | 15 | 7 | 4.217e-13 | 5spot_SharedNeighbor | Water | Porous | Wet | R245fa | MinimizeLCOE_Brownfield | IgnoreSilica | 2019 | 4.0311 | 2.4938 | 0.30156 | 4 | 28043.9958 | 60589.8425 | 571.7148 | 1235.2059 | 200.3593 | 0 | 80.7647 | 968205.1685 | 62639.2413 | 680252.0859 | 286203.3986 | 0 | 104836.7876 | 0 | 819833.3059 | 2133038.091 | 1455842.3267 | 6510850.4053 | 961560.8286 | 26355312.1702 | 26355312.1702 | 1478867.319 | 11423845.938 | 0 | 33827723.4042 | 73085748.8314 | 421.6965 | 1.2062 | 28043.9958 | 60589.8425 | 571.7148 | 1235.2059
1 | 6500 | 707 | 0.035 | 15 | 15 | 7 | 5.6234e-13 | 5spot_SharedNeighbor | Water | Porous | Wet | R245fa | MinimizeLCOE_Brownfield | IgnoreSilica | 2019 | 5.2421 | 3.4854 | 0.42504 | 4 | 20953.0301 | 44043.8309 | 427.1559 | 897.8931 | 207.1916 | 0 | 88.2287 | 1224940.2752 | 79181.1751 | 889169.7655 | 369754.5097 | 0 | 118879.6761 | 0 | 1045950.9066 | 2721349.705 | 1857377.0918 | 8306603.1051 | 961560.8286 | 26355312.1702 | 26355312.1702 | 1478867.319 | 11423845.938 | 0 | 35623476.1039 | 74881501.5311 | 562.3413 | 1.7002 | 20953.0301 | 44043.8309 | 427.1559 | 897.8931
1 | 6500 | 707 | 0.035 | 15 | 15 | 7 | 7.4989e-13 | 5spot_SharedNeighbor | Water | Porous | Wet | R245fa | MinimizeLCOE_Brownfield | IgnoreSilica | 2019 | 6.7768 | 4.7462 | 0.58281 | 4 | 16192.0981 | 33032.2022 | 330.0978 | 673.4061 | 212.4738 | 0 | 82.8914 | 1522227.5917 | 98285.145 | 1138308.6778 | 475176.95 | 0 | 133664.6492 | 0 | 1313388.5753 | 3417167.66 | 2332287.1437 | 10430506.3927 | 961560.8286 | 26355312.1702 | 26355312.1702 | 1478867.319 | 11423845.938 | 0 | 37747379.3916 | 77005404.8188 | 749.8942 | 2.3312 | 16192.0981 | 33032.2022 | 330.0978 | 673.4061
1 | 6500 | 707 | 0.035 | 15 | 15 | 7 | 1e-12 | 5spot_SharedNeighbor | Water | Porous | Wet | R245fa | MinimizeLCOE_Brownfield | IgnoreSilica | 2019 | 8.7648 | 6.3665 | 0.78568 | 4 | 12826.6585 | 25318.3739 | 261.4888 | 516.1493 | 216.3517 | 0 | 83.1187 | 1872313.1035 | 120719.0352 | 1439803.85 | 611274.4924 | 0 | 151150.3031 | 0 | 1636151.7058 | 4256931.1177 | 2905442.959 | 12993786.5668 | 961560.8286 | 26355312.1702 | 26355312.1702 | 1478867.319 | 11423845.938 | 0 | 40310659.5656 | 79568684.9929 | 1000 | 3.1427 | 12826.6585 | 25318.3739 | 261.4888 | 516.1493
1 | 6500 | 707 | 0.035 | 15 | 15 | 7 | 1.3335e-12 | 5spot_SharedNeighbor | Water | Porous | Wet | R245fa | MinimizeLCOE_Brownfield | IgnoreSilica | 2019 | 11.4294 | 8.6047 | 1.0669 | 4 | 10221.3062 | 19420.6657 | 208.3752 | 395.9165 | 220.2919 | 0 | 122.2555 | 2315933.551 | 149059.6995 | 1832193.3973 | 794592.5464 | 0 | 171684.9769 | 0 | 2052751.0267 | 5340837.0944 | 3645231.0602 | 16302283.3523 | 961560.8286 | 26355312.1702 | 26355312.1702 | 1478867.319 | 11423845.938 | 0 | 43619156.3512 | 82877181.7784 | 1333.5214 | 4.2675 | 10221.3062 | 19420.6657 | 208.3752 | 395.9165
1 | 6500 | 707 | 0.035 | 15 | 15 | 7 | 1.7783e-12 | 5spot_SharedNeighbor | Water | Porous | Wet | R245fa | MinimizeLCOE_Brownfield | IgnoreSilica | 2019 | 14.9131 | 11.5001 | 1.4305 | 4 | 8328.637 | 15189.6395 | 169.7905 | 309.6613 | 223.0024 | 0 | 103.5255 | 2842943.6108 | 182616.0781 | 2310718.5523 | 1033680.9678 | 0 | 196768.5676 | 0 | 2561023.8329 | 6663258.675 | 4547810.9619 | 20338821.2465 | 961560.8286 | 26355312.1702 | 26355312.1702 | 1478867.319 | 11423845.938 | 0 | 47655694.2453 | 86913719.6726 | 1778.2794 | 5.7219 | 8328.637 | 15189.6395 | 169.7905 | 309.6613
1 | 6500 | 707 | 0.035 | 15 | 15 | 7 | 2.3714e-12 | 5spot_SharedNeighbor | Water | Porous | Wet | R245fa | MinimizeLCOE_Brownfield | IgnoreSilica | 2019 | 19.5347 | 15.3459 | 1.9134 | 4 | 6887.2367 | 12016.5067 | 140.4056 | 244.9727 | 225.1341 | 0 | 101.6771 | 3487002.4967 | 223481.216 | 2910569.1685 | 1350820.5162 | 0 | 227696.5696 | 0 | 3197832.2872 | 8320103.6456 | 5678641.6992 | 25396147.599 | 961560.8286 | 26355312.1702 | 26355312.1702 | 1478867.319 | 11423845.938 | 0 | 52713020.5978 | 91971046.0251 | 2371.3737 | 7.6537 | 6887.2367 | 12016.5067 | 140.4056 | 244.9727
1 | 6500 | 707 | 0.035 | 15 | 15 | 7 | 3.1623e-12 | 5spot_SharedNeighbor | Water | Porous | Wet | R245fa | MinimizeLCOE_Brownfield | IgnoreSilica | 2019 | 25.6396 | 20.4304 | 2.5521 | 4 | 5782.4397 | 9628.1171 | 117.8829 | 196.2822 | 226.7891 | 0 | 103.8647 | 4271155.9949 | 273048.9154 | 3659365.9659 | 1769923.6196 | 0 | 265351.594 | 0 | 3993149.975 | 10389357.1274 | 7090949.7194 | 31712302.9116 | 961560.8286 | 26355312.1702 | 26355312.1702 | 1478867.319 | 11423845.938 | 0 | 59029175.9105 | 98287201.3377 | 3162.2777 | 10.2084 | 5782.4397 | 9628.1171 | 117.8829 | 196.2822
1 | 6500 | 707 | 0.035 | 15 | 15 | 7 | 4.217e-12 | 5spot_SharedNeighbor | Water | Porous | Wet | R245fa | MinimizeLCOE_Brownfield | IgnoreSilica | 2019 | 33.6562 | 27.1123 | 3.3917 | 4 | 4929.9665 | 7823.6818 | 100.504 | 159.4963 | 228.061 | 0 | 114.6334 | 5221142.3363 | 332861.6742 | 4589001.8233 | 2320916.1103 | 0 | 310705.9863 | 0 | 4982104.8929 | 12962414.961 | 8847114.5619 | 39566262.3461 | 961560.8286 | 26355312.1702 | 26355312.1702 | 1478867.319 | 11423845.938 | 0 | 66883135.3449 | 106141160.7722 | 4216.965 | 13.5667 | 4929.9665 | 7823.6818 | 100.504 | 159.4963
1 | 6500 | 707 | 0.035 | 15 | 15 | 7 | 5.6234e-12 | 5spot_SharedNeighbor | Water | Porous | Wet | R245fa | MinimizeLCOE_Brownfield | IgnoreSilica | 2019 | 44.1043 | 35.8201 | 4.4861 | 4 | 4267.7984 | 6455.5635 | 87.0048 | 131.6054 | 229.0232 | 0 | 100.3698 | 6363931.525 | 404515.9501 | 5734374.6955 | 3038636.7556 | 0 | 364891.7865 | 0 | 6203476.7779 | 16140174.0681 | 11016000.4489 | 49266002.0076 | 961560.8286 | 26355312.1702 | 26355312.1702 | 1478867.319 | 11423845.938 | 0 | 76582875.0065 | 115840900.4337 | 5623.4133 | 17.9444 | 4267.7984 | 6455.5635 | 87.0048 | 131.6054
1 | 6500 | 707 | 0.035 | 15 | 15 | 7 | 7.4989e-12 | 5spot_SharedNeighbor | Water | Porous | Wet | R245fa | MinimizeLCOE_Brownfield | IgnoreSilica | 2019 | 57.5764 | 47.0223 | 5.8937 | 4 | 3751.5635 | 5416.8301 | 76.4807 | 110.4294 | 229.6827 | 0 | 97.3308 | 7723452.6761 | 489394.8134 | 7128980.9172 | 3963511.6151 | 0 | 429824.4199 | 0 | 7696714.1323 | 20025271.3591 | 13667659.1807 | 61124809.1138 | 961560.8286 | 26355312.1702 | 26355312.1702 | 1478867.319 | 11423845.938 | 0 | 88441682.1127 | 127699707.5399 | 7498.9421 | 23.5746 | 3751.5635 | 5416.8301 | 76.4807 | 110.4294
1 | 6500 | 707 | 0.035 | 15 | 15 | 7 | 1e-11 | 5spot_SharedNeighbor | Water | Porous | Wet | R245fa | MinimizeLCOE_Brownfield | IgnoreSilica | 2019 | 74.4527 | 60.9186 | 7.6383 | 4 | 3354.4285 | 4639.3385 | 68.3846 | 94.5792 | 229.9045 | 0 | 118.1082 | 9287824.0103 | 586640.3376 | 8769698.5065 | 5120014.6393 | 0 | 506172.3247 | 0 | 9465436.4292 | 24627123.9607 | 16808518.14 | 75171428.3483 | 961560.8286 | 26355312.1702 | 26355312.1702 | 1478867.319 | 11423845.938 | 0 | 102488301.3471 | 141746326.7744 | 10000 | 30.5531 | 3354.4285 | 4639.3385 | 68.3846 | 94.5792
1 | 6500 | 707 | 0.035 | 15 | 15 | 7 | 1.3335e-11 | 5spot_SharedNeighbor | Water | Porous | Wet | R245fa | MinimizeLCOE_Brownfield | IgnoreSilica | 2019 | 94.8548 | 77.3175 | 9.6911 | 4 | 3055.5612 | 4068.2997 | 62.2917 | 82.9378 | 229.4529 | 0 | 121.7317 | 11008872.3697 | 693172.9202 | 10612241.8435 | 6511782.7896 | 0 | 596640.7713 | 0 | 11474857.1707 | 29855224.5414 | 20376804.213 | 91129596.6194 | 961560.8286 | 26355312.1702 | 26355312.1702 | 1478867.319 | 11423845.938 | 0 | 118446469.6182 | 157704495.0455 | 13335.2143 | 38.7642 | 3055.5612 | 4068.2997 | 62.2917 | 82.9378
1 | 6500 | 707 | 0.035 | 15 | 15 | 7 | 1.7783e-11 | 5spot_SharedNeighbor | Water | Porous | Wet | R245fa | MinimizeLCOE_Brownfield | IgnoreSilica | 2019 | 118.1728 | 95.2791 | 11.9273 | 4 | 2839.481 | 3662.3389 | 57.8867 | 74.6617 | 228.1499 | 0 | 114.0117 | 12779072.1554 | 802315.755 | 12542463.1241 | 8093540.4698 | 0 | 701595.295 | 0 | 13618404.8517 | 35432295.9053 | 24183270.0162 | 108152957.5725 | 961560.8286 | 26355312.1702 | 26355312.1702 | 1478867.319 | 11423845.938 | 0 | 135469830.5714 | 174727855.9986 | 17782.7941 | 47.7094 | 2839.481 | 3662.3389 | 57.8867 | 74.6617
1 | 6500 | 707 | 0.035 | 15 | 15 | 7 | 2.3714e-11 | 5spot_SharedNeighbor | Water | Porous | Wet | R245fa | MinimizeLCOE_Brownfield | IgnoreSilica | 2019 | 143.2152 | 113.4111 | 14.1668 | 4 | 2689.1522 | 3381.9341 | 54.822 | 68.9453 | 226.0624 | 0 | 148.3429 | 14472649.2532 | 906370.5362 | 14418134.4636 | 9765448.665 | 0 | 818301.7796 | 0 | 15748552.8321 | 40974503.9966 | 27965940.9196 | 125069902.4459 | 961560.8286 | 26355312.1702 | 26355312.1702 | 1478867.319 | 11423845.938 | 0 | 152386775.4447 | 191644800.872 | 23713.7371 | 56.6672 | 2689.1522 | 3381.9341 | 54.822 | 68.9453
1 | 6500 | 707 | 0.035 | 15 | 15 | 7 | 3.1623e-11 | 5spot_SharedNeighbor | Water | Porous | Wet | R245fa | MinimizeLCOE_Brownfield | IgnoreSilica | 2019 | 168.2849 | 130.6259 | 16.2782 | 4 | 2584.864 | 3187.7865 | 52.6959 | 64.9873 | 223.7538 | 0 | 127.9977 | 16011106.5369 | 1000616.2907 | 16143892.6103 | 11429698.9626 | 0 | 936007.4345 | 0 | 17753315.5157 | 46190485.266 | 31525955.3136 | 140991077.9304 | 961560.8286 | 26355312.1702 | 26355312.1702 | 1478867.319 | 11423845.938 | 0 | 168307950.9292 | 207565976.3564 | 31622.7766 | 65.1129 | 2584.864 | 3187.7865 | 52.6959 | 64.9873
1 | 6500 | 707 | 0.035 | 15 | 15 | 7 | 4.217e-11 | 5spot_SharedNeighbor | Water | Porous | Wet | R245fa | MinimizeLCOE_Brownfield | IgnoreSilica | 2019 | 191.6754 | 145.5807 | 18.0941 | 4 | 2517.2083 | 3059.6242 | 51.3167 | 62.3746 | 221.2815 | 0 | 143.8221 | 17301744.1109 | 1079492.6571 | 17606289.1266 | 12965507.531 | 0 | 1049068.8142 | 0 | 19500819.8735 | 50737133.1428 | 34629135.9138 | 154869191.1699 | 961560.8286 | 26355312.1702 | 26355312.1702 | 1478867.319 | 11423845.938 | 0 | 182186064.1687 | 221444089.596 | 42169.6503 | 72.3762 | 2517.2083 | 3059.6242 | 51.3167 | 62.3746
1 | 6500 | 707 | 0.035 | 15 | 15 | 7 | 5.6234e-11 | 5spot_SharedNeighbor | Water | Porous | Wet | R245fa | MinimizeLCOE_Brownfield | IgnoreSilica | 2019 | 202.5714 | 152.1415 | 19.0062 | 4 | 2472.8635 | 2989.2473 | 50.4127 | 60.9398 | 220.0233 | 0 | 151.7599 | 17856077.9568 | 1113320.687 | 18238234.0779 | 13675189.3029 | 0 | 996153.2457 | 0 | 20232800.3554 | 52641596.2069 | 35928971.0878 | 160682342.9205 | 961560.8286 | 26355312.1702 | 26355312.1702 | 1478867.319 | 11423845.938 | 0 | 187999215.9193 | 227257241.3466 | 56234.1325 | 76.0249 | 2472.8635 | 2989.2473 | 50.4127 | 60.9398
1 | 6500 | 707 | 0.035 | 15 | 15 | 7 | 7.4989e-11 | 5spot_SharedNeighbor | Water | Porous | Wet | R245fa | MinimizeLCOE_Brownfield | IgnoreSilica | 2019 | 208.201 | 155.4152 | 19.5419 | 4 | 2439.4364 | 2941.6647 | 49.7312 | 59.9698 | 219.343 | 0 | 179.2209 | 18130170.7017 | 1130036.4476 | 18551522.3401 | 14039192.7957 | 0 | 895234.244 | 0 | 20571001.0463 | 53521525.03 | 36529540.5903 | 163368223.1957 | 961560.8286 | 26355312.1702 | 26355312.1702 | 1478867.319 | 11423845.938 | 0 | 190685096.1946 | 229943121.6218 | 74989.4209 | 78.1677 | 2439.4364 | 2941.6647 | 49.7312 | 59.9698
1 | 6500 | 707 | 0.035 | 15 | 15 | 7 | 1e-10 | 5spot_SharedNeighbor | Water | Porous | Wet | R245fa | MinimizeLCOE_Brownfield | IgnoreSilica | 2019 | 212.4728 | 157.8505 | 19.9508 | 4 | 2414.0549 | 2905.99 | 49.2138 | 59.2425 | 218.8159 | 0 | 215.6289 | 18333015.0098 | 1142402.6006 | 18783716.8501 | 14314771.7731 | 0 | 806479.1047 | 0 | 20818350.2819 | 54165077.0028 | 36968778.0354 | 165332590.6584 | 961560.8286 | 26355312.1702 | 26355312.1702 | 1478867.319 | 11423845.938 | 0 | 192649463.6573 | 231907489.0845 | 100000 | 79.8033 | 2414.0549 | 2905.99 | 49.2138 | 59.2425
1 | 6500 | 707 | 0.035 | 15 | 15 | 7 | 1.3335e-10 | 5spot_SharedNeighbor | Water | Porous | Wet | R245fa | MinimizeLCOE_Brownfield | IgnoreSilica | 2019 | 215.6586 | 159.6381 | 20.2587 | 4 | 2394.7997 | 2879.2577 | 48.8212 | 58.6976 | 218.4167 | 0 | 246.9975 | 18481347.9671 | 1151443.1551 | 18953695.4429 | 14519721.6051 | 0 | 730390.7247 | 0 | 20996273.5691 | 54627996.8988 | 37284730.3765 | 166745599.7394 | 961560.8286 | 26355312.1702 | 26355312.1702 | 1478867.319 | 11423845.938 | 0 | 194062472.7382 | 233320498.1655 | 133352.1432 | 81.0349 | 2394.7997 | 2879.2577 | 48.8212 | 58.6976
1 | 6500 | 707 | 0.035 | 15 | 15 | 7 | 1.7783e-10 | 5spot_SharedNeighbor | Water | Porous | Wet | R245fa | MinimizeLCOE_Brownfield | IgnoreSilica | 2019 | 218.0091 | 160.9415 | 20.4888 | 4 | 2380.2136 | 2859.2324 | 48.5239 | 58.2893 | 218.1186 | 0 | 292.0375 | 18589210.8113 | 1158015.8943 | 19077394.5305 | 14670852.3598 | 0 | 666622.7524 | 0 | 21123217.5758 | 54958279.1645 | 37510154.8095 | 167753747.898 | 961560.8286 | 26355312.1702 | 26355312.1702 | 1478867.319 | 11423845.938 | 0 | 195070620.8968 | 234328646.3241 | 177827.941 | 81.9551 | 2380.2136 | 2859.2324 | 48.5239 | 58.2893
1 | 6500 | 707 | 0.035 | 15 | 15 | 7 | 2.3714e-10 | 5spot_SharedNeighbor | Water | Porous | Wet | R245fa | MinimizeLCOE_Brownfield | IgnoreSilica | 2019 | 219.7802 | 161.9148 | 20.6625 | 4 | 2369.1749 | 2844.1653 | 48.2988 | 57.9822 | 217.8921 | 0 | 298.8444 | 18669600.3591 | 1162913.835 | 19169639.1493 | 14784626.2443 | 0 | 614894.7644 | 0 | 21216652.9973 | 55201378.965 | 37676075.4186 | 168495781.733 | 961560.8286 | 26355312.1702 | 26355312.1702 | 1478867.319 | 11423845.938 | 0 | 195812654.7318 | 235070680.1591 | 237137.3706 | 82.6501 | 2369.1749 | 2844.1653 | 48.2988 | 57.9822
1 | 6500 | 707 | 0.035 | 15 | 15 | 7 | 3.1623e-10 | 5spot_SharedNeighbor | Water | Porous | Wet | R245fa | MinimizeLCOE_Brownfield | IgnoreSilica | 2019 | 221.0707 | 162.619 | 20.7911 | 4 | 2360.8295 | 2832.8837 | 48.1287 | 57.7522 | 217.7259 | 0 | 343.0501 | 18727674.9294 | 1166451.8163 | 19236305.7281 | 14867454.9173 | 0 | 572944.0658 | 0 | 21282624.2682 | 55373022.6794 | 37793225.7805 | 169019704.1851 | 961560.8286 | 26355312.1702 | 26355312.1702 | 1478867.319 | 11423845.938 | 0 | 196336577.184 | 235594602.6112 | 316227.766 | 83.1642 | 2360.8295 | 2832.8837 | 48.1287 | 57.7522
1 | 6500 | 707 | 0.035 | 15 | 15 | 7 | 4.217e-10 | 5spot_SharedNeighbor | Water | Porous | Wet | R245fa | MinimizeLCOE_Brownfield | IgnoreSilica | 2019 | 222.0038 | 163.1254 | 20.8857 | 4 | 2354.5277 | 2824.4439 | 48.0002 | 57.5801 | 217.605 | 0 | 368.8194 | 18769399.8124 | 1168993.5658 | 19284218.0367 | 14927332.0354 | 0 | 539312.0966 | 0 | 21328809.6633 | 55493187.6035 | 37875240.8103 | 169386493.624 | 961560.8286 | 26355312.1702 | 26355312.1702 | 1478867.319 | 11423845.938 | 0 | 196703366.6229 | 235961392.0501 | 421696.5034 | 83.5426 | 2354.5277 | 2824.4439 | 48.0002 | 57.5801
1 | 6500 | 707 | 0.035 | 15 | 15 | 7 | 5.6234e-10 | 5spot_SharedNeighbor | Water | Porous | Wet | R245fa | MinimizeLCOE_Brownfield | IgnoreSilica | 2019 | 222.6661 | 163.4833 | 20.9545 | 4 | 2349.774 | 2818.1458 | 47.9033 | 57.4517 | 217.5188 | 0 | 354.6846 | 18798864.9907 | 1170788.3984 | 19318059.8337 | 14969820.1297 | 0 | 512491.3263 | 0 | 21360309.6247 | 55575144.0415 | 37931177.7634 | 169636656.1083 | 961560.8286 | 26355312.1702 | 26355312.1702 | 1478867.319 | 11423845.938 | 0 | 196953529.1072 | 236211554.5344 | 562341.3252 | 83.8181 | 2349.774 | 2818.1458 | 47.9033 | 57.4517
1 | 6500 | 707 | 0.035 | 15 | 15 | 7 | 7.4989e-10 | 5spot_SharedNeighbor | Water | Porous | Wet | R245fa | MinimizeLCOE_Brownfield | IgnoreSilica | 2019 | 223.1628 | 163.7511 | 21.0062 | 4 | 2346.1916 | 2813.4101 | 47.8303 | 57.3552 | 217.454 | 0 | 401.5146 | 18820896.9835 | 1172130.3975 | 19343368.2419 | 15001687.0631 | 0 | 491731.7401 | 0 | 21383627.6262 | 55635812.6982 | 37972585.3682 | 169821840.1188 | 961560.8286 | 26355312.1702 | 26355312.1702 | 1478867.319 | 11423845.938 | 0 | 197138713.1177 | 236396738.5449 | 749894.2093 | 84.025 | 2346.1916 | 2813.4101 | 47.8303 | 57.3552
1 | 6500 | 707 | 0.035 | 15 | 15 | 7 | 1e-09 | 5spot_SharedNeighbor | Water | Porous | Wet | R245fa | MinimizeLCOE_Brownfield | IgnoreSilica | 2019 | 223.5138 | 163.9398 | 21.0438 | 4 | 2343.4943 | 2809.8788 | 47.7753 | 57.2832 | 217.408 | 0 | 380.1821 | 18836415.4303 | 1173075.6216 | 19361196.4575 | 15024200.2417 | 0 | 475448.706 | 0 | 21399431.2182 | 55676930.4029 | 38000649.0465 | 169947347.1247 | 961560.8286 | 26355312.1702 | 26355312.1702 | 1478867.319 | 11423845.938 | 0 | 197264220.1236 | 236522245.5508 | 1000000 | 84.1752 | 2343.4943 | 2809.8788 | 47.7753 | 57.2832
1 | 6500 | 707 | 0.035 | 15 | 15 | 7 | 1.3335e-09 | 5spot_SharedNeighbor | Water | Porous | Wet | R245fa | MinimizeLCOE_Brownfield | IgnoreSilica | 2019 | 223.7696 | 164.077 | 21.0716 | 4 | 2341.4651 | 2807.2352 | 47.7339 | 57.2293 | 217.3744 | 0 | 394.1019 | 18847700.6347 | 1173762.9865 | 19374162.3883 | 15040604.8984 | 0 | 462888.8776 | 0 | 21410656.7164 | 55706136.8464 | 38020583.0443 | 170036496.3926 | 961560.8286 | 26355312.1702 | 26355312.1702 | 1478867.319 | 11423845.938 | 0 | 197353369.3915 | 236611394.8187 | 1333521.4322 | 84.2863 | 2341.4651 | 2807.2352 | 47.7339 | 57.2293
1 | 6500 | 707 | 0.035 | 15 | 15 | 7 | 1.7783e-09 | 5spot_SharedNeighbor | Water | Porous | Wet | R245fa | MinimizeLCOE_Brownfield | IgnoreSilica | 2019 | 223.9741 | 164.1867 | 21.0931 | 4 | 2339.9394 | 2805.2331 | 47.7028 | 57.1885 | 217.3476 | 0 | 366.8672 | 18856720.3327 | 1174312.3547 | 19384526.0325 | 15053721.5161 | 0 | 453520.1053 | 0 | 21419892.1331 | 55730165.5063 | 38036983.0984 | 170109841.0792 | 961560.8286 | 26355312.1702 | 26355312.1702 | 1478867.319 | 11423845.938 | 0 | 197426714.078 | 236684739.5052 | 1778279.41 | 84.3726 | 2339.9394 | 2805.2331 | 47.7028 | 57.1885
1 | 6500 | 707 | 0.035 | 15 | 15 | 7 | 2.3714e-09 | 5spot_SharedNeighbor | Water | Porous | Wet | R245fa | MinimizeLCOE_Brownfield | IgnoreSilica | 2019 | 224.1009 | 164.2546 | 21.1078 | 4 | 2338.793 | 2803.7643 | 47.6795 | 57.1585 | 217.3308 | 0 | 372.5066 | 18862294.4669 | 1174651.8582 | 19390930.9975 | 15061856.3085 | 0 | 446013.0134 | 0 | 21424941.1914 | 55743302.1203 | 38045949.1074 | 170149939.0637 | 961560.8286 | 26355312.1702 | 26355312.1702 | 1478867.319 | 11423845.938 | 0 | 197466812.0626 | 236724837.4898 | 2371373.7057 | 84.4311 | 2338.793 | 2803.7643 | 47.6795 | 57.1585
1 | 6500 | 707 | 0.035 | 15 | 15 | 7 | 3.1623e-09 | 5spot_SharedNeighbor | Water | Porous | Wet | R245fa | MinimizeLCOE_Brownfield | IgnoreSilica | 2019 | 224.1982 | 164.3065 | 21.1189 | 4 | 2337.932 | 2802.659 | 47.6619 | 57.136 | 217.3179 | 0 | 367.5862 | 18866565.5781 | 1174911.9967 | 19395838.866 | 15068091.2223 | 0 | 440366.3497 | 0 | 21428851.865 | 55753476.8908 | 38052893.5973 | 170180996.3658 | 961560.8286 | 26355312.1702 | 26355312.1702 | 1478867.319 | 11423845.938 | 0 | 197497869.3647 | 236755894.7919 | 3162277.6602 | 84.4755 | 2337.932 | 2802.659 | 47.6619 | 57.136
1 | 6500 | 707 | 0.035 | 15 | 15 | 7 | 4.217e-09 | 5spot_SharedNeighbor | Water | Porous | Wet | R245fa | MinimizeLCOE_Brownfield | IgnoreSilica | 2019 | 224.2862 | 164.3537 | 21.1281 | 4 | 2337.2855 | 2801.8099 | 47.6487 | 57.1187 | 217.3064 | 0 | 360.1161 | 18870439.3789 | 1175147.935 | 19400290.2991 | 15073734.3684 | 0 | 436332.0721 | 0 | 21432818.1809 | 55763796.4311 | 38059936.8957 | 170212495.5613 | 961560.8286 | 26355312.1702 | 26355312.1702 | 1478867.319 | 11423845.938 | 0 | 197529368.5601 | 236787393.9874 | 4216965.0343 | 84.5123 | 2337.2855 | 2801.8099 | 47.6487 | 57.1187
1 | 6500 | 707 | 0.035 | 15 | 15 | 7 | 5.6234e-09 | 5spot_SharedNeighbor | Water | Porous | Wet | R245fa | MinimizeLCOE_Brownfield | IgnoreSilica | 2019 | 222.905 | 163.6012 | 21.0501 | 4 | 2336.688 | 2802.9338 | 47.6365 | 57.1416 | 217.4803 | 0 | 585.3361 | 18808564.1514 | 1171379.193 | 19329200.9637 | 14984980.9433 | 0 | 410120.9967 | 0 | 21334656.0368 | 55508398.668 | 37885622.6745 | 169432923.6275 | 961560.8286 | 26355312.1702 | 26355312.1702 | 1478867.319 | 11423845.938 | 0 | 196749796.6264 | 236007822.0536 | 5623413.2519 | 84.2003 | 2336.688 | 2802.9338 | 47.6365 | 57.1416
1 | 6500 | 707 | 0.035 | 15 | 15 | 7 | 7.4989e-09 | 5spot_SharedNeighbor | Water | Porous | Wet | R245fa | MinimizeLCOE_Brownfield | IgnoreSilica | 2019 | 223.346 | 163.8416 | 21.0786 | 4 | 2336.3086 | 2801.9239 | 47.6288 | 57.121 | 217.4246 | 0 | 505.6508 | 18828338.45 | 1172583.6578 | 19351917.0922 | 15013315.4811 | 0 | 413777.661 | 0 | 21364173.6134 | 55585197.3475 | 37938039.3513 | 169667342.6542 | 961560.8286 | 26355312.1702 | 26355312.1702 | 1478867.319 | 11423845.938 | 0 | 196984215.6531 | 236242241.0803 | 7498942.0933 | 84.3143 | 2336.3086 | 2801.9239 | 47.6288 | 57.121
1 | 6500 | 707 | 0.035 | 15 | 15 | 7 | 1e-08 | 5spot_SharedNeighbor | Water | Porous | Wet | R245fa | MinimizeLCOE_Brownfield | IgnoreSilica | 2019 | 223.787 | 164.0816 | 21.1065 | 4 | 2336.023 | 2801.0231 | 47.623 | 57.1026 | 217.3689 | 0 | 417.9111 | 18848077.287 | 1173785.9277 | 19374595.1512 | 15041650.2913 | 0 | 418183.6256 | 0 | 21393953.9903 | 55662679.7793 | 37990922.7031 | 169903848.7555 | 961560.8286 | 26355312.1702 | 26355312.1702 | 1478867.319 | 11423845.938 | 0 | 197220721.7543 | 236478747.1816 | 10000000 | 84.4258 | 2336.023 | 2801.0231 | 47.623 | 57.1026
1 | 6600 | 707 | 0.035 | 15 | 15 | 7 | 1e-13 | 5spot_SharedNeighbor | Water | Porous | Wet | R245fa | MinimizeLCOE_Brownfield | IgnoreSilica | 2019 | 1.1424 | 0.3486 | 0.026825 | 4 | 274709.0704 | 648240.8107 | 5600.316 | 13215.2657 | 143.5887 | 0 | 48.4824 | 213350.6549 | 10117.6205 | 144269.6339 | 76266.7168 | 0 | 63643.6111 | 0 | 197982.8125 | 515110.6664 | 351573.6143 | 1572315.3305 | 961560.8286 | 26942342.5866 | 26942342.5866 | 1478867.319 | 11658658.1045 | 0 | 29476218.7457 | 69556086.7558 | 100 | 0.1073 | 274709.0704 | 648240.8107 | 5600.316 | 13215.2657
1 | 6600 | 707 | 0.035 | 15 | 15 | 7 | 1.3335e-13 | 5spot_SharedNeighbor | Water | Porous | Wet | R245fa | MinimizeLCOE_Brownfield | IgnoreSilica | 2019 | 1.4908 | 0.5544 | 0.052992 | 4 | 142018.7118 | 331103.9458 | 2895.2435 | 6750.0018 | 159.6838 | 0 | 54.3237 | 314619.406 | 16968.1764 | 206895.7266 | 101084.7763 | 0 | 70546.7033 | 0 | 276944.7675 | 720553.476 | 491792.5532 | 2199405.5853 | 961560.8286 | 26942342.5866 | 26942342.5866 | 1478867.319 | 11658658.1045 | 0 | 30103309.0005 | 70183177.0106 | 133.3521 | 0.21197 | 142018.7118 | 331103.9458 | 2895.2435 | 6750.0018
1 | 6600 | 707 | 0.035 | 15 | 15 | 7 | 1.7783e-13 | 5spot_SharedNeighbor | Water | Porous | Wet | R245fa | MinimizeLCOE_Brownfield | IgnoreSilica | 2019 | 1.9237 | 0.8365 | 0.092646 | 4 | 83375.3643 | 191528.6806 | 1699.7196 | 3904.5712 | 173.3969 | 0 | 303.6107 | 442658.9098 | 27222.0691 | 284811.1042 | 134877.0998 | 0 | 76982.8326 | 0 | 376955.2861 | 980760.3302 | 669389.078 | 2993656.7098 | 961560.8286 | 26942342.5866 | 26942342.5866 | 1478867.319 | 11658658.1045 | 0 | 30897560.125 | 70977428.1351 | 177.8279 | 0.37058 | 83375.3643 | 191528.6806 | 1699.7196 | 3904.5712
1 | 6600 | 707 | 0.035 | 15 | 15 | 7 | 2.3714e-13 | 5spot_SharedNeighbor | Water | Porous | Wet | R245fa | MinimizeLCOE_Brownfield | IgnoreSilica | 2019 | 2.4877 | 1.2773 | 0.15035 | 4 | 53130.771 | 119774.0876 | 1083.1426 | 2441.7568 | 185.3271 | 0 | 388.387 | 605847.1757 | 39214.798 | 398305.8935 | 178976.0081 | 0 | 85073.331 | 0 | 509892.7105 | 1326636.2393 | 905456.493 | 4049402.6491 | 961560.8286 | 26942342.5866 | 26942342.5866 | 1478867.319 | 11658658.1045 | 0 | 31953306.0644 | 72033174.0745 | 237.1374 | 0.60141 | 53130.771 | 119774.0876 | 1083.1426 | 2441.7568
1 | 6600 | 707 | 0.035 | 15 | 15 | 7 | 3.1623e-13 | 5spot_SharedNeighbor | Water | Porous | Wet | R245fa | MinimizeLCOE_Brownfield | IgnoreSilica | 2019 | 3.2073 | 1.8715 | 0.22443 | 4 | 36975.9412 | 81622.3681 | 753.8046 | 1663.9824 | 195.2448 | 0 | 501.7261 | 791620.0692 | 51235.7699 | 540665.9967 | 230070.705 | 0 | 94384.2253 | 0 | 666110.9388 | 1733084.0245 | 1182865.458 | 5290037.1873 | 961560.8286 | 26942342.5866 | 26942342.5866 | 1478867.319 | 11658658.1045 | 0 | 33193940.6025 | 73273808.6127 | 316.2278 | 0.89772 | 36975.9412 | 81622.3681 | 753.8046 | 1663.9824
1 | 6600 | 707 | 0.035 | 15 | 15 | 7 | 4.217e-13 | 5spot_SharedNeighbor | Water | Porous | Wet | R245fa | MinimizeLCOE_Brownfield | IgnoreSilica | 2019 | 4.1432 | 2.6513 | 0.32182 | 4 | 26948.9137 | 58084.2349 | 549.3901 | 1184.1257 | 203.4926 | 0 | 83.2427 | 1010753.0686 | 65383.6727 | 714419.1857 | 295315.9145 | 0 | 105387.8923 | 0 | 854591.2962 | 2223471.2518 | 1517564.8171 | 6786887.0989 | 961560.8286 | 26942342.5866 | 26942342.5866 | 1478867.319 | 11658658.1045 | 0 | 34690790.5141 | 74770658.5242 | 421.6965 | 1.2873 | 26948.9137 | 58084.2349 | 549.3901 | 1184.1257
1 | 6600 | 707 | 0.035 | 15 | 15 | 7 | 5.6234e-13 | 5spot_SharedNeighbor | Water | Porous | Wet | R245fa | MinimizeLCOE_Brownfield | IgnoreSilica | 2019 | 5.3541 | 3.6678 | 0.4492 | 4 | 20312.8551 | 42619.2179 | 414.105 | 868.8504 | 210.1913 | 0 | 66.7053 | 1269689.7802 | 82060.1826 | 926213.3019 | 379071.9279 | 0 | 117696.73 | 0 | 1082145.4498 | 2815520.4818 | 1921650.582 | 8594048.4361 | 961560.8286 | 26942342.5866 | 26942342.5866 | 1478867.319 | 11658658.1045 | 0 | 36497951.8513 | 76577819.8614 | 562.3413 | 1.7968 | 20312.8551 | 42619.2179 | 414.105 | 868.8504
1 | 6600 | 707 | 0.035 | 15 | 15 | 7 | 7.4989e-13 | 5spot_SharedNeighbor | Water | Porous | Wet | R245fa | MinimizeLCOE_Brownfield | IgnoreSilica | 2019 | 6.9011 | 4.9706 | 0.61285 | 4 | 15770.3189 | 32120.1985 | 321.4993 | 654.8137 | 215.4423 | 0 | 86.1484 | 1572578.6342 | 101515.7266 | 1181168.8454 | 485722.2779 | 0 | 131522.3899 | 0 | 1354278.0709 | 3523553.7397 | 2404897.8292 | 10755237.5137 | 961560.8286 | 26942342.5866 | 26942342.5866 | 1478867.319 | 11658658.1045 | 0 | 38659140.9289 | 78739008.939 | 749.8942 | 2.4514 | 15770.3189 | 32120.1985 | 321.4993 | 654.8137
1 | 6600 | 707 | 0.035 | 15 | 15 | 7 | 1e-12 | 5spot_SharedNeighbor | Water | Porous | Wet | R245fa | MinimizeLCOE_Brownfield | IgnoreSilica | 2019 | 8.9279 | 6.6655 | 0.82574 | 4 | 12504.5197 | 24639.0838 | 254.9215 | 502.3011 | 219.3611 | 0 | 95.8587 | 1933925.5381 | 124660.7189 | 1493656.0824 | 625080.4942 | 0 | 148415.7498 | 0 | 1687038.0475 | 4389326.9405 | 2995805.8286 | 13397909.3999 | 961560.8286 | 26942342.5866 | 26942342.5866 | 1478867.319 | 11658658.1045 | 0 | 41301812.8152 | 81381680.8253 | 1000 | 3.303 | 12504.5197 | 24639.0838 | 254.9215 | 502.3011
1 | 6600 | 707 | 0.035 | 15 | 15 | 7 | 1.3335e-12 | 5spot_SharedNeighbor | Water | Porous | Wet | R245fa | MinimizeLCOE_Brownfield | IgnoreSilica | 2019 | 11.6365 | 8.9999 | 1.12 | 4 | 9977.7636 | 18923.7697 | 203.4102 | 385.7866 | 223.3397 | 0 | 76.701 | 2390579.3886 | 153819.6641 | 1899210.7605 | 812248.5074 | 0 | 167798.5406 | 0 | 2115226.1759 | 5503384.6171 | 3756173.0844 | 16798440.7385 | 961560.8286 | 26942342.5866 | 26942342.5866 | 1478867.319 | 11658658.1045 | 0 | 44702344.1537 | 84782212.1638 | 1333.5214 | 4.4802 | 9977.7636 | 18923.7697 | 203.4102 | 385.7866
1 | 6600 | 707 | 0.035 | 15 | 15 | 7 | 1.7783e-12 | 5spot_SharedNeighbor | Water | Porous | Wet | R245fa | MinimizeLCOE_Brownfield | IgnoreSilica | 2019 | 15.1689 | 12.0124 | 1.4998 | 4 | 8141.6793 | 14822.7692 | 165.9791 | 302.1822 | 226.0648 | 0 | 113.2744 | 2931956.9526 | 188272.9148 | 2392701.8015 | 1055857.1079 | 0 | 191407.4904 | 0 | 2636476.5442 | 6859571.1524 | 4681798.2616 | 20938042.2254 | 961560.8286 | 26942342.5866 | 26942342.5866 | 1478867.319 | 11658658.1045 | 0 | 48841945.6406 | 88921813.6507 | 1778.2794 | 5.999 | 8141.6793 | 14822.7692 | 165.9791 | 302.1822
1 | 6600 | 707 | 0.035 | 15 | 15 | 7 | 2.3714e-12 | 5spot_SharedNeighbor | Water | Porous | Wet | R245fa | MinimizeLCOE_Brownfield | IgnoreSilica | 2019 | 19.8636 | 16.0255 | 2.0055 | 4 | 6737.72 | 11734.0876 | 137.3575 | 239.2152 | 228.214 | 0 | 104.1836 | 3595708.1668 | 230364.3061 | 3013242.6781 | 1381061.9404 | 0 | 220890.7228 | 0 | 3292094.4475 | 8565354.4509 | 5846030.4132 | 26144747.1257 | 961560.8286 | 26942342.5866 | 26942342.5866 | 1478867.319 | 11658658.1045 | 0 | 54048650.5409 | 94128518.5511 | 2371.3737 | 8.0218 | 6737.72 | 11734.0876 | 137.3575 | 239.2152
1 | 6600 | 707 | 0.035 | 15 | 15 | 7 | 3.1623e-12 | 5spot_SharedNeighbor | Water | Porous | Wet | R245fa | MinimizeLCOE_Brownfield | IgnoreSilica | 2019 | 26.058 | 21.317 | 2.6725 | 4 | 5661.9755 | 9411.2127 | 115.427 | 191.8603 | 229.8817 | 0 | 104.0176 | 4401829.2555 | 281290.9787 | 3785874.757 | 1807558.0992 | 0 | 256456.5209 | 0 | 4107873.7484 | 10687844.8525 | 7294673.7251 | 32623401.9372 | 961560.8286 | 26942342.5866 | 26942342.5866 | 1478867.319 | 11658658.1045 | 0 | 60527305.3524 | 100607173.3625 | 3162.2777 | 10.6901 | 5661.9755 | 9411.2127 | 115.427 | 191.8603
1 | 6600 | 707 | 0.035 | 15 | 15 | 7 | 4.217e-12 | 5spot_SharedNeighbor | Water | Porous | Wet | R245fa | MinimizeLCOE_Brownfield | IgnoreSilica | 2019 | 34.1775 | 28.2604 | 3.5482 | 4 | 4831.5247 | 7655.4695 | 98.4972 | 156.0671 | 231.1623 | 0 | 88.0366 | 5377234.438 | 342667.0139 | 4743817.2758 | 2367907.8088 | 0 | 299127.6414 | 0 | 5120994.1294 | 13323776.2644 | 9093751.0766 | 40669275.6483 | 961560.8286 | 26942342.5866 | 26942342.5866 | 1478867.319 | 11658658.1045 | 0 | 68573179.0636 | 108653047.0737 | 4216.965 | 14.1929 | 4831.5247 | 7655.4695 | 98.4972 | 156.0671
1 | 6600 | 707 | 0.035 | 15 | 15 | 7 | 5.6234e-12 | 5spot_SharedNeighbor | Water | Porous | Wet | R245fa | MinimizeLCOE_Brownfield | IgnoreSilica | 2019 | 44.8011 | 37.3455 | 4.6939 | 4 | 4183.7796 | 6318.4507 | 85.292 | 128.8102 | 232.1338 | 0 | 115.7394 | 6555500.8663 | 416498.9046 | 5928918.1309 | 3101147.515 | 0 | 350918.2383 | 0 | 6377663.6255 | 16593372.5149 | 11325317.7011 | 50649337.4967 | 961560.8286 | 26942342.5866 | 26942342.5866 | 1478867.319 | 11658658.1045 | 0 | 78553240.912 | 118633108.9221 | 5623.4133 | 18.7757 | 4183.7796 | 6318.4507 | 85.292 | 128.8102
1 | 6600 | 707 | 0.035 | 15 | 15 | 7 | 7.4989e-12 | 5spot_SharedNeighbor | Water | Porous | Wet | R245fa | MinimizeLCOE_Brownfield | IgnoreSilica | 2019 | 58.4358 | 48.9762 | 6.1607 | 4 | 3680.406 | 5306.8499 | 75.0301 | 108.1873 | 232.7886 | 0 | 102.9965 | 7950622.3553 | 503542.8751 | 7364999.1522 | 4041745.5669 | 0 | 412215.7464 | 0 | 7906519.0214 | 20571140.6436 | 14040226.1839 | 62791011.5446 | 961560.8286 | 26942342.5866 | 26942342.5866 | 1478867.319 | 11658658.1045 | 0 | 90694914.9599 | 130774782.97 | 7498.9421 | 24.6426 | 3680.406 | 5306.8499 | 75.0301 | 108.1873
1 | 6600 | 707 | 0.035 | 15 | 15 | 7 | 1e-11 | 5spot_SharedNeighbor | Water | Porous | Wet | R245fa | MinimizeLCOE_Brownfield | IgnoreSilica | 2019 | 75.5199 | 63.3979 | 7.9775 | 4 | 3292.8752 | 4548.9083 | 67.1297 | 92.7356 | 232.9854 | 0 | 120.8949 | 9555724.2165 | 603252.8381 | 9054085.8493 | 5217981.1148 | 0 | 485014.2479 | 0 | 9717262.724 | 25282324.3231 | 17255705.8503 | 77171351.164 | 961560.8286 | 26942342.5866 | 26942342.5866 | 1478867.319 | 11658658.1045 | 0 | 105075254.5792 | 145155122.5894 | 10000 | 31.9099 | 3292.8752 | 4548.9083 | 67.1297 | 92.7356
1 | 6600 | 707 | 0.035 | 15 | 15 | 7 | 1.3335e-11 | 5spot_SharedNeighbor | Water | Porous | Wet | R245fa | MinimizeLCOE_Brownfield | IgnoreSilica | 2019 | 96.0922 | 80.332 | 10.1046 | 4 | 3002.0389 | 3993.6666 | 61.2006 | 81.4163 | 232.4811 | 0 | 112.5243 | 11313451.592 | 711981.6279 | 10941966.1325 | 6627540.1046 | 0 | 571558.4292 | 0 | 11764934.1756 | 30609945.4051 | 20891916.7105 | 93433294.1774 | 961560.8286 | 26942342.5866 | 26942342.5866 | 1478867.319 | 11658658.1045 | 0 | 121337197.5926 | 161417065.6027 | 13335.2143 | 40.4183 | 3002.0389 | 3993.6666 | 61.2006 | 81.4163
1 | 6600 | 707 | 0.035 | 15 | 15 | 7 | 1.7783e-11 | 5spot_SharedNeighbor | Water | Porous | Wet | R245fa | MinimizeLCOE_Brownfield | IgnoreSilica | 2019 | 119.5736 | 98.8204 | 12.4139 | 4 | 2791.8713 | 3599.0272 | 56.9161 | 73.371 | 231.0994 | 0 | 141.7543 | 13116509.7647 | 823075.307 | 12914035.5672 | 8223431.9463 | 0 | 673443.903 | 0 | 13942693.6304 | 36276028.7865 | 24759135.0446 | 110728353.9496 | 961560.8286 | 26942342.5866 | 26942342.5866 | 1478867.319 | 11658658.1045 | 0 | 138632257.3648 | 178712125.375 | 17782.7941 | 49.6557 | 2791.8713 | 3599.0272 | 56.9161 | 73.371
1 | 6600 | 707 | 0.035 | 15 | 15 | 7 | 2.3714e-11 | 5spot_SharedNeighbor | Water | Porous | Wet | R245fa | MinimizeLCOE_Brownfield | IgnoreSilica | 2019 | 144.6379 | 117.4139 | 14.7183 | 4 | 2646.298 | 3327.0814 | 53.9484 | 67.8271 | 228.9438 | 0 | 132.4716 | 14835915.1027 | 928647.1301 | 14823830.2561 | 9916468.9697 | 0 | 787213.3388 | 0 | 16103909.171 | 41899068.297 | 28596975.0524 | 127892027.3178 | 961560.8286 | 26942342.5866 | 26942342.5866 | 1478867.319 | 11658658.1045 | 0 | 155795930.7331 | 195875798.7432 | 23713.7371 | 58.8732 | 2646.298 | 3327.0814 | 53.9484 | 67.8271
1 | 6600 | 707 | 0.035 | 15 | 15 | 7 | 3.1623e-11 | 5spot_SharedNeighbor | Water | Porous | Wet | R245fa | MinimizeLCOE_Brownfield | IgnoreSilica | 2019 | 169.6662 | 134.9364 | 16.8746 | 4 | 2545.0497 | 3138.8414 | 51.8843 | 63.9895 | 226.5649 | 0 | 151.8785 | 16387174.9002 | 1023616.55 | 16568681.56 | 11573094.73 | 0 | 902258.4463 | 0 | 18117382.2127 | 47137712.1314 | 32172457.1128 | 143882377.6435 | 961560.8286 | 26942342.5866 | 26942342.5866 | 1478867.319 | 11658658.1045 | 0 | 171786281.0587 | 211866149.0688 | 31622.7766 | 67.4982 | 2545.0497 | 3138.8414 | 51.8843 | 63.9895
1 | 6600 | 707 | 0.035 | 15 | 15 | 7 | 4.217e-11 | 5spot_SharedNeighbor | Water | Porous | Wet | R245fa | MinimizeLCOE_Brownfield | IgnoreSilica | 2019 | 192.94 | 150.1254 | 18.7252 | 4 | 2479.5509 | 3014.6575 | 50.549 | 61.4579 | 224.0305 | 0 | 143.2376 | 17686464.6119 | 1102973.175 | 18044635.9246 | 13106320.9241 | 0 | 1013210.1662 | 0 | 19871905.8727 | 51702622.7923 | 35288102.4384 | 157816235.905 | 961560.8286 | 26942342.5866 | 26942342.5866 | 1478867.319 | 11658658.1045 | 0 | 185720139.3203 | 225800007.3304 | 42169.6503 | 74.9007 | 2479.5509 | 3014.6575 | 50.549 | 61.4579
1 | 6600 | 707 | 0.035 | 15 | 15 | 7 | 5.6234e-11 | 5spot_SharedNeighbor | Water | Porous | Wet | R245fa | MinimizeLCOE_Brownfield | IgnoreSilica | 2019 | 205.5339 | 157.8422 | 19.755 | 4 | 2437.3506 | 2944.5615 | 49.6887 | 60.0289 | 222.5318 | 0 | 152.8553 | 18332322.7725 | 1142360.4057 | 18782923.9582 | 13928519.5192 | 0 | 988671.0665 | 0 | 20738171.1117 | 53956467.2487 | 36826397.5918 | 164695833.6743 | 961560.8286 | 26942342.5866 | 26942342.5866 | 1478867.319 | 11658658.1045 | 0 | 192599737.0895 | 232679605.0996 | 56234.1325 | 79.0201 | 2437.3506 | 2944.5615 | 49.6887 | 60.0289
1 | 6600 | 707 | 0.035 | 15 | 15 | 7 | 7.4989e-11 | 5spot_SharedNeighbor | Water | Porous | Wet | R245fa | MinimizeLCOE_Brownfield | IgnoreSilica | 2019 | 211.124 | 161.1372 | 20.2919 | 4 | 2405.9049 | 2899.6961 | 49.0476 | 59.1142 | 221.8313 | 0 | 204.6044 | 18605388.8979 | 1159001.6328 | 19095954.8142 | 14291475.6059 | 0 | 888859.5251 | 0 | 21075865.3856 | 54835078.4789 | 37426067.8101 | 167377692.1506 | 961560.8286 | 26942342.5866 | 26942342.5866 | 1478867.319 | 11658658.1045 | 0 | 195281595.5658 | 235361463.5759 | 74989.4209 | 81.1676 | 2405.9049 | 2899.6961 | 49.0476 | 59.1142
1 | 6600 | 707 | 0.035 | 15 | 15 | 7 | 1e-10 | 5spot_SharedNeighbor | Water | Porous | Wet | R245fa | MinimizeLCOE_Brownfield | IgnoreSilica | 2019 | 215.3692 | 163.5868 | 20.701 | 4 | 2382.0231 | 2866.0558 | 48.5608 | 58.4284 | 221.2885 | 0 | 197.1074 | 18807378.4265 | 1171306.9687 | 19327838.9231 | 14565421.2383 | 0 | 801411.6823 | 0 | 21322609.3232 | 55477055.5903 | 37864230.3799 | 169337252.5322 | 961560.8286 | 26942342.5866 | 26942342.5866 | 1478867.319 | 11658658.1045 | 0 | 197241155.9474 | 237321023.9575 | 100000 | 82.804 | 2382.0231 | 2866.0558 | 48.5608 | 58.4284
1 | 6600 | 707 | 0.035 | 15 | 15 | 7 | 1.3335e-10 | 5spot_SharedNeighbor | Water | Porous | Wet | R245fa | MinimizeLCOE_Brownfield | IgnoreSilica | 2019 | 218.5091 | 165.3706 | 21.0073 | 4 | 2363.9239 | 2840.8988 | 48.1918 | 57.9156 | 220.8807 | 0 | 240.7202 | 18953939.3615 | 1180233.2727 | 19496266.0427 | 14767935.957 | 0 | 726250.0071 | 0 | 21498603.61 | 55934956.6232 | 38176757.2438 | 170734942.118 | 961560.8286 | 26942342.5866 | 26942342.5866 | 1478867.319 | 11658658.1045 | 0 | 198638845.5332 | 238718713.5433 | 133352.1432 | 84.0293 | 2363.9239 | 2840.8988 | 48.1918 | 57.9156
1 | 6600 | 707 | 0.035 | 15 | 15 | 7 | 1.7783e-10 | 5spot_SharedNeighbor | Water | Porous | Wet | R245fa | MinimizeLCOE_Brownfield | IgnoreSilica | 2019 | 220.8667 | 166.6946 | 21.2384 | 4 | 2350.2214 | 2822.0059 | 47.9124 | 57.5304 | 220.571 | 0 | 267.9334 | 19062432.3546 | 1186839.8167 | 19621039.7846 | 14920035.9316 | 0 | 664018.2644 | 0 | 21627202.7992 | 56269545.3343 | 38405120.9142 | 171756235.1997 | 961560.8286 | 26942342.5866 | 26942342.5866 | 1478867.319 | 11658658.1045 | 0 | 199660138.6149 | 239740006.625 | 177827.941 | 84.9538 | 2350.2214 | 2822.0059 | 47.9124 | 57.5304
1 | 6600 | 707 | 0.035 | 15 | 15 | 7 | 2.3714e-10 | 5spot_SharedNeighbor | Water | Porous | Wet | R245fa | MinimizeLCOE_Brownfield | IgnoreSilica | 2019 | 222.6176 | 167.6691 | 21.4114 | 4 | 2339.8563 | 2807.8295 | 47.7011 | 57.2414 | 220.3391 | 0 | 324.2649 | 19142126.015 | 1191691.9987 | 19712743.2177 | 15032966.1784 | 0 | 613232.0195 | 0 | 21720176.1774 | 56511442.9929 | 38570221.0367 | 172494599.6364 | 961560.8286 | 26942342.5866 | 26942342.5866 | 1478867.319 | 11658658.1045 | 0 | 200398503.0516 | 240478371.0617 | 237137.3706 | 85.6456 | 2339.8563 | 2807.8295 | 47.7011 | 57.2414
1 | 6600 | 707 | 0.035 | 15 | 15 | 7 | 3.1623e-10 | 5spot_SharedNeighbor | Water | Porous | Wet | R245fa | MinimizeLCOE_Brownfield | IgnoreSilica | 2019 | 223.9017 | 168.3787 | 21.5398 | 4 | 2332.0235 | 2797.2079 | 47.5415 | 57.0249 | 220.1677 | 0 | 339.7782 | 19200081.6894 | 1195220.3029 | 19779459.6428 | 15115768.1135 | 0 | 572226.6768 | 0 | 21786475.0058 | 56683938.9447 | 38687953.0682 | 173021123.444 | 961560.8286 | 26942342.5866 | 26942342.5866 | 1478867.319 | 11658658.1045 | 0 | 200925026.8592 | 241004894.8694 | 316227.766 | 86.1591 | 2332.0235 | 2797.2079 | 47.5415 | 57.0249
1 | 6600 | 707 | 0.035 | 15 | 15 | 7 | 4.217e-10 | 5spot_SharedNeighbor | Water | Porous | Wet | R245fa | MinimizeLCOE_Brownfield | IgnoreSilica | 2019 | 224.8419 | 168.8955 | 21.6349 | 4 | 2326.1105 | 2789.2499 | 47.4209 | 56.8626 | 220.0417 | 0 | 350.1873 | 19242247.1006 | 1197787.1205 | 19828013.0827 | 15176382.8632 | 0 | 539555.1001 | 0 | 21833754.2542 | 56806949.8505 | 38771910.539 | 173396599.9107 | 961560.8286 | 26942342.5866 | 26942342.5866 | 1478867.319 | 11658658.1045 | 0 | 201300503.326 | 241380371.3361 | 421696.5034 | 86.5395 | 2326.1105 | 2789.2499 | 47.4209 | 56.8626
1 | 6600 | 707 | 0.035 | 15 | 15 | 7 | 5.6234e-10 | 5spot_SharedNeighbor | Water | Porous | Wet | R245fa | MinimizeLCOE_Brownfield | IgnoreSilica | 2019 | 225.7038 | 169.3678 | 21.7156 | 4 | 2321.6482 | 2783.0661 | 47.3299 | 56.7366 | 219.9264 | 0 | 431.4356 | 19280750.05 | 1200130.8498 | 19872359.6098 | 15231712.3272 | 0 | 516380.092 | 0 | 21879519.8423 | 56926022.5229 | 38853180.0847 | 173760055.3787 | 961560.8286 | 26942342.5866 | 26942342.5866 | 1478867.319 | 11658658.1045 | 0 | 201663958.794 | 241743826.8041 | 562341.3252 | 86.8624 | 2321.6482 | 2783.0661 | 47.3299 | 56.7366
1 | 6600 | 707 | 0.035 | 15 | 15 | 7 | 7.4989e-10 | 5spot_SharedNeighbor | Water | Porous | Wet | R245fa | MinimizeLCOE_Brownfield | IgnoreSilica | 2019 | 226.2009 | 169.6383 | 21.7673 | 4 | 2318.2851 | 2778.6077 | 47.2614 | 56.6457 | 219.8592 | 0 | 404.7584 | 19302781.9817 | 1201471.9065 | 19897739.7817 | 15263525.6496 | 0 | 496194.6559 | 0 | 21903068.4504 | 56987291.1708 | 38894997.1958 | 173947070.7925 | 961560.8286 | 26942342.5866 | 26942342.5866 | 1478867.319 | 11658658.1045 | 0 | 201850974.2077 | 241930842.2178 | 749894.2093 | 87.0691 | 2318.2851 | 2778.6077 | 47.2614 | 56.6457
1 | 6600 | 707 | 0.035 | 15 | 15 | 7 | 1e-09 | 5spot_SharedNeighbor | Water | Porous | Wet | R245fa | MinimizeLCOE_Brownfield | IgnoreSilica | 2019 | 226.5734 | 169.8405 | 21.806 | 4 | 2315.7535 | 2775.2578 | 47.2098 | 56.5774 | 219.8087 | 0 | 425.6113 | 19319248.8263 | 1202474.1954 | 19916711.2467 | 15287358.9587 | 0 | 480682.6202 | 0 | 21920525.5804 | 57032711.0422 | 38925997.1913 | 174085709.6612 | 961560.8286 | 26942342.5866 | 26942342.5866 | 1478867.319 | 11658658.1045 | 0 | 201989613.0764 | 242069481.0865 | 1000000 | 87.2241 | 2315.7535 | 2775.2578 | 47.2098 | 56.5774
1 | 6600 | 707 | 0.035 | 15 | 15 | 7 | 1.3335e-09 | 5spot_SharedNeighbor | Water | Porous | Wet | R245fa | MinimizeLCOE_Brownfield | IgnoreSilica | 2019 | 226.8512 | 169.9911 | 21.835 | 4 | 2313.8492 | 2772.7432 | 47.1709 | 56.5261 | 219.771 | 0 | 419.4098 | 19331509.6236 | 1203220.4591 | 19930838.0972 | 15305135.5985 | 0 | 468807.4408 | 0 | 21933409.3754 | 57066232.034 | 38948875.957 | 174188028.5856 | 961560.8286 | 26942342.5866 | 26942342.5866 | 1478867.319 | 11658658.1045 | 0 | 202091932.0008 | 242171800.0109 | 1333521.4322 | 87.3401 | 2313.8492 | 2772.7432 | 47.1709 | 56.5261
1 | 6600 | 707 | 0.035 | 15 | 15 | 7 | 1.7783e-09 | 5spot_SharedNeighbor | Water | Porous | Wet | R245fa | MinimizeLCOE_Brownfield | IgnoreSilica | 2019 | 227.0487 | 170.0979 | 21.8561 | 4 | 2312.4176 | 2770.8683 | 47.1418 | 56.4879 | 219.7441 | 0 | 416.0119 | 19340205.5023 | 1203749.733 | 19940858.0683 | 15317766.6763 | 0 | 459608.9347 | 0 | 21942253.6767 | 57089243.0916 | 38964581.4766 | 174258267.1594 | 961560.8286 | 26942342.5866 | 26942342.5866 | 1478867.319 | 11658658.1045 | 0 | 202162170.5746 | 242242038.5847 | 1778279.41 | 87.4246 | 2312.4176 | 2770.8683 | 47.1418 | 56.4879
1 | 6600 | 707 | 0.035 | 15 | 15 | 7 | 2.3714e-09 | 5spot_SharedNeighbor | Water | Porous | Wet | R245fa | MinimizeLCOE_Brownfield | IgnoreSilica | 2019 | 227.1996 | 170.1795 | 21.8722 | 4 | 2311.342 | 2769.4571 | 47.1198 | 56.4591 | 219.7236 | 0 | 420.2627 | 19346849.7436 | 1204154.1298 | 19948514.346 | 15327424.2028 | 0 | 452677.972 | 0 | 21949051.9537 | 57106930.814 | 38976653.7106 | 174312256.8726 | 961560.8286 | 26942342.5866 | 26942342.5866 | 1478867.319 | 11658658.1045 | 0 | 202216160.2878 | 242296028.298 | 2371373.7057 | 87.4886 | 2311.342 | 2769.4571 | 47.1198 | 56.4591
1 | 6600 | 707 | 0.035 | 15 | 15 | 7 | 3.1623e-09 | 5spot_SharedNeighbor | Water | Porous | Wet | R245fa | MinimizeLCOE_Brownfield | IgnoreSilica | 2019 | 225.005 | 168.9685 | 21.7461 | 4 | 2310.4916 | 2771.2622 | 47.1025 | 56.4959 | 220.0088 | 0 | 784.7997 | 19248200.4651 | 1198149.5188 | 19834869.3381 | 15186660.6087 | 0 | 411587.3646 | 0 | 21792992.2452 | 56700895.4646 | 38699526.2415 | 173072881.2465 | 961560.8286 | 26942342.5866 | 26942342.5866 | 1478867.319 | 11658658.1045 | 0 | 200976784.6617 | 241056652.6718 | 3162277.6602 | 86.9844 | 2310.4916 | 2771.2622 | 47.1025 | 56.4959
1 | 6600 | 707 | 0.035 | 15 | 15 | 7 | 4.217e-09 | 5spot_SharedNeighbor | Water | Porous | Wet | R245fa | MinimizeLCOE_Brownfield | IgnoreSilica | 2019 | 225.887 | 169.4557 | 21.8034 | 4 | 2309.8344 | 2769.3941 | 47.0891 | 56.4578 | 219.8939 | 0 | 628.5281 | 19287911.5049 | 1200566.7635 | 19880609.0504 | 15243241.3585 | 0 | 419603.21 | 0 | 21852453.436 | 56855601.286 | 38805116.1435 | 173545102.7529 | 961560.8286 | 26942342.5866 | 26942342.5866 | 1478867.319 | 11658658.1045 | 0 | 201449006.1681 | 241528874.1782 | 4216965.0343 | 87.2136 | 2309.8344 | 2769.3941 | 47.0891 | 56.4578
1 | 6600 | 707 | 0.035 | 15 | 15 | 7 | 5.6234e-09 | 5spot_SharedNeighbor | Water | Porous | Wet | R245fa | MinimizeLCOE_Brownfield | IgnoreSilica | 2019 | 226.664 | 169.8834 | 21.8531 | 4 | 2309.3504 | 2767.8646 | 47.0792 | 56.4267 | 219.7924 | 0 | 465.2905 | 19322748.5452 | 1202687.21 | 19920743.509 | 15293054.7556 | 0 | 427353.2903 | 0 | 21904969.0509 | 56992236.1435 | 38898372.2413 | 173962164.7458 | 961560.8286 | 26942342.5866 | 26942342.5866 | 1478867.319 | 11658658.1045 | 0 | 201866068.161 | 241945936.1711 | 5623413.2519 | 87.4125 | 2309.3504 | 2767.8646 | 47.0792 | 56.4267
1 | 6600 | 707 | 0.035 | 15 | 15 | 7 | 7.4989e-09 | 5spot_SharedNeighbor | Water | Porous | Wet | R245fa | MinimizeLCOE_Brownfield | IgnoreSilica | 2019 | 227.4238 | 170.3005 | 21.9009 | 4 | 2308.9947 | 2766.5095 | 47.072 | 56.399 | 219.693 | 0 | 421.55 | 19356697.656 | 1204753.5085 | 19959862.8125 | 15341760.6852 | 0 | 435827.2712 | 0 | 21956571.754 | 57126495.7919 | 38990007.2101 | 174371976.6894 | 961560.8286 | 26942342.5866 | 26942342.5866 | 1478867.319 | 11658658.1045 | 0 | 202275880.1046 | 242355748.1148 | 7498942.0933 | 87.6034 | 2308.9947 | 2766.5095 | 47.072 | 56.399
1 | 6600 | 707 | 0.035 | 15 | 15 | 7 | 1e-08 | 5spot_SharedNeighbor | Water | Porous | Wet | R245fa | MinimizeLCOE_Brownfield | IgnoreSilica | 2019 | 227.8259 | 170.5207 | 21.9265 | 4 | 2308.7402 | 2765.7199 | 47.0668 | 56.3829 | 219.6403 | 0 | 411.0625 | 19374603.9985 | 1205843.33 | 19980499.2508 | 15367534.7756 | 0 | 439679.88 | 0 | 21983582.8816 | 57196773.2051 | 39037972.9886 | 174586490.3103 | 961560.8286 | 26942342.5866 | 26942342.5866 | 1478867.319 | 11658658.1045 | 0 | 202490393.7256 | 242570261.7357 | 10000000 | 87.706 | 2308.7402 | 2765.7199 | 47.0668 | 56.3829
1 | 6700 | 707 | 0.035 | 15 | 15 | 7 | 1e-13 | 5spot_SharedNeighbor | Water | Porous | Wet | R245fa | MinimizeLCOE_Brownfield | IgnoreSilica | 2019 | 1.1813 | 0.37504 | 0.030118 | 4 | 250300.25 | 589876.0883 | 5102.7092 | 12025.4219 | 146.7349 | 0 | 54.7726 | 227436.3144 | 11043.6328 | 152644.8897 | 79222.4953 | 0 | 64891.9044 | 0 | 208743.3023 | 543107.2534 | 370681.8602 | 1657771.6525 | 961560.8286 | 27535233.0938 | 27535233.0938 | 1478867.319 | 11895814.3074 | 0 | 30154565.5749 | 71064480.2951 | 100 | 0.12047 | 250300.25 | 589876.0883 | 5102.7092 | 12025.4219
1 | 6700 | 707 | 0.035 | 15 | 15 | 7 | 1.3335e-13 | 5spot_SharedNeighbor | Water | Porous | Wet | R245fa | MinimizeLCOE_Brownfield | IgnoreSilica | 2019 | 1.5297 | 0.58807 | 0.058017 | 4 | 132702.1065 | 308987.7667 | 2705.3119 | 6299.1336 | 162.5031 | 0 | 58.6383 | 331492.5926 | 18322.6915 | 216477.2939 | 104912.3701 | 0 | 71019.7738 | 0 | 289467.6415 | 753135.4253 | 514030.4032 | 2298858.1919 | 961560.8286 | 27535233.0938 | 27535233.0938 | 1478867.319 | 11895814.3074 | 0 | 30795652.1144 | 71705566.8346 | 133.3521 | 0.23207 | 132702.1065 | 308987.7667 | 2705.3119 | 6299.1336
1 | 6700 | 707 | 0.035 | 15 | 15 | 7 | 1.7783e-13 | 5spot_SharedNeighbor | Water | Porous | Wet | R245fa | MinimizeLCOE_Brownfield | IgnoreSilica | 2019 | 1.9626 | 0.87825 | 0.099958 | 4 | 79051.2259 | 181368.7874 | 1611.5662 | 3697.4481 | 176.04 | 0 | 302.234 | 463125.5638 | 29373.1883 | 295538.3603 | 139579.0501 | 0 | 76653.3075 | 0 | 391665.0933 | 1019032.2312 | 695510.4368 | 3110477.2313 | 961560.8286 | 27535233.0938 | 27535233.0938 | 1478867.319 | 11895814.3074 | 0 | 31607271.1537 | 72517185.874 | 177.8279 | 0.39983 | 79051.2259 | 181368.7874 | 1611.5662 | 3697.4481
1 | 6700 | 707 | 0.035 | 15 | 15 | 7 | 2.3714e-13 | 5spot_SharedNeighbor | Water | Porous | Wet | R245fa | MinimizeLCOE_Brownfield | IgnoreSilica | 2019 | 2.546 | 1.3602 | 0.1611 | 4 | 50771.6616 | 114258.6373 | 1035.049 | 2329.3169 | 188.228 | 0 | 393.1331 | 633110.6743 | 40980.5513 | 418867.9112 | 184239.6077 | 0 | 85166.648 | 0 | 531322.5031 | 1382392.1638 | 943511.0571 | 4219591.1164 | 961560.8286 | 27535233.0938 | 27535233.0938 | 1478867.319 | 11895814.3074 | 0 | 32716385.0389 | 73626299.7591 | 237.1374 | 0.64438 | 50771.6616 | 114258.6373 | 1035.049 | 2329.3169
1 | 6700 | 707 | 0.035 | 15 | 15 | 7 | 3.1623e-13 | 5spot_SharedNeighbor | Water | Porous | Wet | R245fa | MinimizeLCOE_Brownfield | IgnoreSilica | 2019 | 3.2851 | 1.9847 | 0.23913 | 4 | 35543.711 | 78313.9506 | 724.6066 | 1596.5358 | 198.2429 | 0 | 516.3349 | 824906.6718 | 53387.0239 | 566687.039 | 236658.7355 | 0 | 94422.9539 | 0 | 692664.3454 | 1802170.5419 | 1230018.4257 | 5500915.7372 | 961560.8286 | 27535233.0938 | 27535233.0938 | 1478867.319 | 11895814.3074 | 0 | 33997709.6597 | 74907624.3799 | 316.2278 | 0.9565 | 35543.711 | 78313.9506 | 724.6066 | 1596.5358
1 | 6700 | 707 | 0.035 | 15 | 15 | 7 | 4.217e-13 | 5spot_SharedNeighbor | Water | Porous | Wet | R245fa | MinimizeLCOE_Brownfield | IgnoreSilica | 2019 | 4.2358 | 2.796 | 0.34082 | 4 | 26061.1943 | 56069.7231 | 531.2927 | 1143.0571 | 206.4805 | 0 | 81.8625 | 1049187.0526 | 67861.7053 | 745446.5139 | 303014.3919 | 0 | 104828.5965 | 0 | 885431.9215 | 2303712.2326 | 1572330.9353 | 7031813.3495 | 961560.8286 | 27535233.0938 | 27535233.0938 | 1478867.319 | 11895814.3074 | 0 | 35528607.2719 | 76438521.9922 | 421.6965 | 1.3633 | 26061.1943 | 56069.7231 | 531.2927 | 1143.0571
1 | 6700 | 707 | 0.035 | 15 | 15 | 7 | 5.6234e-13 | 5spot_SharedNeighbor | Water | Porous | Wet | R245fa | MinimizeLCOE_Brownfield | IgnoreSilica | 2019 | 5.4662 | 3.8543 | 0.47383 | 4 | 19723.0064 | 41307.8506 | 402.0802 | 842.1164 | 213.1846 | 0 | 94.1994 | 1314773.0345 | 84959.4279 | 963705.353 | 388370.4588 | 0 | 116657.4443 | 0 | 1118701.6302 | 2910632.1645 | 1986566.2598 | 8884365.7729 | 961560.8286 | 27535233.0938 | 27535233.0938 | 1478867.319 | 11895814.3074 | 0 | 37381159.6954 | 78291074.4156 | 562.3413 | 1.8953 | 19723.0064 | 41307.8506 | 402.0802 | 842.1164
1 | 6700 | 707 | 0.035 | 15 | 15 | 7 | 7.4989e-13 | 5spot_SharedNeighbor | Water | Porous | Wet | R245fa | MinimizeLCOE_Brownfield | IgnoreSilica | 2019 | 7.0428 | 5.2148 | 0.64535 | 4 | 15341.9465 | 31189.8507 | 312.7663 | 635.8473 | 218.4487 | 0 | 72.7936 | 1626628.0124 | 104982.0511 | 1227373.7018 | 497486.4961 | 0 | 129622.0225 | 0 | 1398575.9907 | 3638807.8405 | 2483561.1212 | 11107037.2364 | 961560.8286 | 27535233.0938 | 27535233.0938 | 1478867.319 | 11895814.3074 | 0 | 39603831.1588 | 80513745.879 | 749.8942 | 2.5814 | 15341.9465 | 31189.8507 | 312.7663 | 635.8473
1 | 6700 | 707 | 0.035 | 15 | 15 | 7 | 1e-12 | 5spot_SharedNeighbor | Water | Porous | Wet | R245fa | MinimizeLCOE_Brownfield | IgnoreSilica | 2019 | 9.0937 | 6.9779 | 0.86775 | 4 | 12189.5739 | 23975.7235 | 248.501 | 488.7776 | 222.4385 | 0 | 87.4504 | 1997442.3876 | 128722.2963 | 1549401.3424 | 639183.0762 | 0 | 145141.7405 | 0 | 1739357.4288 | 4525451.2384 | 3088713.459 | 13813412.9692 | 961560.8286 | 27535233.0938 | 27535233.0938 | 1478867.319 | 11895814.3074 | 0 | 42310206.8917 | 83220121.6119 | 1000 | 3.471 | 12189.5739 | 23975.7235 | 248.501 | 488.7776
1 | 6700 | 707 | 0.035 | 15 | 15 | 7 | 1.3335e-12 | 5spot_SharedNeighbor | Water | Porous | Wet | R245fa | MinimizeLCOE_Brownfield | IgnoreSilica | 2019 | 11.8385 | 9.4 | 1.1742 | 4 | 9749.0495 | 18459.247 | 198.7476 | 376.3167 | 226.376 | 0 | 100.389 | 2465209.4099 | 158576.2259 | 1966476.8628 | 829690.1652 | 0 | 163182.1208 | 0 | 2177422.566 | 5665206.866 | 3866620.0944 | 17292384.311 | 961560.8286 | 27535233.0938 | 27535233.0938 | 1478867.319 | 11895814.3074 | 0 | 45789178.2335 | 86699092.9537 | 1333.5214 | 4.6968 | 9749.0495 | 18459.247 | 198.7476 | 376.3167
1 | 6700 | 707 | 0.035 | 15 | 15 | 7 | 1.7783e-12 | 5spot_SharedNeighbor | Water | Porous | Wet | R245fa | MinimizeLCOE_Brownfield | IgnoreSilica | 2019 | 15.4468 | 12.557 | 1.5733 | 4 | 7955.9861 | 14456.7221 | 162.1935 | 294.7198 | 229.1334 | 0 | 104.4772 | 3025401.6126 | 194208.1543 | 2479098.8872 | 1080051.6864 | 0 | 185856.773 | 0 | 2716200.6742 | 7066996.9849 | 4823370.6545 | 21571185.427 | 961560.8286 | 27535233.0938 | 27535233.0938 | 1478867.319 | 11895814.3074 | 0 | 50067979.3494 | 90977894.0696 | 1778.2794 | 6.2931 | 7955.9861 | 14456.7221 | 162.1935 | 294.7198
1 | 6700 | 707 | 0.035 | 15 | 15 | 7 | 2.3714e-12 | 5spot_SharedNeighbor | Water | Porous | Wet | R245fa | MinimizeLCOE_Brownfield | IgnoreSilica | 2019 | 20.2092 | 16.7286 | 2.1009 | 4 | 6592.5486 | 11460.7536 | 134.398 | 233.643 | 231.2925 | 0 | 89.8361 | 3706778.6074 | 237393.1315 | 3118543.3124 | 1410264.9961 | 0 | 213304.4464 | 0 | 3387650.9526 | 8813972.8759 | 6015717.5969 | 26903625.9193 | 961560.8286 | 27535233.0938 | 27535233.0938 | 1478867.319 | 11895814.3074 | 0 | 55400419.8417 | 96310334.5619 | 2371.3737 | 8.4035 | 6592.5486 | 11460.7536 | 134.398 | 233.643
1 | 6700 | 707 | 0.035 | 15 | 15 | 7 | 3.1623e-12 | 5spot_SharedNeighbor | Water | Porous | Wet | R245fa | MinimizeLCOE_Brownfield | IgnoreSilica | 2019 | 26.4795 | 22.2259 | 2.7964 | 4 | 5546.3067 | 9203.6345 | 113.069 | 187.6285 | 232.9674 | 0 | 102.911 | 4534167.6296 | 289633.1297 | 3914460.1889 | 1845161.6767 | 0 | 246412.7109 | 0 | 4223635.781 | 10989033.9152 | 7500241.4492 | 33542746.4812 | 961560.8286 | 27535233.0938 | 27535233.0938 | 1478867.319 | 11895814.3074 | 0 | 62039540.4037 | 102949455.1239 | 3162.2777 | 11.1857 | 5546.3067 | 9203.6345 | 113.069 | 187.6285
1 | 6700 | 707 | 0.035 | 15 | 15 | 7 | 4.217e-12 | 5spot_SharedNeighbor | Water | Porous | Wet | R245fa | MinimizeLCOE_Brownfield | IgnoreSilica | 2019 | 34.7474 | 29.4782 | 3.714 | 4 | 4733.9591 | 7487.6948 | 96.5082 | 152.6468 | 234.2617 | 0 | 122.5914 | 5540831.8846 | 352937.4222 | 4906655.4549 | 2418644.6587 | 0 | 286966.5412 | 0 | 5267354.025 | 13704574.6901 | 9353653.8269 | 41831618.5034 | 961560.8286 | 27535233.0938 | 27535233.0938 | 1478867.319 | 11895814.3074 | 0 | 70328412.4259 | 111238327.1461 | 4216.965 | 14.8562 | 4733.9591 | 7487.6948 | 96.5082 | 152.6468
1 | 6700 | 707 | 0.035 | 15 | 15 | 7 | 5.6234e-12 | 5spot_SharedNeighbor | Water | Porous | Wet | R245fa | MinimizeLCOE_Brownfield | IgnoreSilica | 2019 | 45.5005 | 38.9098 | 4.9078 | 4 | 4102.9311 | 6186.8599 | 83.6438 | 126.1275 | 235.2361 | 0 | 105.0332 | 6749659.0502 | 428635.909 | 6126779.3431 | 3164439.0252 | 0 | 335198.1966 | 0 | 6553837.4944 | 17051740.7835 | 11638163.463 | 52048453.2649 | 961560.8286 | 27535233.0938 | 27535233.0938 | 1478867.319 | 11895814.3074 | 0 | 80545247.1873 | 121455161.9075 | 5623.4133 | 19.6311 | 4102.9311 | 6186.8599 | 83.6438 | 126.1275
1 | 6700 | 707 | 0.035 | 15 | 15 | 7 | 7.4989e-12 | 5spot_SharedNeighbor | Water | Porous | Wet | R245fa | MinimizeLCOE_Brownfield | IgnoreSilica | 2019 | 59.33 | 51.006 | 6.4384 | 4 | 3611.1676 | 5199.6707 | 73.6185 | 106.0023 | 235.8861 | 0 | 79.1522 | 8183912.5007 | 518062.3851 | 7608200.7695 | 4123139.3628 | 0 | 392980.8383 | 0 | 8122255.384 | 21132442.4055 | 14423326.17 | 64504319.816 | 961560.8286 | 27535233.0938 | 27535233.0938 | 1478867.319 | 11895814.3074 | 0 | 93001113.7385 | 133911028.4587 | 7498.9421 | 25.7538 | 3611.1676 | 5199.6707 | 73.6185 | 106.0023
1 | 6700 | 707 | 0.035 | 15 | 15 | 7 | 1e-11 | 5spot_SharedNeighbor | Water | Porous | Wet | R245fa | MinimizeLCOE_Brownfield | IgnoreSilica | 2019 | 76.6259 | 65.9659 | 8.3294 | 4 | 3233.0945 | 4460.9753 | 65.911 | 90.943 | 236.0549 | 0 | 72.9108 | 9830107.046 | 620255.6797 | 9346316.1267 | 5319517.5401 | 0 | 461891.6617 | 0 | 9975454.3411 | 25954085.9486 | 17714196.963 | 79221825.307 | 961560.8286 | 27535233.0938 | 27535233.0938 | 1478867.319 | 11895814.3074 | 0 | 107718619.2294 | 148628533.9496 | 10000 | 33.3175 | 3233.0945 | 4460.9753 | 65.911 | 90.943
1 | 6700 | 707 | 0.035 | 15 | 15 | 7 | 1.3335e-11 | 5spot_SharedNeighbor | Water | Porous | Wet | R245fa | MinimizeLCOE_Brownfield | IgnoreSilica | 2019 | 97.381 | 83.451 | 10.533 | 4 | 2950.0876 | 3921.0856 | 60.1415 | 79.9366 | 235.4939 | 0 | 98.5592 | 11625226.3926 | 731221.5655 | 11280539.8798 | 6747849.0183 | 0 | 544426.7572 | 0 | 12062412.8092 | 31383923.7885 | 21420172.8608 | 95795773.0719 | 961560.8286 | 27535233.0938 | 27535233.0938 | 1478867.319 | 11895814.3074 | 0 | 124292566.9943 | 165202481.7146 | 13335.2143 | 42.1318 | 2950.0876 | 3921.0856 | 60.1415 | 79.9366
1 | 6700 | 707 | 0.035 | 15 | 15 | 7 | 1.7783e-11 | 5spot_SharedNeighbor | Water | Porous | Wet | R245fa | MinimizeLCOE_Brownfield | IgnoreSilica | 2019 | 120.9689 | 102.4332 | 12.9118 | 4 | 2746.1622 | 3538.2681 | 55.9842 | 72.1324 | 234.0337 | 0 | 122.374 | 13457274.8197 | 844025.5928 | 13290381.7558 | 8357599.7072 | 0 | 642592.8348 | 0 | 14270831.137 | 37129775.2686 | 25341834.5614 | 113334315.6773 | 961560.8286 | 27535233.0938 | 27535233.0938 | 1478867.319 | 11895814.3074 | 0 | 141831109.5997 | 182741024.3199 | 17782.7941 | 51.647 | 2746.1622 | 3538.2681 | 55.9842 | 72.1324
1 | 6700 | 707 | 0.035 | 15 | 15 | 7 | 2.3714e-11 | 5spot_SharedNeighbor | Water | Porous | Wet | R245fa | MinimizeLCOE_Brownfield | IgnoreSilica | 2019 | 146.0728 | 121.4367 | 15.2746 | 4 | 2604.7414 | 3274.3169 | 53.1012 | 66.7514 | 231.8097 | 0 | 109.8221 | 15197492.7554 | 950805.8913 | 15228761.9105 | 10051664.1807 | 0 | 753305.3401 | 0 | 16450991.7304 | 42802105.9201 | 29213316.7858 | 130648444.5142 | 961560.8286 | 27535233.0938 | 27535233.0938 | 1478867.319 | 11895814.3074 | 0 | 159145238.4366 | 200055153.1569 | 23713.7371 | 61.0983 | 2604.7414 | 3274.3169 | 53.1012 | 66.7514
1 | 6700 | 707 | 0.035 | 15 | 15 | 7 | 3.1623e-11 | 5spot_SharedNeighbor | Water | Porous | Wet | R245fa | MinimizeLCOE_Brownfield | IgnoreSilica | 2019 | 171.0615 | 139.3245 | 17.483 | 4 | 2506.8224 | 3091.819 | 51.105 | 63.0309 | 229.359 | 0 | 149.0628 | 16766571.8039 | 1046805.9883 | 16998347.1073 | 11722313.4287 | 0 | 866021.1741 | 0 | 18486023.206 | 48096840.3771 | 32827081.8486 | 146810004.9342 | 961560.8286 | 27535233.0938 | 27535233.0938 | 1478867.319 | 11895814.3074 | 0 | 175306798.8566 | 216216713.5769 | 31622.7766 | 69.9319 | 2506.8224 | 3091.819 | 51.105 | 63.0309
1 | 6700 | 707 | 0.035 | 15 | 15 | 7 | 4.217e-11 | 5spot_SharedNeighbor | Water | Porous | Wet | R245fa | MinimizeLCOE_Brownfield | IgnoreSilica | 2019 | 194.248 | 154.7442 | 19.3676 | 4 | 2443.3462 | 2971.419 | 49.8109 | 60.5764 | 226.7599 | 0 | 144.9638 | 18074118.9394 | 1126618.6534 | 18487411.5637 | 13250214.6174 | 0 | 975289.3037 | 0 | 20246324.7003 | 52676783.7779 | 35952987.3281 | 160789748.8839 | 961560.8286 | 27535233.0938 | 27535233.0938 | 1478867.319 | 11895814.3074 | 0 | 189286542.8063 | 230196457.5266 | 42169.6503 | 77.4702 | 2443.3462 | 2971.419 | 49.8109 | 60.5764
1 | 6700 | 707 | 0.035 | 15 | 15 | 7 | 5.6234e-11 | 5spot_SharedNeighbor | Water | Porous | Wet | R245fa | MinimizeLCOE_Brownfield | IgnoreSilica | 2019 | 208.5204 | 163.6316 | 20.5179 | 4 | 2403.0914 | 2901.5571 | 48.9903 | 59.1522 | 225.0101 | 0 | 157.7504 | 18811062.5802 | 1171531.3758 | 19332070.937 | 14183443.8409 | 0 | 978850.3464 | 0 | 21246014.0414 | 55277770.3789 | 37728214.1282 | 168728957.6288 | 961560.8286 | 27535233.0938 | 27535233.0938 | 1478867.319 | 11895814.3074 | 0 | 197225751.5513 | 238135666.2715 | 56234.1325 | 82.0717 | 2403.0914 | 2901.5571 | 48.9903 | 59.1522
1 | 6700 | 707 | 0.035 | 15 | 15 | 7 | 7.4989e-11 | 5spot_SharedNeighbor | Water | Porous | Wet | R245fa | MinimizeLCOE_Brownfield | IgnoreSilica | 2019 | 213.9519 | 166.8711 | 21.0475 | 4 | 2373.5579 | 2859.4817 | 48.3882 | 58.2944 | 224.3047 | 0 | 194.2219 | 19076876.2136 | 1187719.2787 | 19637657.1405 | 14536818.5702 | 0 | 878642.1512 | 0 | 21573908.2082 | 56130883.7406 | 38310481.5273 | 171332986.8302 | 961560.8286 | 27535233.0938 | 27535233.0938 | 1478867.319 | 11895814.3074 | 0 | 199829780.7527 | 240739695.4729 | 74989.4209 | 84.19 | 2373.5579 | 2859.4817 | 48.3882 | 58.2944
1 | 6700 | 707 | 0.035 | 15 | 15 | 7 | 1e-10 | 5spot_SharedNeighbor | Water | Porous | Wet | R245fa | MinimizeLCOE_Brownfield | IgnoreSilica | 2019 | 218.2346 | 169.3743 | 21.4604 | 4 | 2351.1654 | 2827.739 | 47.9317 | 57.6473 | 223.7378 | 0 | 113.1616 | 19281280.507 | 1200163.1386 | 19872970.6434 | 14814710.0142 | 0 | 793790.2524 | 0 | 21825536.6767 | 56785569.3996 | 38757317.942 | 173331338.5739 | 961560.8286 | 27535233.0938 | 27535233.0938 | 1478867.319 | 11895814.3074 | 0 | 201828132.4963 | 242738047.2166 | 100000 | 85.8417 | 2351.1654 | 2827.739 | 47.9317 | 57.6473
1 | 6700 | 707 | 0.035 | 15 | 15 | 7 | 1.3335e-10 | 5spot_SharedNeighbor | Water | Porous | Wet | R245fa | MinimizeLCOE_Brownfield | IgnoreSilica | 2019 | 221.401 | 171.1944 | 21.769 | 4 | 2334.1955 | 2804.015 | 47.5857 | 57.1636 | 223.3122 | 0 | 126.6077 | 19429373.4582 | 1209176.553 | 20043632.3981 | 15019580.952 | 0 | 720861.8064 | 0 | 22004823.8154 | 57252037.7577 | 39075692.1813 | 174755178.9221 | 961560.8286 | 27535233.0938 | 27535233.0938 | 1478867.319 | 11895814.3074 | 0 | 203251972.8445 | 244161887.5648 | 133352.1432 | 87.0758 | 2334.1955 | 2804.015 | 47.5857 | 57.1636
1 | 6700 | 707 | 0.035 | 15 | 15 | 7 | 1.7783e-10 | 5spot_SharedNeighbor | Water | Porous | Wet | R245fa | MinimizeLCOE_Brownfield | IgnoreSilica | 2019 | 223.8339 | 172.5762 | 22.0048 | 4 | 2321.3527 | 2786.136 | 47.3239 | 56.7992 | 222.9818 | 0 | 159.8069 | 19541505.58 | 1216000.0062 | 20172949.99 | 15176908.2719 | 0 | 661352.2345 | 0 | 22139799.2722 | 57603216.2091 | 39315378.6904 | 175827110.2544 | 961560.8286 | 27535233.0938 | 27535233.0938 | 1478867.319 | 11895814.3074 | 0 | 204323904.1768 | 245233818.8971 | 177827.941 | 88.0193 | 2321.3527 | 2786.136 | 47.3239 | 56.7992
1 | 6700 | 707 | 0.035 | 15 | 15 | 7 | 2.3714e-10 | 5spot_SharedNeighbor | Water | Porous | Wet | R245fa | MinimizeLCOE_Brownfield | IgnoreSilica | 2019 | 225.5802 | 173.5574 | 22.1774 | 4 | 2311.638 | 2772.8044 | 47.1259 | 56.5274 | 222.7422 | 0 | 183.6657 | 19620981.3234 | 1220835.5974 | 20264656.5834 | 15289512.4836 | 0 | 611885.589 | 0 | 22233069.915 | 57845887.289 | 39481006.6889 | 176567835.4697 | 961560.8286 | 27535233.0938 | 27535233.0938 | 1478867.319 | 11895814.3074 | 0 | 205064629.3921 | 245974544.1124 | 237137.3706 | 88.7097 | 2311.638 | 2772.8044 | 47.1259 | 56.5274
1 | 6700 | 707 | 0.035 | 15 | 15 | 7 | 3.1623e-10 | 5spot_SharedNeighbor | Water | Porous | Wet | R245fa | MinimizeLCOE_Brownfield | IgnoreSilica | 2019 | 226.8908 | 174.2888 | 22.3072 | 4 | 2304.2991 | 2762.7821 | 46.9763 | 56.323 | 222.5614 | 0 | 184.7854 | 19680138.8682 | 1224434.6023 | 20332945.1217 | 15374003.6154 | 0 | 572432.2725 | 0 | 22301742.2472 | 58024558.6109 | 39602953.5374 | 177113208.8756 | 961560.8286 | 27535233.0938 | 27535233.0938 | 1478867.319 | 11895814.3074 | 0 | 205610002.7981 | 246519917.5183 | 316227.766 | 89.2289 | 2304.2991 | 2762.7821 | 46.9763 | 56.323
1 | 6700 | 707 | 0.035 | 15 | 15 | 7 | 4.217e-10 | 5spot_SharedNeighbor | Water | Porous | Wet | R245fa | MinimizeLCOE_Brownfield | IgnoreSilica | 2019 | 227.8434 | 174.8174 | 22.4029 | 4 | 2298.7609 | 2755.2858 | 46.8634 | 56.1702 | 222.4293 | 0 | 206.4823 | 19722850.2337 | 1227032.8735 | 20382263.2856 | 15435399.6454 | 0 | 540902.8815 | 0 | 22350295.0787 | 58150883.1188 | 39689172.6098 | 177498799.727 | 961560.8286 | 27535233.0938 | 27535233.0938 | 1478867.319 | 11895814.3074 | 0 | 205995593.6494 | 246905508.3696 | 421696.5034 | 89.6116 | 2298.7609 | 2755.2858 | 46.8634 | 56.1702
1 | 6700 | 707 | 0.035 | 15 | 15 | 7 | 5.6234e-10 | 5spot_SharedNeighbor | Water | Porous | Wet | R245fa | MinimizeLCOE_Brownfield | IgnoreSilica | 2019 | 228.5567 | 175.2117 | 22.4747 | 4 | 2294.5855 | 2749.6522 | 46.7782 | 56.0554 | 222.33 | 0 | 244.552 | 19754689.0862 | 1228969.6325 | 20419034.8979 | 15481374.1685 | 0 | 516310.658 | 0 | 22386147.5928 | 58244164.0062 | 39752838.7321 | 177783528.7741 | 961560.8286 | 27535233.0938 | 27535233.0938 | 1478867.319 | 11895814.3074 | 0 | 206280322.6966 | 247190237.4168 | 562341.3252 | 89.8987 | 2294.5855 | 2749.6522 | 46.7782 | 56.0554
1 | 6700 | 707 | 0.035 | 15 | 15 | 7 | 7.4989e-10 | 5spot_SharedNeighbor | Water | Porous | Wet | R245fa | MinimizeLCOE_Brownfield | IgnoreSilica | 2019 | 229.0561 | 175.4867 | 22.5264 | 4 | 2291.4405 | 2745.4622 | 46.7141 | 55.97 | 222.2601 | 0 | 264.5627 | 19776877.6518 | 1230319.3126 | 20444665.0347 | 15513548.9598 | 0 | 496771.3918 | 0 | 22410251.1168 | 58306876.4313 | 39795641.2509 | 177974951.1497 | 961560.8286 | 27535233.0938 | 27535233.0938 | 1478867.319 | 11895814.3074 | 0 | 206471745.0721 | 247381659.7923 | 749894.2093 | 90.1057 | 2291.4405 | 2745.4622 | 46.7141 | 55.97
1 | 6700 | 707 | 0.035 | 15 | 15 | 7 | 1e-09 | 5spot_SharedNeighbor | Water | Porous | Wet | R245fa | MinimizeLCOE_Brownfield | IgnoreSilica | 2019 | 229.4387 | 175.697 | 22.5657 | 4 | 2289.0736 | 2742.3041 | 46.6659 | 55.9056 | 222.2065 | 0 | 321.8199 | 19793844.9224 | 1231351.3648 | 20464266.1944 | 15538204.8935 | 0 | 481892.9506 | 0 | 22428728.527 | 58354950.8625 | 39828453.038 | 178121692.7533 | 961560.8286 | 27535233.0938 | 27535233.0938 | 1478867.319 | 11895814.3074 | 0 | 206618486.6757 | 247528401.396 | 1000000 | 90.2629 | 2289.0736 | 2742.3041 | 46.6659 | 55.9056
1 | 6700 | 707 | 0.035 | 15 | 15 | 7 | 1.3335e-09 | 5spot_SharedNeighbor | Water | Porous | Wet | R245fa | MinimizeLCOE_Brownfield | IgnoreSilica | 2019 | 229.7166 | 175.8494 | 22.5947 | 4 | 2287.2935 | 2739.9433 | 46.6296 | 55.8574 | 222.1675 | 0 | 388.3182 | 19806135.1112 | 1232098.9131 | 20478465.406 | 15556104.7643 | 0 | 470393.8192 | 0 | 22441847.2254 | 58389083.0246 | 39851748.94 | 178225877.2037 | 961560.8286 | 27535233.0938 | 27535233.0938 | 1478867.319 | 11895814.3074 | 0 | 206722671.1261 | 247632585.8464 | 1333521.4322 | 90.3787 | 2287.2935 | 2739.9433 | 46.6296 | 55.8574
1 | 6700 | 707 | 0.035 | 15 | 15 | 7 | 1.7783e-09 | 5spot_SharedNeighbor | Water | Porous | Wet | R245fa | MinimizeLCOE_Brownfield | IgnoreSilica | 2019 | 229.9038 | 175.9518 | 22.6151 | 4 | 2285.9555 | 2738.1962 | 46.6023 | 55.8218 | 222.1411 | 0 | 423.943 | 19814392.4697 | 1232601.1581 | 20488005.9253 | 15568165.7004 | 0 | 461334.5276 | 0 | 22450154.9146 | 58410697.9277 | 39866501.5555 | 178291854.1788 | 961560.8286 | 27535233.0938 | 27535233.0938 | 1478867.319 | 11895814.3074 | 0 | 206788648.1012 | 247698562.8214 | 1778279.41 | 90.4605 | 2285.9555 | 2738.1962 | 46.6023 | 55.8218
1 | 6700 | 707 | 0.035 | 15 | 15 | 7 | 2.3714e-09 | 5spot_SharedNeighbor | Water | Porous | Wet | R245fa | MinimizeLCOE_Brownfield | IgnoreSilica | 2019 | 227.882 | 174.8211 | 22.4991 | 4 | 2284.9096 | 2739.4822 | 46.581 | 55.8481 | 222.4124 | 0 | 743.4336 | 19723152.3885 | 1227051.254 | 20382612.2217 | 15437626.5049 | 0 | 421166.2247 | 0 | 22304727.3516 | 58032325.2401 | 39608254.4214 | 177136915.6067 | 961560.8286 | 27535233.0938 | 27535233.0938 | 1478867.319 | 11895814.3074 | 0 | 205633709.5291 | 246543624.2494 | 2371373.7057 | 89.9964 | 2284.9096 | 2739.4822 | 46.581 | 55.8481
1 | 6700 | 707 | 0.035 | 15 | 15 | 7 | 3.1623e-09 | 5spot_SharedNeighbor | Water | Porous | Wet | R245fa | MinimizeLCOE_Brownfield | IgnoreSilica | 2019 | 229.1948 | 175.5549 | 22.5848 | 4 | 2284.0877 | 2736.9364 | 46.5642 | 55.7962 | 222.2355 | 0 | 408.0383 | 19782386.33 | 1230654.3865 | 20451028.6384 | 15522370.259 | 0 | 433937.9744 | 0 | 22393947.2594 | 58264457.1388 | 39766689.2121 | 177845471.1986 | 961560.8286 | 27535233.0938 | 27535233.0938 | 1478867.319 | 11895814.3074 | 0 | 206342265.121 | 247252179.8412 | 3162277.6602 | 90.339 | 2284.0877 | 2736.9364 | 46.5642 | 55.7962
1 | 6700 | 707 | 0.035 | 15 | 15 | 7 | 4.217e-09 | 5spot_SharedNeighbor | Water | Porous | Wet | R245fa | MinimizeLCOE_Brownfield | IgnoreSilica | 2019 | 230.1576 | 176.0904 | 22.6472 | 4 | 2283.5044 | 2735.1045 | 46.5523 | 55.7588 | 222.1052 | 0 | 410.4059 | 19825568.2251 | 1233280.9021 | 20500919.0567 | 15584509.7692 | 0 | 443226.1635 | 0 | 22459126.6055 | 58434040.4271 | 39882433.2909 | 178363104.44 | 961560.8286 | 27535233.0938 | 27535233.0938 | 1478867.319 | 11895814.3074 | 0 | 206859898.3625 | 247769813.0827 | 4216965.0343 | 90.5888 | 2283.5044 | 2735.1045 | 46.5523 | 55.7588
1 | 6700 | 707 | 0.035 | 15 | 15 | 7 | 5.6234e-09 | 5spot_SharedNeighbor | Water | Porous | Wet | R245fa | MinimizeLCOE_Brownfield | IgnoreSilica | 2019 | 230.805 | 176.4492 | 22.6893 | 4 | 2283.0842 | 2733.8471 | 46.5438 | 55.7332 | 222.0173 | 0 | 472.8626 | 19854480.7844 | 1235039.4039 | 20534330.1205 | 15626294.2694 | 0 | 449102.575 | 0 | 22502706.3897 | 58547426.0862 | 39959821.3332 | 178709200.9622 | 961560.8286 | 27535233.0938 | 27535233.0938 | 1478867.319 | 11895814.3074 | 0 | 207205994.8846 | 248115909.6049 | 5623413.2519 | 90.7571 | 2283.0842 | 2733.8471 | 46.5438 | 55.7332
1 | 6700 | 707 | 0.035 | 15 | 15 | 7 | 7.4989e-09 | 5spot_SharedNeighbor | Water | Porous | Wet | R245fa | MinimizeLCOE_Brownfield | IgnoreSilica | 2019 | 231.0608 | 176.5903 | 22.7068 | 4 | 2282.7733 | 2733.1879 | 46.5374 | 55.7197 | 221.9824 | 0 | 453.4975 | 19865841.5444 | 1235730.3615 | 20547459.9902 | 15642730.6694 | 0 | 450100.3718 | 0 | 22519326.5455 | 58590668.3224 | 39989335.0479 | 178841192.853 | 961560.8286 | 27535233.0938 | 27535233.0938 | 1478867.319 | 11895814.3074 | 0 | 207337986.7754 | 248247901.4957 | 7498942.0933 | 90.8272 | 2282.7733 | 2733.1879 | 46.5374 | 55.7197
1 | 6700 | 707 | 0.035 | 15 | 15 | 7 | 1e-08 | 5spot_SharedNeighbor | Water | Porous | Wet | R245fa | MinimizeLCOE_Brownfield | IgnoreSilica | 2019 | 231.0971 | 176.6099 | 22.7106 | 4 | 2282.5398 | 2732.8797 | 46.5327 | 55.7134 | 221.9772 | 0 | 465.1293 | 19867425.7762 | 1235826.7131 | 20549290.9869 | 15645048.4257 | 0 | 448533.9301 | 0 | 22520989.0745 | 58594993.8818 | 39992287.331 | 178854396.1193 | 961560.8286 | 27535233.0938 | 27535233.0938 | 1478867.319 | 11895814.3074 | 0 | 207351190.0417 | 248261104.7619 | 10000000 | 90.8423 | 2282.5398 | 2732.8797 | 46.5327 | 55.7134
1 | 6800 | 707 | 0.035 | 15 | 15 | 7 | 1e-13 | 5spot_SharedNeighbor | Water | Porous | Wet | R245fa | MinimizeLCOE_Brownfield | IgnoreSilica | 2019 | 1.2008 | 0.39133 | 0.032548 | 4 | 236600.6473 | 557271.0517 | 4823.4242 | 11360.7242 | 148.8182 | 0 | 59.3665 | 236303.7459 | 11660.447 | 157708.5759 | 81045.9174 | 0 | 64594.5571 | 0 | 215012.1649 | 559417.5479 | 381813.9713 | 1707556.9273 | 961560.8286 | 28133983.6919 | 28133983.6919 | 1478867.319 | 12135314.5466 | 0 | 30803101.4478 | 72551267.0054 | 100 | 0.13019 | 236600.6473 | 557271.0517 | 4823.4242 | 11360.7242
1 | 6800 | 707 | 0.035 | 15 | 15 | 7 | 1.3335e-13 | 5spot_SharedNeighbor | Water | Porous | Wet | R245fa | MinimizeLCOE_Brownfield | IgnoreSilica | 2019 | 1.5686 | 0.62211 | 0.063176 | 4 | 124619.6688 | 289825.8599 | 2540.5405 | 5908.4922 | 165.3131 | 0 | 67.3946 | 348363.0468 | 19719.9525 | 226039.9951 | 108147.5737 | 0 | 71404.8652 | 0 | 301733.4189 | 785048.462 | 535811.7064 | 2396269.0205 | 961560.8286 | 28133983.6919 | 28133983.6919 | 1478867.319 | 12135314.5466 | 0 | 31491813.541 | 73239979.0985 | 133.3521 | 0.2527 | 124619.6688 | 289825.8599 | 2540.5405 | 5908.4922
1 | 6800 | 707 | 0.035 | 15 | 15 | 7 | 1.7783e-13 | 5spot_SharedNeighbor | Water | Porous | Wet | R245fa | MinimizeLCOE_Brownfield | IgnoreSilica | 2019 | 2.0209 | 0.9468 | 0.1097 | 4 | 73793.5965 | 168936.3549 | 1504.3823 | 3443.9961 | 179.1738 | 0 | 315.9183 | 491186.0014 | 31731.9549 | 313496.4815 | 146620.9024 | 0 | 77489.9433 | 0 | 413604.8606 | 1076115.0051 | 734470.603 | 3284715.7521 | 961560.8286 | 28133983.6919 | 28133983.6919 | 1478867.319 | 12135314.5466 | 0 | 32380260.2726 | 74128425.8301 | 177.8279 | 0.43879 | 73793.5965 | 168936.3549 | 1504.3823 | 3443.9961
1 | 6800 | 707 | 0.035 | 15 | 15 | 7 | 2.3714e-13 | 5spot_SharedNeighbor | Water | Porous | Wet | R245fa | MinimizeLCOE_Brownfield | IgnoreSilica | 2019 | 2.6044 | 1.4448 | 0.17209 | 4 | 48644.2886 | 109292.25 | 991.6796 | 2228.0703 | 191.1222 | 0 | 406.1196 | 660401.9418 | 42747.5525 | 439571.5892 | 189433.7509 | 0 | 85122.3922 | 0 | 552738.1184 | 1438111.2019 | 981540.4455 | 4389666.9924 | 961560.8286 | 28133983.6919 | 28133983.6919 | 1478867.319 | 12135314.5466 | 0 | 33485211.5129 | 75233377.0705 | 237.1374 | 0.68837 | 48644.2886 | 109292.25 | 991.6796 | 2228.0703
1 | 6800 | 707 | 0.035 | 15 | 15 | 7 | 3.1623e-13 | 5spot_SharedNeighbor | Water | Porous | Wet | R245fa | MinimizeLCOE_Brownfield | IgnoreSilica | 2019 | 3.3628 | 2.1001 | 0.25423 | 4 | 34228.9014 | 75283.0294 | 697.8025 | 1534.7464 | 201.2329 | 0 | 533.1247 | 858371.9381 | 55574.0362 | 592869.223 | 243140.9273 | 0 | 94261.9217 | 0 | 719245.0381 | 1871328.0516 | 1277219.8472 | 5712010.9832 | 961560.8286 | 28133983.6919 | 28133983.6919 | 1478867.319 | 12135314.5466 | 0 | 34807555.5037 | 76555721.0613 | 316.2278 | 1.0169 | 34228.9014 | 75283.0294 | 697.8025 | 1534.7464
1 | 6800 | 707 | 0.035 | 15 | 15 | 7 | 4.217e-13 | 5spot_SharedNeighbor | Water | Porous | Wet | R245fa | MinimizeLCOE_Brownfield | IgnoreSilica | 2019 | 4.3406 | 2.9547 | 0.36156 | 4 | 25164.618 | 54031.6345 | 513.0148 | 1101.508 | 209.5444 | 0 | 58.7534 | 1090665.7066 | 70534.9491 | 779099.9211 | 311546.4451 | 0 | 104474.1869 | 0 | 918965.2714 | 2390959.1306 | 1631878.7359 | 7298124.3468 | 961560.8286 | 28133983.6919 | 28133983.6919 | 1478867.319 | 12135314.5466 | 0 | 36393668.8673 | 78141834.4248 | 421.6965 | 1.4462 | 25164.618 | 54031.6345 | 513.0148 | 1101.508
1 | 6800 | 707 | 0.035 | 15 | 15 | 7 | 5.6234e-13 | 5spot_SharedNeighbor | Water | Porous | Wet | R245fa | MinimizeLCOE_Brownfield | IgnoreSilica | 2019 | 5.571 | 4.0387 | 0.49849 | 4 | 19187.9599 | 40125.2519 | 391.1725 | 818.0075 | 216.1409 | 0 | 88.5103 | 1358725.2283 | 87784.7625 | 1000417.965 | 397178.9297 | 0 | 114810.9691 | 0 | 1153977.9633 | 3002413.947 | 2049209.2123 | 9164518.9771 | 961560.8286 | 28133983.6919 | 28133983.6919 | 1478867.319 | 12135314.5466 | 0 | 38260063.4976 | 80008229.0552 | 562.3413 | 1.994 | 19187.9599 | 40125.2519 | 391.1725 | 818.0075
1 | 6800 | 707 | 0.035 | 15 | 15 | 7 | 7.4989e-13 | 5spot_SharedNeighbor | Water | Porous | Wet | R245fa | MinimizeLCOE_Brownfield | IgnoreSilica | 2019 | 7.1595 | 5.4427 | 0.67622 | 4 | 14980.3755 | 30414.6743 | 305.3952 | 620.0443 | 221.3835 | 0 | 78.5045 | 1676391.5983 | 108172.125 | 1270089.449 | 507545.6287 | 0 | 126490.4318 | 0 | 1438588.8008 | 3742912.9646 | 2554615.0075 | 11424806.0058 | 961560.8286 | 28133983.6919 | 28133983.6919 | 1478867.319 | 12135314.5466 | 0 | 40520350.5263 | 82268516.0838 | 749.8942 | 2.7049 | 14980.3755 | 30414.6743 | 305.3952 | 620.0443
1 | 6800 | 707 | 0.035 | 15 | 15 | 7 | 1e-12 | 5spot_SharedNeighbor | Water | Porous | Wet | R245fa | MinimizeLCOE_Brownfield | IgnoreSilica | 2019 | 9.2789 | 7.3244 | 0.91432 | 4 | 11857.2385 | 23272.3588 | 241.7258 | 474.4385 | 225.6909 | 0 | 84.4218 | 2066943.2175 | 133164.303 | 1610656.1404 | 654841.4418 | 0 | 141562.4163 | 0 | 1796795.3324 | 4674892.8816 | 3190710.4511 | 14269566.1842 | 961560.8286 | 28133983.6919 | 28133983.6919 | 1478867.319 | 12135314.5466 | 0 | 43365110.7047 | 85113276.2622 | 1000 | 3.6573 | 11857.2385 | 23272.3588 | 241.7258 | 474.4385
1 | 6800 | 707 | 0.035 | 15 | 15 | 7 | 1.3335e-12 | 5spot_SharedNeighbor | Water | Porous | Wet | R245fa | MinimizeLCOE_Brownfield | IgnoreSilica | 2019 | 12.058 | 9.8262 | 1.2317 | 4 | 9521.1461 | 17994.4949 | 194.1014 | 366.8421 | 229.423 | 0 | 78.0392 | 2543677.748 | 163574.8924 | 2037477.9437 | 848760.8718 | 0 | 158415.7213 | 0 | 2243243.7991 | 5836460.2127 | 3983504.0224 | 17815115.2113 | 961560.8286 | 28133983.6919 | 28133983.6919 | 1478867.319 | 12135314.5466 | 0 | 46910659.7318 | 88658825.2894 | 1333.5214 | 4.927 | 9521.1461 | 17994.4949 | 194.1014 | 366.8421
1 | 6800 | 707 | 0.035 | 15 | 15 | 7 | 1.7783e-12 | 5spot_SharedNeighbor | Water | Porous | Wet | R245fa | MinimizeLCOE_Brownfield | IgnoreSilica | 2019 | 15.722 | 13.1121 | 1.6486 | 4 | 7779.6215 | 14110.5832 | 158.5981 | 287.6633 | 232.1933 | 0 | 118.7819 | 3119447.6825 | 200178.3419 | 2566386.1048 | 1104008.2224 | 0 | 179394.8198 | 0 | 2796071.9168 | 7274805.5744 | 4965204.2868 | 22205496.9493 | 961560.8286 | 28133983.6919 | 28133983.6919 | 1478867.319 | 12135314.5466 | 0 | 51301041.4698 | 93049207.0274 | 1778.2794 | 6.5943 | 7779.6215 | 14110.5832 | 158.5981 | 287.6633
1 | 6800 | 707 | 0.035 | 15 | 15 | 7 | 2.3714e-12 | 5spot_SharedNeighbor | Water | Porous | Wet | R245fa | MinimizeLCOE_Brownfield | IgnoreSilica | 2019 | 20.5576 | 17.4549 | 2.1997 | 4 | 6452.6172 | 11197.3618 | 131.5453 | 228.2734 | 234.3645 | 0 | 98.4468 | 3820124.2692 | 244561.86 | 3226399.611 | 1440996.5193 | 0 | 204831.5711 | 0 | 3485396.394 | 9068286.464 | 6189291.8463 | 27679888.5349 | 961560.8286 | 28133983.6919 | 28133983.6919 | 1478867.319 | 12135314.5466 | 0 | 56775433.0554 | 98523598.6129 | 2371.3737 | 8.7988 | 6452.6172 | 11197.3618 | 131.5453 | 228.2734
1 | 6800 | 707 | 0.035 | 15 | 15 | 7 | 3.1623e-12 | 5spot_SharedNeighbor | Water | Porous | Wet | R245fa | MinimizeLCOE_Brownfield | IgnoreSilica | 2019 | 26.94 | 23.1919 | 2.9279 | 4 | 5431.1744 | 8995.7999 | 110.7218 | 183.3915 | 236.0533 | 0 | 114.602 | 4673146.8204 | 298388.6612 | 4049987.5182 | 1885834.1365 | 0 | 235824.8903 | 0 | 4345840.9904 | 11306986.8024 | 7717250.828 | 34513260.6474 | 961560.8286 | 28133983.6919 | 28133983.6919 | 1478867.319 | 12135314.5466 | 0 | 63608805.1679 | 105356970.7254 | 3162.2777 | 11.7118 | 5431.1744 | 8995.7999 | 110.7218 | 183.3915
1 | 6800 | 707 | 0.035 | 15 | 15 | 7 | 4.217e-12 | 5spot_SharedNeighbor | Water | Porous | Wet | R245fa | MinimizeLCOE_Brownfield | IgnoreSilica | 2019 | 35.3152 | 30.7244 | 3.8844 | 4 | 4640.2813 | 7327.1922 | 94.5984 | 149.3747 | 237.3528 | 0 | 107.2347 | 5706271.3309 | 363316.9539 | 5071913.0218 | 2469683.1847 | 0 | 273155.5881 | 0 | 5414892.6309 | 14088439.8785 | 9615649.7056 | 43003322.2944 | 961560.8286 | 28133983.6919 | 28133983.6919 | 1478867.319 | 12135314.5466 | 0 | 72098866.8149 | 113847032.3724 | 4216.965 | 15.5376 | 4640.2813 | 7327.1922 | 94.5984 | 149.3747
1 | 6800 | 707 | 0.035 | 15 | 15 | 7 | 5.6234e-12 | 5spot_SharedNeighbor | Water | Porous | Wet | R245fa | MinimizeLCOE_Brownfield | IgnoreSilica | 2019 | 46.2432 | 40.5519 | 5.1324 | 4 | 4023.4951 | 6057.0704 | 82.0244 | 123.4816 | 238.3329 | 0 | 106.1531 | 6951099.722 | 441219.9451 | 6332774.8954 | 3231549.8647 | 0 | 318195.3081 | 0 | 6737187.4968 | 17528779.8794 | 11963752.4481 | 53504559.5595 | 961560.8286 | 28133983.6919 | 28133983.6919 | 1478867.319 | 12135314.5466 | 0 | 82600104.0801 | 124348269.6376 | 5623.4133 | 20.5294 | 4023.4951 | 6057.0704 | 82.0244 | 123.4816
1 | 6800 | 707 | 0.035 | 15 | 15 | 7 | 7.4989e-12 | 5spot_SharedNeighbor | Water | Porous | Wet | R245fa | MinimizeLCOE_Brownfield | IgnoreSilica | 2019 | 60.2527 | 53.1114 | 6.7271 | 4 | 3543.8093 | 5095.3052 | 72.2453 | 103.8747 | 238.9747 | 0 | 118.4494 | 8423120.1111 | 532940.1768 | 7858415.6187 | 4207672.2861 | 0 | 371789.2448 | 0 | 8343635.6006 | 21708428.3179 | 14816448.3905 | 66262449.7466 | 961560.8286 | 28133983.6919 | 28133983.6919 | 1478867.319 | 12135314.5466 | 0 | 95357994.2671 | 137106159.8246 | 7498.9421 | 26.9083 | 3543.8093 | 5095.3052 | 72.2453 | 103.8747
1 | 6800 | 707 | 0.035 | 15 | 15 | 7 | 1e-11 | 5spot_SharedNeighbor | Water | Porous | Wet | R245fa | MinimizeLCOE_Brownfield | IgnoreSilica | 2019 | 77.7442 | 68.6058 | 8.6922 | 4 | 3175.2737 | 4376.0163 | 64.7322 | 89.211 | 239.1127 | 0 | 126.8879 | 10109035.7445 | 637528.4087 | 9644359.0794 | 5423359.4213 | 0 | 436181.9291 | 0 | 10237681.1874 | 26636346.4124 | 18179853.7486 | 81304345.9313 | 961560.8286 | 28133983.6919 | 28133983.6919 | 1478867.319 | 12135314.5466 | 0 | 110399890.4518 | 152148056.0094 | 10000 | 34.7686 | 3175.2737 | 4376.0163 | 64.7322 | 89.211
1 | 6800 | 707 | 0.035 | 15 | 15 | 7 | 1.3335e-11 | 5spot_SharedNeighbor | Water | Porous | Wet | R245fa | MinimizeLCOE_Brownfield | IgnoreSilica | 2019 | 98.6916 | 86.6565 | 10.9743 | 4 | 2899.7919 | 3850.8352 | 59.1162 | 78.5045 | 238.492 | 0 | 127.772 | 11942241.9547 | 750771.605 | 11625876.6525 | 6871188.1981 | 0 | 514554.9592 | 0 | 12364807.0141 | 32170691.4801 | 21957157.9768 | 98197289.8407 | 961560.8286 | 28133983.6919 | 28133983.6919 | 1478867.319 | 12135314.5466 | 0 | 127292834.3612 | 169040999.9187 | 13335.2143 | 43.8972 | 2899.7919 | 3850.8352 | 59.1162 | 78.5045
1 | 6800 | 707 | 0.035 | 15 | 15 | 7 | 1.7783e-11 | 5spot_SharedNeighbor | Water | Porous | Wet | R245fa | MinimizeLCOE_Brownfield | IgnoreSilica | 2019 | 122.4064 | 106.1466 | 13.4243 | 4 | 2701.8583 | 3479.3309 | 55.081 | 70.9309 | 236.9495 | 0 | 125.5109 | 13804011.4143 | 865328.899 | 13674440.3558 | 8495353.4215 | 0 | 609167.633 | 0 | 14604837.6722 | 37998791.759 | 25934956.1726 | 115986887.3275 | 961560.8286 | 28133983.6919 | 28133983.6919 | 1478867.319 | 12135314.5466 | 0 | 145082431.848 | 186830597.4055 | 17782.7941 | 53.6973 | 2701.8583 | 3479.3309 | 55.081 | 70.9309
1 | 6800 | 707 | 0.035 | 15 | 15 | 7 | 2.3714e-11 | 5spot_SharedNeighbor | Water | Porous | Wet | R245fa | MinimizeLCOE_Brownfield | IgnoreSilica | 2019 | 147.5662 | 125.5932 | 15.8498 | 4 | 2564.6023 | 3223.0996 | 52.2829 | 65.7072 | 234.6551 | 0 | 126.2496 | 15567581.0442 | 973471.73 | 15644356.962 | 10199587.0296 | 0 | 717072.3798 | 0 | 16809806.9668 | 43735669.562 | 29850493.1542 | 133498038.8287 | 961560.8286 | 28133983.6919 | 28133983.6919 | 1478867.319 | 12135314.5466 | 0 | 162593583.3492 | 204341748.9067 | 23713.7371 | 63.3991 | 2564.6023 | 3223.0996 | 52.2829 | 65.7072
1 | 6800 | 707 | 0.035 | 15 | 15 | 7 | 3.1623e-11 | 5spot_SharedNeighbor | Water | Porous | Wet | R245fa | MinimizeLCOE_Brownfield | IgnoreSilica | 2019 | 172.499 | 143.7927 | 18.1037 | 4 | 2469.8427 | 3046.3566 | 50.3511 | 62.1041 | 232.1339 | 0 | 122.3442 | 17149466.1138 | 1070194.8169 | 17433086.5975 | 11871819.6961 | 0 | 827217.6112 | 0 | 18857196.0859 | 49062556.0727 | 33486202.6543 | 149757739.6485 | 961560.8286 | 28133983.6919 | 28133983.6919 | 1478867.319 | 12135314.5466 | 0 | 178853284.169 | 220601449.7266 | 31622.7766 | 72.4148 | 2469.8427 | 3046.3566 | 50.3511 | 62.1041
1 | 6800 | 707 | 0.035 | 15 | 15 | 7 | 4.217e-11 | 5spot_SharedNeighbor | Water | Porous | Wet | R245fa | MinimizeLCOE_Brownfield | IgnoreSilica | 2019 | 195.5588 | 159.4299 | 20.0209 | 4 | 2408.5754 | 2929.8824 | 49.1021 | 59.7296 | 229.4731 | 0 | 149.3393 | 18464096.3233 | 1150391.8097 | 18933918.4425 | 13399974.8465 | 0 | 934589.2704 | 0 | 20624358.57 | 53660350.3616 | 36624291.7317 | 163791971.3557 | 961560.8286 | 28133983.6919 | 28133983.6919 | 1478867.319 | 12135314.5466 | 0 | 192887515.8763 | 234635681.4338 | 42169.6503 | 80.0837 | 2408.5754 | 2929.8824 | 49.1021 | 59.7296
1 | 6800 | 707 | 0.035 | 15 | 15 | 7 | 5.6234e-11 | 5spot_SharedNeighbor | Water | Porous | Wet | R245fa | MinimizeLCOE_Brownfield | IgnoreSilica | 2019 | 211.4124 | 169.4433 | 21.2886 | 4 | 2370.0016 | 2860.2666 | 48.3157 | 58.3104 | 227.4723 | 0 | 137.856 | 19286897.809 | 1200505.0607 | 19879441.3306 | 14434176.7267 | 0 | 964591.0054 | 0 | 21748588.6536 | 56585366.4277 | 38620675.2999 | 172720242.3136 | 961560.8286 | 28133983.6919 | 28133983.6919 | 1478867.319 | 12135314.5466 | 0 | 201815786.8341 | 243563952.3916 | 56234.1325 | 85.1543 | 2370.0016 | 2860.2666 | 48.3157 | 58.3104
1 | 6800 | 707 | 0.035 | 15 | 15 | 7 | 7.4989e-11 | 5spot_SharedNeighbor | Water | Porous | Wet | R245fa | MinimizeLCOE_Brownfield | IgnoreSilica | 2019 | 216.895 | 172.7496 | 21.8227 | 4 | 2342.3384 | 2820.6037 | 47.7517 | 57.5018 | 226.7356 | 0 | 192.1877 | 19555557.3636 | 1216855.0071 | 20189161.2286 | 14791680.535 | 0 | 867564.2824 | 0 | 22082119.1826 | 57453144.4475 | 39212951.6295 | 175369033.6764 | 961560.8286 | 28133983.6919 | 28133983.6919 | 1478867.319 | 12135314.5466 | 0 | 204464578.1969 | 246212743.7544 | 74989.4209 | 87.2908 | 2342.3384 | 2820.6037 | 47.7517 | 57.5018
1 | 6800 | 707 | 0.035 | 15 | 15 | 7 | 1e-10 | 5spot_SharedNeighbor | Water | Porous | Wet | R245fa | MinimizeLCOE_Brownfield | IgnoreSilica | 2019 | 221.0897 | 175.2271 | 22.2308 | 4 | 2321.3806 | 2790.8661 | 47.3245 | 56.8956 | 226.161 | 0 | 199.8523 | 19755932.8129 | 1229045.2866 | 20420471.4484 | 15064533.4586 | 0 | 783675.2879 | 0 | 22328926.7348 | 58095287.0713 | 39651227.1649 | 177329099.2654 | 961560.8286 | 28133983.6919 | 28133983.6919 | 1478867.319 | 12135314.5466 | 0 | 206424643.7859 | 248172809.3435 | 100000 | 88.9232 | 2321.3806 | 2790.8661 | 47.3245 | 56.8956
1 | 6800 | 707 | 0.035 | 15 | 15 | 7 | 1.3335e-10 | 5spot_SharedNeighbor | Water | Porous | Wet | R245fa | MinimizeLCOE_Brownfield | IgnoreSilica | 2019 | 224.4218 | 177.1611 | 22.5493 | 4 | 2305.5045 | 2768.3583 | 47.0008 | 56.4367 | 225.6983 | 0 | 210.4064 | 19911795.235 | 1238525.1371 | 20600578.2002 | 15280064.2713 | 0 | 715265.4309 | 0 | 22521029.0271 | 58595097.8302 | 39992358.278 | 178854713.4099 | 961560.8286 | 28133983.6919 | 28133983.6919 | 1478867.319 | 12135314.5466 | 0 | 207950257.9304 | 249698423.4879 | 133352.1432 | 90.1973 | 2305.5045 | 2768.3583 | 47.0008 | 56.4367
1 | 6800 | 707 | 0.035 | 15 | 15 | 7 | 1.7783e-10 | 5spot_SharedNeighbor | Water | Porous | Wet | R245fa | MinimizeLCOE_Brownfield | IgnoreSilica | 2019 | 226.8501 | 178.5509 | 22.7844 | 4 | 2293.4874 | 2751.5649 | 46.7558 | 56.0944 | 225.3573 | 0 | 278.045 | 20023510.4923 | 1245318.5991 | 20729767.7953 | 15436602.9836 | 0 | 657483.0368 | 0 | 22656146.3338 | 58946645.3459 | 40232296.681 | 179927771.268 | 961560.8286 | 28133983.6919 | 28133983.6919 | 1478867.319 | 12135314.5466 | 0 | 209023315.7885 | 250771481.346 | 177827.941 | 91.1378 | 2293.4874 | 2751.5649 | 46.7558 | 56.0944
1 | 6800 | 707 | 0.035 | 15 | 15 | 7 | 2.3714e-10 | 5spot_SharedNeighbor | Water | Porous | Wet | R245fa | MinimizeLCOE_Brownfield | IgnoreSilica | 2019 | 228.6204 | 179.554 | 22.9581 | 4 | 2284.406 | 2739.0195 | 46.5707 | 55.8386 | 225.1063 | 0 | 313.2578 | 20103987.0629 | 1250211.7649 | 20822882.3511 | 15550666.8507 | 0 | 609901.8332 | 0 | 22751683.4465 | 59195213.3158 | 40401949.428 | 180686496.0532 | 961560.8286 | 28133983.6919 | 28133983.6919 | 1478867.319 | 12135314.5466 | 0 | 209782040.5737 | 251530206.1312 | 237137.3706 | 91.8322 | 2284.406 | 2739.0195 | 46.5707 | 55.8386
1 | 6800 | 707 | 0.035 | 15 | 15 | 7 | 3.1623e-10 | 5spot_SharedNeighbor | Water | Porous | Wet | R245fa | MinimizeLCOE_Brownfield | IgnoreSilica | 2019 | 229.9071 | 180.2777 | 23.086 | 4 | 2277.5497 | 2729.6439 | 46.4309 | 55.6475 | 224.9226 | 0 | 279.2812 | 20161969.2053 | 1253736.8772 | 20889995.7984 | 15633579.2509 | 0 | 571385.2486 | 0 | 22819159.8883 | 59370773.1762 | 40521772.6401 | 181222372.085 | 961560.8286 | 28133983.6919 | 28133983.6919 | 1478867.319 | 12135314.5466 | 0 | 210317916.6055 | 252066082.1631 | 316227.766 | 92.3439 | 2277.5497 | 2729.6439 | 46.4309 | 55.6475
1 | 6800 | 707 | 0.035 | 15 | 15 | 7 | 4.217e-10 | 5spot_SharedNeighbor | Water | Porous | Wet | R245fa | MinimizeLCOE_Brownfield | IgnoreSilica | 2019 | 230.8855 | 180.8253 | 23.1829 | 4 | 2272.3781 | 2722.5825 | 46.3255 | 55.5035 | 224.7823 | 0 | 380.6516 | 20205796.9676 | 1256401.2644 | 20940740.0818 | 15696649.642 | 0 | 541286.8404 | 0 | 22869941.1705 | 59502895.6557 | 40611948.9473 | 181625660.5698 | 961560.8286 | 28133983.6919 | 28133983.6919 | 1478867.319 | 12135314.5466 | 0 | 210721205.0903 | 252469370.6478 | 421696.5034 | 92.7316 | 2272.3781 | 2722.5825 | 46.3255 | 55.5035
1 | 6800 | 707 | 0.035 | 15 | 15 | 7 | 5.6234e-10 | 5spot_SharedNeighbor | Water | Porous | Wet | R245fa | MinimizeLCOE_Brownfield | IgnoreSilica | 2019 | 231.5971 | 181.2217 | 23.2543 | 4 | 2268.4806 | 2717.3029 | 46.246 | 55.3959 | 224.6799 | 0 | 380.1339 | 20237507.0015 | 1258328.8872 | 20977461.9896 | 15742512.5289 | 0 | 517518.8197 | 0 | 22905998.3985 | 59596709.1665 | 40675978.5961 | 181912015.388 | 961560.8286 | 28133983.6919 | 28133983.6919 | 1478867.319 | 12135314.5466 | 0 | 211007559.9085 | 252755725.4661 | 562341.3252 | 93.0171 | 2268.4806 | 2717.3029 | 46.246 | 55.3959
1 | 6800 | 707 | 0.035 | 15 | 15 | 7 | 7.4989e-10 | 5spot_SharedNeighbor | Water | Porous | Wet | R245fa | MinimizeLCOE_Brownfield | IgnoreSilica | 2019 | 232.1159 | 181.5098 | 23.3069 | 4 | 2265.5457 | 2713.3539 | 46.1862 | 55.3154 | 224.6049 | 0 | 404.2686 | 20260533.8996 | 1259728.6175 | 21004132.3931 | 15775944.2345 | 0 | 498943.6858 | 0 | 22931720.3039 | 59663632.2882 | 40721655.0017 | 182116290.4244 | 961560.8286 | 28133983.6919 | 28133983.6919 | 1478867.319 | 12135314.5466 | 0 | 211211834.9449 | 252960000.5025 | 749894.2093 | 93.2278 | 2265.5457 | 2713.3539 | 46.1862 | 55.3154
1 | 6800 | 707 | 0.035 | 15 | 15 | 7 | 1e-09 | 5spot_SharedNeighbor | Water | Porous | Wet | R245fa | MinimizeLCOE_Brownfield | IgnoreSilica | 2019 | 232.5009 | 181.7231 | 23.3462 | 4 | 2263.3375 | 2710.3923 | 46.1412 | 55.255 | 224.5491 | 0 | 379.9481 | 20277579.3252 | 1260764.7249 | 21023877.0674 | 15800757.6103 | 0 | 484634.2953 | 0 | 22950569.079 | 59712672.9345 | 40755126.2505 | 182265981.2871 | 961560.8286 | 28133983.6919 | 28133983.6919 | 1478867.319 | 12135314.5466 | 0 | 211361525.8076 | 253109691.3652 | 1000000 | 93.3849 | 2263.3375 | 2710.3923 | 46.1412 | 55.255
1 | 6800 | 707 | 0.035 | 15 | 15 | 7 | 1.3335e-09 | 5spot_SharedNeighbor | Water | Porous | Wet | R245fa | MinimizeLCOE_Brownfield | IgnoreSilica | 2019 | 232.7808 | 181.8778 | 23.3751 | 4 | 2261.6771 | 2708.1788 | 46.1073 | 55.2099 | 224.5085 | 0 | 398.0485 | 20289937.0938 | 1261515.8775 | 21038192.9244 | 15818788.7532 | 0 | 473581.1412 | 0 | 22963986.1581 | 59747581.4222 | 40778952.0107 | 182372535.3811 | 961560.8286 | 28133983.6919 | 28133983.6919 | 1478867.319 | 12135314.5466 | 0 | 211468079.9016 | 253216245.4591 | 1333521.4322 | 93.5006 | 2261.6771 | 2708.1788 | 46.1073 | 55.2099
1 | 6800 | 707 | 0.035 | 15 | 15 | 7 | 1.7783e-09 | 5spot_SharedNeighbor | Water | Porous | Wet | R245fa | MinimizeLCOE_Brownfield | IgnoreSilica | 2019 | 233.0003 | 181.999 | 23.3974 | 4 | 2260.4293 | 2706.5058 | 46.0819 | 55.1758 | 224.4767 | 0 | 381.1147 | 20299622.3584 | 1262104.5761 | 21049413.5 | 15832931.044 | 0 | 465321.9974 | 0 | 22974663.4556 | 59775361.56 | 40797912.5256 | 182457331.0171 | 961560.8286 | 28133983.6919 | 28133983.6919 | 1478867.319 | 12135314.5466 | 0 | 211552875.5376 | 253301041.0951 | 1778279.41 | 93.5897 | 2260.4293 | 2706.5058 | 46.0819 | 55.1758
1 | 6800 | 707 | 0.035 | 15 | 15 | 7 | 2.3714e-09 | 5spot_SharedNeighbor | Water | Porous | Wet | R245fa | MinimizeLCOE_Brownfield | IgnoreSilica | 2019 | 231.746 | 181.2924 | 23.3275 | 4 | 2259.4171 | 2706.83 | 46.0613 | 55.1824 | 224.6507 | 0 | 571.382 | 20243159.23 | 1258672.4719 | 20984008.2465 | 15751927.5287 | 0 | 437114.9276 | 0 | 22883204.1378 | 59537403.176 | 40635501.0389 | 181730990.7575 | 961560.8286 | 28133983.6919 | 28133983.6919 | 1478867.319 | 12135314.5466 | 0 | 210826535.278 | 252574700.8356 | 2371373.7057 | 93.3101 | 2259.4171 | 2706.83 | 46.0613 | 55.1824
1 | 6800 | 707 | 0.035 | 15 | 15 | 7 | 3.1623e-09 | 5spot_SharedNeighbor | Water | Porous | Wet | R245fa | MinimizeLCOE_Brownfield | IgnoreSilica | 2019 | 233.2562 | 182.1407 | 23.4256 | 4 | 2258.6746 | 2704.2148 | 46.0461 | 55.1291 | 224.4398 | 0 | 407.2754 | 20310937.7013 | 1262792.3456 | 21062523.3116 | 15849429.4427 | 0 | 452848.4552 | 0 | 22986027.19 | 59804927.6659 | 40818092.0003 | 182547578.1126 | 961560.8286 | 28133983.6919 | 28133983.6919 | 1478867.319 | 12135314.5466 | 0 | 211643122.6331 | 253391288.1907 | 3162277.6602 | 93.7024 | 2258.6746 | 2704.2148 | 46.0461 | 55.1291
1 | 6800 | 707 | 0.035 | 15 | 15 | 7 | 4.217e-09 | 5spot_SharedNeighbor | Water | Porous | Wet | R245fa | MinimizeLCOE_Brownfield | IgnoreSilica | 2019 | 233.8233 | 182.4573 | 23.464 | 4 | 2258.1561 | 2702.9678 | 46.0356 | 55.1037 | 224.36 | 0 | 260.6491 | 20336209.2516 | 1264328.3632 | 21091805.5515 | 15886027.1797 | 0 | 456376.7442 | 0 | 23023551.3652 | 59902557.8725 | 40884726.6225 | 182845582.9504 | 961560.8286 | 28133983.6919 | 28133983.6919 | 1478867.319 | 12135314.5466 | 0 | 211941127.471 | 253689293.0285 | 4216965.0343 | 93.8558 | 2258.1561 | 2702.9678 | 46.0356 | 55.1037
1 | 6800 | 707 | 0.035 | 15 | 15 | 7 | 5.6234e-09 | 5spot_SharedNeighbor | Water | Porous | Wet | R245fa | MinimizeLCOE_Brownfield | IgnoreSilica | 2019 | 233.8887 | 182.4932 | 23.4707 | 4 | 2257.7701 | 2702.4542 | 46.0277 | 55.0932 | 224.3504 | 0 | 269.313 | 20339071.2796 | 1264502.3153 | 21095122.0504 | 15890239.3227 | 0 | 453723.6066 | 0 | 23026636.8441 | 59910585.6557 | 40890205.7494 | 182870086.8239 | 961560.8286 | 28133983.6919 | 28133983.6919 | 1478867.319 | 12135314.5466 | 0 | 211965631.3444 | 253713796.9019 | 5623413.2519 | 93.8827 | 2257.7701 | 2702.4542 | 46.0277 | 55.0932
1 | 6800 | 707 | 0.035 | 15 | 15 | 7 | 7.4989e-09 | 5spot_SharedNeighbor | Water | Porous | Wet | R245fa | MinimizeLCOE_Brownfield | IgnoreSilica | 2019 | 233.9398 | 182.5212 | 23.4759 | 4 | 2257.4804 | 2702.0667 | 46.0218 | 55.0853 | 224.343 | 0 | 305.5434 | 20341308.9799 | 1264638.3207 | 21097715.1188 | 15893531.4188 | 0 | 451758 | 0 | 23029091.2169 | 59916971.4303 | 40894564.1718 | 182889578.6572 | 961560.8286 | 28133983.6919 | 28133983.6919 | 1478867.319 | 12135314.5466 | 0 | 211985123.1777 | 253733288.7353 | 7498942.0933 | 93.9034 | 2257.4804 | 2702.0667 | 46.0218 | 55.0853
1 | 6800 | 707 | 0.035 | 15 | 15 | 7 | 1e-08 | 5spot_SharedNeighbor | Water | Porous | Wet | R245fa | MinimizeLCOE_Brownfield | IgnoreSilica | 2019 | 233.9741 | 182.54 | 23.4795 | 4 | 2257.2631 | 2701.7807 | 46.0174 | 55.0795 | 224.3379 | 0 | 367.989 | 20342805.3993 | 1264729.2715 | 21099449.2016 | 15895737.8231 | 0 | 450220.4473 | 0 | 23030647.4357 | 59921020.3924 | 40897327.6716 | 182901937.6426 | 961560.8286 | 28133983.6919 | 28133983.6919 | 1478867.319 | 12135314.5466 | 0 | 211997482.1631 | 253745647.7207 | 10000000 | 93.9179 | 2257.2631 | 2701.7807 | 46.0174 | 55.0795
1 | 6900 | 707 | 0.035 | 15 | 15 | 7 | 1e-13 | 5spot_SharedNeighbor | Water | Porous | Wet | R245fa | MinimizeLCOE_Brownfield | IgnoreSilica | 2019 | 1.235 | 0.4169 | 0.035982 | 4 | 218776.6861 | 514723.5116 | 4460.0587 | 10493.335 | 151.6927 | 0 | 41.4208 | 249805.3217 | 12602.2662 | 165590.7635 | 83811.5267 | 0 | 65356.1283 | 0 | 225094.7425 | 585650.3468 | 399718.3956 | 1787629.4915 | 961560.8286 | 28738594.3808 | 28738594.3808 | 1478867.319 | 12377158.8222 | 0 | 31487784.701 | 74082405.223 | 100 | 0.14393 | 218776.6861 | 514723.5116 | 4460.0587 | 10493.335
1 | 6900 | 707 | 0.035 | 15 | 15 | 7 | 1.3335e-13 | 5spot_SharedNeighbor | Water | Porous | Wet | R245fa | MinimizeLCOE_Brownfield | IgnoreSilica | 2019 | 1.6 | 0.65345 | 0.068299 | 4 | 117819.1172 | 273731.8594 | 2401.9021 | 5580.3942 | 167.8398 | 0 | 233.5595 | 364232.9835 | 21128.3524 | 234689.0091 | 111852.1569 | 0 | 71218.0252 | 0 | 313217.0055 | 814926.3988 | 556204.0122 | 2487467.9436 | 961560.8286 | 28738594.3808 | 28738594.3808 | 1478867.319 | 12377158.8222 | 0 | 32187623.1531 | 74782243.6751 | 133.3521 | 0.2732 | 117819.1172 | 273731.8594 | 2401.9021 | 5580.3942
1 | 6900 | 707 | 0.035 | 15 | 15 | 7 | 1.7783e-13 | 5spot_SharedNeighbor | Water | Porous | Wet | R245fa | MinimizeLCOE_Brownfield | IgnoreSilica | 2019 | 2.0598 | 1.0047 | 0.11744 | 4 | 70488.4715 | 161161.8353 | 1437.0028 | 3285.502 | 181.808 | 0 | 319.4838 | 512259.2835 | 33149.2973 | 328712.3211 | 150539.8695 | 0 | 77099.9412 | 0 | 429686.6779 | 1117956.5951 | 763028.3479 | 3412432.3336 | 961560.8286 | 28738594.3808 | 28738594.3808 | 1478867.319 | 12377158.8222 | 0 | 33112587.543 | 75707208.0651 | 177.8279 | 0.46976 | 70488.4715 | 161161.8353 | 1437.0028 | 3285.502
1 | 6900 | 707 | 0.035 | 15 | 15 | 7 | 2.3714e-13 | 5spot_SharedNeighbor | Water | Porous | Wet | R245fa | MinimizeLCOE_Brownfield | IgnoreSilica | 2019 | 2.6627 | 1.5309 | 0.18334 | 4 | 46715.9674 | 104797.2521 | 952.3682 | 2136.4337 | 194.0102 | 0 | 410.9262 | 687724.2562 | 44516.0132 | 460415.1696 | 194543.5305 | 0 | 84934.5352 | 0 | 574132.0668 | 1493773.8672 | 1019531.3584 | 4559570.7971 | 961560.8286 | 28738594.3808 | 28738594.3808 | 1478867.319 | 12377158.8222 | 0 | 34259726.0066 | 76854346.5286 | 237.1374 | 0.73336 | 46715.9674 | 104797.2521 | 952.3682 | 2136.4337
1 | 6900 | 707 | 0.035 | 15 | 15 | 7 | 3.1623e-13 | 5spot_SharedNeighbor | Water | Porous | Wet | R245fa | MinimizeLCOE_Brownfield | IgnoreSilica | 2019 | 3.4406 | 2.2186 | 0.26967 | 4 | 33025.4815 | 72512.7367 | 673.2691 | 1478.2702 | 204.2152 | 0 | 542.2142 | 891929.9145 | 57716.2307 | 619502.3995 | 249661.1591 | 0 | 93915.8308 | 0 | 745962.9585 | 1940842.6 | 1324664.9548 | 5924196.0478 | 961560.8286 | 28738594.3808 | 28738594.3808 | 1478867.319 | 12377158.8222 | 0 | 35624351.2573 | 78218971.7793 | 316.2278 | 1.0787 | 33025.4815 | 72512.7367 | 673.2691 | 1478.2702
1 | 6900 | 707 | 0.035 | 15 | 15 | 7 | 4.217e-13 | 5spot_SharedNeighbor | Water | Porous | Wet | R245fa | MinimizeLCOE_Brownfield | IgnoreSilica | 2019 | 4.4138 | 3.0887 | 0.37962 | 4 | 24506.8636 | 52557.696 | 499.6056 | 1071.4597 | 212.3883 | 0 | 53.8418 | 1125197.333 | 72759.6118 | 807245.7182 | 317841.2352 | 0 | 102660.138 | 0 | 946024.5741 | 2461361.8854 | 1679930.0627 | 7513020.5584 | 961560.8286 | 28738594.3808 | 28738594.3808 | 1478867.319 | 12377158.8222 | 0 | 37213175.7678 | 79807796.2899 | 421.6965 | 1.5185 | 24506.8636 | 52557.696 | 499.6056 | 1071.4597
1 | 6900 | 707 | 0.035 | 15 | 15 | 7 | 5.6234e-13 | 5spot_SharedNeighbor | Water | Porous | Wet | R245fa | MinimizeLCOE_Brownfield | IgnoreSilica | 2019 | 5.6831 | 4.2338 | 0.52455 | 4 | 18662.7322 | 38963.3707 | 380.465 | 794.321 | 219.1217 | 0 | 73.5156 | 1404581.2624 | 90731.2643 | 1038885.2171 | 406503.228 | 0 | 112915.5379 | 0 | 1190910.4388 | 3098504.6723 | 2114793.1068 | 9457824.7276 | 961560.8286 | 28738594.3808 | 28738594.3808 | 1478867.319 | 12377158.8222 | 0 | 39157979.937 | 81752600.4591 | 562.3413 | 2.0982 | 18662.7322 | 38963.3707 | 380.465 | 794.321
1 | 6900 | 707 | 0.035 | 15 | 15 | 7 | 7.4989e-13 | 5spot_SharedNeighbor | Water | Porous | Wet | R245fa | MinimizeLCOE_Brownfield | IgnoreSilica | 2019 | 7.3032 | 5.6998 | 0.71068 | 4 | 14593.3608 | 29577.2198 | 297.5054 | 602.9716 | 224.3786 | 0 | 69.9067 | 1731822.4223 | 111723.951 | 1317861.1341 | 519519.6703 | 0 | 123861.6705 | 0 | 1483867.6508 | 3860719.2442 | 2635020.214 | 11784395.9572 | 961560.8286 | 28738594.3808 | 28738594.3808 | 1478867.319 | 12377158.8222 | 0 | 41484551.1667 | 84079171.6888 | 749.8942 | 2.8427 | 14593.3608 | 29577.2198 | 297.5054 | 602.9716
1 | 6900 | 707 | 0.035 | 15 | 15 | 7 | 1e-12 | 5spot_SharedNeighbor | Water | Porous | Wet | R245fa | MinimizeLCOE_Brownfield | IgnoreSilica | 2019 | 9.4421 | 7.6609 | 0.95997 | 4 | 11564.5748 | 22657.2765 | 235.7595 | 461.8992 | 228.8413 | 0 | 84.6181 | 2133530.642 | 137417.9753 | 1669588.234 | 670653.911 | 0 | 137015.8583 | 0 | 1851800.582 | 4818005.2579 | 3288387.5887 | 14706400.0493 | 961560.8286 | 28738594.3808 | 28738594.3808 | 1478867.319 | 12377158.8222 | 0 | 44406555.2587 | 87001175.7808 | 1000 | 3.8399 | 11564.5748 | 22657.2765 | 235.7595 | 461.8992
1 | 6900 | 707 | 0.035 | 15 | 15 | 7 | 1.3335e-12 | 5spot_SharedNeighbor | Water | Porous | Wet | R245fa | MinimizeLCOE_Brownfield | IgnoreSilica | 2019 | 12.2795 | 10.2642 | 1.2911 | 4 | 9302.8948 | 17550.5894 | 189.6521 | 357.7925 | 232.465 | 0 | 94.518 | 2623311.0146 | 168645.1672 | 2109813.5006 | 867905.9172 | 0 | 152981.1544 | 0 | 2309836.1341 | 6009719.8083 | 4101757.2566 | 18343969.9531 | 961560.8286 | 28738594.3808 | 28738594.3808 | 1478867.319 | 12377158.8222 | 0 | 48044125.1625 | 90638745.6846 | 1333.5214 | 5.1644 | 9302.8948 | 17550.5894 | 189.6521 | 357.7925
1 | 6900 | 707 | 0.035 | 15 | 15 | 7 | 1.7783e-12 | 5spot_SharedNeighbor | Water | Porous | Wet | R245fa | MinimizeLCOE_Brownfield | IgnoreSilica | 2019 | 15.9996 | 13.6834 | 1.7263 | 4 | 7610.0539 | 13778.4979 | 155.1412 | 280.8933 | 235.2474 | 0 | 81.358 | 3215057.8742 | 206244.5473 | 2655458.8847 | 1128363.1192 | 0 | 172100.4798 | 0 | 2877117.7131 | 7485670.1114 | 5109123.6662 | 22849136.396 | 961560.8286 | 28738594.3808 | 28738594.3808 | 1478867.319 | 12377158.8222 | 0 | 52549291.6055 | 95143912.1275 | 1778.2794 | 6.9052 | 7610.0539 | 13778.4979 | 155.1412 | 280.8933
1 | 6900 | 707 | 0.035 | 15 | 15 | 7 | 2.3714e-12 | 5spot_SharedNeighbor | Water | Porous | Wet | R245fa | MinimizeLCOE_Brownfield | IgnoreSilica | 2019 | 20.9178 | 18.2104 | 2.3027 | 4 | 6316.2629 | 10940.6849 | 128.7656 | 223.0407 | 237.4331 | 0 | 101.8394 | 3936609.3333 | 251924.9424 | 3337651.1642 | 1472837.7039 | 0 | 195468.0029 | 0 | 3585851.5473 | 9329650.1667 | 6367677.9439 | 28477670.8046 | 961560.8286 | 28738594.3808 | 28738594.3808 | 1478867.319 | 12377158.8222 | 0 | 58177826.014 | 100772446.5361 | 2371.3737 | 9.2108 | 6316.2629 | 10940.6849 | 128.7656 | 223.0407
1 | 6900 | 707 | 0.035 | 15 | 15 | 7 | 3.1623e-12 | 5spot_SharedNeighbor | Water | Porous | Wet | R245fa | MinimizeLCOE_Brownfield | IgnoreSilica | 2019 | 27.3958 | 24.179 | 3.0629 | 4 | 5320.9398 | 8797.6 | 108.4746 | 179.351 | 239.1304 | 0 | 96.0474 | 4813464.2144 | 307223.1758 | 4187314.4892 | 1926750.0513 | 0 | 223730.1766 | 0 | 4468808.0218 | 11626921.7942 | 7935613.0339 | 35489824.9572 | 961560.8286 | 28738594.3808 | 28738594.3808 | 1478867.319 | 12377158.8222 | 0 | 65189980.1667 | 107784600.6888 | 3162.2777 | 12.2516 | 5320.9398 | 8797.6 | 108.4746 | 179.351
1 | 6900 | 707 | 0.035 | 15 | 15 | 7 | 4.217e-12 | 5spot_SharedNeighbor | Water | Porous | Wet | R245fa | MinimizeLCOE_Brownfield | IgnoreSilica | 2019 | 35.907 | 32.0251 | 4.0624 | 4 | 4548.5986 | 7169.8492 | 92.7293 | 146.1671 | 240.4385 | 0 | 100.3114 | 5876909.7396 | 374015.9525 | 5242964.2503 | 2523154.4895 | 0 | 257974.6722 | 0 | 5567257.4506 | 14484861.885 | 9886215.8706 | 44213354.3104 | 961560.8286 | 28738594.3808 | 28738594.3808 | 1478867.319 | 12377158.8222 | 0 | 73913509.5198 | 116508130.0419 | 4216.965 | 16.2497 | 4548.5986 | 7169.8492 | 92.7293 | 146.1671
1 | 6900 | 707 | 0.035 | 15 | 15 | 7 | 5.6234e-12 | 5spot_SharedNeighbor | Water | Porous | Wet | R245fa | MinimizeLCOE_Brownfield | IgnoreSilica | 2019 | 46.9937 | 42.2437 | 5.3644 | 4 | 3946.5955 | 5931.6477 | 80.4567 | 120.9247 | 241.4214 | 0 | 95.1602 | 7156222.6919 | 454025.6224 | 6543261.9857 | 3300094.397 | 0 | 299103.7127 | 0 | 6923556.2797 | 18013673.2232 | 12294702.1188 | 54984640.0314 | 961560.8286 | 28738594.3808 | 28738594.3808 | 1478867.319 | 12377158.8222 | 0 | 84684795.2408 | 127279415.7629 | 5623.4133 | 21.4577 | 3946.5955 | 5931.6477 | 80.4567 | 120.9247
1 | 6900 | 707 | 0.035 | 15 | 15 | 7 | 7.4989e-12 | 5spot_SharedNeighbor | Water | Porous | Wet | R245fa | MinimizeLCOE_Brownfield | IgnoreSilica | 2019 | 61.2079 | 55.2992 | 7.0276 | 4 | 3478.0674 | 4993.3392 | 70.9051 | 101.796 | 242.0543 | 0 | 103.9901 | 8668867.2111 | 548214.3834 | 8116337.4673 | 4295449.9064 | 0 | 348367.8761 | 0 | 8571122.3693 | 22300302.2259 | 15220414.4946 | 68069075.9342 | 961560.8286 | 28738594.3808 | 28738594.3808 | 1478867.319 | 12377158.8222 | 0 | 97769231.1436 | 140363851.6657 | 7498.9421 | 28.1102 | 3478.0674 | 4993.3392 | 70.9051 | 101.796
1 | 6900 | 707 | 0.035 | 15 | 15 | 7 | 1e-11 | 5spot_SharedNeighbor | Water | Porous | Wet | R245fa | MinimizeLCOE_Brownfield | IgnoreSilica | 2019 | 78.889 | 71.3326 | 9.0677 | 4 | 3119.0543 | 4293.4037 | 63.5861 | 87.5268 | 242.1583 | 0 | 108.9306 | 10393981.036 | 655161.6972 | 9949815.7182 | 5530251.5928 | 0 | 407725.1672 | 0 | 10505404.7325 | 27332908.1591 | 18655271.4537 | 83430519.5566 | 961560.8286 | 28738594.3808 | 28738594.3808 | 1478867.319 | 12377158.8222 | 0 | 113130674.7661 | 155725295.2882 | 10000 | 36.2708 | 3119.0543 | 4293.4037 | 63.5861 | 87.5268
1 | 6900 | 707 | 0.035 | 15 | 15 | 7 | 1.3335e-11 | 5spot_SharedNeighbor | Water | Porous | Wet | R245fa | MinimizeLCOE_Brownfield | IgnoreSilica | 2019 | 100.0358 | 89.9625 | 11.4304 | 4 | 2850.9121 | 3782.5205 | 58.1197 | 77.1118 | 241.4744 | 0 | 120.8372 | 12265746.9056 | 770708.3042 | 11979368.9004 | 6998362.426 | 0 | 481729.4505 | 0 | 12673407.2347 | 32973605.9515 | 22505163.6018 | 100648092.7745 | 961560.8286 | 28738594.3808 | 28738594.3808 | 1478867.319 | 12377158.8222 | 0 | 130348247.984 | 172942868.5061 | 13335.2143 | 45.7216 | 2850.9121 | 3782.5205 | 58.1197 | 77.1118
1 | 6900 | 707 | 0.035 | 15 | 15 | 7 | 1.7783e-11 | 5spot_SharedNeighbor | Water | Porous | Wet | R245fa | MinimizeLCOE_Brownfield | IgnoreSilica | 2019 | 123.8802 | 109.9642 | 13.9522 | 4 | 2658.8804 | 3422.1024 | 54.2049 | 69.7642 | 239.8462 | 0 | 122.8075 | 14156943.1875 | 886998.5216 | 14066491.1167 | 8637577.3406 | 0 | 572775.0112 | 0 | 14945106.2193 | 38884100.7197 | 26539197.7296 | 118689189.8462 | 961560.8286 | 28738594.3808 | 28738594.3808 | 1478867.319 | 12377158.8222 | 0 | 148389345.0556 | 190983965.5777 | 17782.7941 | 55.809 | 2658.8804 | 3422.1024 | 54.2049 | 69.7642
1 | 6900 | 707 | 0.035 | 15 | 15 | 7 | 2.3714e-11 | 5spot_SharedNeighbor | Water | Porous | Wet | R245fa | MinimizeLCOE_Brownfield | IgnoreSilica | 2019 | 149.0742 | 129.8327 | 16.438 | 4 | 2525.7631 | 3173.5696 | 51.4911 | 64.6975 | 237.4835 | 0 | 130.2804 | 15941521.2123 | 996358.8878 | 16065415.0994 | 10349750.2843 | 0 | 677575.1683 | 0 | 17171942.0543 | 44677870.7756 | 30493564.8428 | 136373998.3248 | 961560.8286 | 28738594.3808 | 28738594.3808 | 1478867.319 | 12377158.8222 | 0 | 166074153.5342 | 208668774.0563 | 23713.7371 | 65.7521 | 2525.7631 | 3173.5696 | 51.4911 | 64.6975
1 | 6900 | 707 | 0.035 | 15 | 15 | 7 | 3.1623e-11 | 5spot_SharedNeighbor | Water | Porous | Wet | R245fa | MinimizeLCOE_Brownfield | IgnoreSilica | 2019 | 173.9682 | 148.3483 | 18.7378 | 4 | 2434.0814 | 3002.3781 | 49.622 | 61.2075 | 234.8894 | 0 | 129.0675 | 17536418.9788 | 1093817.1623 | 17873546.4448 | 12024573.9549 | 0 | 785521.2794 | 0 | 19232412.3499 | 50038791.8241 | 34152503.6143 | 152737585.6085 | 961560.8286 | 28738594.3808 | 28738594.3808 | 1478867.319 | 12377158.8222 | 0 | 182437740.818 | 225032361.34 | 31622.7766 | 74.9514 | 2434.0814 | 3002.3781 | 49.622 | 61.2075
1 | 6900 | 707 | 0.035 | 15 | 15 | 7 | 4.217e-11 | 5spot_SharedNeighbor | Water | Porous | Wet | R245fa | MinimizeLCOE_Brownfield | IgnoreSilica | 2019 | 196.9011 | 164.1801 | 20.6848 | 4 | 2374.9264 | 2889.7324 | 48.4161 | 58.9111 | 232.1678 | 0 | 155.7801 | 18856173.9721 | 1174279.0774 | 19383898.2476 | 13548531.9319 | 0 | 891051.3195 | 0 | 21003034.4739 | 54645587.3863 | 37296736.2457 | 166799292.6543 | 961560.8286 | 28738594.3808 | 28738594.3808 | 1478867.319 | 12377158.8222 | 0 | 196499447.8638 | 239094068.3859 | 42169.6503 | 82.7392 | 2374.9264 | 2889.7324 | 48.4161 | 58.9111
1 | 6900 | 707 | 0.035 | 15 | 15 | 7 | 5.6234e-11 | 5spot_SharedNeighbor | Water | Porous | Wet | R245fa | MinimizeLCOE_Brownfield | IgnoreSilica | 2019 | 214.4138 | 175.4174 | 22.0818 | 4 | 2338.075 | 2820.3123 | 47.6648 | 57.4959 | 229.8909 | 0 | 146.1442 | 19771285.4883 | 1229979.158 | 20438205.192 | 14699373.683 | 0 | 948900.962 | 0 | 22264220.3485 | 57926934.3271 | 39536322.9577 | 176815222.1165 | 961560.8286 | 28738594.3808 | 28738594.3808 | 1478867.319 | 12377158.8222 | 0 | 206515377.3259 | 249109997.848 | 56234.1325 | 88.3271 | 2338.075 | 2820.3123 | 47.6648 | 57.4959
1 | 6900 | 707 | 0.035 | 15 | 15 | 7 | 7.4989e-11 | 5spot_SharedNeighbor | Water | Porous | Wet | R245fa | MinimizeLCOE_Brownfield | IgnoreSilica | 2019 | 219.877 | 178.7404 | 22.6148 | 4 | 2312.2122 | 2783.0833 | 47.1376 | 56.7369 | 229.1317 | 0 | 128.65 | 20038722.8589 | 1246243.589 | 20747365.901 | 15055319.0852 | 0 | 854230.6166 | 0 | 22597333.9998 | 58793627.7168 | 40127859.005 | 179460702.7723 | 961560.8286 | 28738594.3808 | 28738594.3808 | 1478867.319 | 12377158.8222 | 0 | 209160857.9818 | 251755478.5038 | 74989.4209 | 90.4592 | 2312.2122 | 2783.0833 | 47.1376 | 56.7369
1 | 6900 | 707 | 0.035 | 15 | 15 | 7 | 1e-10 | 5spot_SharedNeighbor | Water | Porous | Wet | R245fa | MinimizeLCOE_Brownfield | IgnoreSilica | 2019 | 220.6876 | 179.2024 | 22.8067 | 4 | 2292.8817 | 2759.7908 | 46.7435 | 56.2621 | 229.0014 | 0 | 141.2566 | 20075789.7182 | 1248497.362 | 20790252.1656 | 15107723.4844 | 0 | 723294.9729 | 0 | 22598767.5042 | 58797357.4014 | 40130404.5913 | 179472087.2001 | 961560.8286 | 28738594.3808 | 28738594.3808 | 1478867.319 | 12377158.8222 | 0 | 209172242.4095 | 251766862.9316 | 100000 | 91.2268 | 2292.8817 | 2759.7908 | 46.7435 | 56.2621
1 | 6900 | 707 | 0.035 | 15 | 15 | 7 | 1.3335e-10 | 5spot_SharedNeighbor | Water | Porous | Wet | R245fa | MinimizeLCOE_Brownfield | IgnoreSilica | 2019 | 228.2197 | 183.6448 | 23.388 | 4 | 2277.8305 | 2733.1349 | 46.4367 | 55.7187 | 227.9414 | 0 | 151.2653 | 20430893.5068 | 1270082.8453 | 21201552.6515 | 15590873.2083 | 0 | 718850.8372 | 0 | 23092778.6892 | 60082673.169 | 41007659.0133 | 183395363.9205 | 961560.8286 | 28738594.3808 | 28738594.3808 | 1478867.319 | 12377158.8222 | 0 | 213095519.13 | 255690139.652 | 133352.1432 | 93.552 | 2277.8305 | 2733.1349 | 46.4367 | 55.7187
1 | 6900 | 707 | 0.035 | 15 | 15 | 7 | 1.7783e-10 | 5spot_SharedNeighbor | Water | Porous | Wet | R245fa | MinimizeLCOE_Brownfield | IgnoreSilica | 2019 | 230.2607 | 184.8254 | 23.5997 | 4 | 2266.5537 | 2717.7736 | 46.2068 | 55.4055 | 227.6477 | 0 | 207.9581 | 20524856.615 | 1275792.761 | 21310520.0351 | 15723045.9445 | 0 | 657143.2951 | 0 | 23201629.8738 | 60365881.623 | 41200954.6025 | 184259824.7502 | 961560.8286 | 28738594.3808 | 28738594.3808 | 1478867.319 | 12377158.8222 | 0 | 213959979.9597 | 256554600.4817 | 177827.941 | 94.3988 | 2266.5537 | 2717.7736 | 46.2068 | 55.4055
1 | 6900 | 707 | 0.035 | 15 | 15 | 7 | 2.3714e-10 | 5spot_SharedNeighbor | Water | Porous | Wet | R245fa | MinimizeLCOE_Brownfield | IgnoreSilica | 2019 | 231.5512 | 185.5584 | 23.7429 | 4 | 2258.0965 | 2706.5943 | 46.0344 | 55.1776 | 227.4559 | 0 | 277.0897 | 20583110.1695 | 1279332.3236 | 21378103.6546 | 15806479.6683 | 0 | 604276.3015 | 0 | 23264007.8259 | 60528176.2587 | 41311724.0262 | 184755210.2284 | 961560.8286 | 28738594.3808 | 28738594.3808 | 1478867.319 | 12377158.8222 | 0 | 214455365.4378 | 257049985.9599 | 237137.3706 | 94.9717 | 2258.0965 | 2706.5943 | 46.0344 | 55.1776
1 | 6900 | 707 | 0.035 | 15 | 15 | 7 | 3.1623e-10 | 5spot_SharedNeighbor | Water | Porous | Wet | R245fa | MinimizeLCOE_Brownfield | IgnoreSilica | 2019 | 232.8741 | 186.309 | 23.8726 | 4 | 2251.7178 | 2697.7804 | 45.9043 | 54.9979 | 227.2609 | 0 | 297.0497 | 20642702.2762 | 1282952.9278 | 21447262.3048 | 15892048.4137 | 0 | 567686.7173 | 0 | 23334734.5295 | 60712192.6335 | 41437318.9832 | 185316898.786 | 961560.8286 | 28738594.3808 | 28738594.3808 | 1478867.319 | 12377158.8222 | 0 | 215017053.9954 | 257611674.5175 | 316227.766 | 95.4902 | 2251.7178 | 2697.7804 | 45.9043 | 54.9979
1 | 6900 | 707 | 0.035 | 15 | 15 | 7 | 4.217e-10 | 5spot_SharedNeighbor | Water | Porous | Wet | R245fa | MinimizeLCOE_Brownfield | IgnoreSilica | 2019 | 233.848 | 186.8585 | 23.9687 | 4 | 2246.9082 | 2691.1811 | 45.8063 | 54.8634 | 227.1165 | 0 | 379.3857 | 20686280.2131 | 1285600.3823 | 21497850.0794 | 15955038.6599 | 0 | 538663.4417 | 0 | 23385738.7828 | 60844895.2383 | 41527891.2377 | 185721958.0355 | 961560.8286 | 28738594.3808 | 28738594.3808 | 1478867.319 | 12377158.8222 | 0 | 215422113.2449 | 258016733.767 | 421696.5034 | 95.8749 | 2246.9082 | 2691.1811 | 45.8063 | 54.8634
1 | 6900 | 707 | 0.035 | 15 | 15 | 7 | 5.6234e-10 | 5spot_SharedNeighbor | Water | Porous | Wet | R245fa | MinimizeLCOE_Brownfield | IgnoreSilica | 2019 | 234.5861 | 187.2733 | 24.0414 | 4 | 2243.2847 | 2686.2151 | 45.7324 | 54.7621 | 227.0068 | 0 | 357.1402 | 20719149.6355 | 1287597.1677 | 21536014.6639 | 16002771.7692 | 0 | 516194.6023 | 0 | 23424073.8571 | 60944635.2379 | 41595965.8369 | 186026402.7706 | 961560.8286 | 28738594.3808 | 28738594.3808 | 1478867.319 | 12377158.8222 | 0 | 215726557.98 | 258321178.5021 | 562341.3252 | 96.1655 | 2243.2847 | 2686.2151 | 45.7324 | 54.7621
1 | 6900 | 707 | 0.035 | 15 | 15 | 7 | 7.4989e-10 | 5spot_SharedNeighbor | Water | Porous | Wet | R245fa | MinimizeLCOE_Brownfield | IgnoreSilica | 2019 | 235.1929 | 187.6133 | 24.0991 | 4 | 2240.5557 | 2682.4245 | 45.6768 | 54.6849 | 226.9167 | 0 | 352.4927 | 20746078.9827 | 1289233.0331 | 21567287.2806 | 16041907.6643 | 0 | 499625.0286 | 0 | 23456211.4758 | 61028250.7296 | 41653035.1281 | 186281629.3228 | 961560.8286 | 28738594.3808 | 28738594.3808 | 1478867.319 | 12377158.8222 | 0 | 215981784.5323 | 258576405.0543 | 749894.2093 | 96.3965 | 2240.5557 | 2682.4245 | 45.6768 | 54.6849
1 | 6900 | 707 | 0.035 | 15 | 15 | 7 | 1e-09 | 5spot_SharedNeighbor | Water | Porous | Wet | R245fa | MinimizeLCOE_Brownfield | IgnoreSilica | 2019 | 235.5802 | 187.8292 | 24.1383 | 4 | 2238.5028 | 2679.6552 | 45.6349 | 54.6284 | 226.8587 | 0 | 206.0238 | 20763172.7675 | 1290271.3909 | 21587140.3675 | 16066871.2908 | 0 | 485918.3142 | 0 | 23475415.9111 | 61078216.7306 | 41687137.9505 | 186434144.7231 | 961560.8286 | 28738594.3808 | 28738594.3808 | 1478867.319 | 12377158.8222 | 0 | 216134299.9326 | 258728920.4547 | 1000000 | 96.5531 | 2238.5028 | 2679.6552 | 45.6349 | 54.6284
1 | 6900 | 707 | 0.035 | 15 | 15 | 7 | 1.3335e-09 | 5spot_SharedNeighbor | Water | Porous | Wet | R245fa | MinimizeLCOE_Brownfield | IgnoreSilica | 2019 | 235.8897 | 188.0016 | 24.1688 | 4 | 2236.9595 | 2677.5546 | 45.6034 | 54.5856 | 226.8124 | 0 | 210.7461 | 20776820.0452 | 1291100.3742 | 21602991.9167 | 16086822.4966 | 0 | 475742.1063 | 0 | 23491056.0062 | 61118909.05 | 41714911.2946 | 186558353.2897 | 961560.8286 | 28738594.3808 | 28738594.3808 | 1478867.319 | 12377158.8222 | 0 | 216258508.4991 | 258853129.0212 | 1333521.4322 | 96.6752 | 2236.9595 | 2677.5546 | 45.6034 | 54.5856
1 | 6900 | 707 | 0.035 | 15 | 15 | 7 | 1.7783e-09 | 5spot_SharedNeighbor | Water | Porous | Wet | R245fa | MinimizeLCOE_Brownfield | IgnoreSilica | 2019 | 234.182 | 187.0301 | 24.0715 | 4 | 2235.7646 | 2678.1413 | 45.5791 | 54.5975 | 227.0567 | 0 | 373.7981 | 20699877.0173 | 1286426.3857 | 21513636.4667 | 15976399.3324 | 0 | 438799.9516 | 0 | 23366904.27 | 60795891.6993 | 41494445.3154 | 185572380.4385 | 961560.8286 | 28738594.3808 | 28738594.3808 | 1478867.319 | 12377158.8222 | 0 | 215272535.6479 | 257867156.17 | 1778279.41 | 96.2859 | 2235.7646 | 2678.1413 | 45.5791 | 54.5975
1 | 6900 | 707 | 0.035 | 15 | 15 | 7 | 2.3714e-09 | 5spot_SharedNeighbor | Water | Porous | Wet | R245fa | MinimizeLCOE_Brownfield | IgnoreSilica | 2019 | 235.946 | 188.0305 | 24.188 | 4 | 2234.8304 | 2675.0753 | 45.56 | 54.535 | 226.8025 | 0 | 210.8491 | 20779107.8694 | 1291239.3431 | 21605649.3777 | 16090415.95 | 0 | 456106.1672 | 0 | 23486782.2958 | 61107789.7323 | 41707322.1318 | 186524412.8672 | 961560.8286 | 28738594.3808 | 28738594.3808 | 1478867.319 | 12377158.8222 | 0 | 216224568.0767 | 258819188.5987 | 2371373.7057 | 96.7521 | 2234.8304 | 2675.0753 | 45.56 | 54.535
1 | 6900 | 707 | 0.035 | 15 | 15 | 7 | 3.1623e-09 | 5spot_SharedNeighbor | Water | Porous | Wet | R245fa | MinimizeLCOE_Brownfield | IgnoreSilica | 2019 | 236.8272 | 188.5267 | 24.2473 | 4 | 2234.1837 | 2673.3526 | 45.5469 | 54.4999 | 226.6747 | 0 | 260.9822 | 20818361.2538 | 1293623.6382 | 21651249.8949 | 16147318.5913 | 0 | 462738.3546 | 0 | 23545583.7758 | 61260779.1212 | 41811740.5334 | 186991395.1631 | 961560.8286 | 28738594.3808 | 28738594.3808 | 1478867.319 | 12377158.8222 | 0 | 216691550.3726 | 259286170.8946 | 3162277.6602 | 96.9891 | 2234.1837 | 2673.3526 | 45.5469 | 54.4999
1 | 6900 | 707 | 0.035 | 15 | 15 | 7 | 4.217e-09 | 5spot_SharedNeighbor | Water | Porous | Wet | R245fa | MinimizeLCOE_Brownfield | IgnoreSilica | 2019 | 236.9218 | 188.579 | 24.2566 | 4 | 2233.7058 | 2672.7054 | 45.5371 | 54.4867 | 226.6604 | 0 | 292.5935 | 20822496.9912 | 1293874.8402 | 21656054.9252 | 16153416.625 | 0 | 459471.2494 | 0 | 23550272.7061 | 61272978.7561 | 41820067.0349 | 187028633.1282 | 961560.8286 | 28738594.3808 | 28738594.3808 | 1478867.319 | 12377158.8222 | 0 | 216728788.3377 | 259323408.8597 | 4216965.0343 | 97.0266 | 2233.7058 | 2672.7054 | 45.5371 | 54.4867
1 | 6900 | 707 | 0.035 | 15 | 15 | 7 | 5.6234e-09 | 5spot_SharedNeighbor | Water | Porous | Wet | R245fa | MinimizeLCOE_Brownfield | IgnoreSilica | 2019 | 236.9903 | 188.6168 | 24.2635 | 4 | 2233.3473 | 2672.2226 | 45.5298 | 54.4769 | 226.65 | 0 | 340.2196 | 20825488.3167 | 1294056.5305 | 21659530.4079 | 16157832.0086 | 0 | 456975.4151 | 0 | 23553614.2447 | 61281672.7541 | 41826000.8672 | 187055170.5448 | 961560.8286 | 28738594.3808 | 28738594.3808 | 1478867.319 | 12377158.8222 | 0 | 216755325.7543 | 259349946.2763 | 5623413.2519 | 97.054 | 2233.3473 | 2672.2226 | 45.5298 | 54.4769
1 | 6900 | 707 | 0.035 | 15 | 15 | 7 | 7.4989e-09 | 5spot_SharedNeighbor | Water | Porous | Wet | R245fa | MinimizeLCOE_Brownfield | IgnoreSilica | 2019 | 237.0339 | 188.6407 | 24.2682 | 4 | 2233.0782 | 2671.8693 | 45.5243 | 54.4697 | 226.6434 | 0 | 412.3359 | 20827380.6394 | 1294171.468 | 21661729.0389 | 16160635.0431 | 0 | 454983.2335 | 0 | 23555570.7749 | 61286763.2444 | 41829475.2313 | 187070708.6735 | 961560.8286 | 28738594.3808 | 28738594.3808 | 1478867.319 | 12377158.8222 | 0 | 216770863.8829 | 259365484.405 | 7498942.0933 | 97.0727 | 2233.0782 | 2671.8693 | 45.5243 | 54.4697
1 | 6900 | 707 | 0.035 | 15 | 15 | 7 | 1e-08 | 5spot_SharedNeighbor | Water | Porous | Wet | R245fa | MinimizeLCOE_Brownfield | IgnoreSilica | 2019 | 237.0829 | 188.6679 | 24.2727 | 4 | 2232.8765 | 2671.586 | 45.5202 | 54.4639 | 226.636 | 0 | 433.9837 | 20829531.2014 | 1294302.0904 | 21664227.7371 | 16163799.158 | 0 | 453725.7694 | 0 | 23558178.5229 | 61293548.0698 | 41834106.0141 | 187091418.5632 | 961560.8286 | 28738594.3808 | 28738594.3808 | 1478867.319 | 12377158.8222 | 0 | 216791573.7727 | 259386194.2947 | 10000000 | 97.0907 | 2232.8765 | 2671.586 | 45.5202 | 54.4639
1 | 7000 | 707 | 0.035 | 15 | 15 | 7 | 1e-13 | 5spot_SharedNeighbor | Water | Porous | Wet | R245fa | MinimizeLCOE_Brownfield | IgnoreSilica | 2019 | 1.2739 | 0.44706 | 0.040113 | 4 | 200650.5324 | 471445.3731 | 4090.5325 | 9611.0516 | 154.7927 | 0 | 53.1057 | 265730.977 | 13761.8534 | 174731.8011 | 87646.1492 | 0 | 66389.147 | 0 | 237221.3718 | 617201.3486 | 421252.6026 | 1883935.2507 | 961560.8286 | 29349065.1606 | 29349065.1606 | 1478867.319 | 12621347.1341 | 0 | 32194561.2399 | 75643840.8537 | 100 | 0.16045 | 200650.5324 | 471445.3731 | 4090.5325 | 9611.0516
1 | 7000 | 707 | 0.035 | 15 | 15 | 7 | 1.3335e-13 | 5spot_SharedNeighbor | Water | Porous | Wet | R245fa | MinimizeLCOE_Brownfield | IgnoreSilica | 2019 | 1.632 | 0.68589 | 0.073732 | 4 | 111526.9494 | 258849.3289 | 2273.6277 | 5276.9937 | 170.385 | 0 | 247.2551 | 380726.8565 | 22668.495 | 243514.8639 | 115620.9791 | 0 | 70991.5333 | 0 | 325073.8639 | 845775.512 | 577259.1659 | 2581631.2695 | 961560.8286 | 29349065.1606 | 29349065.1606 | 1478867.319 | 12621347.1341 | 0 | 32892257.2588 | 76341536.8726 | 133.3521 | 0.29493 | 111526.9494 | 258849.3289 | 2273.6277 | 5276.9937
1 | 7000 | 707 | 0.035 | 15 | 15 | 7 | 1.7783e-13 | 5spot_SharedNeighbor | Water | Porous | Wet | R245fa | MinimizeLCOE_Brownfield | IgnoreSilica | 2019 | 2.1182 | 1.0813 | 0.12719 | 4 | 66618.8819 | 152023.9898 | 1358.116 | 3099.2147 | 184.9176 | 0 | 323.7512 | 539239.6749 | 34898.5751 | 348609.9931 | 155766.7907 | 0 | 77763.0166 | 0 | 450948.4397 | 1173275.3377 | 800784.5264 | 3581286.3542 | 961560.8286 | 29349065.1606 | 29349065.1606 | 1478867.319 | 12621347.1341 | 0 | 33891912.3435 | 77341191.9573 | 177.8279 | 0.50874 | 66618.8819 | 152023.9898 | 1358.116 | 3099.2147
1 | 7000 | 707 | 0.035 | 15 | 15 | 7 | 2.3714e-13 | 5spot_SharedNeighbor | Water | Porous | Wet | R245fa | MinimizeLCOE_Brownfield | IgnoreSilica | 2019 | 2.7405 | 1.6362 | 0.19679 | 4 | 44564.1085 | 99763.0176 | 908.4996 | 2033.8041 | 197.2032 | 0 | 422.0054 | 720493.638 | 46636.316 | 485561.7314 | 200975.5572 | 0 | 85623.7765 | 0 | 600323.4975 | 1561918.5971 | 1066041.5368 | 4767574.6505 | 961560.8286 | 29349065.1606 | 29349065.1606 | 1478867.319 | 12621347.1341 | 0 | 35078200.6398 | 78527480.2536 | 237.1374 | 0.78714 | 44564.1085 | 99763.0176 | 908.4996 | 2033.8041
1 | 7000 | 707 | 0.035 | 15 | 15 | 7 | 3.1623e-13 | 5spot_SharedNeighbor | Water | Porous | Wet | R245fa | MinimizeLCOE_Brownfield | IgnoreSilica | 2019 | 3.5184 | 2.3393 | 0.28555 | 4 | 31910.2452 | 69950.646 | 650.5335 | 1426.0385 | 207.1899 | 0 | 546.1308 | 925716.6898 | 59897.4148 | 646330.3599 | 256091.2112 | 0 | 93353.6032 | 0 | 772741.8188 | 2010515.7014 | 1372218.2782 | 6136865.0773 | 961560.8286 | 29349065.1606 | 29349065.1606 | 1478867.319 | 12621347.1341 | 0 | 36447491.0666 | 79896770.6804 | 316.2278 | 1.1422 | 31910.2452 | 69950.646 | 650.5335 | 1426.0385
1 | 7000 | 707 | 0.035 | 15 | 15 | 7 | 4.217e-13 | 5spot_SharedNeighbor | Water | Porous | Wet | R245fa | MinimizeLCOE_Brownfield | IgnoreSilica | 2019 | 4.5064 | 3.2432 | 0.40017 | 4 | 23785.34 | 50929.8881 | 484.8963 | 1038.2747 | 215.3575 | 0 | 68.1913 | 1164475.8297 | 75289.1558 | 839398.325 | 325490.1383 | 0 | 101338.5925 | 0 | 977336.8961 | 2542830.1243 | 1735533.8098 | 7761692.8714 | 961560.8286 | 29349065.1606 | 29349065.1606 | 1478867.319 | 12621347.1341 | 0 | 38072318.8606 | 81521598.4744 | 421.6965 | 1.6007 | 23785.34 | 50929.8881 | 484.8963 | 1038.2747
1 | 7000 | 707 | 0.035 | 15 | 15 | 7 | 5.6234e-13 | 5spot_SharedNeighbor | Water | Porous | Wet | R245fa | MinimizeLCOE_Brownfield | IgnoreSilica | 2019 | 5.7951 | 4.4334 | 0.55132 | 4 | 18167.1678 | 37869.4101 | 370.3623 | 772.0191 | 222.096 | 0 | 95.184 | 1450886.7304 | 93705.405 | 1077894.717 | 415868.4383 | 0 | 110679.639 | 0 | 1228123.6226 | 3195325.7432 | 2180875.4771 | 9753359.7726 | 961560.8286 | 29349065.1606 | 29349065.1606 | 1478867.319 | 12621347.1341 | 0 | 40063985.7619 | 83513265.3757 | 562.3413 | 2.2053 | 18167.1678 | 37869.4101 | 370.3623 | 772.0191
1 | 7000 | 707 | 0.035 | 15 | 15 | 7 | 7.4989e-13 | 5spot_SharedNeighbor | Water | Porous | Wet | R245fa | MinimizeLCOE_Brownfield | IgnoreSilica | 2019 | 7.4541 | 5.9698 | 0.74688 | 4 | 14215.3177 | 28758.9472 | 289.7985 | 586.29 | 227.3819 | 0 | 94.9394 | 1789266.4784 | 115403.0913 | 1367574.4303 | 532091.312 | 0 | 121019.1079 | 0 | 1530888.2238 | 3983057.13 | 2718518.3348 | 12157818.1086 | 961560.8286 | 29349065.1606 | 29349065.1606 | 1478867.319 | 12621347.1341 | 0 | 42468444.0978 | 85917723.7116 | 749.8942 | 2.9875 | 14215.3177 | 28758.9472 | 289.7985 | 586.29
1 | 7000 | 707 | 0.035 | 15 | 15 | 7 | 1e-12 | 5spot_SharedNeighbor | Water | Porous | Wet | R245fa | MinimizeLCOE_Brownfield | IgnoreSilica | 2019 | 9.6273 | 8.0123 | 1.0075 | 4 | 11280.7574 | 22061.9141 | 229.9735 | 449.762 | 231.9406 | 0 | 90.4438 | 2202168.4526 | 141800.4889 | 1730578.4796 | 685109.9049 | 0 | 132451.3686 | 0 | 1907922.3909 | 4964022.6924 | 3388047.488 | 15152101.2658 | 961560.8286 | 29349065.1606 | 29349065.1606 | 1478867.319 | 12621347.1341 | 0 | 45462727.2551 | 88912006.8689 | 1000 | 4.0301 | 11280.7574 | 22061.9141 | 229.9735 | 449.762
1 | 7000 | 707 | 0.035 | 15 | 15 | 7 | 1.3335e-12 | 5spot_SharedNeighbor | Water | Porous | Wet | R245fa | MinimizeLCOE_Brownfield | IgnoreSilica | 2019 | 12.499 | 10.7114 | 1.352 | 4 | 9095.2264 | 17129.629 | 185.4185 | 349.2107 | 235.498 | 0 | 57.8817 | 2703626.8054 | 173756.2966 | 2183047.0555 | 887090.6415 | 0 | 146744.9935 | 0 | 2376763.6591 | 6183851.4997 | 4220605.714 | 18875486.6652 | 961560.8286 | 29349065.1606 | 29349065.1606 | 1478867.319 | 12621347.1341 | 0 | 49186112.6545 | 92635392.2683 | 1333.5214 | 5.4079 | 9095.2264 | 17129.629 | 185.4185 | 349.2107
1 | 7000 | 707 | 0.035 | 15 | 15 | 7 | 1.7783e-12 | 5spot_SharedNeighbor | Water | Porous | Wet | R245fa | MinimizeLCOE_Brownfield | IgnoreSilica | 2019 | 16.2775 | 14.2697 | 1.8064 | 4 | 7447.3423 | 13460.6851 | 151.8241 | 274.4143 | 238.2941 | 0 | 58.515 | 3311993.902 | 212391.5708 | 2746100.9431 | 1153027.1409 | 0 | 163849.0732 | 0 | 2959071.4257 | 7698896.8607 | 5254655.3039 | 23499986.2204 | 961560.8286 | 29349065.1606 | 29349065.1606 | 1478867.319 | 12621347.1341 | 0 | 53810612.2097 | 97259891.8234 | 1778.2794 | 7.2255 | 7447.3423 | 13460.6851 | 151.8241 | 274.4143
1 | 7000 | 707 | 0.035 | 15 | 15 | 7 | 2.3714e-12 | 5spot_SharedNeighbor | Water | Porous | Wet | R245fa | MinimizeLCOE_Brownfield | IgnoreSilica | 2019 | 21.281 | 18.9889 | 2.4091 | 4 | 6184.6625 | 10693.4642 | 126.0827 | 218.0007 | 240.4948 | 0 | 75.936 | 4055182.803 | 259415.7505 | 3451310.2322 | 1505344.2735 | 0 | 184919.9211 | 0 | 3687907.4623 | 9595178.7231 | 6548906.6397 | 29288165.8054 | 961560.8286 | 29349065.1606 | 29349065.1606 | 1478867.319 | 12621347.1341 | 0 | 59598791.7947 | 103048071.4085 | 2371.3737 | 9.6365 | 6184.6625 | 10693.4642 | 126.0827 | 218.0007
1 | 7000 | 707 | 0.035 | 15 | 15 | 7 | 3.1623e-12 | 5spot_SharedNeighbor | Water | Porous | Wet | R245fa | MinimizeLCOE_Brownfield | IgnoreSilica | 2019 | 27.8757 | 25.2148 | 3.2046 | 4 | 5212.3643 | 8601.9567 | 106.2611 | 175.3625 | 242.2042 | 0 | 89.0211 | 4958949.2889 | 316377.528 | 4330209.4055 | 1969846.5752 | 0 | 210459.1323 | 0 | 4596478.3527 | 11959093.8063 | 8162327.2576 | 36503741.3465 | 961560.8286 | 29349065.1606 | 29349065.1606 | 1478867.319 | 12621347.1341 | 0 | 66814367.3357 | 110263646.9495 | 3162.2777 | 12.8184 | 5212.3643 | 8601.9567 | 106.2611 | 175.3625
1 | 7000 | 707 | 0.035 | 15 | 15 | 7 | 4.217e-12 | 5spot_SharedNeighbor | Water | Porous | Wet | R245fa | MinimizeLCOE_Brownfield | IgnoreSilica | 2019 | 36.5138 | 33.3744 | 4.2475 | 4 | 4459.2577 | 7016.5813 | 90.908 | 143.0425 | 243.5175 | 0 | 84.7958 | 6051860.6681 | 384978.4252 | 5418954.264 | 2578371.5435 | 0 | 241021.8298 | 0 | 5723322.825 | 14890911.9756 | 10163353.401 | 45452774.9322 | 961560.8286 | 29349065.1606 | 29349065.1606 | 1478867.319 | 12621347.1341 | 0 | 75763400.9215 | 119212680.5352 | 4216.965 | 16.9901 | 4459.2577 | 7016.5813 | 90.908 | 143.0425
1 | 7000 | 707 | 0.035 | 15 | 15 | 7 | 5.6234e-12 | 5spot_SharedNeighbor | Water | Porous | Wet | R245fa | MinimizeLCOE_Brownfield | IgnoreSilica | 2019 | 47.7831 | 44.0168 | 5.6079 | 4 | 3870.9301 | 5807.9107 | 78.9141 | 118.4021 | 244.5034 | 0 | 108.4063 | 7368717.961 | 467282.8167 | 6762065.8174 | 3372282.3496 | 0 | 278056.9433 | 0 | 7116878.2963 | 18516657.4545 | 12637999.192 | 56519940.8308 | 961560.8286 | 29349065.1606 | 29349065.1606 | 1478867.319 | 12621347.1341 | 0 | 86830566.8201 | 130279846.4339 | 5623.4133 | 22.4314 | 3870.9301 | 5807.9107 | 78.9141 | 118.4021
1 | 7000 | 707 | 0.035 | 15 | 15 | 7 | 7.4989e-12 | 5spot_SharedNeighbor | Water | Porous | Wet | R245fa | MinimizeLCOE_Brownfield | IgnoreSilica | 2019 | 62.1675 | 57.5484 | 7.3374 | 4 | 3414.379 | 4894.7775 | 69.6067 | 99.7867 | 245.1235 | 0 | 123.7878 | 8918647.5871 | 563728.8019 | 8379368.5862 | 4384805.8615 | 0 | 321972.0058 | 0 | 8801723.9086 | 22900280.1283 | 15629911.7412 | 69900438.6205 | 961560.8286 | 29349065.1606 | 29349065.1606 | 1478867.319 | 12621347.1341 | 0 | 100211064.6098 | 143660344.2236 | 7498.9421 | 29.3497 | 3414.379 | 4894.7775 | 69.6067 | 99.7867
1 | 7000 | 707 | 0.035 | 15 | 15 | 7 | 1e-11 | 5spot_SharedNeighbor | Water | Porous | Wet | R245fa | MinimizeLCOE_Brownfield | IgnoreSilica | 2019 | 80.0869 | 74.1758 | 9.4597 | 4 | 3063.958 | 4212.2289 | 62.4629 | 85.872 | 245.191 | 0 | 138.6126 | 10687838.135 | 673334.036 | 10265841.2527 | 5642394.8387 | 0 | 376404.8281 | 0 | 10781867.1053 | 28052206.5429 | 19146207.3807 | 85626094.1194 | 961560.8286 | 29349065.1606 | 29349065.1606 | 1478867.319 | 12621347.1341 | 0 | 115936720.1086 | 159385999.7224 | 10000 | 37.8389 | 3063.958 | 4212.2289 | 62.4629 | 85.872
1 | 7000 | 707 | 0.035 | 15 | 15 | 7 | 1.3335e-11 | 5spot_SharedNeighbor | Water | Porous | Wet | R245fa | MinimizeLCOE_Brownfield | IgnoreSilica | 2019 | 101.4099 | 93.3705 | 11.9016 | 4 | 2803.3435 | 3716.0223 | 57.1499 | 75.7561 | 244.4408 | 0 | 162.0838 | 12595749.8157 | 791031.6736 | 12341064.0868 | 7129213.8481 | 0 | 445428.722 | 0 | 12987970.377 | 33792034.722 | 23063758.0547 | 103146251.3 | 961560.8286 | 29349065.1606 | 29349065.1606 | 1478867.319 | 12621347.1341 | 0 | 133456877.2893 | 176906156.9031 | 13335.2143 | 47.6063 | 2803.3435 | 3716.0223 | 57.1499 | 75.7561
1 | 7000 | 707 | 0.035 | 15 | 15 | 7 | 1.7783e-11 | 5spot_SharedNeighbor | Water | Porous | Wet | R245fa | MinimizeLCOE_Brownfield | IgnoreSilica | 2019 | 125.3838 | 113.8844 | 14.4955 | 4 | 2617.1261 | 3366.4843 | 53.3537 | 68.6303 | 242.724 | 0 | 120.6 | 14515791.2305 | 909016.9003 | 14466255.5399 | 8783560.4818 | 0 | 532870.2576 | 0 | 15290922.8199 | 39783844.5778 | 27153291.4006 | 121435553.2084 | 961560.8286 | 29349065.1606 | 29349065.1606 | 1478867.319 | 12621347.1341 | 0 | 151746179.1977 | 195195458.8114 | 17782.7941 | 57.982 | 2617.1261 | 3366.4843 | 53.3537 | 68.6303
1 | 7000 | 707 | 0.035 | 15 | 15 | 7 | 2.3714e-11 | 5spot_SharedNeighbor | Water | Porous | Wet | R245fa | MinimizeLCOE_Brownfield | IgnoreSilica | 2019 | 150.6205 | 134.1794 | 17.0422 | 4 | 2488.0589 | 3125.4363 | 50.7224 | 63.7162 | 240.2921 | 0 | 153.7692 | 16321378.1762 | 1019593.4697 | 16494280.4827 | 10504508.4032 | 0 | 634753.3484 | 0 | 17540060.4133 | 45635639.2342 | 31147261.496 | 139297475.0236 | 961560.8286 | 29349065.1606 | 29349065.1606 | 1478867.319 | 12621347.1341 | 0 | 169608101.0129 | 213057380.6266 | 23713.7371 | 68.1688 | 2488.0589 | 3125.4363 | 50.7224 | 63.7162
1 | 7000 | 707 | 0.035 | 15 | 15 | 7 | 3.1623e-11 | 5spot_SharedNeighbor | Water | Porous | Wet | R245fa | MinimizeLCOE_Brownfield | IgnoreSilica | 2019 | 175.4468 | 152.9795 | 19.3843 | 4 | 2399.4612 | 2959.8292 | 48.9163 | 60.3401 | 237.6276 | 0 | 158.492 | 17926398.9705 | 1117609.9347 | 18318559.8578 | 12179291.7721 | 0 | 740271.4762 | 0 | 19610031.4844 | 51021279.3519 | 34823071.5401 | 155736514.3876 | 961560.8286 | 29349065.1606 | 29349065.1606 | 1478867.319 | 12621347.1341 | 0 | 186047140.3769 | 229496419.9907 | 31622.7766 | 77.537 | 2399.4612 | 2959.8292 | 48.9163 | 60.3401
1 | 7000 | 707 | 0.035 | 15 | 15 | 7 | 4.217e-11 | 5spot_SharedNeighbor | Water | Porous | Wet | R245fa | MinimizeLCOE_Brownfield | IgnoreSilica | 2019 | 198.2654 | 169.0042 | 21.3605 | 4 | 2342.3825 | 2850.9054 | 47.7526 | 58.1196 | 234.8438 | 0 | 134.3132 | 19251111.0286 | 1198326.692 | 19838221.4059 | 13699634.9916 | 0 | 844347.3032 | 0 | 21384340.1543 | 55637666.5501 | 37973850.6602 | 169827498.7859 | 961560.8286 | 29349065.1606 | 29349065.1606 | 1478867.319 | 12621347.1341 | 0 | 200138124.7751 | 243587404.3889 | 42169.6503 | 85.4421 | 2342.3825 | 2850.9054 | 47.7526 | 58.1196
1 | 7000 | 707 | 0.035 | 15 | 15 | 7 | 5.6234e-11 | 5spot_SharedNeighbor | Water | Porous | Wet | R245fa | MinimizeLCOE_Brownfield | IgnoreSilica | 2019 | 217.3614 | 181.4223 | 22.8839 | 4 | 2307.0001 | 2781.672 | 47.0313 | 56.7081 | 232.2889 | 0 | 152.1575 | 20253541.8069 | 1259303.5956 | 20996033.5958 | 14956675.3352 | 0 | 928618.2606 | 0 | 22773727.3117 | 59252566.9312 | 40441094.4491 | 180861561.2861 | 961560.8286 | 29349065.1606 | 29349065.1606 | 1478867.319 | 12621347.1341 | 0 | 211172187.2753 | 254621466.8891 | 56234.1325 | 91.5354 | 2307.0001 | 2781.672 | 47.0313 | 56.7081
1 | 7000 | 707 | 0.035 | 15 | 15 | 7 | 7.4989e-11 | 5spot_SharedNeighbor | Water | Porous | Wet | R245fa | MinimizeLCOE_Brownfield | IgnoreSilica | 2019 | 222.866 | 184.799 | 23.419 | 4 | 2282.9144 | 2746.7405 | 46.5403 | 55.996 | 231.4986 | 0 | 110.437 | 20522759.7735 | 1275665.3489 | 21308087.756 | 15315822.6343 | 0 | 837659.4455 | 0 | 23111398.0337 | 60131116.8841 | 41040722.8443 | 183543232.7203 | 961560.8286 | 29349065.1606 | 29349065.1606 | 1478867.319 | 12621347.1341 | 0 | 213853858.7096 | 257303138.3234 | 74989.4209 | 93.6758 | 2282.9144 | 2746.7405 | 46.5403 | 55.996
1 | 7000 | 707 | 0.035 | 15 | 15 | 7 | 1e-10 | 5spot_SharedNeighbor | Water | Porous | Wet | R245fa | MinimizeLCOE_Brownfield | IgnoreSilica | 2019 | 227.0996 | 187.3397 | 23.8279 | 4 | 2264.7095 | 2720.5749 | 46.1692 | 55.4626 | 230.8792 | 0 | 120.2648 | 20724409.2891 | 1287916.6783 | 21542122.2587 | 15591335.534 | 0 | 759726.4939 | 0 | 23363148.999 | 60786121.2547 | 41487776.7862 | 185542557.2939 | 961560.8286 | 29349065.1606 | 29349065.1606 | 1478867.319 | 12621347.1341 | 0 | 215853183.2832 | 259302462.897 | 100000 | 95.3116 | 2264.7095 | 2720.5749 | 46.1692 | 55.4626
1 | 7000 | 707 | 0.035 | 15 | 15 | 7 | 1.3335e-10 | 5spot_SharedNeighbor | Water | Porous | Wet | R245fa | MinimizeLCOE_Brownfield | IgnoreSilica | 2019 | 230.3197 | 189.2383 | 24.1378 | 4 | 2250.952 | 2700.9642 | 45.8887 | 55.0628 | 230.4014 | 0 | 116.3468 | 20874606.9328 | 1297039.8444 | 21716607.0146 | 15800371.8614 | 0 | 694481.698 | 0 | 23549411.8669 | 61270739.0292 | 41818538.3752 | 187021796.6225 | 961560.8286 | 29349065.1606 | 29349065.1606 | 1478867.319 | 12621347.1341 | 0 | 217332422.6118 | 260781702.2256 | 133352.1432 | 96.5513 | 2250.952 | 2700.9642 | 45.8887 | 55.0628
1 | 7000 | 707 | 0.035 | 15 | 15 | 7 | 1.7783e-10 | 5spot_SharedNeighbor | Water | Porous | Wet | R245fa | MinimizeLCOE_Brownfield | IgnoreSilica | 2019 | 232.7286 | 190.6398 | 24.3701 | 4 | 2240.5626 | 2686.2853 | 45.6769 | 54.7636 | 230.04 | 0 | 146.4262 | 20985204.6351 | 1303756.4874 | 21845178.0794 | 15956665.5367 | 0 | 640599.3972 | 0 | 23685247.613 | 61624155.7766 | 42059752.5673 | 188100560.0927 | 961560.8286 | 29349065.1606 | 29349065.1606 | 1478867.319 | 12621347.1341 | 0 | 218411186.0819 | 261860465.6957 | 177827.941 | 97.4805 | 2240.5626 | 2686.2853 | 45.6769 | 54.7636
1 | 7000 | 707 | 0.035 | 15 | 15 | 7 | 2.3714e-10 | 5spot_SharedNeighbor | Water | Porous | Wet | R245fa | MinimizeLCOE_Brownfield | IgnoreSilica | 2019 | 234.6381 | 191.7386 | 24.5507 | 4 | 2232.7149 | 2675.1587 | 45.5169 | 54.5367 | 229.7517 | 0 | 196.5782 | 21071756.5903 | 1309012.1276 | 21945848.4277 | 16080015.0775 | 0 | 598550.5359 | 0 | 23792021.276 | 61901958.9456 | 42249358.9384 | 188948521.919 | 961560.8286 | 29349065.1606 | 29349065.1606 | 1478867.319 | 12621347.1341 | 0 | 219259147.9083 | 262708427.5221 | 237137.3706 | 98.2029 | 2232.7149 | 2675.1587 | 45.5169 | 54.5367
1 | 7000 | 707 | 0.035 | 15 | 15 | 7 | 3.1623e-10 | 5spot_SharedNeighbor | Water | Porous | Wet | R245fa | MinimizeLCOE_Brownfield | IgnoreSilica | 2019 | 236.007 | 192.5194 | 24.6822 | 4 | 2226.7951 | 2666.8814 | 45.3962 | 54.368 | 229.5434 | 0 | 213.8925 | 21133173.3673 | 1312741.1314 | 22017311.5131 | 16168352.2509 | 0 | 564128.6362 | 0 | 23866325.6906 | 62095283.7904 | 42381307.1174 | 189538623.4973 | 961560.8286 | 29349065.1606 | 29349065.1606 | 1478867.319 | 12621347.1341 | 0 | 219849249.4865 | 263298529.1003 | 316227.766 | 98.729 | 2226.7951 | 2666.8814 | 45.3962 | 54.368
1 | 7000 | 707 | 0.035 | 15 | 15 | 7 | 4.217e-10 | 5spot_SharedNeighbor | Water | Porous | Wet | R245fa | MinimizeLCOE_Brownfield | IgnoreSilica | 2019 | 237.0151 | 193.0909 | 24.7798 | 4 | 2222.3331 | 2660.6876 | 45.3053 | 54.2417 | 229.3893 | 0 | 344.9 | 21178081.4169 | 1315467.5919 | 22069580.0974 | 16233385.781 | 0 | 536817.4771 | 0 | 23919999.622 | 62234932.35 | 42476620.1288 | 189964884.4651 | 961560.8286 | 29349065.1606 | 29349065.1606 | 1478867.319 | 12621347.1341 | 0 | 220275510.4543 | 263724790.0681 | 421696.5034 | 99.119 | 2222.3331 | 2660.6876 | 45.3053 | 54.2417
1 | 7000 | 707 | 0.035 | 15 | 15 | 7 | 5.6234e-10 | 5spot_SharedNeighbor | Water | Porous | Wet | R245fa | MinimizeLCOE_Brownfield | IgnoreSilica | 2019 | 237.7534 | 193.5074 | 24.8518 | 4 | 2218.9729 | 2656.0568 | 45.2368 | 54.1473 | 229.2759 | 0 | 353.6387 | 21210791.2537 | 1317453.3711 | 22107658.9306 | 16281006.1793 | 0 | 515327.8735 | 0 | 23958572.6672 | 62335291.501 | 42545117.3116 | 190271219.088 | 961560.8286 | 29349065.1606 | 29349065.1606 | 1478867.319 | 12621347.1341 | 0 | 220581845.0773 | 264031124.6911 | 562341.3252 | 99.4072 | 2218.9729 | 2656.0568 | 45.2368 | 54.1473
1 | 7000 | 707 | 0.035 | 15 | 15 | 7 | 7.4989e-10 | 5spot_SharedNeighbor | Water | Porous | Wet | R245fa | MinimizeLCOE_Brownfield | IgnoreSilica | 2019 | 238.3038 | 193.8169 | 24.9056 | 4 | 2216.4444 | 2652.5835 | 45.1852 | 54.0765 | 229.1912 | 0 | 351.5021 | 21235085.0158 | 1318928.1636 | 22135944.5097 | 16316507.7662 | 0 | 498710.4082 | 0 | 23987018.5868 | 62409301.9487 | 42595630.9629 | 190497127.3619 | 961560.8286 | 29349065.1606 | 29349065.1606 | 1478867.319 | 12621347.1341 | 0 | 220807753.3512 | 264257032.9649 | 749894.2093 | 99.6225 | 2216.4444 | 2652.5835 | 45.1852 | 54.0765
1 | 7000 | 707 | 0.035 | 15 | 15 | 7 | 1e-09 | 5spot_SharedNeighbor | Water | Porous | Wet | R245fa | MinimizeLCOE_Brownfield | IgnoreSilica | 2019 | 238.713 | 194.0464 | 24.9458 | 4 | 2214.5428 | 2649.9801 | 45.1465 | 54.0234 | 229.128 | 0 | 359.4392 | 21253089.1413 | 1320021.1027 | 22156909.3005 | 16342894.2329 | 0 | 485924.224 | 0 | 24007946.8206 | 62463752.92 | 42632794.8697 | 190663332.6117 | 961560.8286 | 29349065.1606 | 29349065.1606 | 1478867.319 | 12621347.1341 | 0 | 220973958.601 | 264423238.2147 | 1000000 | 99.7831 | 2214.5428 | 2649.9801 | 45.1465 | 54.0234
1 | 7000 | 707 | 0.035 | 15 | 15 | 7 | 1.3335e-09 | 5spot_SharedNeighbor | Water | Porous | Wet | R245fa | MinimizeLCOE_Brownfield | IgnoreSilica | 2019 | 239.0297 | 194.2238 | 24.9765 | 4 | 2213.1137 | 2648.0152 | 45.1173 | 53.9834 | 229.0792 | 0 | 240.0987 | 21267003.7094 | 1320865.7677 | 22173113.3878 | 16363320.0839 | 0 | 476318.245 | 0 | 24024242.2656 | 62506150.3254 | 42661731.9701 | 190792745.755 | 961560.8286 | 29349065.1606 | 29349065.1606 | 1478867.319 | 12621347.1341 | 0 | 221103371.7442 | 264552651.358 | 1333521.4322 | 99.906 | 2213.1137 | 2648.0152 | 45.1173 | 53.9834
1 | 7000 | 707 | 0.035 | 15 | 15 | 7 | 1.7783e-09 | 5spot_SharedNeighbor | Water | Porous | Wet | R245fa | MinimizeLCOE_Brownfield | IgnoreSilica | 2019 | 238.487 | 193.913 | 24.9515 | 4 | 2211.9599 | 2647.2981 | 45.0938 | 53.9688 | 229.1588 | 0 | 323.6215 | 21242624.5305 | 1319385.8524 | 22144723.6093 | 16328218.6296 | 0 | 456893.9464 | 0 | 23981820.1616 | 62395776.7128 | 42586399.7115 | 190455843.1542 | 961560.8286 | 29349065.1606 | 29349065.1606 | 1478867.319 | 12621347.1341 | 0 | 220766469.1435 | 264215748.7573 | 1778279.41 | 99.8058 | 2211.9599 | 2647.2981 | 45.0938 | 53.9688
1 | 7000 | 707 | 0.035 | 15 | 15 | 7 | 2.3714e-09 | 5spot_SharedNeighbor | Water | Porous | Wet | R245fa | MinimizeLCOE_Brownfield | IgnoreSilica | 2019 | 239.5439 | 194.5129 | 25.0237 | 4 | 2211.152 | 2645.2335 | 45.0773 | 53.9267 | 229.0007 | 0 | 188.4158 | 21289670.092 | 1322241.6662 | 22199511.8525 | 16396502.7402 | 0 | 464147.593 | 0 | 24052108.8381 | 62578653.4309 | 42711216.8293 | 191014053.0423 | 961560.8286 | 29349065.1606 | 29349065.1606 | 1478867.319 | 12621347.1341 | 0 | 221324679.0315 | 264773958.6453 | 2371373.7057 | 100.0947 | 2211.152 | 2645.2335 | 45.0773 | 53.9267
1 | 7000 | 707 | 0.035 | 15 | 15 | 7 | 3.1623e-09 | 5spot_SharedNeighbor | Water | Porous | Wet | R245fa | MinimizeLCOE_Brownfield | IgnoreSilica | 2019 | 239.5432 | 194.5111 | 25.0281 | 4 | 2210.5644 | 2644.569 | 45.0653 | 53.9131 | 228.9999 | 0 | 227.2639 | 21289530.1137 | 1322233.1694 | 22199348.8168 | 16396452.6241 | 0 | 458192.114 | 0 | 24049645.1668 | 62572243.4635 | 42706841.8949 | 190994487.3632 | 961560.8286 | 29349065.1606 | 29349065.1606 | 1478867.319 | 12621347.1341 | 0 | 221305113.3525 | 264754392.9662 | 3162277.6602 | 100.1125 | 2210.5644 | 2644.569 | 45.0653 | 53.9131
1 | 7000 | 707 | 0.035 | 15 | 15 | 7 | 4.217e-09 | 5spot_SharedNeighbor | Water | Porous | Wet | R245fa | MinimizeLCOE_Brownfield | IgnoreSilica | 2019 | 239.5238 | 194.4989 | 25.0302 | 4 | 2210.1239 | 2644.0916 | 45.0564 | 53.9034 | 229.0022 | 0 | 387.5463 | 21288575.0539 | 1322175.196 | 22198236.4414 | 16395164.5407 | 0 | 453435.966 | 0 | 24046459.0072 | 62563953.7298 | 42701183.9813 | 190969183.9164 | 961560.8286 | 29349065.1606 | 29349065.1606 | 1478867.319 | 12621347.1341 | 0 | 221279809.9057 | 264729089.5195 | 4216965.0343 | 100.121 | 2210.1239 | 2644.0916 | 45.0564 | 53.9034
1 | 7000 | 707 | 0.035 | 15 | 15 | 7 | 5.6234e-09 | 5spot_SharedNeighbor | Water | Porous | Wet | R245fa | MinimizeLCOE_Brownfield | IgnoreSilica | 2019 | 239.5238 | 194.4981 | 25.0328 | 4 | 2209.7935 | 2643.7177 | 45.0496 | 53.8958 | 229.0017 | 0 | 419.3203 | 21288509.8141 | 1322171.2359 | 22198160.4556 | 16395151.8708 | 0 | 450068.4415 | 0 | 24045084.109 | 62560376.5266 | 42698742.4666 | 190958264.9201 | 961560.8286 | 29349065.1606 | 29349065.1606 | 1478867.319 | 12621347.1341 | 0 | 221268890.9094 | 264718170.5231 | 5623413.2519 | 100.131 | 2209.7935 | 2643.7177 | 45.0496 | 53.8958
1 | 7000 | 707 | 0.035 | 15 | 15 | 7 | 7.4989e-09 | 5spot_SharedNeighbor | Water | Porous | Wet | R245fa | MinimizeLCOE_Brownfield | IgnoreSilica | 2019 | 239.5238 | 194.4975 | 25.0346 | 4 | 2209.5457 | 2643.4373 | 45.0446 | 53.89 | 229.0013 | 0 | 258.8485 | 21288461.6994 | 1322168.3152 | 22198104.4158 | 16395142.527 | 0 | 447537.4212 | 0 | 24044051.6077 | 62557690.17 | 42696908.973 | 190950065.1294 | 961560.8286 | 29349065.1606 | 29349065.1606 | 1478867.319 | 12621347.1341 | 0 | 221260691.1187 | 264709970.7325 | 7498942.0933 | 100.1385 | 2209.5457 | 2643.4373 | 45.0446 | 53.89
1 | 7000 | 707 | 0.035 | 15 | 15 | 7 | 1e-08 | 5spot_SharedNeighbor | Water | Porous | Wet | R245fa | MinimizeLCOE_Brownfield | IgnoreSilica | 2019 | 239.5203 | 194.495 | 25.0358 | 4 | 2209.3599 | 2643.231 | 45.0408 | 53.8858 | 229.0015 | 0 | 476.4533 | 21288270.468 | 1322156.7072 | 22197881.6858 | 16394910.3387 | 0 | 445586.0103 | 0 | 24043034.0319 | 62555042.6466 | 42695101.9839 | 190941983.8726 | 961560.8286 | 29349065.1606 | 29349065.1606 | 1478867.319 | 12621347.1341 | 0 | 221252609.8618 | 264701889.4756 | 10000000 | 100.1433 | 2209.3599 | 2643.231 | 45.0408 | 53.8858

## Water (R600a)
Time [year] | Depth [m] | Res Length [m] | Temp Gradient [C/m] | Temp Surface Air [C] | Temp Surface Rock [C] | dT Approach [C] | Transmissivity [m^3] | Config Number [-] | Fluid | Reservoir | Cooling Wet/Dry | orcFluid | Method | Silica? | CostYear | mass flow [kg/s] | Reservoir Heat [MWth] | Electric Power I-P Pair [MWe] | N_IP_Multiplier | SpCC (Brownfield) [$/kWe] | SpCC (Greenfield) [$/kWe] | LCOE (Brownfield) [$/MWh] | LCOE (Greenfield) [$/MWh] | Temp Production [C] | dP Surface [Mpa] | SolveTime [s] | C_T_G_N | C_pump_orc_N | C_coolingTowers_N | C_heatExchanger_N | C_recuperator_N | C_pump_prod_N | C_pump_inj_N | C_plant_otherEquipment_N | C_plant_installation_N | C_plant_indirectContingency_N | C_surfacePlant_N | C_gatheringSystem_N | C_wells_production_N | C_wells_injection_N | C_wellfield_N | C_exploration_N | C_stimulation_N | CapitalCost_N (Brownfield) | CapitalCost_N (Greenfield) | Trans [mD-m] | Electric Power 5-spot [MW] | Sp CC (Brownfield) [$/kWe] | Sp CC (Greenfield) [$/kWe] | LCOE (Brownfield) [$/MWh] | LCOE (Greenfield) [$/MWh]
1 | 1000 | 707 | 0.035 | 15 | 15 | 7 | 1e-13 | 5spot_SharedNeighbor | Water | Porous | Wet | R600a | MinimizeLCOE_Brownfield | IgnoreSilica | 2019 | 0 | 0 | 0 | 0 |  |  |  |  | 15 |  | 14.4892 | [19 empty] | 100 | 0
1 | 1000 | 707 | 0.035 | 15 | 15 | 7 | 1.3335e-13 | 5spot_SharedNeighbor | Water | Porous | Wet | R600a | MinimizeLCOE_Brownfield | IgnoreSilica | 2019 | 0 | 0 | 0 | 0 |  |  |  |  | 15 |  | 17.6764 | [19 empty] | 133.3521 | 0
1 | 1000 | 707 | 0.035 | 15 | 15 | 7 | 1.7783e-13 | 5spot_SharedNeighbor | Water | Porous | Wet | R600a | MinimizeLCOE_Brownfield | IgnoreSilica | 2019 | 0 | 0 | 0 | 0 |  |  |  |  | 15 |  | 21.8381 | [19 empty] | 177.8279 | 0
1 | 1000 | 707 | 0.035 | 15 | 15 | 7 | 2.3714e-13 | 5spot_SharedNeighbor | Water | Porous | Wet | R600a | MinimizeLCOE_Brownfield | IgnoreSilica | 2019 | 0 | 0 | 0 | 0 |  |  |  |  | 15 |  | 22.9663 | [19 empty] | 237.1374 | 0
1 | 1000 | 707 | 0.035 | 15 | 15 | 7 | 3.1623e-13 | 5spot_SharedNeighbor | Water | Porous | Wet | R600a | MinimizeLCOE_Brownfield | IgnoreSilica | 2019 | 0 | 0 | 0 | 0 |  |  |  |  | 15 |  | 23.3316 | [19 empty] | 316.2278 | 0
1 | 1000 | 707 | 0.035 | 15 | 15 | 7 | 4.217e-13 | 5spot_SharedNeighbor | Water | Porous | Wet | R600a | MinimizeLCOE_Brownfield | IgnoreSilica | 2019 | 0 | 0 | 0 | 0 |  |  |  |  | 15 |  | 23.2909 | [19 empty] | 421.6965 | 0
1 | 1000 | 707 | 0.035 | 15 | 15 | 7 | 5.6234e-13 | 5spot_SharedNeighbor | Water | Porous | Wet | R600a | MinimizeLCOE_Brownfield | IgnoreSilica | 2019 | 0 | 0 | 0 | 0 |  |  |  |  | 15 |  | 23.0123 | [19 empty] | 562.3413 | 0
1 | 1000 | 707 | 0.035 | 15 | 15 | 7 | 7.4989e-13 | 5spot_SharedNeighbor | Water | Porous | Wet | R600a | MinimizeLCOE_Brownfield | IgnoreSilica | 2019 | 0 | 0 | 0 | 0 |  |  |  |  | 15 |  | 26.0952 | [19 empty] | 749.8942 | 0
1 | 1000 | 707 | 0.035 | 15 | 15 | 7 | 1e-12 | 5spot_SharedNeighbor | Water | Porous | Wet | R600a | MinimizeLCOE_Brownfield | IgnoreSilica | 2019 | 0 | 0 | 0 | 0 |  |  |  |  | 15 |  | 27.2472 | [19 empty] | 1000 | 0
1 | 1000 | 707 | 0.035 | 15 | 15 | 7 | 1.3335e-12 | 5spot_SharedNeighbor | Water | Porous | Wet | R600a | MinimizeLCOE_Brownfield | IgnoreSilica | 2019 | 0 | 0 | 0 | 0 |  |  |  |  | 15 |  | 26.1217 | [19 empty] | 1333.5214 | 0
1 | 1000 | 707 | 0.035 | 15 | 15 | 7 | 1.7783e-12 | 5spot_SharedNeighbor | Water | Porous | Wet | R600a | MinimizeLCOE_Brownfield | IgnoreSilica | 2019 | 0 | 0 | 0 | 0 |  |  |  |  | 15 |  | 29.8602 | [19 empty] | 1778.2794 | 0
1 | 1000 | 707 | 0.035 | 15 | 15 | 7 | 2.3714e-12 | 5spot_SharedNeighbor | Water | Porous | Wet | R600a | MinimizeLCOE_Brownfield | IgnoreSilica | 2019 | 0 | 0 | 0 | 0 |  |  |  |  | 15 |  | 30.5524 | [19 empty] | 2371.3737 | 0
1 | 1000 | 707 | 0.035 | 15 | 15 | 7 | 3.1623e-12 | 5spot_SharedNeighbor | Water | Porous | Wet | R600a | MinimizeLCOE_Brownfield | IgnoreSilica | 2019 | 0 | 0 | 0 | 0 |  |  |  |  | 15 |  | 34.9804 | [19 empty] | 3162.2777 | 0
1 | 1000 | 707 | 0.035 | 15 | 15 | 7 | 4.217e-12 | 5spot_SharedNeighbor | Water | Porous | Wet | R600a | MinimizeLCOE_Brownfield | IgnoreSilica | 2019 | 0 | 0 | 0 | 0 |  |  |  |  | 15 |  | 38.2691 | [19 empty] | 4216.965 | 0
1 | 1000 | 707 | 0.035 | 15 | 15 | 7 | 5.6234e-12 | 5spot_SharedNeighbor | Water | Porous | Wet | R600a | MinimizeLCOE_Brownfield | IgnoreSilica | 2019 | 0 | 0 | 0 | 0 |  |  |  |  | 15 |  | 38.8351 | [19 empty] | 5623.4133 | 0
1 | 1000 | 707 | 0.035 | 15 | 15 | 7 | 7.4989e-12 | 5spot_SharedNeighbor | Water | Porous | Wet | R600a | MinimizeLCOE_Brownfield | IgnoreSilica | 2019 | 0 | 0 | 0 | 0 |  |  |  |  | 15 |  | 38.2285 | [19 empty] | 7498.9421 | 0
1 | 1000 | 707 | 0.035 | 15 | 15 | 7 | 1e-11 | 5spot_SharedNeighbor | Water | Porous | Wet | R600a | MinimizeLCOE_Brownfield | IgnoreSilica | 2019 | 0 | 0 | 0 | 0 |  |  |  |  | 15 |  | 37.2317 | [19 empty] | 10000 | 0
1 | 1000 | 707 | 0.035 | 15 | 15 | 7 | 1.3335e-11 | 5spot_SharedNeighbor | Water | Porous | Wet | R600a | MinimizeLCOE_Brownfield | IgnoreSilica | 2019 | 0 | 0 | 0 | 0 |  |  |  |  | 15 |  | 37.2623 | [19 empty] | 13335.2143 | 0
1 | 1000 | 707 | 0.035 | 15 | 15 | 7 | 1.7783e-11 | 5spot_SharedNeighbor | Water | Porous | Wet | R600a | MinimizeLCOE_Brownfield | IgnoreSilica | 2019 | 0 | 0 | 0 | 0 |  |  |  |  | 15 |  | 34.9369 | [19 empty] | 17782.7941 | 0
1 | 1000 | 707 | 0.035 | 15 | 15 | 7 | 2.3714e-11 | 5spot_SharedNeighbor | Water | Porous | Wet | R600a | MinimizeLCOE_Brownfield | IgnoreSilica | 2019 | 0 | 0 | 0 | 0 |  |  |  |  | 15 |  | 33.9772 | [19 empty] | 23713.7371 | 0
1 | 1000 | 707 | 0.035 | 15 | 15 | 7 | 3.1623e-11 | 5spot_SharedNeighbor | Water | Porous | Wet | R600a | MinimizeLCOE_Brownfield | IgnoreSilica | 2019 | 0 | 0 | 0 | 0 |  |  |  |  | 15 |  | 34.2606 | [19 empty] | 31622.7766 | 0
1 | 1000 | 707 | 0.035 | 15 | 15 | 7 | 4.217e-11 | 5spot_SharedNeighbor | Water | Porous | Wet | R600a | MinimizeLCOE_Brownfield | IgnoreSilica | 2019 | 1.6 | 0.05619 | 5.4865e-05 | 4 | 20187894.7424 | 50676701.8567 | 411557.5405 | 1033113.1127 | 47.3904 | 0 | 37.9092 | 23422.865 | 1051.2672 | 36186.7197 | 47170.0096 | 0 | 13461.3094 | 0 | 47303.9467 | 123075.166 | 84001.3297 | 375672.6134 | 961560.8286 | 3093179.1987 | 3093179.1987 | 1478867.319 | 2118992.7493 | 0 | 4430412.6407 | 11121451.9078 | 42169.6503 | 0.00021946 | 20187894.7424 | 50676701.8567 | 411557.5405 | 1033113.1127
1 | 1000 | 707 | 0.035 | 15 | 15 | 7 | 5.6234e-11 | 5spot_SharedNeighbor | Water | Porous | Wet | R600a | MinimizeLCOE_Brownfield | IgnoreSilica | 2019 | 1.6 | 0.05619 | 0.00013682 | 4 | 8086637.7064 | 20312875.7144 | 164857.0476 | 414105.4466 | 47.3904 | 0 | 36.2684 | 23422.9333 | 1051.2707 | 36186.7873 | 47170.0463 | 0 | 11895.9765 | 0 | 46693.5355 | 121487.0012 | 82917.3746 | 370824.9254 | 961560.8286 | 3093179.1987 | 3093179.1987 | 1478867.319 | 2118992.7493 | 0 | 4425564.9527 | 11116604.2198 | 56234.1325 | 0.00054727 | 8086637.7064 | 20312875.7144 | 164857.0476 | 414105.4466
1 | 1000 | 707 | 0.035 | 15 | 15 | 7 | 7.4989e-11 | 5spot_SharedNeighbor | Water | Porous | Wet | R600a | MinimizeLCOE_Brownfield | IgnoreSilica | 2019 | 1.6 | 0.05619 | 0.00019827 | 4 | 5574367.2675 | 14010933.6196 | 113641.0166 | 285631.833 | 47.3905 | 0 | 36.1155 | 23422.9845 | 1051.2732 | 36186.8379 | 47170.0739 | 0 | 10431.5575 | 0 | 46122.4635 | 120001.1891 | 81903.2773 | 366289.657 | 961560.8286 | 3093179.1987 | 3093179.1987 | 1478867.319 | 2118992.7493 | 0 | 4421029.6843 | 11112068.9514 | 74989.4209 | 0.0007931 | 5574367.2675 | 14010933.6196 | 113641.0166 | 285631.833
1 | 1000 | 707 | 0.035 | 15 | 15 | 7 | 1e-10 | 5spot_SharedNeighbor | Water | Porous | Wet | R600a | MinimizeLCOE_Brownfield | IgnoreSilica | 2019 | 3.4392 | 0.12862 | 0.00044217 | 4 | 2655788.4654 | 6438876.97 | 54141.8401 | 131265.2163 | 48.5751 | 0 | 75.5249 | 42686.3251 | 1959.1857 | 70106.9986 | 75827.7353 | 0 | 16853.9322 | 0 | 80899.329 | 210483.4593 | 143659.286 | 642476.2511 | 961560.8286 | 3093179.1987 | 3093179.1987 | 1478867.319 | 2118992.7493 | 0 | 4697216.2784 | 11388255.5455 | 100000 | 0.0017687 | 2655788.4654 | 6438876.97 | 54141.8401 | 131265.2163
1 | 1000 | 707 | 0.035 | 15 | 15 | 7 | 1.3335e-10 | 5spot_SharedNeighbor | Water | Porous | Wet | R600a | MinimizeLCOE_Brownfield | IgnoreSilica | 2019 | 4.5381 | 0.17193 | 0.00066889 | 4 | 1810514.6548 | 4311314.6603 | 36909.7901 | 87891.9808 | 48.8319 | 0 | 87.7119 | 52462.744 | 2422.5609 | 88408.8129 | 92948.8787 | 0 | 18627.8659 | 0 | 99399.6364 | 258617.4643 | 176511.7334 | 789399.6967 | 961560.8286 | 3093179.1987 | 3093179.1987 | 1478867.319 | 2118992.7493 | 0 | 4844139.724 | 11535178.991 | 133352.1432 | 0.0026756 | 1810514.6548 | 4311314.6603 | 36909.7901 | 87891.9808
1 | 1000 | 707 | 0.035 | 15 | 15 | 7 | 1.7783e-10 | 5spot_SharedNeighbor | Water | Porous | Wet | R600a | MinimizeLCOE_Brownfield | IgnoreSilica | 2019 | 5.9017 | 0.22569 | 0.00096654 | 4 | 1297939.3314 | 3028612.1956 | 26460.2489 | 61742.3561 | 49.017 | 0 | 102.0004 | 63563.7144 | 2949.8501 | 109883.0626 | 114192.4417 | 0 | 20424.1781 | 0 | 121295.1663 | 315585.1416 | 215393.3437 | 963286.8984 | 961560.8286 | 3093179.1987 | 3093179.1987 | 1478867.319 | 2118992.7493 | 0 | 5018026.9257 | 11709066.1928 | 177827.941 | 0.0038661 | 1297939.3314 | 3028612.1956 | 26460.2489 | 61742.3561
1 | 1000 | 707 | 0.035 | 15 | 15 | 7 | 2.3714e-10 | 5spot_SharedNeighbor | Water | Porous | Wet | R600a | MinimizeLCOE_Brownfield | IgnoreSilica | 2019 | 7.4681 | 0.2873 | 0.0013418 | 4 | 970469.802 | 2217134.5594 | 19784.3396 | 45199.2869 | 49.1355 | 0 | 98.8401 | 75283.2413 | 3507.2277 | 133275.3701 | 138559.6593 | 0 | 21936.4796 | 0 | 145299.1714 | 378038.6391 | 258019.1391 | 1153918.9277 | 961560.8286 | 3093179.1987 | 3093179.1987 | 1478867.319 | 2118992.7493 | 0 | 5208658.955 | 11899698.2221 | 237137.3706 | 0.0053672 | 970469.802 | 2217134.5594 | 19784.3396 | 45199.2869
1 | 1000 | 707 | 0.035 | 15 | 15 | 7 | 3.1623e-10 | 5spot_SharedNeighbor | Water | Porous | Wet | R600a | MinimizeLCOE_Brownfield | IgnoreSilica | 2019 | 9.8265 | 0.38063 | 0.0018592 | 4 | 738009.7327 | 1637750.0058 | 15045.3266 | 33387.7491 | 49.2712 | 0 | 80.5278 | 91711.3093 | 4290.4114 | 166884.7638 | 175388.4379 | 0 | 24576.5455 | 0 | 180512.0725 | 469655.3846 | 320549.4504 | 1433568.3756 | 961560.8286 | 3093179.1987 | 3093179.1987 | 1478867.319 | 2118992.7493 | 0 | 5488308.4029 | 12179347.67 | 316227.766 | 0.0074366 | 738009.7327 | 1637750.0058 | 15045.3266 | 33387.7491
1 | 1000 | 707 | 0.035 | 15 | 15 | 7 | 4.217e-10 | 5spot_SharedNeighbor | Water | Porous | Wet | R600a | MinimizeLCOE_Brownfield | IgnoreSilica | 2019 | 12.3844 | 0.4816 | 0.0024853 | 4 | 581245.5018 | 1254305.6375 | 11849.4757 | 25570.717 | 49.35 | 0 | 109.7176 | 108098.1052 | 5072.2733 | 201434.9546 | 215268.5229 | 0 | 26602.9247 | 0 | 217025.9445 | 564656.9894 | 385389.9978 | 1723549.7123 | 961560.8286 | 3093179.1987 | 3093179.1987 | 1478867.319 | 2118992.7493 | 0 | 5778289.7396 | 12469329.0067 | 421696.5034 | 0.0099412 | 581245.5018 | 1254305.6375 | 11849.4757 | 25570.717
1 | 1000 | 707 | 0.035 | 15 | 15 | 7 | 5.6234e-10 | 5spot_SharedNeighbor | Water | Porous | Wet | R600a | MinimizeLCOE_Brownfield | IgnoreSilica | 2019 | 15.3339 | 0.59805 | 0.0032444 | 4 | 470186.2431 | 985774.6214 | 9585.3825 | 20096.349 | 49.4085 | 0 | 120.8774 | 125730.4531 | 5914.3008 | 239523.7186 | 261256.694 | 0 | 28513.2254 | 0 | 257765.9729 | 670654.1863 | 457735.2627 | 2047093.8139 | 961560.8286 | 3093179.1987 | 3093179.1987 | 1478867.319 | 2118992.7493 | 0 | 6101833.8412 | 12792873.1083 | 562341.3252 | 0.012977 | 470186.2431 | 985774.6214 | 9585.3825 | 20096.349
1 | 1000 | 707 | 0.035 | 15 | 15 | 7 | 7.4989e-10 | 5spot_SharedNeighbor | Water | Porous | Wet | R600a | MinimizeLCOE_Brownfield | IgnoreSilica | 2019 | 18.5741 | 0.72598 | 0.004126 | 4 | 390624.0544 | 796039.9955 | 7963.3997 | 16228.352 | 49.4516 | 0 | 90.8194 | 143926.5057 | 6783.8033 | 279692.9784 | 311779.3803 | 0 | 30169.958 | 0 | 301217.524 | 783706.2092 | 534895.5913 | 2392171.9502 | 961560.8286 | 3093179.1987 | 3093179.1987 | 1478867.319 | 2118992.7493 | 0 | 6446911.9775 | 13137951.2445 | 749894.2093 | 0.016504 | 390624.0544 | 796039.9955 | 7963.3997 | 16228.352
1 | 1000 | 707 | 0.035 | 15 | 15 | 7 | 1e-09 | 5spot_SharedNeighbor | Water | Porous | Wet | R600a | MinimizeLCOE_Brownfield | IgnoreSilica | 2019 | 21.9265 | 0.85836 | 0.0050971 | 4 | 333266.0868 | 661445.6293 | 6794.08 | 13484.4638 | 49.483 | 0 | 79.6339 | 161749.0042 | 7635.8312 | 319787.6341 | 364054.2959 | 0 | 31429.7204 | 0 | 345016.0294 | 897660.936 | 612672.0339 | 2740005.4849 | 961560.8286 | 3093179.1987 | 3093179.1987 | 1478867.319 | 2118992.7493 | 0 | 6794745.5123 | 13485784.7793 | 1000000 | 0.020388 | 333266.0868 | 661445.6293 | 6794.08 | 13484.4638
1 | 1000 | 707 | 0.035 | 15 | 15 | 7 | 1.3335e-09 | 5spot_SharedNeighbor | Water | Porous | Wet | R600a | MinimizeLCOE_Brownfield | IgnoreSilica | 2019 | 25.1855 | 0.98705 | 0.0061053 | 4 | 291767.4355 | 565750.5706 | 5948.0738 | 11533.5906 | 49.5057 | 0 | 91.5415 | 178289.2154 | 8426.7844 | 357593.5573 | 414874.5991 | 0 | 32215.4326 | 0 | 386645.8397 | 1005973.1629 | 686597.3543 | 3070615.9458 | 961560.8286 | 3093179.1987 | 3093179.1987 | 1478867.319 | 2118992.7493 | 0 | 7125355.9731 | 13816395.2402 | 1333521.4322 | 0.024421 | 291767.4355 | 565750.5706 | 5948.0738 | 11533.5906
1 | 1000 | 707 | 0.035 | 15 | 15 | 7 | 1.7783e-09 | 5spot_SharedNeighbor | Water | Porous | Wet | R600a | MinimizeLCOE_Brownfield | IgnoreSilica | 2019 | 28.1844 | 1.1055 | 0.007093 | 4 | 261663.2132 | 497496.5757 | 5334.3585 | 10142.1406 | 49.5221 | 0 | 122.7194 | 192940.1095 | 9127.5138 | 391518.5702 | 461640.4008 | 0 | 32556.8013 | 0 | 424235.5243 | 1103773.8116 | 753348.3067 | 3369141.0383 | 961560.8286 | 3093179.1987 | 3093179.1987 | 1478867.319 | 2118992.7493 | 0 | 7423881.0656 | 14114920.3327 | 1778279.41 | 0.028372 | 261663.2132 | 497496.5757 | 5334.3585 | 10142.1406
1 | 1000 | 707 | 0.035 | 15 | 15 | 7 | 2.3714e-09 | 5spot_SharedNeighbor | Water | Porous | Wet | R600a | MinimizeLCOE_Brownfield | IgnoreSilica | 2019 | 30.825 | 1.2098 | 0.0080108 | 4 | 239762.023 | 448575.626 | 4887.8731 | 9144.8209 | 49.5341 | 0 | 98.6788 | 205452.6734 | 9726.0312 | 420794.2218 | 502822.4855 | 0 | 32559.4817 | 0 | 456828.4085 | 1188573.8106 | 811226.0485 | 3627983.1612 | 961560.8286 | 3093179.1987 | 3093179.1987 | 1478867.319 | 2118992.7493 | 0 | 7682723.1885 | 14373762.4555 | 2371373.7057 | 0.032043 | 239762.023 | 448575.626 | 4887.8731 | 9144.8209
1 | 1000 | 707 | 0.035 | 15 | 15 | 7 | 3.1623e-09 | 5spot_SharedNeighbor | Water | Porous | Wet | R600a | MinimizeLCOE_Brownfield | IgnoreSilica | 2019 | 30.487 | 1.1964 | 0.0086418 | 4 | 220853.7659 | 414419.9054 | 4502.4027 | 8448.5103 | 49.5327 | 0 | 486.2419 | 203869.6622 | 9650.3083 | 417075.6657 | 497550.7495 | 0 | 27573.0068 | 0 | 450730.5631 | 1172708.4676 | 800397.6259 | 3579556.0492 | 961560.8286 | 3093179.1987 | 3093179.1987 | 1478867.319 | 2118992.7493 | 0 | 7634296.0765 | 14325335.3436 | 3162277.6602 | 0.034567 | 220853.7659 | 414419.9054 | 4502.4027 | 8448.5103
1 | 1000 | 707 | 0.035 | 15 | 15 | 7 | 4.217e-09 | 5spot_SharedNeighbor | Water | Porous | Wet | R600a | MinimizeLCOE_Brownfield | IgnoreSilica | 2019 | 35.0586 | 1.377 | 0.009711 | 4 | 208217.4579 | 380472.3951 | 4244.7945 | 7756.4444 | 49.5497 | 0 | 111.4307 | 224857.8393 | 10654.3082 | 466708.5033 | 568850.7139 | 0 | 31121.2653 | 0 | 507855.1257 | 1321334.8616 | 901838.1937 | 4033220.8109 | 961560.8286 | 3093179.1987 | 3093179.1987 | 1478867.319 | 2118992.7493 | 0 | 8087960.8382 | 14779000.1053 | 4216965.0343 | 0.038844 | 208217.4579 | 380472.3951 | 4244.7945 | 7756.4444
1 | 1000 | 707 | 0.035 | 15 | 15 | 7 | 5.6234e-09 | 5spot_SharedNeighbor | Water | Porous | Wet | R600a | MinimizeLCOE_Brownfield | IgnoreSilica | 2019 | 36.513 | 1.4344 | 0.010293 | 4 | 199788.8251 | 362300.9216 | 4072.9654 | 7385.9943 | 49.5543 | 0 | 106.5522 | 231357.5584 | 10965.2405 | 482219.0862 | 591533.6633 | 0 | 30626.4589 | 0 | 525213.7829 | 1366498.5268 | 932663.3233 | 4171077.6403 | 961560.8286 | 3093179.1987 | 3093179.1987 | 1478867.319 | 2118992.7493 | 0 | 8225817.6677 | 14916856.9347 | 5623413.2519 | 0.041173 | 199788.8251 | 362300.9216 | 4072.9654 | 7385.9943
1 | 1000 | 707 | 0.035 | 15 | 15 | 7 | 7.4989e-09 | 5spot_SharedNeighbor | Water | Porous | Wet | R600a | MinimizeLCOE_Brownfield | IgnoreSilica | 2019 | 37.658 | 1.4797 | 0.010768 | 4 | 193484.6677 | 348834.0942 | 3944.4467 | 7111.4548 | 49.5576 | 0 | 117.6353 | 236419.9633 | 11207.4152 | 494343.6415 | 609392.4646 | 0 | 30124.3972 | 0 | 538780.2739 | 1401795.7537 | 956754.4059 | 4278818.3155 | 961560.8286 | 3093179.1987 | 3093179.1987 | 1478867.319 | 2118992.7493 | 0 | 8333558.3428 | 15024597.6099 | 7498942.0933 | 0.043071 | 193484.6677 | 348834.0942 | 3944.4467 | 7111.4548
1 | 1000 | 707 | 0.035 | 15 | 15 | 7 | 1e-08 | 5spot_SharedNeighbor | Water | Porous | Wet | R600a | MinimizeLCOE_Brownfield | IgnoreSilica | 2019 | 38.5742 | 1.5159 | 0.011144 | 4 | 188880.5444 | 338984.292 | 3850.5854 | 6910.6533 | 49.5602 | 0 | 109.3087 | 240437.5894 | 11399.6095 | 503992.762 | 623683.617 | 0 | 29740.5774 | 0 | 549609.1205 | 1429970.1913 | 975984.0385 | 4364817.5055 | 961560.8286 | 3093179.1987 | 3093179.1987 | 1478867.319 | 2118992.7493 | 0 | 8419557.5328 | 15110596.7999 | 10000000 | 0.044576 | 188880.5444 | 338984.292 | 3850.5854 | 6910.6533
1 | 1100 | 707 | 0.035 | 15 | 15 | 7 | 1e-13 | 5spot_SharedNeighbor | Water | Porous | Wet | R600a | MinimizeLCOE_Brownfield | IgnoreSilica | 2019 | 0 | 0 | 0 | 0 |  |  |  |  | 15 |  | 14.6717 | [19 empty] | 100 | 0
1 | 1100 | 707 | 0.035 | 15 | 15 | 7 | 1.3335e-13 | 5spot_SharedNeighbor | Water | Porous | Wet | R600a | MinimizeLCOE_Brownfield | IgnoreSilica | 2019 | 0 | 0 | 0 | 0 |  |  |  |  | 15 |  | 17.9415 | [19 empty] | 133.3521 | 0
1 | 1100 | 707 | 0.035 | 15 | 15 | 7 | 1.7783e-13 | 5spot_SharedNeighbor | Water | Porous | Wet | R600a | MinimizeLCOE_Brownfield | IgnoreSilica | 2019 | 0 | 0 | 0 | 0 |  |  |  |  | 15 |  | 21.6803 | [19 empty] | 177.8279 | 0
1 | 1100 | 707 | 0.035 | 15 | 15 | 7 | 2.3714e-13 | 5spot_SharedNeighbor | Water | Porous | Wet | R600a | MinimizeLCOE_Brownfield | IgnoreSilica | 2019 | 0 | 0 | 0 | 0 |  |  |  |  | 15 |  | 24.5308 | [19 empty] | 237.1374 | 0
1 | 1100 | 707 | 0.035 | 15 | 15 | 7 | 3.1623e-13 | 5spot_SharedNeighbor | Water | Porous | Wet | R600a | MinimizeLCOE_Brownfield | IgnoreSilica | 2019 | 0 | 0 | 0 | 0 |  |  |  |  | 15 |  | 23.4316 | [19 empty] | 316.2278 | 0
1 | 1100 | 707 | 0.035 | 15 | 15 | 7 | 4.217e-13 | 5spot_SharedNeighbor | Water | Porous | Wet | R600a | MinimizeLCOE_Brownfield | IgnoreSilica | 2019 | 0 | 0 | 0 | 0 |  |  |  |  | 15 |  | 22.7946 | [19 empty] | 421.6965 | 0
1 | 1100 | 707 | 0.035 | 15 | 15 | 7 | 5.6234e-13 | 5spot_SharedNeighbor | Water | Porous | Wet | R600a | MinimizeLCOE_Brownfield | IgnoreSilica | 2019 | 0 | 0 | 0 | 0 |  |  |  |  | 15 |  | 23.8371 | [19 empty] | 562.3413 | 0
1 | 1100 | 707 | 0.035 | 15 | 15 | 7 | 7.4989e-13 | 5spot_SharedNeighbor | Water | Porous | Wet | R600a | MinimizeLCOE_Brownfield | IgnoreSilica | 2019 | 0 | 0 | 0 | 0 |  |  |  |  | 15 |  | 25.7855 | [19 empty] | 749.8942 | 0
1 | 1100 | 707 | 0.035 | 15 | 15 | 7 | 1e-12 | 5spot_SharedNeighbor | Water | Porous | Wet | R600a | MinimizeLCOE_Brownfield | IgnoreSilica | 2019 | 0 | 0 | 0 | 0 |  |  |  |  | 15 |  | 24.9251 | [19 empty] | 1000 | 0
1 | 1100 | 707 | 0.035 | 15 | 15 | 7 | 1.3335e-12 | 5spot_SharedNeighbor | Water | Porous | Wet | R600a | MinimizeLCOE_Brownfield | IgnoreSilica | 2019 | 0 | 0 | 0 | 0 |  |  |  |  | 15 |  | 26.0726 | [19 empty] | 1333.5214 | 0
1 | 1100 | 707 | 0.035 | 15 | 15 | 7 | 1.7783e-12 | 5spot_SharedNeighbor | Water | Porous | Wet | R600a | MinimizeLCOE_Brownfield | IgnoreSilica | 2019 | 0 | 0 | 0 | 0 |  |  |  |  | 15 |  | 28.3476 | [19 empty] | 1778.2794 | 0
1 | 1100 | 707 | 0.035 | 15 | 15 | 7 | 2.3714e-12 | 5spot_SharedNeighbor | Water | Porous | Wet | R600a | MinimizeLCOE_Brownfield | IgnoreSilica | 2019 | 0 | 0 | 0 | 0 |  |  |  |  | 15 |  | 30.6568 | [19 empty] | 2371.3737 | 0
1 | 1100 | 707 | 0.035 | 15 | 15 | 7 | 3.1623e-12 | 5spot_SharedNeighbor | Water | Porous | Wet | R600a | MinimizeLCOE_Brownfield | IgnoreSilica | 2019 | 0 | 0 | 0 | 0 |  |  |  |  | 15 |  | 36.3286 | [19 empty] | 3162.2777 | 0
1 | 1100 | 707 | 0.035 | 15 | 15 | 7 | 4.217e-12 | 5spot_SharedNeighbor | Water | Porous | Wet | R600a | MinimizeLCOE_Brownfield | IgnoreSilica | 2019 | 0 | 0 | 0 | 0 |  |  |  |  | 15 |  | 39.169 | [19 empty] | 4216.965 | 0
1 | 1100 | 707 | 0.035 | 15 | 15 | 7 | 5.6234e-12 | 5spot_SharedNeighbor | Water | Porous | Wet | R600a | MinimizeLCOE_Brownfield | IgnoreSilica | 2019 | 0 | 0 | 0 | 0 |  |  |  |  | 15 |  | 39.74 | [19 empty] | 5623.4133 | 0
1 | 1100 | 707 | 0.035 | 15 | 15 | 7 | 7.4989e-12 | 5spot_SharedNeighbor | Water | Porous | Wet | R600a | MinimizeLCOE_Brownfield | IgnoreSilica | 2019 | 0 | 0 | 0 | 0 |  |  |  |  | 15 |  | 39.3711 | [19 empty] | 7498.9421 | 0
1 | 1100 | 707 | 0.035 | 15 | 15 | 7 | 1e-11 | 5spot_SharedNeighbor | Water | Porous | Wet | R600a | MinimizeLCOE_Brownfield | IgnoreSilica | 2019 | 0 | 0 | 0 | 0 |  |  |  |  | 15 |  | 38.0073 | [19 empty] | 10000 | 0
1 | 1100 | 707 | 0.035 | 15 | 15 | 7 | 1.3335e-11 | 5spot_SharedNeighbor | Water | Porous | Wet | R600a | MinimizeLCOE_Brownfield | IgnoreSilica | 2019 | 0 | 0 | 0 | 0 |  |  |  |  | 15 |  | 35.247 | [19 empty] | 13335.2143 | 0
1 | 1100 | 707 | 0.035 | 15 | 15 | 7 | 1.7783e-11 | 5spot_SharedNeighbor | Water | Porous | Wet | R600a | MinimizeLCOE_Brownfield | IgnoreSilica | 2019 | 0 | 0 | 0 | 0 |  |  |  |  | 15 |  | 34.5492 | [19 empty] | 17782.7941 | 0
1 | 1100 | 707 | 0.035 | 15 | 15 | 7 | 2.3714e-11 | 5spot_SharedNeighbor | Water | Porous | Wet | R600a | MinimizeLCOE_Brownfield | IgnoreSilica | 2019 | 1.6 | 0.06543 | 0.00018237 | 4 | 6500098.1153 | 16180248.3997 | 132513.2921 | 329856.249 | 50.3716 | 0 | 36.4737 | 28264.0447 | 1297.7181 | 40754.6471 | 49600.9782 | 0 | 16444.1306 | 0 | 53180.9923 | 138366.0331 | 94437.6607 | 422346.205 | 961560.8286 | 3357904.6176 | 3357904.6176 | 1478867.319 | 2224882.9169 | 0 | 4741811.6512 | 11803466.5048 | 23713.7371 | 0.0007295 | 6500098.1153 | 16180248.3997 | 132513.2921 | 329856.249
1 | 1100 | 707 | 0.035 | 15 | 15 | 7 | 3.1623e-11 | 5spot_SharedNeighbor | Water | Porous | Wet | R600a | MinimizeLCOE_Brownfield | IgnoreSilica | 2019 | 1.6 | 0.065431 | 0.00032095 | 4 | 3688829.6895 | 9189370.0743 | 75201.7827 | 187337.7385 | 50.3717 | 0 | 36.3132 | 28264.1746 | 1297.7249 | 40754.7671 | 49601.0407 | 0 | 14490.1079 | 0 | 52419.0479 | 136383.6101 | 93084.6163 | 416295.0897 | 961560.8286 | 3357904.6176 | 3357904.6176 | 1478867.319 | 2224882.9169 | 0 | 4735760.5359 | 11797415.3895 | 31622.7766 | 0.0012838 | 3688829.6895 | 9189370.0743 | 75201.7827 | 187337.7385
1 | 1100 | 707 | 0.035 | 15 | 15 | 7 | 4.217e-11 | 5spot_SharedNeighbor | Water | Porous | Wet | R600a | MinimizeLCOE_Brownfield | IgnoreSilica | 2019 | 2.7009 | 0.11631 | 0.00058668 | 4 | 2101564.824 | 5110725.2962 | 42843.2415 | 104189.0479 | 51.4492 | 0 | 80.1175 | 43027.2636 | 2008.699 | 64507.9667 | 68627.6093 | 0 | 19525.2901 | 0 | 77101.7632 | 200602.9721 | 136915.6504 | 612317.2144 | 961560.8286 | 3357904.6176 | 3357904.6176 | 1478867.319 | 2224882.9169 | 0 | 4931782.6606 | 11993437.5142 | 42169.6503 | 0.0023467 | 2101564.824 | 5110725.2962 | 42843.2415 | 104189.0479
1 | 1100 | 707 | 0.035 | 15 | 15 | 7 | 5.6234e-11 | 5spot_SharedNeighbor | Water | Porous | Wet | R600a | MinimizeLCOE_Brownfield | IgnoreSilica | 2019 | 3.5829 | 0.15721 | 0.00090142 | 4 | 1407258.7571 | 3365746.6834 | 28688.8732 | 68615.2987 | 51.8455 | 0 | 86.2382 | 53402.5795 | 2510.5804 | 82060.2486 | 83890.7966 | 0 | 21784.1367 | 0 | 95022.8533 | 247229.9725 | 168739.5363 | 754640.7039 | 961560.8286 | 3357904.6176 | 3357904.6176 | 1478867.319 | 2224882.9169 | 0 | 5074106.1501 | 12135761.0037 | 56234.1325 | 0.0036057 | 1407258.7571 | 3365746.6834 | 28688.8732 | 68615.2987
1 | 1100 | 707 | 0.035 | 15 | 15 | 7 | 7.4989e-11 | 5spot_SharedNeighbor | Water | Porous | Wet | R600a | MinimizeLCOE_Brownfield | IgnoreSilica | 2019 | 4.7233 | 0.21007 | 0.0013227 | 4 | 992075.0615 | 2326776.4267 | 20224.792 | 47434.4847 | 52.142 | 0 | 79.0709 | 65627.7117 | 3103.4355 | 103444.9431 | 103613.384 | 0 | 24288.5783 | 0 | 117030.4405 | 304489.2 | 207820.1356 | 929417.8287 | 961560.8286 | 3357904.6176 | 3357904.6176 | 1478867.319 | 2224882.9169 | 0 | 5248883.275 | 12310538.1285 | 74989.4209 | 0.0052908 | 992075.0615 | 2326776.4267 | 20224.792 | 47434.4847
1 | 1100 | 707 | 0.035 | 15 | 15 | 7 | 1e-10 | 5spot_SharedNeighbor | Water | Porous | Wet | R600a | MinimizeLCOE_Brownfield | IgnoreSilica | 2019 | 6.1381 | 0.27556 | 0.0018768 | 4 | 726652.3218 | 1667292.1989 | 14813.7904 | 33990.0067 | 52.355 | 0 | 104.3704 | 79503.8239 | 3777.5989 | 128501.4108 | 128057.8859 | 0 | 26846.4359 | 0 | 143007.9906 | 372077.4566 | 253950.5095 | 1135723.112 | 961560.8286 | 3357904.6176 | 3357904.6176 | 1478867.319 | 2224882.9169 | 0 | 5455188.5583 | 12516843.4119 | 100000 | 0.0075073 | 726652.3218 | 1667292.1989 | 14813.7904 | 33990.0067
1 | 1100 | 707 | 0.035 | 15 | 15 | 7 | 1.3335e-10 | 5spot_SharedNeighbor | Water | Porous | Wet | R600a | MinimizeLCOE_Brownfield | IgnoreSilica | 2019 | 7.7971 | 0.35212 | 0.002579 | 4 | 551136.4622 | 1235667.7011 | 11235.6622 | 25190.7575 | 52.4898 | 0 | 97.8301 | 94432.034 | 4503.4226 | 156321.7985 | 156659.4181 | 0 | 29145.9924 | 0 | 172014.4396 | 447546.2869 | 305459.537 | 1366082.9292 | 961560.8286 | 3357904.6176 | 3357904.6176 | 1478867.319 | 2224882.9169 | 0 | 5685548.3754 | 12747203.229 | 133352.1432 | 0.010316 | 551136.4622 | 1235667.7011 | 11235.6622 | 25190.7575
1 | 1100 | 707 | 0.035 | 15 | 15 | 7 | 1.7783e-10 | 5spot_SharedNeighbor | Water | Porous | Wet | R600a | MinimizeLCOE_Brownfield | IgnoreSilica | 2019 | 10.2844 | 0.46778 | 0.0035592 | 4 | 423003.7693 | 919013.1961 | 8623.504 | 18735.3271 | 52.6542 | 0 | 113.9937 | 115325.0087 | 5521.8067 | 196170.6333 | 199752.7095 | 0 | 33011.2601 | 0 | 214414.7532 | 557863.2052 | 380753.1005 | 1702812.4772 | 961560.8286 | 3357904.6176 | 3357904.6176 | 1478867.319 | 2224882.9169 | 0 | 6022277.9234 | 13083932.777 | 177827.941 | 0.014237 | 423003.7693 | 919013.1961 | 8623.504 | 18735.3271
1 | 1100 | 707 | 0.035 | 15 | 15 | 7 | 2.3714e-10 | 5spot_SharedNeighbor | Water | Porous | Wet | R600a | MinimizeLCOE_Brownfield | IgnoreSilica | 2019 | 13.0714 | 0.59697 | 0.0047628 | 4 | 334993.601 | 705659.8806 | 6829.2977 | 14385.8311 | 52.7481 | 0 | 72.2243 | 136792.3817 | 6568.4606 | 238409.1873 | 247938.5904 | 0 | 36229.8734 | 0 | 259716.0124 | 675727.7893 | 461198.101 | 2062580.3961 | 961560.8286 | 3357904.6176 | 3357904.6176 | 1478867.319 | 2224882.9169 | 0 | 6382045.8424 | 13443700.6959 | 237137.3706 | 0.019051 | 334993.601 | 705659.8806 | 6829.2977 | 14385.8311
1 | 1100 | 707 | 0.035 | 15 | 15 | 7 | 3.1623e-10 | 5spot_SharedNeighbor | Water | Porous | Wet | R600a | MinimizeLCOE_Brownfield | IgnoreSilica | 2019 | 16.3498 | 0.74895 | 0.0062523 | 4 | 271518.6855 | 553880.1127 | 5535.2757 | 11291.5953 | 52.8179 | 0 | 86.3911 | 160296.0413 | 7715.0583 | 285822.2607 | 304623.8071 | 0 | 39352.959 | 0 | 311145.9493 | 809537.9353 | 552526.2752 | 2471020.2862 | 961560.8286 | 3357904.6176 | 3357904.6176 | 1478867.319 | 2224882.9169 | 0 | 6790485.7325 | 13852140.5861 | 316227.766 | 0.025009 | 271518.6855 | 553880.1127 | 5535.2757 | 11291.5953
1 | 1100 | 707 | 0.035 | 15 | 15 | 7 | 4.217e-10 | 5spot_SharedNeighbor | Water | Porous | Wet | R600a | MinimizeLCOE_Brownfield | IgnoreSilica | 2019 | 20.0823 | 0.922 | 0.0080355 | 4 | 225276.4754 | 444977.9886 | 4592.5657 | 9071.4782 | 52.87 | 0 | 93.8155 | 185346.9628 | 8937.5856 | 337516.9031 | 369162.3594 | 0 | 42252.4839 | 0 | 367854.355 | 957081.5745 | 653227.8406 | 2921380.065 | 961560.8286 | 3357904.6176 | 3357904.6176 | 1478867.319 | 2224882.9169 | 0 | 7240845.5113 | 14302500.3648 | 421696.5034 | 0.032142 | 225276.4754 | 444977.9886 | 4592.5657 | 9071.4782
1 | 1100 | 707 | 0.035 | 15 | 15 | 7 | 5.6234e-10 | 5spot_SharedNeighbor | Water | Porous | Wet | R600a | MinimizeLCOE_Brownfield | IgnoreSilica | 2019 | 24.0964 | 1.1081 | 0.010072 | 4 | 191402.1872 | 366678.4458 | 3901.9925 | 7475.2361 | 52.9084 | 0 | 130.7129 | 210741.3301 | 10177.1154 | 390988.9316 | 438574.0435 | 0 | 44644.3758 | 0 | 427099.0607 | 1111224.1458 | 758433.3129 | 3391882.3158 | 961560.8286 | 3357904.6176 | 3357904.6176 | 1478867.319 | 2224882.9169 | 0 | 7711347.7621 | 14773002.6157 | 562341.3252 | 0.040289 | 191402.1872 | 366678.4458 | 3901.9925 | 7475.2361
1 | 1100 | 707 | 0.035 | 15 | 15 | 7 | 7.4989e-10 | 5spot_SharedNeighbor | Water | Porous | Wet | R600a | MinimizeLCOE_Brownfield | IgnoreSilica | 2019 | 28.2233 | 1.2995 | 0.012285 | 4 | 166531.0502 | 310239.7729 | 3394.9607 | 6324.6574 | 52.9367 | 0 | 128.9754 | 235536.3414 | 11387.4706 | 444119.9533 | 509938.8788 | 0 | 46460.6156 | 0 | 486502.8712 | 1265780.6755 | 863921.3202 | 3863648.1266 | 961560.8286 | 3357904.6176 | 3357904.6176 | 1478867.319 | 2224882.9169 | 0 | 8183113.5729 | 15244768.4264 | 749894.2093 | 0.049139 | 166531.0502 | 310239.7729 | 3394.9607 | 6324.6574
1 | 1100 | 707 | 0.035 | 15 | 15 | 7 | 1e-09 | 5spot_SharedNeighbor | Water | Porous | Wet | R600a | MinimizeLCOE_Brownfield | IgnoreSilica | 2019 | 32.1823 | 1.4831 | 0.014545 | 4 | 148260.1232 | 269635.3713 | 3022.4831 | 5496.8818 | 52.9574 | 0 | 92.3543 | 258307.617 | 12499.0168 | 493637.4444 | 578406.1697 | 0 | 47530.2331 | 0 | 542248.3876 | 1410819.074 | 962913.0075 | 4306360.9501 | 961560.8286 | 3357904.6176 | 3357904.6176 | 1478867.319 | 2224882.9169 | 0 | 8625826.3963 | 15687481.2499 | 1000000 | 0.05818 | 148260.1232 | 269635.3713 | 3022.4831 | 5496.8818
1 | 1100 | 707 | 0.035 | 15 | 15 | 7 | 1.3335e-09 | 5spot_SharedNeighbor | Water | Porous | Wet | R600a | MinimizeLCOE_Brownfield | IgnoreSilica | 2019 | 35.7897 | 1.6504 | 0.016727 | 4 | 134835.2596 | 240374.8772 | 2748.7991 | 4900.367 | 52.9725 | 0 | 110.5132 | 278328.5692 | 13476.242 | 537698.8731 | 640795.4839 | 0 | 47936.3888 | 0 | 592111.8672 | 1540553.6196 | 1051459.5006 | 4702360.5444 | 961560.8286 | 3357904.6176 | 3357904.6176 | 1478867.319 | 2224882.9169 | 0 | 9021825.9906 | 16083480.8442 | 1333521.4322 | 0.06691 | 134835.2596 | 240374.8772 | 2748.7991 | 4900.367
1 | 1100 | 707 | 0.035 | 15 | 15 | 7 | 1.7783e-09 | 5spot_SharedNeighbor | Water | Porous | Wet | R600a | MinimizeLCOE_Brownfield | IgnoreSilica | 2019 | 38.9102 | 1.7951 | 0.018724 | 4 | 124964.0937 | 219252.6835 | 2547.5621 | 4469.7625 | 52.9833 | 0 | 95.9391 | 295160.9445 | 14297.7554 | 575097.7961 | 694767.0989 | 0 | 47796.0857 | 0 | 634576.6755 | 1651038.34 | 1126867.5925 | 5039602.2886 | 961560.8286 | 3357904.6176 | 3357904.6176 | 1478867.319 | 2224882.9169 | 0 | 9359067.7348 | 16420722.5884 | 1778279.41 | 0.074894 | 124964.0937 | 219252.6835 | 2547.5621 | 4469.7625
1 | 1100 | 707 | 0.035 | 15 | 15 | 7 | 2.3714e-09 | 5spot_SharedNeighbor | Water | Porous | Wet | R600a | MinimizeLCOE_Brownfield | IgnoreSilica | 2019 | 41.536 | 1.9169 | 0.020475 | 4 | 117694.9736 | 203916.715 | 2399.3712 | 4157.1181 | 52.9912 | 0 | 132.1271 | 309010.6647 | 14973.6304 | 606100.4344 | 740180.6121 | 0 | 47347.1671 | 0 | 669868.8784 | 1742861.4125 | 1189538.7263 | 5319881.5258 | 961560.8286 | 3357904.6176 | 3357904.6176 | 1478867.319 | 2224882.9169 | 0 | 9639346.972 | 16701001.8256 | 2371373.7057 | 0.081901 | 117694.9736 | 203916.715 | 2399.3712 | 4157.1181
1 | 1100 | 707 | 0.035 | 15 | 15 | 7 | 3.1623e-09 | 5spot_SharedNeighbor | Water | Porous | Wet | R600a | MinimizeLCOE_Brownfield | IgnoreSilica | 2019 | 43.6749 | 2.0161 | 0.021956 | 4 | 112330.5491 | 192737.228 | 2290.0102 | 3929.2091 | 52.9969 | 0 | 134.3944 | 320097.8912 | 15514.6408 | 631063.6745 | 777173.6654 | 0 | 46729.6257 | 0 | 698326.0041 | 1816901.0162 | 1240072.2771 | 5545878.795 | 961560.8286 | 3357904.6176 | 3357904.6176 | 1478867.319 | 2224882.9169 | 0 | 9865344.2412 | 16926999.0948 | 3162277.6602 | 0.087824 | 112330.5491 | 192737.228 | 2290.0102 | 3929.2091
1 | 1100 | 707 | 0.035 | 15 | 15 | 7 | 4.217e-09 | 5spot_SharedNeighbor | Water | Porous | Wet | R600a | MinimizeLCOE_Brownfield | IgnoreSilica | 2019 | 45.3487 | 2.0938 | 0.023164 | 4 | 108362.2514 | 184574.7783 | 2209.1111 | 3762.8065 | 53.001 | 0 | 109.6058 | 328660.0451 | 15932.3992 | 650427.5813 | 806122.9062 | 0 | 46009.4597 | 0 | 720389.4327 | 1874305.5317 | 1279252.0385 | 5721099.3943 | 961560.8286 | 3357904.6176 | 3357904.6176 | 1478867.319 | 2224882.9169 | 0 | 10040564.8406 | 17102219.6942 | 4216965.0343 | 0.092657 | 108362.2514 | 184574.7783 | 2209.1111 | 3762.8065
1 | 1100 | 707 | 0.035 | 15 | 15 | 7 | 5.6234e-09 | 5spot_SharedNeighbor | Water | Porous | Wet | R600a | MinimizeLCOE_Brownfield | IgnoreSilica | 2019 | 46.6787 | 2.1555 | 0.024139 | 4 | 105419.8701 | 178554.4282 | 2149.1266 | 3640.0735 | 53.004 | 0 | 99.1048 | 335395.7452 | 16261.0126 | 665713.1933 | 829127.574 | 0 | 45360.1053 | 0 | 737824.4759 | 1919667.9376 | 1310212.8126 | 5859562.8564 | 961560.8286 | 3357904.6176 | 3357904.6176 | 1478867.319 | 2224882.9169 | 0 | 10179028.3026 | 17240683.1562 | 5623413.2519 | 0.096557 | 105419.8701 | 178554.4282 | 2149.1266 | 3640.0735
1 | 1100 | 707 | 0.035 | 15 | 15 | 7 | 7.4989e-09 | 5spot_SharedNeighbor | Water | Porous | Wet | R600a | MinimizeLCOE_Brownfield | IgnoreSilica | 2019 | 47.6922 | 2.2025 | 0.024905 | 4 | 103233.0433 | 174120.336 | 2104.5452 | 3549.6786 | 53.0061 | 0 | 110.7238 | 340489.1472 | 16509.4881 | 677301.4472 | 846656.4959 | 0 | 44752.8504 | 0 | 751026.6772 | 1954017.3574 | 1333656.9975 | 5964410.461 | 961560.8286 | 3357904.6176 | 3357904.6176 | 1478867.319 | 2224882.9169 | 0 | 10283875.9072 | 17345530.7608 | 7498942.0933 | 0.099618 | 103233.0433 | 174120.336 | 2104.5452 | 3549.6786
1 | 1100 | 707 | 0.035 | 15 | 15 | 7 | 1e-08 | 5spot_SharedNeighbor | Water | Porous | Wet | R600a | MinimizeLCOE_Brownfield | IgnoreSilica | 2019 | 48.4887 | 2.2394 | 0.025506 | 4 | 101604.6669 | 170820.6018 | 2071.3486 | 3482.409 | 53.0077 | 0 | 96.795 | 344468.5423 | 16703.6084 | 686372.7109 | 860430.8396 | 0 | 44270.8171 | 0 | 761376.1421 | 1980944.5421 | 1352035.3543 | 6046602.5569 | 961560.8286 | 3357904.6176 | 3357904.6176 | 1478867.319 | 2224882.9169 | 0 | 10366068.0032 | 17427722.8567 | 10000000 | 0.10202 | 101604.6669 | 170820.6018 | 2071.3486 | 3482.409
1 | 1200 | 707 | 0.035 | 15 | 15 | 7 | 1e-13 | 5spot_SharedNeighbor | Water | Porous | Wet | R600a | MinimizeLCOE_Brownfield | IgnoreSilica | 2019 | 0 | 0 | 0 | 0 |  |  |  |  | 15 |  | 13.9425 | [19 empty] | 100 | 0
1 | 1200 | 707 | 0.035 | 15 | 15 | 7 | 1.3335e-13 | 5spot_SharedNeighbor | Water | Porous | Wet | R600a | MinimizeLCOE_Brownfield | IgnoreSilica | 2019 | 0 | 0 | 0 | 0 |  |  |  |  | 15 |  | 17.9147 | [19 empty] | 133.3521 | 0
1 | 1200 | 707 | 0.035 | 15 | 15 | 7 | 1.7783e-13 | 5spot_SharedNeighbor | Water | Porous | Wet | R600a | MinimizeLCOE_Brownfield | IgnoreSilica | 2019 | 0 | 0 | 0 | 0 |  |  |  |  | 15 |  | 23.5886 | [19 empty] | 177.8279 | 0
1 | 1200 | 707 | 0.035 | 15 | 15 | 7 | 2.3714e-13 | 5spot_SharedNeighbor | Water | Porous | Wet | R600a | MinimizeLCOE_Brownfield | IgnoreSilica | 2019 | 0 | 0 | 0 | 0 |  |  |  |  | 15 |  | 23.4673 | [19 empty] | 237.1374 | 0
1 | 1200 | 707 | 0.035 | 15 | 15 | 7 | 3.1623e-13 | 5spot_SharedNeighbor | Water | Porous | Wet | R600a | MinimizeLCOE_Brownfield | IgnoreSilica | 2019 | 0 | 0 | 0 | 0 |  |  |  |  | 15 |  | 23.1332 | [19 empty] | 316.2278 | 0
1 | 1200 | 707 | 0.035 | 15 | 15 | 7 | 4.217e-13 | 5spot_SharedNeighbor | Water | Porous | Wet | R600a | MinimizeLCOE_Brownfield | IgnoreSilica | 2019 | 0 | 0 | 0 | 0 |  |  |  |  | 15 |  | 22.5121 | [19 empty] | 421.6965 | 0
1 | 1200 | 707 | 0.035 | 15 | 15 | 7 | 5.6234e-13 | 5spot_SharedNeighbor | Water | Porous | Wet | R600a | MinimizeLCOE_Brownfield | IgnoreSilica | 2019 | 0 | 0 | 0 | 0 |  |  |  |  | 15 |  | 23.6644 | [19 empty] | 562.3413 | 0
1 | 1200 | 707 | 0.035 | 15 | 15 | 7 | 7.4989e-13 | 5spot_SharedNeighbor | Water | Porous | Wet | R600a | MinimizeLCOE_Brownfield | IgnoreSilica | 2019 | 0 | 0 | 0 | 0 |  |  |  |  | 15 |  | 25.9076 | [19 empty] | 749.8942 | 0
1 | 1200 | 707 | 0.035 | 15 | 15 | 7 | 1e-12 | 5spot_SharedNeighbor | Water | Porous | Wet | R600a | MinimizeLCOE_Brownfield | IgnoreSilica | 2019 | 0 | 0 | 0 | 0 |  |  |  |  | 15 |  | 24.5837 | [19 empty] | 1000 | 0
1 | 1200 | 707 | 0.035 | 15 | 15 | 7 | 1.3335e-12 | 5spot_SharedNeighbor | Water | Porous | Wet | R600a | MinimizeLCOE_Brownfield | IgnoreSilica | 2019 | 0 | 0 | 0 | 0 |  |  |  |  | 15 |  | 26.4168 | [19 empty] | 1333.5214 | 0
1 | 1200 | 707 | 0.035 | 15 | 15 | 7 | 1.7783e-12 | 5spot_SharedNeighbor | Water | Porous | Wet | R600a | MinimizeLCOE_Brownfield | IgnoreSilica | 2019 | 0 | 0 | 0 | 0 |  |  |  |  | 15 |  | 29.6518 | [19 empty] | 1778.2794 | 0
1 | 1200 | 707 | 0.035 | 15 | 15 | 7 | 2.3714e-12 | 5spot_SharedNeighbor | Water | Porous | Wet | R600a | MinimizeLCOE_Brownfield | IgnoreSilica | 2019 | 0 | 0 | 0 | 0 |  |  |  |  | 15 |  | 33.4053 | [19 empty] | 2371.3737 | 0
1 | 1200 | 707 | 0.035 | 15 | 15 | 7 | 3.1623e-12 | 5spot_SharedNeighbor | Water | Porous | Wet | R600a | MinimizeLCOE_Brownfield | IgnoreSilica | 2019 | 0 | 0 | 0 | 0 |  |  |  |  | 15 |  | 36.1983 | [19 empty] | 3162.2777 | 0
1 | 1200 | 707 | 0.035 | 15 | 15 | 7 | 4.217e-12 | 5spot_SharedNeighbor | Water | Porous | Wet | R600a | MinimizeLCOE_Brownfield | IgnoreSilica | 2019 | 0 | 0 | 0 | 0 |  |  |  |  | 15 |  | 37.8074 | [19 empty] | 4216.965 | 0
1 | 1200 | 707 | 0.035 | 15 | 15 | 7 | 5.6234e-12 | 5spot_SharedNeighbor | Water | Porous | Wet | R600a | MinimizeLCOE_Brownfield | IgnoreSilica | 2019 | 0 | 0 | 0 | 0 |  |  |  |  | 15 |  | 36.9324 | [19 empty] | 5623.4133 | 0
1 | 1200 | 707 | 0.035 | 15 | 15 | 7 | 7.4989e-12 | 5spot_SharedNeighbor | Water | Porous | Wet | R600a | MinimizeLCOE_Brownfield | IgnoreSilica | 2019 | 0 | 0 | 0 | 0 |  |  |  |  | 15 |  | 36.5469 | [19 empty] | 7498.9421 | 0
1 | 1200 | 707 | 0.035 | 15 | 15 | 7 | 1e-11 | 5spot_SharedNeighbor | Water | Porous | Wet | R600a | MinimizeLCOE_Brownfield | IgnoreSilica | 2019 | 0 | 0 | 0 | 0 |  |  |  |  | 15 |  | 37.1945 | [19 empty] | 10000 | 0
1 | 1200 | 707 | 0.035 | 15 | 15 | 7 | 1.3335e-11 | 5spot_SharedNeighbor | Water | Porous | Wet | R600a | MinimizeLCOE_Brownfield | IgnoreSilica | 2019 | 1.6 | 0.074883 | 0.00022244 | 4 | 5689520.8173 | 14051935.4142 | 115988.5775 | 286467.7101 | 53.3088 | 0 | 37.7702 | 33296.6163 | 1561.7729 | 45272.252 | 51908.2057 | 0 | 20422.4172 | 0 | 59459.893 | 154702.4447 | 105587.5974 | 472211.1993 | 961560.8286 | 3628490.1274 | 3628490.1274 | 1478867.319 | 2333117.1208 | 0 | 5062262.1553 | 12502736.7226 | 13335.2143 | 0.00088975 | 5689520.8173 | 14051935.4142 | 115988.5775 | 286467.7101
1 | 1200 | 707 | 0.035 | 15 | 15 | 7 | 1.7783e-11 | 5spot_SharedNeighbor | Water | Porous | Wet | R600a | MinimizeLCOE_Brownfield | IgnoreSilica | 2019 | 1.8264 | 0.086912 | 0.000474 | 4 | 2692266.9041 | 6616538.1065 | 54885.5024 | 134887.0788 | 53.69 | 0 | 288.7115 | 37183.4859 | 1752.6985 | 50984.0361 | 56183.1279 | 0 | 20019.8794 | 0 | 64788.0588 | 168565.2392 | 115049.2394 | 514525.7652 | 961560.8286 | 3628490.1274 | 3628490.1274 | 1478867.319 | 2333117.1208 | 0 | 5104576.7213 | 12545051.2886 | 17782.7941 | 0.001896 | 2692266.9041 | 6616538.1065 | 54885.5024 | 134887.0788
1 | 1200 | 707 | 0.035 | 15 | 15 | 7 | 2.3714e-11 | 5spot_SharedNeighbor | Water | Porous | Wet | R600a | MinimizeLCOE_Brownfield | IgnoreSilica | 2019 | 2.4488 | 0.12007 | 0.00079477 | 4 | 1644347.4609 | 3984783.9406 | 33522.2471 | 81235.2104 | 54.3873 | 0 | 399.7696 | 47106.7353 | 2241.5899 | 65984.3617 | 67945.505 | 0 | 22545.8024 | 0 | 80271.3578 | 208849.607 | 142544.1482 | 637489.1071 | 961560.8286 | 3628490.1274 | 3628490.1274 | 1478867.319 | 2333117.1208 | 0 | 5227540.0632 | 12668014.6305 | 23713.7371 | 0.0031791 | 1644347.4609 | 3984783.9406 | 33522.2471 | 81235.2104
1 | 1200 | 707 | 0.035 | 15 | 15 | 7 | 3.1623e-11 | 5spot_SharedNeighbor | Water | Porous | Wet | R600a | MinimizeLCOE_Brownfield | IgnoreSilica | 2019 | 3.2493 | 0.16284 | 0.0012298 | 4 | 1093002.3691 | 2605482.6306 | 22282.3317 | 53116.2876 | 54.9021 | 0 | 77.4543 | 58695.3788 | 2814.3071 | 84153.9611 | 83089.8445 | 0 | 25294.1086 | 0 | 99078.5641 | 257782.0999 | 175941.5801 | 786849.8443 | 961560.8286 | 3628490.1274 | 3628490.1274 | 1478867.319 | 2333117.1208 | 0 | 5376900.8003 | 12817375.3676 | 31622.7766 | 0.0049194 | 1093002.3691 | 2605482.6306 | 22282.3317 | 53116.2876
1 | 1200 | 707 | 0.035 | 15 | 15 | 7 | 4.217e-11 | 5spot_SharedNeighbor | Water | Porous | Wet | R600a | MinimizeLCOE_Brownfield | IgnoreSilica | 2019 | 4.2823 | 0.21799 | 0.0018141 | 4 | 766146.8309 | 1791511.9725 | 15618.9394 | 36522.3948 | 55.2876 | 0 | 74.9712 | 72316.8615 | 3489.1876 | 106234.3785 | 102617.0866 | 0 | 28338.5158 | 0 | 122068.4517 | 317597.0717 | 216766.5274 | 969428.0808 | 961560.8286 | 3628490.1274 | 3628490.1274 | 1478867.319 | 2333117.1208 | 0 | 5559479.0369 | 12999953.6041 | 42169.6503 | 0.0072564 | 766146.8309 | 1791511.9725 | 15618.9394 | 36522.3948
1 | 1200 | 707 | 0.035 | 15 | 15 | 7 | 5.6234e-11 | 5spot_SharedNeighbor | Water | Porous | Wet | R600a | MinimizeLCOE_Brownfield | IgnoreSilica | 2019 | 5.5922 | 0.28793 | 0.0025887 | 4 | 558166.6744 | 1276732.3584 | 11378.9826 | 26027.916 | 55.573 | 0 | 97.4041 | 88116.5931 | 4273.3191 | 132686.936 | 127374.4532 | 0 | 31615.6754 | 0 | 149786.121 | 389712.7614 | 265986.9674 | 1189552.8265 | 961560.8286 | 3628490.1274 | 3628490.1274 | 1478867.319 | 2333117.1208 | 0 | 5779603.7826 | 13220078.3498 | 56234.1325 | 0.010355 | 558166.6744 | 1276732.3584 | 11378.9826 | 26027.916
1 | 1200 | 707 | 0.035 | 15 | 15 | 7 | 7.4989e-11 | 5spot_SharedNeighbor | Water | Porous | Wet | R600a | MinimizeLCOE_Brownfield | IgnoreSilica | 2019 | 7.1929 | 0.37324 | 0.0035916 | 4 | 420121.1319 | 938034.2307 | 8564.7375 | 19123.0966 | 55.7697 | 0 | 80.342 | 105814.9348 | 5152.4011 | 163269.5091 | 157587.9112 | 0 | 34885.082 | 0 | 182016.8369 | 473570.4727 | 323221.5785 | 1445518.7261 | 961560.8286 | 3628490.1274 | 3628490.1274 | 1478867.319 | 2333117.1208 | 0 | 6035569.6822 | 13476044.2495 | 74989.4209 | 0.014366 | 420121.1319 | 938034.2307 | 8564.7375 | 19123.0966
1 | 1200 | 707 | 0.035 | 15 | 15 | 7 | 1e-10 | 5spot_SharedNeighbor | Water | Porous | Wet | R600a | MinimizeLCOE_Brownfield | IgnoreSilica | 2019 | 9.5 | 0.49677 | 0.0049632 | 4 | 321999.8712 | 696785.655 | 6564.4029 | 14204.9181 | 55.9657 | 0 | 99.1334 | 129438.8922 | 6327.9528 | 205191.6904 | 201260.9993 | 0 | 39743.0385 | 0 | 226965.4035 | 590517.423 | 403040.2751 | 1802485.6748 | 961560.8286 | 3628490.1274 | 3628490.1274 | 1478867.319 | 2333117.1208 | 0 | 6392536.6309 | 13833011.1981 | 100000 | 0.019853 | 321999.8712 | 696785.655 | 6564.4029 | 14204.9181
1 | 1200 | 707 | 0.035 | 15 | 15 | 7 | 1.3335e-10 | 5spot_SharedNeighbor | Water | Porous | Wet | R600a | MinimizeLCOE_Brownfield | IgnoreSilica | 2019 | 12.0897 | 0.63525 | 0.0066842 | 4 | 253359.1303 | 531646.0259 | 5165.0686 | 10838.3233 | 56.0873 | 0 | 89.1907 | 153813.9567 | 7541.1895 | 249769.9032 | 250240.3197 | 0 | 43755.228 | 0 | 274997.0329 | 715485.87 | 488333.808 | 2183937.3081 | 961560.8286 | 3628490.1274 | 3628490.1274 | 1478867.319 | 2333117.1208 | 0 | 6773988.2641 | 14214462.8314 | 133352.1432 | 0.026737 | 253359.1303 | 531646.0259 | 5165.0686 | 10838.3233
1 | 1200 | 707 | 0.035 | 15 | 15 | 7 | 1.7783e-10 | 5spot_SharedNeighbor | Water | Porous | Wet | R600a | MinimizeLCOE_Brownfield | IgnoreSilica | 2019 | 15.295 | 0.80667 | 0.0088709 | 4 | 203733.7402 | 413422.035 | 4153.3879 | 8428.1674 | 56.1808 | 0 | 112.0294 | 181830.9427 | 8936.2168 | 302344.5778 | 310866.2497 | 0 | 48110.8364 | 0 | 332314.6412 | 864614.5292 | 590117.1822 | 2639135.176 | 961560.8286 | 3628490.1274 | 3628490.1274 | 1478867.319 | 2333117.1208 | 0 | 7229186.1321 | 14669660.6993 | 177827.941 | 0.035483 | 203733.7402 | 413422.035 | 4153.3879 | 8428.1674
1 | 1200 | 707 | 0.035 | 15 | 15 | 7 | 2.3714e-10 | 5spot_SharedNeighbor | Water | Porous | Wet | R600a | MinimizeLCOE_Brownfield | IgnoreSilica | 2019 | 19.0734 | 1.0088 | 0.011572 | 4 | 167375.3967 | 328123.7263 | 3412.1739 | 6689.246 | 56.2512 | 0 | 103.7147 | 212622.5809 | 10469.7087 | 361532.4128 | 382336.3616 | 0 | 52383.0517 | 0 | 397544.2051 | 1034328.4742 | 705950.437 | 3157167.232 | 961560.8286 | 3628490.1274 | 3628490.1274 | 1478867.319 | 2333117.1208 | 0 | 7747218.1881 | 15187692.7553 | 237137.3706 | 0.046286 | 167375.3967 | 328123.7263 | 3412.1739 | 6689.246
1 | 1200 | 707 | 0.035 | 15 | 15 | 7 | 3.1623e-10 | 5spot_SharedNeighbor | Water | Porous | Wet | R600a | MinimizeLCOE_Brownfield | IgnoreSilica | 2019 | 23.366 | 1.2384 | 0.014796 | 4 | 140526.0804 | 266240.2102 | 2864.8142 | 5427.6668 | 56.3039 | 0 | 94.241 | 245415.3759 | 12102.9119 | 425967.5256 | 463536.1078 | 0 | 56327.6468 | 0 | 469306.3315 | 1221038.8065 | 833384.0753 | 3727078.7811 | 961560.8286 | 3628490.1274 | 3628490.1274 | 1478867.319 | 2333117.1208 | 0 | 8317129.7372 | 15757604.3044 | 316227.766 | 0.059186 | 140526.0804 | 266240.2102 | 2864.8142 | 5427.6668
1 | 1200 | 707 | 0.035 | 15 | 15 | 7 | 4.217e-10 | 5spot_SharedNeighbor | Water | Porous | Wet | R600a | MinimizeLCOE_Brownfield | IgnoreSilica | 2019 | 28.0166 | 1.4872 | 0.018482 | 4 | 120619.3845 | 221266.6024 | 2458.9893 | 4510.819 | 56.3432 | 0 | 107.796 | 278933.1533 | 13772.0545 | 493133.9174 | 551511.7777 | 0 | 59658.2473 | 0 | 544833.5686 | 1417545.1847 | 967503.7162 | 4326891.6197 | 961560.8286 | 3628490.1274 | 3628490.1274 | 1478867.319 | 2333117.1208 | 0 | 8916942.5757 | 16357417.143 | 421696.5034 | 0.073926 | 120619.3845 | 221266.6024 | 2458.9893 | 4510.819
1 | 1200 | 707 | 0.035 | 15 | 15 | 7 | 5.6234e-10 | 5spot_SharedNeighbor | Water | Porous | Wet | R600a | MinimizeLCOE_Brownfield | IgnoreSilica | 2019 | 32.754 | 1.7406 | 0.022468 | 4 | 105845.0955 | 188636.1809 | 2157.7954 | 3845.6037 | 56.3722 | 0 | 119.6658 | 311384.8499 | 15387.8057 | 559281.5837 | 641137.1821 | 0 | 62054.7922 | 0 | 619806.0233 | 1612608.1329 | 1100638.1865 | 4922298.5564 | 961560.8286 | 3628490.1274 | 3628490.1274 | 1478867.319 | 2333117.1208 | 0 | 9512349.5124 | 16952824.0797 | 562341.3252 | 0.08987 | 105845.0955 | 188636.1809 | 2157.7954 | 3845.6037
1 | 1200 | 707 | 0.035 | 15 | 15 | 7 | 7.4989e-10 | 5spot_SharedNeighbor | Water | Porous | Wet | R600a | MinimizeLCOE_Brownfield | IgnoreSilica | 2019 | 37.3366 | 1.9858 | 0.026546 | 4 | 94888.2473 | 164959.3058 | 1934.4253 | 3362.9186 | 56.3936 | 0 | 104.4583 | 341453.5215 | 16884.5562 | 621458.0017 | 727840.1399 | 0 | 63490.7679 | 0 | 690739.525 | 1797162.5539 | 1226600.3711 | 5485629.4372 | 961560.8286 | 3628490.1274 | 3628490.1274 | 1478867.319 | 2333117.1208 | 0 | 10075680.3933 | 17516154.9605 | 749894.2093 | 0.10618 | 94888.2473 | 164959.3058 | 1934.4253 | 3362.9186
1 | 1200 | 707 | 0.035 | 15 | 15 | 7 | 1e-09 | 5spot_SharedNeighbor | Water | Porous | Wet | R600a | MinimizeLCOE_Brownfield | IgnoreSilica | 2019 | 41.5313 | 2.2103 | 0.030487 | 4 | 86772.6682 | 147786.8614 | 1768.9782 | 3012.8351 | 56.4091 | 0 | 132.46 | 368015.0591 | 18206.3919 | 677034.9909 | 807205.3664 | 0 | 64020.5854 | 0 | 754448.1335 | 1962919.2849 | 1339732.7459 | 5991582.558 | 961560.8286 | 3628490.1274 | 3628490.1274 | 1478867.319 | 2333117.1208 | 0 | 10581633.514 | 18022108.0813 | 1000000 | 0.12195 | 86772.6682 | 147786.8614 | 1768.9782 | 3012.8351
1 | 1200 | 707 | 0.035 | 15 | 15 | 7 | 1.3335e-09 | 5spot_SharedNeighbor | Water | Porous | Wet | R600a | MinimizeLCOE_Brownfield | IgnoreSilica | 2019 | 45.1707 | 2.405 | 0.034091 | 4 | 80766.1793 | 135329.9797 | 1646.5278 | 2758.8847 | 56.4201 | 0 | 115.5044 | 390409.8998 | 19320.5865 | 724340.2672 | 876061.0184 | 0 | 63787.6205 | 0 | 808828.5631 | 2104406.0075 | 1436300.3414 | 6423454.3044 | 961560.8286 | 3628490.1274 | 3628490.1274 | 1478867.319 | 2333117.1208 | 0 | 11013505.2605 | 18453979.8277 | 1333521.4322 | 0.13636 | 80766.1793 | 135329.9797 | 1646.5278 | 2758.8847
1 | 1200 | 707 | 0.035 | 15 | 15 | 7 | 1.7783e-09 | 5spot_SharedNeighbor | Water | Porous | Wet | R600a | MinimizeLCOE_Brownfield | IgnoreSilica | 2019 | 48.2038 | 2.5673 | 0.03724 | 4 | 76319.9523 | 126269.7753 | 1555.8855 | 2574.1802 | 56.4278 | 0 | 135.3219 | 408658.5624 | 20228.2799 | 763176.2136 | 933441.8622 | 0 | 63044.0319 | 0 | 853534.0905 | 2220720.6196 | 1515687.4541 | 6778491.1143 | 961560.8286 | 3628490.1274 | 3628490.1274 | 1478867.319 | 2333117.1208 | 0 | 11368542.0703 | 18809016.6376 | 1778279.41 | 0.14896 | 76319.9523 | 126269.7753 | 1555.8855 | 2574.1802
1 | 1200 | 707 | 0.035 | 15 | 15 | 7 | 2.3714e-09 | 5spot_SharedNeighbor | Water | Porous | Wet | R600a | MinimizeLCOE_Brownfield | IgnoreSilica | 2019 | 50.6734 | 2.6994 | 0.039899 | 4 | 73025.3811 | 119646.3854 | 1488.7212 | 2439.1534 | 56.4332 | 0 | 130.7064 | 423258.9705 | 20954.3504 | 794429.0964 | 980156.6839 | 0 | 62069.188 | 0 | 889538.6328 | 2314397.053 | 1579623.5448 | 7064427.5197 | 961560.8286 | 3628490.1274 | 3628490.1274 | 1478867.319 | 2333117.1208 | 0 | 11654478.4757 | 19094953.043 | 2371373.7057 | 0.15959 | 73025.3811 | 119646.3854 | 1488.7212 | 2439.1534
1 | 1200 | 707 | 0.035 | 15 | 15 | 7 | 3.1623e-09 | 5spot_SharedNeighbor | Water | Porous | Wet | R600a | MinimizeLCOE_Brownfield | IgnoreSilica | 2019 | 52.6251 | 2.8038 | 0.042074 | 4 | 70580.4505 | 114791.3888 | 1438.878 | 2340.1777 | 56.4369 | 0 | 94.2397 | 434642.7076 | 21520.3516 | 818905.8149 | 1017068.8351 | 0 | 61004.2841 | 0 | 917725.3774 | 2387733.1805 | 1629676.9587 | 7288277.5099 | 961560.8286 | 3628490.1274 | 3628490.1274 | 1478867.319 | 2333117.1208 | 0 | 11878328.4659 | 19318803.0332 | 3162277.6602 | 0.16829 | 70580.4505 | 114791.3888 | 1438.878 | 2340.1777
1 | 1200 | 707 | 0.035 | 15 | 15 | 7 | 4.217e-09 | 5spot_SharedNeighbor | Water | Porous | Wet | R600a | MinimizeLCOE_Brownfield | IgnoreSilica | 2019 | 54.165 | 2.8861 | 0.043824 | 4 | 68762.9557 | 111208.4718 | 1401.8259 | 2267.1351 | 56.4394 | 0 | 130.3657 | 443532.5373 | 21962.2863 | 838085.8922 | 1046189.323 | 0 | 60020.2399 | 0 | 939818.2087 | 2445214.1958 | 1668908.9327 | 7463731.6159 | 961560.8286 | 3628490.1274 | 3628490.1274 | 1478867.319 | 2333117.1208 | 0 | 12053782.5719 | 19494257.1392 | 4216965.0343 | 0.17529 | 68762.9557 | 111208.4718 | 1401.8259 | 2267.1351
1 | 1200 | 707 | 0.035 | 15 | 15 | 7 | 5.6234e-09 | 5spot_SharedNeighbor | Water | Porous | Wet | R600a | MinimizeLCOE_Brownfield | IgnoreSilica | 2019 | 55.3487 | 2.9494 | 0.045201 | 4 | 67409.6606 | 108562.2086 | 1374.2371 | 2213.1875 | 56.4412 | 0 | 112.5141 | 450312.8069 | 22299.3069 | 852752.8392 | 1068572.0575 | 0 | 59129.6367 | 0 | 956695.9924 | 2489126.7269 | 1698880.1375 | 7597769.5039 | 961560.8286 | 3628490.1274 | 3628490.1274 | 1478867.319 | 2333117.1208 | 0 | 12187820.4599 | 19628295.0272 | 5623413.2519 | 0.1808 | 67409.6606 | 108562.2086 | 1374.2371 | 2213.1875
1 | 1200 | 707 | 0.035 | 15 | 15 | 7 | 7.4989e-09 | 5spot_SharedNeighbor | Water | Porous | Wet | R600a | MinimizeLCOE_Brownfield | IgnoreSilica | 2019 | 56.265 | 2.9984 | 0.046277 | 4 | 66400.5336 | 106596.1602 | 1353.6647 | 2173.1069 | 56.4424 | 0 | 125.759 | 455529.89 | 22558.6015 | 864060.7462 | 1085895.5732 | 0 | 58391.5815 | 0 | 969710.1931 | 2522987.0074 | 1721990.4748 | 7701124.0677 | 961560.8286 | 3628490.1274 | 3628490.1274 | 1478867.319 | 2333117.1208 | 0 | 12291175.0238 | 19731649.591 | 7498942.0933 | 0.18511 | 66400.5336 | 106596.1602 | 1353.6647 | 2173.1069
1 | 1200 | 707 | 0.035 | 15 | 15 | 7 | 1e-08 | 5spot_SharedNeighbor | Water | Porous | Wet | R600a | MinimizeLCOE_Brownfield | IgnoreSilica | 2019 | 56.954 | 3.0352 | 0.047102 | 4 | 65647.1203 | 105138.108 | 1338.3053 | 2143.3825 | 56.4433 | 0 | 114.7962 | 459435.4767 | 22752.698 | 872538.7132 | 1098921.5493 | 0 | 57765.4585 | 0 | 979451.4193 | 2548331.6798 | 1739288.7345 | 7778485.7292 | 961560.8286 | 3628490.1274 | 3628490.1274 | 1478867.319 | 2333117.1208 | 0 | 12368536.6852 | 19809011.2525 | 10000000 | 0.18841 | 65647.1203 | 105138.108 | 1338.3053 | 2143.3825
1 | 1300 | 707 | 0.035 | 15 | 15 | 7 | 1e-13 | 5spot_SharedNeighbor | Water | Porous | Wet | R600a | MinimizeLCOE_Brownfield | IgnoreSilica | 2019 | 0 | 0 | 0 | 0 |  |  |  |  | 15 |  | 15.8645 | [19 empty] | 100 | 0
1 | 1300 | 707 | 0.035 | 15 | 15 | 7 | 1.3335e-13 | 5spot_SharedNeighbor | Water | Porous | Wet | R600a | MinimizeLCOE_Brownfield | IgnoreSilica | 2019 | 0 | 0 | 0 | 0 |  |  |  |  | 15 |  | 19.8043 | [19 empty] | 133.3521 | 0
1 | 1300 | 707 | 0.035 | 15 | 15 | 7 | 1.7783e-13 | 5spot_SharedNeighbor | Water | Porous | Wet | R600a | MinimizeLCOE_Brownfield | IgnoreSilica | 2019 | 0 | 0 | 0 | 0 |  |  |  |  | 15 |  | 24.7831 | [19 empty] | 177.8279 | 0
1 | 1300 | 707 | 0.035 | 15 | 15 | 7 | 2.3714e-13 | 5spot_SharedNeighbor | Water | Porous | Wet | R600a | MinimizeLCOE_Brownfield | IgnoreSilica | 2019 | 0 | 0 | 0 | 0 |  |  |  |  | 15 |  | 23.5817 | [19 empty] | 237.1374 | 0
1 | 1300 | 707 | 0.035 | 15 | 15 | 7 | 3.1623e-13 | 5spot_SharedNeighbor | Water | Porous | Wet | R600a | MinimizeLCOE_Brownfield | IgnoreSilica | 2019 | 0 | 0 | 0 | 0 |  |  |  |  | 15 |  | 23.4381 | [19 empty] | 316.2278 | 0
1 | 1300 | 707 | 0.035 | 15 | 15 | 7 | 4.217e-13 | 5spot_SharedNeighbor | Water | Porous | Wet | R600a | MinimizeLCOE_Brownfield | IgnoreSilica | 2019 | 0 | 0 | 0 | 0 |  |  |  |  | 15 |  | 23.3562 | [19 empty] | 421.6965 | 0
1 | 1300 | 707 | 0.035 | 15 | 15 | 7 | 5.6234e-13 | 5spot_SharedNeighbor | Water | Porous | Wet | R600a | MinimizeLCOE_Brownfield | IgnoreSilica | 2019 | 0 | 0 | 0 | 0 |  |  |  |  | 15 |  | 24.4364 | [19 empty] | 562.3413 | 0
1 | 1300 | 707 | 0.035 | 15 | 15 | 7 | 7.4989e-13 | 5spot_SharedNeighbor | Water | Porous | Wet | R600a | MinimizeLCOE_Brownfield | IgnoreSilica | 2019 | 0 | 0 | 0 | 0 |  |  |  |  | 15 |  | 26.0005 | [19 empty] | 749.8942 | 0
1 | 1300 | 707 | 0.035 | 15 | 15 | 7 | 1e-12 | 5spot_SharedNeighbor | Water | Porous | Wet | R600a | MinimizeLCOE_Brownfield | IgnoreSilica | 2019 | 0 | 0 | 0 | 0 |  |  |  |  | 15 |  | 26.7113 | [19 empty] | 1000 | 0
1 | 1300 | 707 | 0.035 | 15 | 15 | 7 | 1.3335e-12 | 5spot_SharedNeighbor | Water | Porous | Wet | R600a | MinimizeLCOE_Brownfield | IgnoreSilica | 2019 | 0 | 0 | 0 | 0 |  |  |  |  | 15 |  | 27.0238 | [19 empty] | 1333.5214 | 0
1 | 1300 | 707 | 0.035 | 15 | 15 | 7 | 1.7783e-12 | 5spot_SharedNeighbor | Water | Porous | Wet | R600a | MinimizeLCOE_Brownfield | IgnoreSilica | 2019 | 0 | 0 | 0 | 0 |  |  |  |  | 15 |  | 30.4131 | [19 empty] | 1778.2794 | 0
1 | 1300 | 707 | 0.035 | 15 | 15 | 7 | 2.3714e-12 | 5spot_SharedNeighbor | Water | Porous | Wet | R600a | MinimizeLCOE_Brownfield | IgnoreSilica | 2019 | 0 | 0 | 0 | 0 |  |  |  |  | 15 |  | 34.9798 | [19 empty] | 2371.3737 | 0
1 | 1300 | 707 | 0.035 | 15 | 15 | 7 | 3.1623e-12 | 5spot_SharedNeighbor | Water | Porous | Wet | R600a | MinimizeLCOE_Brownfield | IgnoreSilica | 2019 | 0 | 0 | 0 | 0 |  |  |  |  | 15 |  | 37.6329 | [19 empty] | 3162.2777 | 0
1 | 1300 | 707 | 0.035 | 15 | 15 | 7 | 4.217e-12 | 5spot_SharedNeighbor | Water | Porous | Wet | R600a | MinimizeLCOE_Brownfield | IgnoreSilica | 2019 | 0 | 0 | 0 | 0 |  |  |  |  | 15 |  | 39.8644 | [19 empty] | 4216.965 | 0
1 | 1300 | 707 | 0.035 | 15 | 15 | 7 | 5.6234e-12 | 5spot_SharedNeighbor | Water | Porous | Wet | R600a | MinimizeLCOE_Brownfield | IgnoreSilica | 2019 | 0 | 0 | 0 | 0 |  |  |  |  | 15 |  | 39.2804 | [19 empty] | 5623.4133 | 0
1 | 1300 | 707 | 0.035 | 15 | 15 | 7 | 7.4989e-12 | 5spot_SharedNeighbor | Water | Porous | Wet | R600a | MinimizeLCOE_Brownfield | IgnoreSilica | 2019 | 1.6 | 0.084459 | 6.1761e-05 | 4 | 21829438.563 | 53514260.2737 | 445022.6316 | 1090960.5791 | 56.2028 | 0 | 42.0274 | 38488.4656 | 1842.3538 | 49711.0417 | 54094.2091 | 0 | 25789.6661 | 0 | 66271.0372 | 172423.6447 | 117682.6805 | 526303.0987 | 961560.8286 | 3904935.7281 | 3904935.7281 | 1478867.319 | 2443695.3611 | 0 | 5392799.6554 | 13220298.0636 | 7498.9421 | 0.00024704 | 21829438.563 | 53514260.2737 | 445022.6316 | 1090960.5791
1 | 1300 | 707 | 0.035 | 15 | 15 | 7 | 1e-11 | 5spot_SharedNeighbor | Water | Porous | Wet | R600a | MinimizeLCOE_Brownfield | IgnoreSilica | 2019 | 1.4958 | 0.078193 | 0.00046303 | 4 | 2891746.7928 | 7117957.4194 | 58952.1697 | 145109.1897 | 55.957 | 0 | 239.8831 | 36328.4203 | 1734.0637 | 46748.7739 | 51969.6643 | 0 | 21229.7638 | 0 | 61624.1675 | 160333.443 | 109430.8694 | 489399.1659 | 961560.8286 | 3904935.7281 | 3904935.7281 | 1478867.319 | 2443695.3611 | 0 | 5355895.7226 | 13183394.1307 | 10000 | 0.0018521 | 2891746.7928 | 7117957.4194 | 58952.1697 | 145109.1897
1 | 1300 | 707 | 0.035 | 15 | 15 | 7 | 1.3335e-11 | 5spot_SharedNeighbor | Water | Porous | Wet | R600a | MinimizeLCOE_Brownfield | IgnoreSilica | 2019 | 2.0209 | 0.10986 | 0.00083104 | 4 | 1647670.3206 | 4002402.2325 | 33589.9881 | 81594.3832 | 56.9512 | 0 | 327.9015 | 46777.4219 | 2258.9381 | 61305.9272 | 62689.759 | 0 | 24116.215 | 0 | 76887.8218 | 200046.3405 | 136535.738 | 610618.1614 | 961560.8286 | 3904935.7281 | 3904935.7281 | 1478867.319 | 2443695.3611 | 0 | 5477114.7181 | 13304613.1263 | 13335.2143 | 0.0033242 | 1647670.3206 | 4002402.2325 | 33589.9881 | 81594.3832
1 | 1300 | 707 | 0.035 | 15 | 15 | 7 | 1.7783e-11 | 5spot_SharedNeighbor | Water | Porous | Wet | R600a | MinimizeLCOE_Brownfield | IgnoreSilica | 2019 | 2.7035 | 0.15126 | 0.0013358 | 4 | 1052857.122 | 2517832.7322 | 21463.9165 | 51329.4259 | 57.6866 | 0 | 57.8211 | 59079.7007 | 2879.128 | 79123.6465 | 76660.2889 | 0 | 27317.9408 | 0 | 95573.6749 | 248663.0972 | 169717.6734 | 759015.1504 | 961560.8286 | 3904935.7281 | 3904935.7281 | 1478867.319 | 2443695.3611 | 0 | 5625511.7071 | 13453010.1153 | 17782.7941 | 0.0053431 | 1052857.122 | 2517832.7322 | 21463.9165 | 51329.4259
1 | 1300 | 707 | 0.035 | 15 | 15 | 7 | 2.3714e-11 | 5spot_SharedNeighbor | Water | Porous | Wet | R600a | MinimizeLCOE_Brownfield | IgnoreSilica | 2019 | 3.5661 | 0.20367 | 0.0020167 | 4 | 719291.3449 | 1689621.2218 | 14663.727 | 34445.214 | 58.224 | 0 | 63.0197 | 73220.0513 | 3593.8578 | 100337.0703 | 94324.9923 | 0 | 30699.324 | 0 | 117848.3653 | 306617.2725 | 209272.5888 | 935913.5222 | 961560.8286 | 3904935.7281 | 3904935.7281 | 1478867.319 | 2443695.3611 | 0 | 5802410.0789 | 13629908.4871 | 23713.7371 | 0.0080668 | 719291.3449 | 1689621.2218 | 14663.727 | 34445.214
1 | 1300 | 707 | 0.035 | 15 | 15 | 7 | 3.1623e-11 | 5spot_SharedNeighbor | Water | Porous | Wet | R600a | MinimizeLCOE_Brownfield | IgnoreSilica | 2019 | 4.7085 | 0.27315 | 0.0029299 | 4 | 514089.0799 | 1181978.1728 | 10480.4013 | 24096.2238 | 58.6384 | 0 | 104.5114 | 90309.1843 | 4459.2346 | 126846.5321 | 117726.1645 | 0 | 34700.8904 | 0 | 145876.3823 | 379540.4234 | 259044.1377 | 1158502.9493 | 961560.8286 | 3904935.7281 | 3904935.7281 | 1478867.319 | 2443695.3611 | 0 | 6024999.506 | 13852497.9142 | 31622.7766 | 0.01172 | 514089.0799 | 1181978.1728 | 10480.4013 | 24096.2238
1 | 1300 | 707 | 0.035 | 15 | 15 | 7 | 4.217e-11 | 5spot_SharedNeighbor | Water | Porous | Wet | R600a | MinimizeLCOE_Brownfield | IgnoreSilica | 2019 | 6.1233 | 0.3592 | 0.0041329 | 4 | 380272.8712 | 853757.4745 | 7752.3768 | 17405.0009 | 58.936 | 0 | 136.6398 | 109675.9707 | 5441.0735 | 157870.7529 | 146699.9186 | 0 | 38800.6816 | 0 | 178810.475 | 465228.1768 | 317527.7901 | 1420054.8392 | 961560.8286 | 3904935.7281 | 3904935.7281 | 1478867.319 | 2443695.3611 | 0 | 6286551.3959 | 14114049.8041 | 42169.6503 | 0.016532 | 380272.8712 | 853757.4745 | 7752.3768 | 17405.0009
1 | 1300 | 707 | 0.035 | 15 | 15 | 7 | 5.6234e-11 | 5spot_SharedNeighbor | Water | Porous | Wet | R600a | MinimizeLCOE_Brownfield | IgnoreSilica | 2019 | 7.8165 | 0.46173 | 0.0056727 | 4 | 290138.9044 | 635099.5317 | 5914.874 | 12947.363 | 59.1287 | 0 | 116.9487 | 130911.968 | 6517.9206 | 192959.8487 | 181278.4028 | 0 | 42707.7243 | 0 | 216206.5871 | 562525.1896 | 383935.0007 | 1717042.6418 | 961560.8286 | 3904935.7281 | 3904935.7281 | 1478867.319 | 2443695.3611 | 0 | 6583539.1985 | 14411037.6067 | 56234.1325 | 0.022691 | 290138.9044 | 635099.5317 | 5914.874 | 12947.363
1 | 1300 | 707 | 0.035 | 15 | 15 | 7 | 7.4989e-11 | 5spot_SharedNeighbor | Water | Porous | Wet | R600a | MinimizeLCOE_Brownfield | IgnoreSilica | 2019 | 10.3038 | 0.61355 | 0.0078193 | 4 | 224058.1483 | 474320.1837 | 4567.7284 | 9669.6585 | 59.3546 | 0 | 132.8832 | 160032.6668 | 7998.1379 | 242183.0477 | 232319.4495 | 0 | 48859.0195 | 0 | 269643.0054 | 701555.7886 | 478826.2412 | 2141417.3566 | 961560.8286 | 3904935.7281 | 3904935.7281 | 1478867.319 | 2443695.3611 | 0 | 7007913.9132 | 14835412.3214 | 74989.4209 | 0.031277 | 224058.1483 | 474320.1837 | 4567.7284 | 9669.6585
1 | 1300 | 707 | 0.035 | 15 | 15 | 7 | 1e-10 | 5spot_SharedNeighbor | Water | Porous | Wet | R600a | MinimizeLCOE_Brownfield | IgnoreSilica | 2019 | 13.1808 | 0.78857 | 0.010506 | 4 | 177862.0044 | 364124.3008 | 3625.9575 | 7423.1664 | 59.488 | 0 | 113.5195 | 190889.3963 | 9565.8617 | 295991.7741 | 291232.2016 | 0 | 54353.0288 | 0 | 328392.5824 | 854410.1368 | 583152.4747 | 2607987.4564 | 961560.8286 | 3904935.7281 | 3904935.7281 | 1478867.319 | 2443695.3611 | 0 | 7474484.0131 | 15301982.4212 | 100000 | 0.042024 | 177862.0044 | 364124.3008 | 3625.9575 | 7423.1664
1 | 1300 | 707 | 0.035 | 15 | 15 | 7 | 1.3335e-10 | 5spot_SharedNeighbor | Water | Porous | Wet | R600a | MinimizeLCOE_Brownfield | IgnoreSilica | 2019 | 16.6593 | 1.0002 | 0.013907 | 4 | 144121.7225 | 284835.3869 | 2938.1163 | 5806.7546 | 59.5884 | 0 | 101.4224 | 225531.3589 | 11326.0683 | 357961.4157 | 362465.0532 | 0 | 59934.1883 | 0 | 396715.0529 | 1032171.1903 | 704478.0464 | 3150582.374 | 961560.8286 | 3904935.7281 | 3904935.7281 | 1478867.319 | 2443695.3611 | 0 | 8017078.9307 | 15844577.3389 | 133352.1432 | 0.055627 | 144121.7225 | 284835.3869 | 2938.1163 | 5806.7546
1 | 1300 | 707 | 0.035 | 15 | 15 | 7 | 1.7783e-10 | 5spot_SharedNeighbor | Water | Porous | Wet | R600a | MinimizeLCOE_Brownfield | IgnoreSilica | 2019 | 20.8009 | 1.2522 | 0.018124 | 4 | 119187.1583 | 227158.5775 | 2429.7914 | 4630.9349 | 59.6646 | 0 | 101.9222 | 263996.8345 | 13280.3847 | 428425.5493 | 447282.4575 | 0 | 65545.3852 | 0 | 475226.9384 | 1236443.0112 | 843897.7615 | 3774098.3223 | 961560.8286 | 3904935.7281 | 3904935.7281 | 1478867.319 | 2443695.3611 | 0 | 8640594.879 | 16468093.2872 | 177827.941 | 0.072496 | 119187.1583 | 227158.5775 | 2429.7914 | 4630.9349
1 | 1300 | 707 | 0.035 | 15 | 15 | 7 | 2.3714e-10 | 5spot_SharedNeighbor | Water | Porous | Wet | R600a | MinimizeLCOE_Brownfield | IgnoreSilica | 2019 | 25.4996 | 1.5381 | 0.023169 | 4 | 100619.5911 | 185082.1661 | 2051.2665 | 3773.1503 | 59.7216 | 0 | 131.6655 | 304906.0486 | 15358.381 | 505017.5266 | 543512.7765 | 0 | 70654.6502 | 0 | 561385.2593 | 1460609.2888 | 996895.8521 | 4458339.7831 | 961560.8286 | 3904935.7281 | 3904935.7281 | 1478867.319 | 2443695.3611 | 0 | 9324836.3398 | 17152334.748 | 237137.3706 | 0.092674 | 100619.5911 | 185082.1661 | 2051.2665 | 3773.1503
1 | 1300 | 707 | 0.035 | 15 | 15 | 7 | 3.1623e-10 | 5spot_SharedNeighbor | Water | Porous | Wet | R600a | MinimizeLCOE_Brownfield | IgnoreSilica | 2019 | 30.6398 | 1.851 | 0.02897 | 4 | 86739.606 | 154286.9438 | 1768.3042 | 3145.348 | 59.7644 | 0 | 123.907 | 347121.3298 | 17502.0048 | 585614.375 | 648791.8014 | 0 | 75045.2136 | 0 | 652889.1426 | 1698683.6232 | 1159386.4773 | 5185033.9679 | 961560.8286 | 3904935.7281 | 3904935.7281 | 1478867.319 | 2443695.3611 | 0 | 10051530.5245 | 17879028.9327 | 316227.766 | 0.11588 | 86739.606 | 154286.9438 | 1768.3042 | 3145.348
1 | 1300 | 707 | 0.035 | 15 | 15 | 7 | 4.217e-10 | 5spot_SharedNeighbor | Water | Porous | Wet | R600a | MinimizeLCOE_Brownfield | IgnoreSilica | 2019 | 35.9406 | 2.1736 | 0.035299 | 4 | 76356.0617 | 131793.015 | 1556.6216 | 2686.7789 | 59.7963 | 0 | 140.401 | 388473.504 | 19600.9727 | 665925.1895 | 757368.9427 | 0 | 78292.492 | 0 | 744767.8294 | 1937733.1191 | 1322542.6702 | 5914704.7197 | 961560.8286 | 3904935.7281 | 3904935.7281 | 1478867.319 | 2443695.3611 | 0 | 10781201.2764 | 18608699.6846 | 421696.5034 | 0.1412 | 76356.0617 | 131793.015 | 1556.6216 | 2686.7789
1 | 1300 | 707 | 0.035 | 15 | 15 | 7 | 5.6234e-10 | 5spot_SharedNeighbor | Water | Porous | Wet | R600a | MinimizeLCOE_Brownfield | IgnoreSilica | 2019 | 41.1144 | 2.4885 | 0.041826 | 4 | 68599.2013 | 115384.967 | 1398.4875 | 2352.2786 | 59.8197 | 0 | 157.6666 | 427098.7239 | 21560.6946 | 742038.8977 | 863347.8214 | 0 | 80264.5409 | 0 | 832381.1646 | 2165685.0455 | 1478124.5439 | 6610501.4325 | 961560.8286 | 3904935.7281 | 3904935.7281 | 1478867.319 | 2443695.3611 | 0 | 11476997.9891 | 19304496.3973 | 562341.3252 | 0.16731 | 68599.2013 | 115384.967 | 1398.4875 | 2352.2786
1 | 1300 | 707 | 0.035 | 15 | 15 | 7 | 7.4989e-10 | 5spot_SharedNeighbor | Water | Porous | Wet | R600a | MinimizeLCOE_Brownfield | IgnoreSilica | 2019 | 45.8823 | 2.7787 | 0.048176 | 4 | 62817.9137 | 103436.8476 | 1280.6281 | 2108.7 | 59.8364 | 0 | 132.0528 | 461414.4413 | 23301.0129 | 810482.0671 | 961008.5605 | 0 | 80984.1608 | 0 | 911504.1946 | 2371546.9391 | 1618629.5164 | 7238870.8926 | 961560.8286 | 3904935.7281 | 3904935.7281 | 1478867.319 | 2443695.3611 | 0 | 12105367.4493 | 19932865.8575 | 749894.2093 | 0.19271 | 62817.9137 | 103436.8476 | 1280.6281 | 2108.7
1 | 1300 | 707 | 0.035 | 15 | 15 | 7 | 1e-09 | 5spot_SharedNeighbor | Water | Porous | Wet | R600a | MinimizeLCOE_Brownfield | IgnoreSilica | 2019 | 50.0498 | 3.0324 | 0.054023 | 4 | 58517.5426 | 94740.7619 | 1192.9593 | 1931.4186 | 59.8479 | 0 | 130.4844 | 490531.0708 | 24777.0333 | 869127.7299 | 1046360.2646 | 0 | 80653.4878 | 0 | 979465.3387 | 2548367.8952 | 1739313.4522 | 7778596.2724 | 961560.8286 | 3904935.7281 | 3904935.7281 | 1478867.319 | 2443695.3611 | 0 | 12645092.8291 | 20472591.2373 | 1000000 | 0.21609 | 58517.5426 | 94740.7619 | 1192.9593 | 1931.4186
1 | 1300 | 707 | 0.035 | 15 | 15 | 7 | 1.3335e-09 | 5spot_SharedNeighbor | Water | Porous | Wet | R600a | MinimizeLCOE_Brownfield | IgnoreSilica | 2019 | 53.5434 | 3.2449 | 0.059158 | 4 | 55321.8279 | 88400.754 | 1127.8103 | 1802.1689 | 59.8555 | 0 | 159.644 | 514369.6316 | 25985.0103 | 917518.6891 | 1117893.7517 | 0 | 79605.1878 | 0 | 1035595.1855 | 2694406.2429 | 1838987.6253 | 8224361.3243 | 961560.8286 | 3904935.7281 | 3904935.7281 | 1478867.319 | 2443695.3611 | 0 | 13090857.8809 | 20918356.2891 | 1333521.4322 | 0.23663 | 55321.8279 | 88400.754 | 1127.8103 | 1802.1689
1 | 1300 | 707 | 0.035 | 15 | 15 | 7 | 1.7783e-09 | 5spot_SharedNeighbor | Water | Porous | Wet | R600a | MinimizeLCOE_Brownfield | IgnoreSilica | 2019 | 56.4009 | 3.4186 | 0.063512 | 4 | 52946.8297 | 83757.7297 | 1079.3927 | 1707.5146 | 59.8603 | 0 | 133.2098 | 533510.7142 | 26954.6053 | 956613.1837 | 1176389.0935 | 0 | 78222.4908 | 0 | 1080959.1342 | 2812433.9319 | 1919543.9482 | 8584627.1018 | 961560.8286 | 3904935.7281 | 3904935.7281 | 1478867.319 | 2443695.3611 | 0 | 13451123.6585 | 21278622.0667 | 1778279.41 | 0.25405 | 52946.8297 | 83757.7297 | 1079.3927 | 1707.5146
1 | 1300 | 707 | 0.035 | 15 | 15 | 7 | 2.3714e-09 | 5spot_SharedNeighbor | Water | Porous | Wet | R600a | MinimizeLCOE_Brownfield | IgnoreSilica | 2019 | 58.6855 | 3.5575 | 0.067098 | 4 | 51180.3666 | 80344.9253 | 1043.381 | 1637.94 | 59.8634 | 0 | 164.5565 | 548595.0221 | 27718.4688 | 987569.7227 | 1223142.4734 | 0 | 76750.6317 | 0 | 1116872.7643 | 2905873.8306 | 1983318.5991 | 8869841.5127 | 961560.8286 | 3904935.7281 | 3904935.7281 | 1478867.319 | 2443695.3611 | 0 | 13736338.0694 | 21563836.4776 | 2371373.7057 | 0.26839 | 51180.3666 | 80344.9253 | 1043.381 | 1637.94
1 | 1300 | 707 | 0.035 | 15 | 15 | 7 | 3.1623e-09 | 5spot_SharedNeighbor | Water | Porous | Wet | R600a | MinimizeLCOE_Brownfield | IgnoreSilica | 2019 | 60.4519 | 3.6648 | 0.069963 | 4 | 49865.0026 | 77835.0846 | 1016.5655 | 1586.7735 | 59.8652 | 0 | 128.0622 | 560130.5347 | 28302.4741 | 1011330.3331 | 1259283.1705 | 0 | 75279.2195 | 0 | 1144387.0355 | 2977460.3202 | 2032177.8492 | 9088350.9368 | 961560.8286 | 3904935.7281 | 3904935.7281 | 1478867.319 | 2443695.3611 | 0 | 13954847.4935 | 21782345.9017 | 3162277.6602 | 0.27985 | 49865.0026 | 77835.0846 | 1016.5655 | 1586.7735
1 | 1300 | 707 | 0.035 | 15 | 15 | 7 | 4.217e-09 | 5spot_SharedNeighbor | Water | Porous | Wet | R600a | MinimizeLCOE_Brownfield | IgnoreSilica | 2019 | 61.8332 | 3.7487 | 0.072236 | 4 | 48884.3375 | 75974.5264 | 996.5733 | 1548.8435 | 59.8664 | 0 | 156.0899 | 569076.0926 | 28755.2656 | 1029807.8136 | 1287538.9896 | 0 | 74002.5803 | 0 | 1165780.4893 | 3033121.6987 | 2070167.8838 | 9258250.8135 | 961560.8286 | 3904935.7281 | 3904935.7281 | 1478867.319 | 2443695.3611 | 0 | 14124747.3702 | 21952245.7784 | 4216965.0343 | 0.28894 | 48884.3375 | 75974.5264 | 996.5733 | 1548.8435
1 | 1300 | 707 | 0.035 | 15 | 15 | 7 | 5.6234e-09 | 5spot_SharedNeighbor | Water | Porous | Wet | R600a | MinimizeLCOE_Brownfield | IgnoreSilica | 2019 | 62.9003 | 3.8135 | 0.074012 | 4 | 48152.3673 | 74592.3875 | 981.6511 | 1520.6667 | 59.8671 | 0 | 133.6363 | 575942.1138 | 29102.7416 | 1044020.3664 | 1309361.7265 | 0 | 72931.2421 | 0 | 1182229.6942 | 3075919.1557 | 2099378.0276 | 9388885.0678 | 961560.8286 | 3904935.7281 | 3904935.7281 | 1478867.319 | 2443695.3611 | 0 | 14255381.6245 | 22082880.0327 | 5623413.2519 | 0.29605 | 48152.3673 | 74592.3875 | 981.6511 | 1520.6667
1 | 1300 | 707 | 0.035 | 15 | 15 | 7 | 7.4989e-09 | 5spot_SharedNeighbor | Water | Porous | Wet | R600a | MinimizeLCOE_Brownfield | IgnoreSilica | 2019 | 63.7091 | 3.8626 | 0.07538 | 4 | 47605.4802 | 73565.708 | 970.5021 | 1499.7365 | 59.8675 | 0 | 150.4693 | 581121.4729 | 29364.8252 | 1054759.0117 | 1325901.2533 | 0 | 72036.1752 | 0 | 1194641.2679 | 3108211.5245 | 2121418.2328 | 9487453.7634 | 961560.8286 | 3904935.7281 | 3904935.7281 | 1478867.319 | 2443695.3611 | 0 | 14353950.3201 | 22181448.7282 | 7498942.0933 | 0.30152 | 47605.4802 | 73565.708 | 970.5021 | 1499.7365
1 | 1300 | 707 | 0.035 | 15 | 15 | 7 | 1e-08 | 5spot_SharedNeighbor | Water | Porous | Wet | R600a | MinimizeLCOE_Brownfield | IgnoreSilica | 2019 | 64.3157 | 3.8994 | 0.076423 | 4 | 47196.5407 | 72802.4557 | 962.1653 | 1484.1765 | 59.8678 | 0 | 145.9787 | 584991.718 | 29560.6463 | 1062793.1826 | 1338303.8113 | 0 | 71299.1371 | 0 | 1203909.9132 | 3132326.6383 | 2137877.2935 | 9561062.3404 | 961560.8286 | 3904935.7281 | 3904935.7281 | 1478867.319 | 2443695.3611 | 0 | 14427558.897 | 22255057.3052 | 10000000 | 0.30569 | 47196.5407 | 72802.4557 | 962.1653 | 1484.1765
1 | 1400 | 707 | 0.035 | 15 | 15 | 7 | 1e-13 | 5spot_SharedNeighbor | Water | Porous | Wet | R600a | MinimizeLCOE_Brownfield | IgnoreSilica | 2019 | 0 | 0 | 0 | 0 |  |  |  |  | 15 |  | 18.1482 | [19 empty] | 100 | 0
1 | 1400 | 707 | 0.035 | 15 | 15 | 7 | 1.3335e-13 | 5spot_SharedNeighbor | Water | Porous | Wet | R600a | MinimizeLCOE_Brownfield | IgnoreSilica | 2019 | 0 | 0 | 0 | 0 |  |  |  |  | 15 |  | 21.818 | [19 empty] | 133.3521 | 0
1 | 1400 | 707 | 0.035 | 15 | 15 | 7 | 1.7783e-13 | 5spot_SharedNeighbor | Water | Porous | Wet | R600a | MinimizeLCOE_Brownfield | IgnoreSilica | 2019 | 0 | 0 | 0 | 0 |  |  |  |  | 15 |  | 24.1243 | [19 empty] | 177.8279 | 0
1 | 1400 | 707 | 0.035 | 15 | 15 | 7 | 2.3714e-13 | 5spot_SharedNeighbor | Water | Porous | Wet | R600a | MinimizeLCOE_Brownfield | IgnoreSilica | 2019 | 0 | 0 | 0 | 0 |  |  |  |  | 15 |  | 22.9057 | [19 empty] | 237.1374 | 0
1 | 1400 | 707 | 0.035 | 15 | 15 | 7 | 3.1623e-13 | 5spot_SharedNeighbor | Water | Porous | Wet | R600a | MinimizeLCOE_Brownfield | IgnoreSilica | 2019 | 0 | 0 | 0 | 0 |  |  |  |  | 15 |  | 23.5718 | [19 empty] | 316.2278 | 0
1 | 1400 | 707 | 0.035 | 15 | 15 | 7 | 4.217e-13 | 5spot_SharedNeighbor | Water | Porous | Wet | R600a | MinimizeLCOE_Brownfield | IgnoreSilica | 2019 | 0 | 0 | 0 | 0 |  |  |  |  | 15 |  | 24.8012 | [19 empty] | 421.6965 | 0
1 | 1400 | 707 | 0.035 | 15 | 15 | 7 | 5.6234e-13 | 5spot_SharedNeighbor | Water | Porous | Wet | R600a | MinimizeLCOE_Brownfield | IgnoreSilica | 2019 | 0 | 0 | 0 | 0 |  |  |  |  | 15 |  | 24.8464 | [19 empty] | 562.3413 | 0
1 | 1400 | 707 | 0.035 | 15 | 15 | 7 | 7.4989e-13 | 5spot_SharedNeighbor | Water | Porous | Wet | R600a | MinimizeLCOE_Brownfield | IgnoreSilica | 2019 | 0 | 0 | 0 | 0 |  |  |  |  | 15 |  | 26.6708 | [19 empty] | 749.8942 | 0
1 | 1400 | 707 | 0.035 | 15 | 15 | 7 | 1e-12 | 5spot_SharedNeighbor | Water | Porous | Wet | R600a | MinimizeLCOE_Brownfield | IgnoreSilica | 2019 | 0 | 0 | 0 | 0 |  |  |  |  | 15 |  | 27.813 | [19 empty] | 1000 | 0
1 | 1400 | 707 | 0.035 | 15 | 15 | 7 | 1.3335e-12 | 5spot_SharedNeighbor | Water | Porous | Wet | R600a | MinimizeLCOE_Brownfield | IgnoreSilica | 2019 | 0 | 0 | 0 | 0 |  |  |  |  | 15 |  | 29.7417 | [19 empty] | 1333.5214 | 0
1 | 1400 | 707 | 0.035 | 15 | 15 | 7 | 1.7783e-12 | 5spot_SharedNeighbor | Water | Porous | Wet | R600a | MinimizeLCOE_Brownfield | IgnoreSilica | 2019 | 0 | 0 | 0 | 0 |  |  |  |  | 15 |  | 31.7953 | [19 empty] | 1778.2794 | 0
1 | 1400 | 707 | 0.035 | 15 | 15 | 7 | 2.3714e-12 | 5spot_SharedNeighbor | Water | Porous | Wet | R600a | MinimizeLCOE_Brownfield | IgnoreSilica | 2019 | 0 | 0 | 0 | 0 |  |  |  |  | 15 |  | 34.8324 | [19 empty] | 2371.3737 | 0
1 | 1400 | 707 | 0.035 | 15 | 15 | 7 | 3.1623e-12 | 5spot_SharedNeighbor | Water | Porous | Wet | R600a | MinimizeLCOE_Brownfield | IgnoreSilica | 2019 | 0 | 0 | 0 | 0 |  |  |  |  | 15 |  | 38.9562 | [19 empty] | 3162.2777 | 0
1 | 1400 | 707 | 0.035 | 15 | 15 | 7 | 4.217e-12 | 5spot_SharedNeighbor | Water | Porous | Wet | R600a | MinimizeLCOE_Brownfield | IgnoreSilica | 2019 | 0.79142 | 0.040059 | 7.7245e-05 | 4 | 17741567.4823 | 44354056.9258 | 361685.8504 | 904217.4437 | 55.1464 | 0 | 88.1053 | 22630.5378 | 1061.6861 | 27399.2311 | 38540.7884 | 0 | 17878.1214 | 0 | 41929.0423 | 109090.7672 | 74456.6902 | 332986.8645 | 961560.8286 | 4187241.4196 | 4187241.4196 | 1478867.319 | 2556617.6377 | 0 | 5481789.1127 | 13704515.489 | 4216.965 | 0.00030898 | 17741567.4823 | 44354056.9258 | 361685.8504 | 904217.4437
1 | 1400 | 707 | 0.035 | 15 | 15 | 7 | 5.6234e-12 | 5spot_SharedNeighbor | Water | Porous | Wet | R600a | MinimizeLCOE_Brownfield | IgnoreSilica | 2019 | 1.1263 | 0.062281 | 0.00032485 | 4 | 4294547.249 | 10622727.2984 | 87550.1545 | 216558.6643 | 57.3853 | 0 | 181.8147 | 32002.1873 | 1535.3053 | 38916.8321 | 45825.4619 | 0 | 21023.3907 | 0 | 54328.2392 | 141350.9341 | 96474.917 | 431457.2678 | 961560.8286 | 4187241.4196 | 4187241.4196 | 1478867.319 | 2556617.6377 | 0 | 5580259.516 | 13802985.8923 | 5623.4133 | 0.0012994 | 4294547.249 | 10622727.2984 | 87550.1545 | 216558.6643
1 | 1400 | 707 | 0.035 | 15 | 15 | 7 | 7.4989e-12 | 5spot_SharedNeighbor | Water | Porous | Wet | R600a | MinimizeLCOE_Brownfield | IgnoreSilica | 2019 | 1.5542 | 0.091166 | 0.0006916 | 4 | 2059423.5151 | 5031795.5529 | 41984.1339 | 102579.9584 | 58.9348 | 0 | 265.2981 | 42749.4742 | 2083.6279 | 52710.8619 | 55199.6808 | 0 | 24302.4759 | 0 | 69047.9871 | 179648.6989 | 122613.9284 | 548356.7353 | 961560.8286 | 4187241.4196 | 4187241.4196 | 1478867.319 | 2556617.6377 | 0 | 5697158.9835 | 13919885.3598 | 7498.9421 | 0.0027664 | 2059423.5151 | 5031795.5529 | 41984.1339 | 102579.9584
1 | 1400 | 707 | 0.035 | 15 | 15 | 7 | 1e-11 | 5spot_SharedNeighbor | Water | Porous | Wet | R600a | MinimizeLCOE_Brownfield | IgnoreSilica | 2019 | 2.1182 | 0.12933 | 0.0012099 | 4 | 1206908.3317 | 2906024.235 | 24604.4588 | 59243.2347 | 60.0672 | 0 | 377.8508 | 55472.1314 | 2737.1848 | 69649.3925 | 67545.2453 | 0 | 27996.4161 | 0 | 87126.1443 | 226684.3555 | 154716.7305 | 691927.6004 | 961560.8286 | 4187241.4196 | 4187241.4196 | 1478867.319 | 2556617.6377 | 0 | 5840729.8486 | 14063456.2249 | 10000 | 0.0048394 | 1206908.3317 | 2906024.235 | 24604.4588 | 59243.2347
1 | 1400 | 707 | 0.035 | 15 | 15 | 7 | 1.3335e-11 | 5spot_SharedNeighbor | Water | Porous | Wet | R600a | MinimizeLCOE_Brownfield | IgnoreSilica | 2019 | 2.813 | 0.17664 | 0.0019172 | 4 | 783253.5357 | 1855496.348 | 15967.6828 | 37826.8028 | 60.8607 | 0 | 89.9829 | 69678.4942 | 3469.3019 | 89314.4476 | 82800.943 | 0 | 31674.8179 | 0 | 108005.8218 | 281008.9933 | 191794.4121 | 857747.2319 | 961560.8286 | 4187241.4196 | 4187241.4196 | 1478867.319 | 2556617.6377 | 0 | 6006549.4801 | 14229275.8564 | 13335.2143 | 0.0076687 | 783253.5357 | 1855496.348 | 15967.6828 | 37826.8028
1 | 1400 | 707 | 0.035 | 15 | 15 | 7 | 1.7783e-11 | 5spot_SharedNeighbor | Water | Porous | Wet | R600a | MinimizeLCOE_Brownfield | IgnoreSilica | 2019 | 3.7339 | 0.23954 | 0.0028736 | 4 | 540673.4734 | 1256049.4442 | 11022.3601 | 25606.2669 | 61.4698 | 0 | 104.8151 | 86818.4056 | 4354.5113 | 113897.1566 | 103047.5517 | 0 | 36008.5417 | 0 | 134209.2051 | 349184.8215 | 238325.8157 | 1065846.0092 | 961560.8286 | 4187241.4196 | 4187241.4196 | 1478867.319 | 2556617.6377 | 0 | 6214648.2574 | 14437374.6337 | 17782.7941 | 0.011494 | 540673.4734 | 1256049.4442 | 11022.3601 | 25606.2669
1 | 1400 | 707 | 0.035 | 15 | 15 | 7 | 2.3714e-11 | 5spot_SharedNeighbor | Water | Porous | Wet | R600a | MinimizeLCOE_Brownfield | IgnoreSilica | 2019 | 4.9077 | 0.31982 | 0.0041506 | 4 | 389447.263 | 884718.5365 | 7939.4092 | 18036.184 | 61.921 | 0 | 101.0101 | 106758.904 | 5385.8803 | 143470.3309 | 128867.5628 | 0 | 40727.6397 | 0 | 165832.0239 | 431460.9094 | 294480.9363 | 1316984.1874 | 961560.8286 | 4187241.4196 | 4187241.4196 | 1478867.319 | 2556617.6377 | 0 | 6465786.4356 | 14688512.8119 | 23713.7371 | 0.016602 | 389447.263 | 884718.5365 | 7939.4092 | 18036.184
1 | 1400 | 707 | 0.035 | 15 | 15 | 7 | 3.1623e-11 | 5spot_SharedNeighbor | Water | Porous | Wet | R600a | MinimizeLCOE_Brownfield | IgnoreSilica | 2019 | 6.3692 | 0.41969 | 0.0058309 | 4 | 289936.2422 | 642487.608 | 5910.7425 | 13097.9789 | 62.2472 | 0 | 92.3702 | 129493.6677 | 6562.8256 | 178257.7389 | 160990.8595 | 0 | 45647.1654 | 0 | 203171.3802 | 528610.2551 | 360787.361 | 1613521.2533 | 961560.8286 | 4187241.4196 | 4187241.4196 | 1478867.319 | 2556617.6377 | 0 | 6762323.5015 | 14985049.8778 | 31622.7766 | 0.023323 | 289936.2422 | 642487.608 | 5910.7425 | 13097.9789
1 | 1400 | 707 | 0.035 | 15 | 15 | 7 | 4.217e-11 | 5spot_SharedNeighbor | Water | Porous | Wet | R600a | MinimizeLCOE_Brownfield | IgnoreSilica | 2019 | 8.0944 | 0.53702 | 0.0079666 | 4 | 222608.8598 | 480644.7492 | 4538.1827 | 9798.5933 | 62.4508 | 0 | 99.8177 | 154079.6298 | 7835.0166 | 217078.7827 | 198795.1896 | 0 | 50182.2906 | 0 | 244908.6546 | 637202.0816 | 434903.5139 | 1944985.1592 | 961560.8286 | 4187241.4196 | 4187241.4196 | 1478867.319 | 2556617.6377 | 0 | 7093787.4074 | 15316513.7837 | 42169.6503 | 0.031867 | 222608.8598 | 480644.7492 | 4538.1827 | 9798.5933
1 | 1400 | 707 | 0.035 | 15 | 15 | 7 | 5.6234e-11 | 5spot_SharedNeighbor | Water | Porous | Wet | R600a | MinimizeLCOE_Brownfield | IgnoreSilica | 2019 | 10.713 | 0.71705 | 0.010991 | 4 | 172538.5186 | 359573.778 | 3517.4311 | 7330.3978 | 62.7152 | 0 | 95.7556 | 189059.1861 | 9649.8799 | 273502.3622 | 256556.2513 | 0 | 57928.1627 | 0 | 306811.3785 | 798260.2711 | 544829.0376 | 2436596.5294 | 961560.8286 | 4187241.4196 | 4187241.4196 | 1478867.319 | 2556617.6377 | 0 | 7585398.7776 | 15808125.1539 | 56234.1325 | 0.043964 | 172538.5186 | 359573.778 | 3517.4311 | 7330.3978
1 | 1400 | 707 | 0.035 | 15 | 15 | 7 | 7.4989e-11 | 5spot_SharedNeighbor | Water | Porous | Wet | R600a | MinimizeLCOE_Brownfield | IgnoreSilica | 2019 | 13.7 | 0.92152 | 0.014753 | 4 | 137543.2087 | 276884.2269 | 2804.0043 | 5644.6595 | 62.8636 | 0 | 97.4359 | 225540.7572 | 11540.7718 | 334244.141 | 322264.2507 | 0 | 64624.3632 | 0 | 373703.5707 | 972300.0339 | 663614.7519 | 2967832.6403 | 961560.8286 | 4187241.4196 | 4187241.4196 | 1478867.319 | 2556617.6377 | 0 | 8116634.8885 | 16339361.2648 | 74989.4209 | 0.059012 | 137543.2087 | 276884.2269 | 2804.0043 | 5644.6595
1 | 1400 | 707 | 0.035 | 15 | 15 | 7 | 1e-10 | 5spot_SharedNeighbor | Water | Porous | Wet | R600a | MinimizeLCOE_Brownfield | IgnoreSilica | 2019 | 17.3413 | 1.1708 | 0.019533 | 4 | 111850.7188 | 217091.938 | 2280.2282 | 4425.7128 | 62.9761 | 0 | 123.3943 | 266834.7785 | 13680.789 | 404763.0603 | 402367.9821 | 0 | 71554.1655 | 0 | 452088.3024 | 1176241.0267 | 802808.6701 | 3590338.7746 | 961560.8286 | 4187241.4196 | 4187241.4196 | 1478867.319 | 2556617.6377 | 0 | 8739141.0228 | 16961867.3991 | 100000 | 0.078132 | 111850.7188 | 217091.938 | 2280.2282 | 4425.7128
1 | 1400 | 707 | 0.035 | 15 | 15 | 7 | 1.3335e-10 | 5spot_SharedNeighbor | Water | Porous | Wet | R600a | MinimizeLCOE_Brownfield | IgnoreSilica | 2019 | 21.6681 | 1.4671 | 0.025474 | 4 | 92764.0665 | 173461.5467 | 1891.121 | 3536.2483 | 63.0611 | 0 | 96.2946 | 312594.5799 | 16051.3719 | 484793.3761 | 497576.8286 | 0 | 78426.8684 | 0 | 541882.7797 | 1409867.8375 | 962263.769 | 4303457.4111 | 961560.8286 | 4187241.4196 | 4187241.4196 | 1478867.319 | 2556617.6377 | 0 | 9452259.6593 | 17674986.0356 | 133352.1432 | 0.1019 | 92764.0665 | 173461.5467 | 1891.121 | 3536.2483
1 | 1400 | 707 | 0.035 | 15 | 15 | 7 | 1.7783e-10 | 5spot_SharedNeighbor | Water | Porous | Wet | R600a | MinimizeLCOE_Brownfield | IgnoreSilica | 2019 | 26.6593 | 1.809 | 0.032649 | 4 | 78468.2186 | 141431.7784 | 1599.6808 | 2883.2781 | 63.1256 | 0 | 94.891 | 362054.7291 | 18612.4857 | 573208.5012 | 607415.7768 | 0 | 84926.6704 | 0 | 642025.0836 | 1670417.5702 | 1140094.3153 | 5098755.1323 | 961560.8286 | 4187241.4196 | 4187241.4196 | 1478867.319 | 2556617.6377 | 0 | 10247557.3805 | 18470283.7568 | 177827.941 | 0.1306 | 78468.2186 | 141431.7784 | 1599.6808 | 2883.2781
1 | 1400 | 707 | 0.035 | 15 | 15 | 7 | 2.3714e-10 | 5spot_SharedNeighbor | Water | Porous | Wet | R600a | MinimizeLCOE_Brownfield | IgnoreSilica | 2019 | 32.1692 | 2.1865 | 0.040977 | 4 | 67713.1973 | 117879.7711 | 1380.4251 | 2403.1386 | 63.1741 | 0 | 108.5475 | 413507.3638 | 21275.3735 | 667020.1733 | 728680.6759 | 0 | 90561.6736 | 0 | 749207.6514 | 1949284.6254 | 1330426.8106 | 5949964.3476 | 961560.8286 | 4187241.4196 | 4187241.4196 | 1478867.319 | 2556617.6377 | 0 | 11098766.5958 | 19321492.9721 | 237137.3706 | 0.16391 | 67713.1973 | 117879.7711 | 1380.4251 | 2403.1386
1 | 1400 | 707 | 0.035 | 15 | 15 | 7 | 3.1623e-10 | 5spot_SharedNeighbor | Water | Porous | Wet | R600a | MinimizeLCOE_Brownfield | IgnoreSilica | 2019 | 37.9675 | 2.5838 | 0.050198 | 4 | 59613.8383 | 100565.0128 | 1215.3087 | 2050.1538 | 63.2106 | 0 | 124.6287 | 464863.9196 | 23931.7588 | 762306.3282 | 856298.9018 | 0 | 94958.055 | 0 | 858919.9957 | 2234733.6401 | 1525251.6286 | 6821264.2277 | 961560.8286 | 4187241.4196 | 4187241.4196 | 1478867.319 | 2556617.6377 | 0 | 11970066.4759 | 20192792.8522 | 316227.766 | 0.20079 | 59613.8383 | 100565.0128 | 1215.3087 | 2050.1538
1 | 1400 | 707 | 0.035 | 15 | 15 | 7 | 4.217e-10 | 5spot_SharedNeighbor | Water | Porous | Wet | R600a | MinimizeLCOE_Brownfield | IgnoreSilica | 2019 | 43.6897 | 2.9759 | 0.059827 | 4 | 53524.4332 | 87885.0459 | 1091.168 | 1791.6555 | 63.2371 | 0 | 121.6227 | 513282.6248 | 26434.6852 | 853501.9502 | 982245.0633 | 0 | 97680.1569 | 0 | 964526.3473 | 2509499.7042 | 1712785.1132 | 7659955.6451 | 961560.8286 | 4187241.4196 | 4187241.4196 | 1478867.319 | 2556617.6377 | 0 | 12808757.8933 | 21031484.2696 | 421696.5034 | 0.23931 | 53524.4332 | 87885.0459 | 1091.168 | 1791.6555
1 | 1400 | 707 | 0.035 | 15 | 15 | 7 | 5.6234e-10 | 5spot_SharedNeighbor | Water | Porous | Wet | R600a | MinimizeLCOE_Brownfield | IgnoreSilica | 2019 | 49.0487 | 3.343 | 0.069329 | 4 | 48960.1906 | 78611.3353 | 998.1197 | 1602.5984 | 63.2557 | 0 | 128.5903 | 556916.4342 | 28688.8922 | 936729.3596 | 1100182.5714 | 0 | 98804.852 | 0 | 1061315.6226 | 2761325.5443 | 1884661.4236 | 8428624.6998 | 961560.8286 | 4187241.4196 | 4187241.4196 | 1478867.319 | 2556617.6377 | 0 | 13577426.948 | 21800153.3243 | 562341.3252 | 0.27732 | 48960.1906 | 78611.3353 | 998.1197 | 1602.5984
1 | 1400 | 707 | 0.035 | 15 | 15 | 7 | 7.4989e-10 | 5spot_SharedNeighbor | Water | Porous | Wet | R600a | MinimizeLCOE_Brownfield | IgnoreSilica | 2019 | 53.7823 | 3.6671 | 0.078176 | 4 | 45549.4283 | 71844.9413 | 928.5867 | 1464.6563 | 63.2678 | 0 | 121.8146 | 594257.7119 | 30616.8562 | 1008698.0251 | 1204327.6255 | 0 | 98478.9318 | 0 | 1145187.8686 | 2979543.9239 | 2033599.9515 | 9094710.8944 | 961560.8286 | 4187241.4196 | 4187241.4196 | 1478867.319 | 2556617.6377 | 0 | 14243513.1426 | 22466239.5189 | 749894.2093 | 0.3127 | 45549.4283 | 71844.9413 | 928.5867 | 1464.6563
1 | 1400 | 707 | 0.035 | 15 | 15 | 7 | 1e-09 | 5spot_SharedNeighbor | Water | Porous | Wet | R600a | MinimizeLCOE_Brownfield | IgnoreSilica | 2019 | 57.7964 | 3.9418 | 0.086031 | 4 | 43005.7663 | 66900.5599 | 876.7307 | 1363.8584 | 63.2751 | 0 | 157.1296 | 625127.9076 | 32209.8085 | 1068694.8539 | 1292607.4345 | 0 | 97162.987 | 0 | 1215163.1667 | 3161605.2955 | 2157860.5787 | 9650432.0325 | 961560.8286 | 4187241.4196 | 4187241.4196 | 1478867.319 | 2556617.6377 | 0 | 14799234.2807 | 23021960.657 | 1000000 | 0.34412 | 43005.7663 | 66900.5599 | 876.7307 | 1363.8584
1 | 1400 | 707 | 0.035 | 15 | 15 | 7 | 1.3335e-09 | 5spot_SharedNeighbor | Water | Porous | Wet | R600a | MinimizeLCOE_Brownfield | IgnoreSilica | 2019 | 61.095 | 4.1673 | 0.092737 | 4 | 41110.3064 | 63277.2049 | 838.0892 | 1289.9914 | 63.2792 | 0 | 138.633 | 649989.2895 | 33492.0407 | 1117335.5962 | 1365116.5496 | 0 | 95313.5322 | 0 | 1271886.3332 | 3309187.3392 | 2258588.356 | 10100909.0367 | 961560.8286 | 4187241.4196 | 4187241.4196 | 1478867.319 | 2556617.6377 | 0 | 15249711.2849 | 23472437.6612 | 1333521.4322 | 0.37095 | 41110.3064 | 63277.2049 | 838.0892 | 1289.9914
1 | 1400 | 707 | 0.035 | 15 | 15 | 7 | 1.7783e-09 | 5spot_SharedNeighbor | Water | Porous | Wet | R600a | MinimizeLCOE_Brownfield | IgnoreSilica | 2019 | 63.7286 | 4.3473 | 0.098275 | 4 | 39697.7142 | 60615.2877 | 809.2916 | 1235.7246 | 63.2812 | 0 | 135.5863 | 669529.5813 | 34499.3926 | 1155765.0138 | 1422982.0757 | 0 | 93254.4911 | 0 | 1316651.9163 | 3425658.2037 | 2338082.1143 | 10456422.7888 | 961560.8286 | 4187241.4196 | 4187241.4196 | 1478867.319 | 2556617.6377 | 0 | 15605225.037 | 23827951.4133 | 1778279.41 | 0.3931 | 39697.7142 | 60615.2877 | 809.2916 | 1235.7246
1 | 1400 | 707 | 0.035 | 15 | 15 | 7 | 2.3714e-09 | 5spot_SharedNeighbor | Water | Porous | Wet | R600a | MinimizeLCOE_Brownfield | IgnoreSilica | 2019 | 65.8085 | 4.4893 | 0.10275 | 4 | 38644.3077 | 58650.0924 | 787.8165 | 1195.6615 | 63.282 | 0 | 163.4917 | 684775.4639 | 35285.0687 | 1185869.6649 | 1468662.1174 | 0 | 91278.9026 | 0 | 1351689.7748 | 3516819.5244 | 2400301.5888 | 10734682.1055 | 961560.8286 | 4187241.4196 | 4187241.4196 | 1478867.319 | 2556617.6377 | 0 | 15883484.3537 | 24106210.73 | 2371373.7057 | 0.41102 | 38644.3077 | 58650.0924 | 787.8165 | 1195.6615
1 | 1400 | 707 | 0.035 | 15 | 15 | 7 | 3.1623e-09 | 5spot_SharedNeighbor | Water | Porous | Wet | R600a | MinimizeLCOE_Brownfield | IgnoreSilica | 2019 | 67.424 | 4.5995 | 0.1063 | 4 | 37858.0862 | 57195.6847 | 771.7883 | 1166.0114 | 63.2822 | 0 | 148.4929 | 696507.2697 | 35889.4717 | 1209107.2702 | 1504129.2388 | 0 | 89498.2816 | 0 | 1378701.2975 | 3587097.9655 | 2448268.0689 | 10949198.8638 | 961560.8286 | 4187241.4196 | 4187241.4196 | 1478867.319 | 2556617.6377 | 0 | 16098001.112 | 24320727.4883 | 3162277.6602 | 0.42522 | 37858.0862 | 57195.6847 | 771.7883 | 1166.0114
1 | 1400 | 707 | 0.035 | 15 | 15 | 7 | 4.217e-09 | 5spot_SharedNeighbor | Water | Porous | Wet | R600a | MinimizeLCOE_Brownfield | IgnoreSilica | 2019 | 68.664 | 4.6841 | 0.10908 | 4 | 37270.7699 | 56116.7822 | 759.8151 | 1144.0165 | 63.2821 | 0 | 139.9068 | 705449.0745 | 36350.03 | 1226860.5049 | 1531345.8466 | 0 | 87964.3264 | 0 | 1399308.2151 | 3640712.9382 | 2484861.3895 | 11112852.3251 | 961560.8286 | 4187241.4196 | 4187241.4196 | 1478867.319 | 2556617.6377 | 0 | 16261654.5733 | 24484380.9496 | 4216965.0343 | 0.43631 | 37270.7699 | 56116.7822 | 759.8151 | 1144.0165
1 | 1400 | 707 | 0.035 | 15 | 15 | 7 | 5.6234e-09 | 5spot_SharedNeighbor | Water | Porous | Wet | R600a | MinimizeLCOE_Brownfield | IgnoreSilica | 2019 | 69.6166 | 4.749 | 0.11123 | 4 | 36831.6919 | 55313.4086 | 750.8639 | 1127.6387 | 63.2818 | 0 | 138.0472 | 712280.9586 | 36701.8493 | 1240449.0432 | 1552247.5262 | 0 | 86708.4146 | 0 | 1415071.2388 | 3681725.0923 | 2512853.0274 | 11238037.1504 | 961560.8286 | 4187241.4196 | 4187241.4196 | 1478867.319 | 2556617.6377 | 0 | 16386839.3986 | 24609565.7749 | 5623413.2519 | 0.44491 | 36831.6919 | 55313.4086 | 750.8639 | 1127.6387
1 | 1400 | 707 | 0.035 | 15 | 15 | 7 | 7.4989e-09 | 5spot_SharedNeighbor | Water | Porous | Wet | R600a | MinimizeLCOE_Brownfield | IgnoreSilica | 2019 | 70.325 | 4.7973 | 0.11286 | 4 | 36503.2168 | 54717.2148 | 744.1674 | 1115.4844 | 63.2815 | 0 | 133.4549 | 717341.6768 | 36962.4225 | 1250528.3596 | 1567790.2177 | 0 | 85653.4866 | 0 | 1426727.7036 | 3712052.8227 | 2533552.3266 | 11330609.016 | 961560.8286 | 4187241.4196 | 4187241.4196 | 1478867.319 | 2556617.6377 | 0 | 16479411.2642 | 24702137.6405 | 7498942.0933 | 0.45145 | 36503.2168 | 54717.2148 | 744.1674 | 1115.4844
1 | 1400 | 707 | 0.035 | 15 | 15 | 7 | 1e-08 | 5spot_SharedNeighbor | Water | Porous | Wet | R600a | MinimizeLCOE_Brownfield | IgnoreSilica | 2019 | 70.8781 | 4.835 | 0.11413 | 4 | 36257.3499 | 54269.6758 | 739.1551 | 1106.3607 | 63.2812 | 0 | 137.5329 | 721280.2292 | 37165.194 | 1258380.6916 | 1579921.6362 | 0 | 84861.8304 | 0 | 1435827.7368 | 3735729.2423 | 2549711.9694 | 11402878.5299 | 961560.8286 | 4187241.4196 | 4187241.4196 | 1478867.319 | 2556617.6377 | 0 | 16551680.7781 | 24774407.1544 | 10000000 | 0.45651 | 36257.3499 | 54269.6758 | 739.1551 | 1106.3607
1 | 1500 | 707 | 0.035 | 15 | 15 | 7 | 1e-13 | 5spot_SharedNeighbor | Water | Porous | Wet | R600a | MinimizeLCOE_Brownfield | IgnoreSilica | 2019 | 0 | 0 | 0 | 0 |  |  |  |  | 15 |  | 17.8947 | [19 empty] | 100 | 0
1 | 1500 | 707 | 0.035 | 15 | 15 | 7 | 1.3335e-13 | 5spot_SharedNeighbor | Water | Porous | Wet | R600a | MinimizeLCOE_Brownfield | IgnoreSilica | 2019 | 0 | 0 | 0 | 0 |  |  |  |  | 15 |  | 21.6191 | [19 empty] | 133.3521 | 0
1 | 1500 | 707 | 0.035 | 15 | 15 | 7 | 1.7783e-13 | 5spot_SharedNeighbor | Water | Porous | Wet | R600a | MinimizeLCOE_Brownfield | IgnoreSilica | 2019 | 0 | 0 | 0 | 0 |  |  |  |  | 15 |  | 24.0339 | [19 empty] | 177.8279 | 0
1 | 1500 | 707 | 0.035 | 15 | 15 | 7 | 2.3714e-13 | 5spot_SharedNeighbor | Water | Porous | Wet | R600a | MinimizeLCOE_Brownfield | IgnoreSilica | 2019 | 0 | 0 | 0 | 0 |  |  |  |  | 15 |  | 23.6544 | [19 empty] | 237.1374 | 0
1 | 1500 | 707 | 0.035 | 15 | 15 | 7 | 3.1623e-13 | 5spot_SharedNeighbor | Water | Porous | Wet | R600a | MinimizeLCOE_Brownfield | IgnoreSilica | 2019 | 0 | 0 | 0 | 0 |  |  |  |  | 15 |  | 23.8445 | [19 empty] | 316.2278 | 0
1 | 1500 | 707 | 0.035 | 15 | 15 | 7 | 4.217e-13 | 5spot_SharedNeighbor | Water | Porous | Wet | R600a | MinimizeLCOE_Brownfield | IgnoreSilica | 2019 | 0 | 0 | 0 | 0 |  |  |  |  | 15 |  | 25.031 | [19 empty] | 421.6965 | 0
1 | 1500 | 707 | 0.035 | 15 | 15 | 7 | 5.6234e-13 | 5spot_SharedNeighbor | Water | Porous | Wet | R600a | MinimizeLCOE_Brownfield | IgnoreSilica | 2019 | 0 | 0 | 0 | 0 |  |  |  |  | 15 |  | 25.5618 | [19 empty] | 562.3413 | 0
1 | 1500 | 707 | 0.035 | 15 | 15 | 7 | 7.4989e-13 | 5spot_SharedNeighbor | Water | Porous | Wet | R600a | MinimizeLCOE_Brownfield | IgnoreSilica | 2019 | 0 | 0 | 0 | 0 |  |  |  |  | 15 |  | 26.2312 | [19 empty] | 749.8942 | 0
1 | 1500 | 707 | 0.035 | 15 | 15 | 7 | 1e-12 | 5spot_SharedNeighbor | Water | Porous | Wet | R600a | MinimizeLCOE_Brownfield | IgnoreSilica | 2019 | 0 | 0 | 0 | 0 |  |  |  |  | 15 |  | 27.0207 | [19 empty] | 1000 | 0
1 | 1500 | 707 | 0.035 | 15 | 15 | 7 | 1.3335e-12 | 5spot_SharedNeighbor | Water | Porous | Wet | R600a | MinimizeLCOE_Brownfield | IgnoreSilica | 2019 | 0 | 0 | 0 | 0 |  |  |  |  | 15 |  | 30.2259 | [19 empty] | 1333.5214 | 0
1 | 1500 | 707 | 0.035 | 15 | 15 | 7 | 1.7783e-12 | 5spot_SharedNeighbor | Water | Porous | Wet | R600a | MinimizeLCOE_Brownfield | IgnoreSilica | 2019 | 0 | 0 | 0 | 0 |  |  |  |  | 15 |  | 31.7016 | [19 empty] | 1778.2794 | 0
1 | 1500 | 707 | 0.035 | 15 | 15 | 7 | 2.3714e-12 | 5spot_SharedNeighbor | Water | Porous | Wet | R600a | MinimizeLCOE_Brownfield | IgnoreSilica | 2019 | 0 | 0 | 0 | 0 |  |  |  |  | 15 |  | 34.8958 | [19 empty] | 2371.3737 | 0
1 | 1500 | 707 | 0.035 | 15 | 15 | 7 | 3.1623e-12 | 5spot_SharedNeighbor | Water | Porous | Wet | R600a | MinimizeLCOE_Brownfield | IgnoreSilica | 2019 | 0.79142 | 0.043857 | 0.0001055 | 4 | 13727361.9199 | 34168818.0538 | 279850.8404 | 696577.5728 | 57.4407 | 0 | 84.6451 | 25222.2245 | 1202.7773 | 29394.3427 | 39379.3054 | 0 | 19705.5213 | 0 | 44812.6268 | 116593.2626 | 79577.2975 | 355887.3581 | 961560.8286 | 4475407.202 | 4475407.202 | 1478867.319 | 2671883.9507 | 0 | 5792855.3887 | 14419013.8603 | 3162.2777 | 0.00042199 | 13727361.9199 | 34168818.0538 | 279850.8404 | 696577.5728
1 | 1500 | 707 | 0.035 | 15 | 15 | 7 | 4.217e-12 | 5spot_SharedNeighbor | Water | Porous | Wet | R600a | MinimizeLCOE_Brownfield | IgnoreSilica | 2019 | 1.1069 | 0.067092 | 0.00042774 | 4 | 3445213.4112 | 8486862.6283 | 70235.3354 | 173016.174 | 59.8612 | 0 | 173.7477 | 35266.1825 | 1720.3496 | 41209.0967 | 46691.5253 | 0 | 22895.8687 | 0 | 57635.3789 | 149955.4332 | 102347.6645 | 457721.4994 | 961560.8286 | 4475407.202 | 4475407.202 | 1478867.319 | 2671883.9507 | 0 | 5894689.53 | 14520848.0016 | 4216.965 | 0.001711 | 3445213.4112 | 8486862.6283 | 70235.3354 | 173016.174
1 | 1500 | 707 | 0.035 | 15 | 15 | 7 | 5.6234e-12 | 5spot_SharedNeighbor | Water | Porous | Wet | R600a | MinimizeLCOE_Brownfield | IgnoreSilica | 2019 | 1.4764 | 0.094744 | 0.0008953 | 4 | 1676896.5777 | 4085629.9472 | 34185.8049 | 83291.0927 | 61.479 | 0 | 244.6101 | 45929.3096 | 2275.3861 | 54231.5552 | 55308.2563 | 0 | 25752.1732 | 0 | 71563.7053 | 186194.0816 | 127081.2866 | 568335.7538 | 961560.8286 | 4475407.202 | 4475407.202 | 1478867.319 | 2671883.9507 | 0 | 6005303.7844 | 14631462.256 | 5623.4133 | 0.0035812 | 1676896.5777 | 4085629.9472 | 34185.8049 | 83291.0927
1 | 1500 | 707 | 0.035 | 15 | 15 | 7 | 7.4989e-12 | 5spot_SharedNeighbor | Water | Porous | Wet | R600a | MinimizeLCOE_Brownfield | IgnoreSilica | 2019 | 1.9626 | 0.13143 | 0.00156 | 4 | 984320.4409 | 2366726.4386 | 20066.7036 | 48248.9197 | 62.7314 | 0 | 331.0554 | 58690.3329 | 2943.6556 | 70384.4283 | 66680.4033 | 0 | 28971.3945 | 0 | 88791.3837 | 231016.9668 | 157673.8267 | 705152.3918 | 961560.8286 | 4475407.202 | 4475407.202 | 1478867.319 | 2671883.9507 | 0 | 6142120.4224 | 14768278.8941 | 7498.9421 | 0.00624 | 984320.4409 | 2366726.4386 | 20066.7036 | 48248.9197
1 | 1500 | 707 | 0.035 | 15 | 15 | 7 | 1e-11 | 5spot_SharedNeighbor | Water | Porous | Wet | R600a | MinimizeLCOE_Brownfield | IgnoreSilica | 2019 | 2.8324 | 0.19753 | 0.0024782 | 4 | 643308.1068 | 1513516.1625 | 13114.7059 | 30855.0742 | 63.9409 | 0 | 82.4871 | 79149.5281 | 4019.4143 | 97397.3961 | 87086.0721 | 0 | 35838.0892 | 0 | 118361.2949 | 307951.8101 | 210183.4382 | 939987.043 | 961560.8286 | 4475407.202 | 4475407.202 | 1478867.319 | 2671883.9507 | 0 | 6376955.0736 | 15003113.5452 | 10000 | 0.0099128 | 643308.1068 | 1513516.1625 | 13114.7059 | 30855.0742
1 | 1500 | 707 | 0.035 | 15 | 15 | 7 | 1.3335e-11 | 5spot_SharedNeighbor | Water | Porous | Wet | R600a | MinimizeLCOE_Brownfield | IgnoreSilica | 2019 | 3.7487 | 0.26727 | 0.0037146 | 4 | 444483.1639 | 1025037.4175 | 9061.3905 | 20896.7742 | 64.6257 | 0 | 74.9993 | 98519.0796 | 5040.7859 | 123975.1861 | 108585.5864 | 0 | 40787.3989 | 0 | 146994.1344 | 382448.5851 | 261029.0178 | 1167379.7742 | 961560.8286 | 4475407.202 | 4475407.202 | 1478867.319 | 2671883.9507 | 0 | 6604347.8048 | 15230506.2764 | 13335.2143 | 0.014858 | 444483.1639 | 1025037.4175 | 9061.3905 | 20896.7742
1 | 1500 | 707 | 0.035 | 15 | 15 | 7 | 1.7783e-11 | 5spot_SharedNeighbor | Water | Porous | Wet | R600a | MinimizeLCOE_Brownfield | IgnoreSilica | 2019 | 4.9271 | 0.35715 | 0.0053676 | 4 | 320506.2231 | 722276.9048 | 6533.9529 | 14724.5917 | 65.1396 | 0 | 94.5913 | 121275.5689 | 6242.1535 | 156264.0632 | 136266.1489 | 0 | 46305.1623 | 0 | 181877.7078 | 473208.4874 | 322974.5161 | 1444413.8082 | 961560.8286 | 4475407.202 | 4475407.202 | 1478867.319 | 2671883.9507 | 0 | 6881381.8387 | 15507540.3104 | 17782.7941 | 0.02147 | 320506.2231 | 722276.9048 | 6533.9529 | 14724.5917
1 | 1500 | 707 | 0.035 | 15 | 15 | 7 | 2.3714e-11 | 5spot_SharedNeighbor | Water | Porous | Wet | R600a | MinimizeLCOE_Brownfield | IgnoreSilica | 2019 | 6.3841 | 0.46845 | 0.0075397 | 4 | 238943.7403 | 524967.6881 | 4871.1913 | 10702.1764 | 65.5093 | 0 | 65.8602 | 147071.6147 | 7604.2327 | 194074.6412 | 170524.1272 | 0 | 51974.9199 | 0 | 222787.319 | 579646.904 | 395620.9225 | 1769304.6812 | 961560.8286 | 4475407.202 | 4475407.202 | 1478867.319 | 2671883.9507 | 0 | 7206272.7118 | 15832431.1834 | 23713.7371 | 0.030159 | 238943.7403 | 524967.6881 | 4871.1913 | 10702.1764
1 | 1500 | 707 | 0.035 | 15 | 15 | 7 | 3.1623e-11 | 5spot_SharedNeighbor | Water | Porous | Wet | R600a | MinimizeLCOE_Brownfield | IgnoreSilica | 2019 | 8.1138 | 0.59995 | 0.010303 | 4 | 183707.5519 | 393011.9086 | 3745.1269 | 8012.0793 | 65.7425 | 0 | 93.2372 | 175130.978 | 9084.6994 | 236506.0308 | 211070.8426 | 0 | 57288.0383 | 0 | 268741.4298 | 699210.0739 | 477225.2428 | 2134257.3357 | 961560.8286 | 4475407.202 | 4475407.202 | 1478867.319 | 2671883.9507 | 0 | 7571225.3663 | 16197383.8379 | 31622.7766 | 0.041213 | 183707.5519 | 393011.9086 | 3745.1269 | 8012.0793
1 | 1500 | 707 | 0.035 | 15 | 15 | 7 | 4.217e-11 | 5spot_SharedNeighbor | Water | Porous | Wet | R600a | MinimizeLCOE_Brownfield | IgnoreSilica | 2019 | 11.0788 | 0.82779 | 0.014431 | 4 | 141770.12 | 291205.2904 | 2890.1757 | 5936.6137 | 66.0676 | 0 | 54.2678 | 219957.8659 | 11456.031 | 305887.0859 | 281018.544 | 0 | 68506.3776 | 0 | 345862.1027 | 899862.2453 | 614174.4727 | 2746724.7252 | 961560.8286 | 4475407.202 | 4475407.202 | 1478867.319 | 2671883.9507 | 0 | 8183692.7558 | 16809851.2274 | 42169.6503 | 0.057725 | 141770.12 | 291205.2904 | 2890.1757 | 5936.6137
1 | 1500 | 707 | 0.035 | 15 | 15 | 7 | 5.6234e-11 | 5spot_SharedNeighbor | Water | Porous | Wet | R600a | MinimizeLCOE_Brownfield | IgnoreSilica | 2019 | 13.7681 | 1.0333 | 0.019119 | 4 | 113795.6542 | 226589.7045 | 2319.8783 | 4619.3376 | 66.215 | 0 | 85.2448 | 257146.9787 | 13421.5125 | 365216.2372 | 344228.6653 | 0 | 74401.454 | 0 | 411221.7906 | 1069914.7459 | 730238.7986 | 3265790.1827 | 961560.8286 | 4475407.202 | 4475407.202 | 1478867.319 | 2671883.9507 | 0 | 8702758.2132 | 17328916.6849 | 56234.1325 | 0.076477 | 113795.6542 | 226589.7045 | 2319.8783 | 4619.3376
1 | 1500 | 707 | 0.035 | 15 | 15 | 7 | 7.4989e-11 | 5spot_SharedNeighbor | Water | Porous | Wet | R600a | MinimizeLCOE_Brownfield | IgnoreSilica | 2019 | 17.4487 | 1.3146 | 0.025351 | 4 | 92609.5135 | 177676.5014 | 1887.9702 | 3622.1758 | 66.3438 | 0 | 94.2671 | 304597.7781 | 15928.4846 | 442743.1382 | 430740.329 | 0 | 82616.4362 | 0 | 497884.2048 | 1295392.5707 | 884132.0472 | 3954034.9888 | 961560.8286 | 4475407.202 | 4475407.202 | 1478867.319 | 2671883.9507 | 0 | 9391003.0194 | 18017161.491 | 74989.4209 | 0.1014 | 92609.5135 | 177676.5014 | 1887.9702 | 3622.1758
1 | 1500 | 707 | 0.035 | 15 | 15 | 7 | 1e-10 | 5spot_SharedNeighbor | Water | Porous | Wet | R600a | MinimizeLCOE_Brownfield | IgnoreSilica | 2019 | 21.8682 | 1.6524 | 0.03315 | 4 | 76823.0454 | 141876.4255 | 1566.1417 | 2892.3428 | 66.4418 | 0 | 88.4884 | 357697.2795 | 18732.4758 | 531584.8068 | 534626.2993 | 0 | 90931.5238 | 0 | 598093.2303 | 1556115.8993 | 1062081.0763 | 4749862.5912 | 961560.8286 | 4475407.202 | 4475407.202 | 1478867.319 | 2671883.9507 | 0 | 10186830.6218 | 18812989.0934 | 100000 | 0.1326 | 76823.0454 | 141876.4255 | 1566.1417 | 2892.3428
1 | 1500 | 707 | 0.035 | 15 | 15 | 7 | 1.3335e-10 | 5spot_SharedNeighbor | Water | Porous | Wet | R600a | MinimizeLCOE_Brownfield | IgnoreSilica | 2019 | 27.0077 | 2.0453 | 0.042647 | 4 | 64954.1619 | 115521.6912 | 1324.1784 | 2355.0659 | 66.5161 | 0 | 94.9248 | 415503.2945 | 21783.097 | 630456.4553 | 655444.9283 | 0 | 98865.6784 | 0 | 710600.8469 | 1848837.6393 | 1261869.6786 | 5643361.6182 | 961560.8286 | 4475407.202 | 4475407.202 | 1478867.319 | 2671883.9507 | 0 | 11080329.6488 | 19706488.1204 | 133352.1432 | 0.17059 | 64954.1619 | 115521.6912 | 1324.1784 | 2355.0659
1 | 1500 | 707 | 0.035 | 15 | 15 | 7 | 1.7783e-10 | 5spot_SharedNeighbor | Water | Porous | Wet | R600a | MinimizeLCOE_Brownfield | IgnoreSilica | 2019 | 32.7929 | 2.4876 | 0.053831 | 4 | 55982.9844 | 96044.5076 | 1141.2889 | 1957.9972 | 66.5727 | 0 | 122.6688 | 476733.4851 | 25012.1513 | 737314.5816 | 791451.6248 | 0 | 106040.2599 | 0 | 833255.3201 | 2167959.4186 | 1479676.8503 | 6617443.6917 | 961560.8286 | 4475407.202 | 4475407.202 | 1478867.319 | 2671883.9507 | 0 | 12054411.7223 | 20680570.1939 | 177827.941 | 0.21532 | 55982.9844 | 96044.5076 | 1141.2889 | 1957.9972
1 | 1500 | 707 | 0.035 | 15 | 15 | 7 | 2.3714e-10 | 5spot_SharedNeighbor | Water | Porous | Wet | R600a | MinimizeLCOE_Brownfield | IgnoreSilica | 2019 | 38.9614 | 2.9593 | 0.06639 | 4 | 49189.9549 | 81672.7014 | 1002.8038 | 1665.0085 | 66.6151 | 0 | 108.6175 | 538546.2958 | 28269.4965 | 847147.1266 | 936478.8504 | 0 | 111732.2927 | 0 | 960247.8842 | 2498368.0207 | 1705187.5105 | 7625977.4774 | 961560.8286 | 4475407.202 | 4475407.202 | 1478867.319 | 2671883.9507 | 0 | 13062945.508 | 21689103.9796 | 237137.3706 | 0.26556 | 49189.9549 | 81672.7014 | 1002.8038 | 1665.0085
1 | 1500 | 707 | 0.035 | 15 | 15 | 7 | 3.1623e-10 | 5spot_SharedNeighbor | Water | Porous | Wet | R600a | MinimizeLCOE_Brownfield | IgnoreSilica | 2019 | 45.2024 | 3.4365 | 0.079772 | 4 | 44053.3459 | 71087.0087 | 898.087 | 1449.2048 | 66.646 | 0 | 121.3803 | 598161.1453 | 31408.589 | 954748.1712 | 1083208.2533 | 0 | 115582.3697 | 0 | 1085412.3261 | 2824020.2239 | 1927451.8306 | 8619992.9091 | 961560.8286 | 4475407.202 | 4475407.202 | 1478867.319 | 2671883.9507 | 0 | 14056960.9397 | 22683119.4113 | 316227.766 | 0.31909 | 44053.3459 | 71087.0087 | 898.087 | 1449.2048
1 | 1500 | 707 | 0.035 | 15 | 15 | 7 | 4.217e-10 | 5spot_SharedNeighbor | Water | Porous | Wet | R600a | MinimizeLCOE_Brownfield | IgnoreSilica | 2019 | 51.1487 | 3.891 | 0.093213 | 4 | 40182.6558 | 63318.351 | 819.1778 | 1290.8302 | 66.6673 | 0 | 118.7879 | 652681.3585 | 34277.1315 | 1054481.1544 | 1222983.3523 | 0 | 117391.2919 | 0 | 1201907.5726 | 3127116.9587 | 2134321.5801 | 9545160.3999 | 961560.8286 | 4475407.202 | 4475407.202 | 1478867.319 | 2671883.9507 | 0 | 14982128.4305 | 23608286.9021 | 421696.5034 | 0.37285 | 40182.6558 | 63318.351 | 819.1778 | 1290.8302
1 | 1500 | 707 | 0.035 | 15 | 15 | 7 | 5.6234e-10 | 5spot_SharedNeighbor | Water | Porous | Wet | R600a | MinimizeLCOE_Brownfield | IgnoreSilica | 2019 | 56.4734 | 4.2977 | 0.10592 | 4 | 37277.2054 | 57637.6677 | 759.9463 | 1175.0218 | 66.6804 | 0 | 139.4005 | 699865.6163 | 36757.7066 | 1141765.2102 | 1348097.8953 | 0 | 117231.185 | 0 | 1304049.8693 | 3392870.2624 | 2315703.6706 | 10356341.4157 | 961560.8286 | 4475407.202 | 4475407.202 | 1478867.319 | 2671883.9507 | 0 | 15793309.4463 | 24419467.9179 | 562341.3252 | 0.42367 | 37277.2054 | 57637.6677 | 759.9463 | 1175.0218
1 | 1500 | 707 | 0.035 | 15 | 15 | 7 | 7.4989e-10 | 5spot_SharedNeighbor | Water | Porous | Wet | R600a | MinimizeLCOE_Brownfield | IgnoreSilica | 2019 | 61.0755 | 4.649 | 0.11738 | 4 | 35102.8514 | 53474.383 | 715.6191 | 1090.1476 | 66.6875 | 0 | 129.0026 | 739528.059 | 38841.2285 | 1215810.2705 | 1456172.7287 | 0 | 115776.3636 | 0 | 1390790.1736 | 3618550.7414 | 2469735.2348 | 11045204.8001 | 961560.8286 | 4475407.202 | 4475407.202 | 1478867.319 | 2671883.9507 | 0 | 16482172.8307 | 25108331.3023 | 749894.2093 | 0.46954 | 35102.8514 | 53474.383 | 715.6191 | 1090.1476
1 | 1500 | 707 | 0.035 | 15 | 15 | 7 | 1e-09 | 5spot_SharedNeighbor | Water | Porous | Wet | R600a | MinimizeLCOE_Brownfield | IgnoreSilica | 2019 | 64.8681 | 4.9381 | 0.12725 | 4 | 33478.4012 | 50425.2177 | 682.5025 | 1027.9863 | 66.6904 | 0 | 139.2236 | 771494.792 | 40519.2912 | 1275929.8532 | 1545181.2651 | 0 | 113416.6431 | 0 | 1461151.3194 | 3801616.0097 | 2594681.042 | 11603990.2158 | 961560.8286 | 4475407.202 | 4475407.202 | 1478867.319 | 2671883.9507 | 0 | 17040958.2463 | 25667116.718 | 1000000 | 0.50901 | 33478.4012 | 50425.2177 | 682.5025 | 1027.9863
1 | 1500 | 707 | 0.035 | 15 | 15 | 7 | 1.3335e-09 | 5spot_SharedNeighbor | Water | Porous | Wet | R600a | MinimizeLCOE_Brownfield | IgnoreSilica | 2019 | 67.9427 | 5.1722 | 0.1355 | 4 | 32265.4997 | 48180.5268 | 657.7759 | 982.2252 | 66.691 | 0 | 138.2812 | 796960.4127 | 41855.256 | 1324102.5668 | 1617293.7758 | 0 | 110772.6623 | 0 | 1517484.0227 | 3948182.1483 | 2694715.4433 | 12051366.288 | 961560.8286 | 4475407.202 | 4475407.202 | 1478867.319 | 2671883.9507 | 0 | 17488334.3186 | 26114492.7902 | 1333521.4322 | 0.54201 | 32265.4997 | 48180.5268 | 657.7759 | 982.2252
1 | 1500 | 707 | 0.035 | 15 | 15 | 7 | 1.7783e-09 | 5spot_SharedNeighbor | Water | Porous | Wet | R600a | MinimizeLCOE_Brownfield | IgnoreSilica | 2019 | 70.3593 | 5.3561 | 0.14219 | 4 | 31359.7715 | 46526.4868 | 639.3114 | 948.5054 | 66.6903 | 0 | 114.6499 | 816705.4723 | 42890.5728 | 1361623.9688 | 1673939.6007 | 0 | 108092.2726 | 0 | 1561268.236 | 4062099.69 | 2772466.5063 | 12399086.3197 | 961560.8286 | 4475407.202 | 4475407.202 | 1478867.319 | 2671883.9507 | 0 | 17836054.3502 | 26462212.8219 | 1778279.41 | 0.56876 | 31359.7715 | 46526.4868 | 639.3114 | 948.5054
1 | 1500 | 707 | 0.035 | 15 | 15 | 7 | 2.3714e-09 | 5spot_SharedNeighbor | Water | Porous | Wet | R600a | MinimizeLCOE_Brownfield | IgnoreSilica | 2019 | 72.2593 | 5.5005 | 0.14753 | 4 | 30683.0959 | 45300.2532 | 625.5164 | 923.5069 | 66.689 | 0 | 134.9745 | 832068.0583 | 43695.7566 | 1390920.058 | 1718454.2154 | 0 | 105689.8454 | 0 | 1595422.8942 | 4150963.1044 | 2833117.6125 | 12670331.5448 | 961560.8286 | 4475407.202 | 4475407.202 | 1478867.319 | 2671883.9507 | 0 | 18107299.5753 | 26733458.047 | 2371373.7057 | 0.59014 | 30683.0959 | 45300.2532 | 625.5164 | 923.5069
1 | 1500 | 707 | 0.035 | 15 | 15 | 7 | 3.1623e-09 | 5spot_SharedNeighbor | Water | Porous | Wet | R600a | MinimizeLCOE_Brownfield | IgnoreSilica | 2019 | 73.7233 | 5.6117 | 0.15173 | 4 | 30177.2399 | 44390.4995 | 615.2039 | 904.9604 | 66.6876 | 0 | 146.6733 | 843811.216 | 44311.0301 | 1413374.5754 | 1752741.4034 | 0 | 103599.3546 | 0 | 1621556.656 | 4218957.7919 | 2879525.3839 | 12877877.4111 | 961560.8286 | 4475407.202 | 4475407.202 | 1478867.319 | 2671883.9507 | 0 | 18314845.4417 | 26941003.9133 | 3162277.6602 | 0.60691 | 30177.2399 | 44390.4995 | 615.2039 | 904.9604
1 | 1500 | 707 | 0.035 | 15 | 15 | 7 | 4.217e-09 | 5spot_SharedNeighbor | Water | Porous | Wet | R600a | MinimizeLCOE_Brownfield | IgnoreSilica | 2019 | 74.8339 | 5.696 | 0.15497 | 4 | 29798.8542 | 43715.0329 | 607.4899 | 891.1901 | 66.6863 | 0 | 156.0227 | 852665.2461 | 44774.8072 | 1430339.4185 | 1778742.0339 | 0 | 101823.6987 | 0 | 1641254.6297 | 4270207.8789 | 2914504.6213 | 13034312.3344 | 961560.8286 | 4475407.202 | 4475407.202 | 1478867.319 | 2671883.9507 | 0 | 18471280.3649 | 27097438.8366 | 4216965.0343 | 0.61987 | 29798.8542 | 43715.0329 | 607.4899 | 891.1901
1 | 1500 | 707 | 0.035 | 15 | 15 | 7 | 5.6234e-09 | 5spot_SharedNeighbor | Water | Porous | Wet | R600a | MinimizeLCOE_Brownfield | IgnoreSilica | 2019 | 75.677 | 5.76 | 0.15745 | 4 | 29515.6676 | 43211.9428 | 601.7168 | 880.9339 | 66.6852 | 0 | 154.0266 | 859356.2245 | 45125.2114 | 1443179.5462 | 1798475.6279 | 0 | 100375.8875 | 0 | 1656139.8741 | 4308936.2313 | 2940937.5177 | 13152526.1206 | 961560.8286 | 4475407.202 | 4475407.202 | 1478867.319 | 2671883.9507 | 0 | 18589494.1512 | 27215652.6228 | 5623413.2519 | 0.62982 | 29515.6676 | 43211.9428 | 601.7168 | 880.9339
1 | 1500 | 707 | 0.035 | 15 | 15 | 7 | 7.4989e-09 | 5spot_SharedNeighbor | Water | Porous | Wet | R600a | MinimizeLCOE_Brownfield | IgnoreSilica | 2019 | 76.3297 | 5.8095 | 0.15937 | 4 | 29303.6345 | 42834.9836 | 597.3942 | 873.2491 | 66.6842 | 0 | 134.5532 | 864518.3549 | 45395.5077 | 1453097.4465 | 1813750.1811 | 0 | 99263.3042 | 0 | 1667649.6698 | 4338882.359 | 2961376.3651 | 13243933.1884 | 961560.8286 | 4475407.202 | 4475407.202 | 1478867.319 | 2671883.9507 | 0 | 18680901.219 | 27307059.6906 | 7498942.0933 | 0.63749 | 29303.6345 | 42834.9836 | 597.3942 | 873.2491
1 | 1500 | 707 | 0.035 | 15 | 15 | 7 | 1e-08 | 5spot_SharedNeighbor | Water | Porous | Wet | R600a | MinimizeLCOE_Brownfield | IgnoreSilica | 2019 | 76.8218 | 5.8468 | 0.16083 | 4 | 29144.8204 | 42553.5118 | 594.1566 | 867.5109 | 66.6835 | 0 | 150.4339 | 868399.9549 | 45598.729 | 1460561.785 | 1825264.3601 | 0 | 98386.2611 | 0 | 1676302.3251 | 4361394.7931 | 2976741.564 | 13312649.7722 | 961560.8286 | 4475407.202 | 4475407.202 | 1478867.319 | 2671883.9507 | 0 | 18749617.8028 | 27375776.2744 | 10000000 | 0.64333 | 29144.8204 | 42553.5118 | 594.1566 | 867.5109
1 | 1600 | 707 | 0.035 | 15 | 15 | 7 | 1e-13 | 5spot_SharedNeighbor | Water | Porous | Wet | R600a | MinimizeLCOE_Brownfield | IgnoreSilica | 2019 | 0 | 0 | 0 | 0 |  |  |  |  | 15 |  | 19.1945 | [19 empty] | 100 | 0
1 | 1600 | 707 | 0.035 | 15 | 15 | 7 | 1.3335e-13 | 5spot_SharedNeighbor | Water | Porous | Wet | R600a | MinimizeLCOE_Brownfield | IgnoreSilica | 2019 | 0 | 0 | 0 | 0 |  |  |  |  | 15 |  | 21.9902 | [19 empty] | 133.3521 | 0
1 | 1600 | 707 | 0.035 | 15 | 15 | 7 | 1.7783e-13 | 5spot_SharedNeighbor | Water | Porous | Wet | R600a | MinimizeLCOE_Brownfield | IgnoreSilica | 2019 | 0 | 0 | 0 | 0 |  |  |  |  | 15 |  | 24.2541 | [19 empty] | 177.8279 | 0
1 | 1600 | 707 | 0.035 | 15 | 15 | 7 | 2.3714e-13 | 5spot_SharedNeighbor | Water | Porous | Wet | R600a | MinimizeLCOE_Brownfield | IgnoreSilica | 2019 | 0 | 0 | 0 | 0 |  |  |  |  | 15 |  | 23.5566 | [19 empty] | 237.1374 | 0
1 | 1600 | 707 | 0.035 | 15 | 15 | 7 | 3.1623e-13 | 5spot_SharedNeighbor | Water | Porous | Wet | R600a | MinimizeLCOE_Brownfield | IgnoreSilica | 2019 | 0 | 0 | 0 | 0 |  |  |  |  | 15 |  | 23.6145 | [19 empty] | 316.2278 | 0
1 | 1600 | 707 | 0.035 | 15 | 15 | 7 | 4.217e-13 | 5spot_SharedNeighbor | Water | Porous | Wet | R600a | MinimizeLCOE_Brownfield | IgnoreSilica | 2019 | 0 | 0 | 0 | 0 |  |  |  |  | 15 |  | 24.66 | [19 empty] | 421.6965 | 0
1 | 1600 | 707 | 0.035 | 15 | 15 | 7 | 5.6234e-13 | 5spot_SharedNeighbor | Water | Porous | Wet | R600a | MinimizeLCOE_Brownfield | IgnoreSilica | 2019 | 0 | 0 | 0 | 0 |  |  |  |  | 15 |  | 25.6598 | [19 empty] | 562.3413 | 0
1 | 1600 | 707 | 0.035 | 15 | 15 | 7 | 7.4989e-13 | 5spot_SharedNeighbor | Water | Porous | Wet | R600a | MinimizeLCOE_Brownfield | IgnoreSilica | 2019 | 0 | 0 | 0 | 0 |  |  |  |  | 15 |  | 25.1982 | [19 empty] | 749.8942 | 0
1 | 1600 | 707 | 0.035 | 15 | 15 | 7 | 1e-12 | 5spot_SharedNeighbor | Water | Porous | Wet | R600a | MinimizeLCOE_Brownfield | IgnoreSilica | 2019 | 0 | 0 | 0 | 0 |  |  |  |  | 15 |  | 26.384 | [19 empty] | 1000 | 0
1 | 1600 | 707 | 0.035 | 15 | 15 | 7 | 1.3335e-12 | 5spot_SharedNeighbor | Water | Porous | Wet | R600a | MinimizeLCOE_Brownfield | IgnoreSilica | 2019 | 0 | 0 | 0 | 0 |  |  |  |  | 15 |  | 30.007 | [19 empty] | 1333.5214 | 0
1 | 1600 | 707 | 0.035 | 15 | 15 | 7 | 1.7783e-12 | 5spot_SharedNeighbor | Water | Porous | Wet | R600a | MinimizeLCOE_Brownfield | IgnoreSilica | 2019 | 0 | 0 | 0 | 0 |  |  |  |  | 15 |  | 31.0853 | [19 empty] | 1778.2794 | 0
1 | 1600 | 707 | 0.035 | 15 | 15 | 7 | 2.3714e-12 | 5spot_SharedNeighbor | Water | Porous | Wet | R600a | MinimizeLCOE_Brownfield | IgnoreSilica | 2019 | 0.75252 | 0.044568 | 9.9142e-05 | 4 | 15369172.1052 | 38159182.0383 | 313321.3617 | 777926.54 | 59.2018 | 0 | 71.1208 | 26354.4247 | 1271.005 | 29726.4263 | 39235.3914 | 0 | 20914.2739 | 0 | 45825.5933 | 119228.7935 | 81376.1015 | 363932.0095 | 961560.8286 | 4769433.0752 | 4769433.0752 | 1478867.319 | 2789494.2999 | 0 | 6094925.9133 | 15132720.6075 | 2371.3737 | 0.00039657 | 15369172.1052 | 38159182.0383 | 313321.3617 | 777926.54
1 | 1600 | 707 | 0.035 | 15 | 15 | 7 | 3.1623e-12 | 5spot_SharedNeighbor | Water | Porous | Wet | R600a | MinimizeLCOE_Brownfield | IgnoreSilica | 2019 | 1.0874 | 0.07167 | 0.0004741 | 4 | 3277300.6142 | 8043034.2809 | 66812.2059 | 163968.1328 | 62.2539 | 0 | 165.2855 | 38437.1877 | 1904.7673 | 43348.1921 | 47455.461 | 0 | 25160.105 | 0 | 60959.2281 | 158603.407 | 108250.0843 | 484118.4324 | 961560.8286 | 4769433.0752 | 4769433.0752 | 1478867.319 | 2789494.2999 | 0 | 6215112.3362 | 15252907.0304 | 3162.2777 | 0.0018964 | 3277300.6142 | 8043034.2809 | 66812.2059 | 163968.1328
1 | 1600 | 707 | 0.035 | 15 | 15 | 7 | 4.217e-12 | 5spot_SharedNeighbor | Water | Porous | Wet | R600a | MinimizeLCOE_Brownfield | IgnoreSilica | 2019 | 1.5153 | 0.10706 | 0.0010424 | 4 | 1524638.7316 | 3692097.3754 | 31081.8228 | 75268.3989 | 64.3428 | 0 | 243.0188 | 52299.3868 | 2640.7549 | 59646.4133 | 58050.8504 | 0 | 29603.8232 | 0 | 78874.0792 | 205214.1747 | 140062.8909 | 626392.3734 | 961560.8286 | 4769433.0752 | 4769433.0752 | 1478867.319 | 2789494.2999 | 0 | 6357386.2772 | 15395180.9714 | 4216.965 | 0.0041698 | 1524638.7316 | 3692097.3754 | 31081.8228 | 75268.3989
1 | 1600 | 707 | 0.035 | 15 | 15 | 7 | 5.6234e-12 | 5spot_SharedNeighbor | Water | Porous | Wet | R600a | MinimizeLCOE_Brownfield | IgnoreSilica | 2019 | 1.6 | 0.1141 | 0.0016665 | 4 | 956109.9072 | 2311895.3254 | 19491.5937 | 47131.1133 | 64.6339 | 0 | 240.0847 | 54882.3665 | 2778.5735 | 62750.1639 | 60152.3206 | 0 | 26886.7428 | 0 | 80905.5653 | 210499.6848 | 143670.3602 | 642525.7777 | 961560.8286 | 4769433.0752 | 4769433.0752 | 1478867.319 | 2789494.2999 | 0 | 6373519.6815 | 15411314.3757 | 5623.4133 | 0.0066661 | 956109.9072 | 2311895.3254 | 19491.5937 | 47131.1133
1 | 1600 | 707 | 0.035 | 15 | 15 | 7 | 7.4989e-12 | 5spot_SharedNeighbor | Water | Porous | Wet | R600a | MinimizeLCOE_Brownfield | IgnoreSilica | 2019 | 2.7593 | 0.21132 | 0.0029625 | 4 | 567821.9573 | 1330506.2336 | 11575.8186 | 27124.1692 | 66.8943 | 0 | 87.7001 | 86667.8294 | 4482.0528 | 102531.7084 | 89010.9363 | 0 | 39427.0055 | 0 | 125626.6176 | 326854.6894 | 223085.0417 | 997685.881 | 961560.8286 | 4769433.0752 | 4769433.0752 | 1478867.319 | 2789494.2999 | 0 | 6728679.7848 | 15766474.4789 | 7498.9421 | 0.01185 | 567821.9573 | 1330506.2336 | 11575.8186 | 27124.1692
1 | 1600 | 707 | 0.035 | 15 | 15 | 7 | 1e-11 | 5spot_SharedNeighbor | Water | Porous | Wet | R600a | MinimizeLCOE_Brownfield | IgnoreSilica | 2019 | 3.6561 | 0.2868 | 0.0044685 | 4 | 390129.2947 | 895765.8494 | 7953.3134 | 18261.3985 | 67.6912 | 0 | 78.8197 | 108201.0404 | 5640.707 | 130814.7973 | 111354.9978 | 0 | 45057.7492 | 0 | 156417.0238 | 406965.0104 | 277761.9819 | 1242213.308 | 961560.8286 | 4769433.0752 | 4769433.0752 | 1478867.319 | 2789494.2999 | 0 | 6973207.2119 | 16011001.906 | 10000 | 0.017874 | 390129.2947 | 895765.8494 | 7953.3134 | 18261.3985
1 | 1600 | 707 | 0.035 | 15 | 15 | 7 | 1.3335e-11 | 5spot_SharedNeighbor | Water | Porous | Wet | R600a | MinimizeLCOE_Brownfield | IgnoreSilica | 2019 | 4.8009 | 0.3833 | 0.0064832 | 4 | 280269.7366 | 628775.6164 | 5713.6777 | 12818.4414 | 68.2858 | 0 | 75.3746 | 133303.1281 | 6993.0845 | 164890.3769 | 139895.6585 | 0 | 51239.5614 | 0 | 193565.5057 | 503617.74 | 343729.4559 | 1537234.511 | 961560.8286 | 4769433.0752 | 4769433.0752 | 1478867.319 | 2789494.2999 | 0 | 7268228.4148 | 16306023.109 | 13335.2143 | 0.025933 | 280269.7366 | 628775.6164 | 5713.6777 | 12818.4414
1 | 1600 | 707 | 0.035 | 15 | 15 | 7 | 1.7783e-11 | 5spot_SharedNeighbor | Water | Porous | Wet | R600a | MinimizeLCOE_Brownfield | IgnoreSilica | 2019 | 6.2501 | 0.50544 | 0.0091453 | 4 | 208362.4213 | 455424.9063 | 4247.7498 | 9284.4527 | 68.7246 | 0 | 106.4491 | 162399.4655 | 8561.3704 | 205649.5932 | 176012.3864 | 0 | 57954.7166 | 0 | 238125.2376 | 619553.0219 | 422857.668 | 1891113.4596 | 961560.8286 | 4769433.0752 | 4769433.0752 | 1478867.319 | 2789494.2999 | 0 | 7622107.3635 | 16659902.0576 | 17782.7941 | 0.036581 | 208362.4213 | 455424.9063 | 4247.7498 | 9284.4527
1 | 1600 | 707 | 0.035 | 15 | 15 | 7 | 2.3714e-11 | 5spot_SharedNeighbor | Water | Porous | Wet | R600a | MinimizeLCOE_Brownfield | IgnoreSilica | 2019 | 7.9675 | 0.64958 | 0.012545 | 4 | 159787.607 | 339894.0032 | 3257.4865 | 6929.199 | 69.0051 | 0 | 109.6621 | 193976.6962 | 10261.7324 | 251299.0095 | 218700.2142 | 0 | 64222.272 | 0 | 287999.3705 | 749315.2854 | 511423.0791 | 2287197.6595 | 961560.8286 | 4769433.0752 | 4769433.0752 | 1478867.319 | 2789494.2999 | 0 | 8018191.5633 | 17055986.2575 | 23713.7371 | 0.05018 | 159787.607 | 339894.0032 | 3257.4865 | 6929.199
1 | 1600 | 707 | 0.035 | 15 | 15 | 7 | 3.1623e-11 | 5spot_SharedNeighbor | Water | Porous | Wet | R600a | MinimizeLCOE_Brownfield | IgnoreSilica | 2019 | 10.5233 | 0.86639 | 0.017328 | 4 | 123971.8191 | 254365.0966 | 2527.3332 | 5185.5765 | 69.3424 | 0 | 90.6557 | 237973.4315 | 12636.5839 | 316318.4025 | 282633.6509 | 0 | 74391.288 | 0 | 360341.8092 | 937535.4712 | 639887.2235 | 2861717.8609 | 961560.8286 | 4769433.0752 | 4769433.0752 | 1478867.319 | 2789494.2999 | 0 | 8592711.7647 | 17630506.4588 | 31622.7766 | 0.069312 | 123971.8191 | 254365.0966 | 2527.3332 | 5185.5765
1 | 1600 | 707 | 0.035 | 15 | 15 | 7 | 4.217e-11 | 5spot_SharedNeighbor | Water | Porous | Wet | R600a | MinimizeLCOE_Brownfield | IgnoreSilica | 2019 | 13.4735 | 1.1156 | 0.023325 | 4 | 98818.2929 | 195686.9209 | 2014.5446 | 3989.3426 | 69.5396 | 0 | 67.2068 | 284437.1985 | 15140.8305 | 387158.0469 | 356242.7588 | 0 | 83407.3118 | 0 | 439290.5972 | 1142944.023 | 780082.7808 | 3488703.5475 | 961560.8286 | 4769433.0752 | 4769433.0752 | 1478867.319 | 2789494.2999 | 0 | 9219697.4514 | 18257492.1455 | 42169.6503 | 0.0933 | 98818.2929 | 195686.9209 | 2014.5446 | 3989.3426
1 | 1600 | 707 | 0.035 | 15 | 15 | 7 | 5.6234e-11 | 5spot_SharedNeighbor | Water | Porous | Wet | R600a | MinimizeLCOE_Brownfield | IgnoreSilica | 2019 | 17.1197 | 1.4237 | 0.031012 | 4 | 80316.7849 | 153173.3841 | 1637.3663 | 3122.6466 | 69.6904 | 0 | 91.5195 | 337723.869 | 18011.3211 | 470491.3811 | 447226.7612 | 0 | 92992.7384 | 0 | 532913.9676 | 1386532.8281 | 946337.1456 | 4232230.012 | 961560.8286 | 4769433.0752 | 4769433.0752 | 1478867.319 | 2789494.2999 | 0 | 9963223.9159 | 19001018.61 | 56234.1325 | 0.12405 | 80316.7849 | 153173.3841 | 1637.3663 | 3122.6466
1 | 1600 | 707 | 0.035 | 15 | 15 | 7 | 7.4989e-11 | 5spot_SharedNeighbor | Water | Porous | Wet | R600a | MinimizeLCOE_Brownfield | IgnoreSilica | 2019 | 20 | 1.6671 | 0.039576 | 4 | 66399.7435 | 123491.5037 | 1353.6486 | 2517.5413 | 69.7711 | 0 | 105.0124 | 377380.388 | 20146.4092 | 533766.5879 | 519099.9394 | 0 | 93000.5068 | 0 | 601923.5942 | 1566081.7206 | 1068882.9541 | 4780282.1003 | 961560.8286 | 4769433.0752 | 4769433.0752 | 1478867.319 | 2789494.2999 | 0 | 10511276.0041 | 19549070.6982 | 74989.4209 | 0.1583 | 66399.7435 | 123491.5037 | 1353.6486 | 2517.5413
1 | 1600 | 707 | 0.035 | 15 | 15 | 7 | 1e-10 | 5spot_SharedNeighbor | Water | Porous | Wet | R600a | MinimizeLCOE_Brownfield | IgnoreSilica | 2019 | 26.623 | 2.2268 | 0.052602 | 4 | 56030.893 | 98984.3278 | 1142.2655 | 2017.9294 | 69.8914 | 0 | 63.643 | 462564.4481 | 24729.1392 | 672797.03 | 684379.3778 | 0 | 111591.1273 | 0 | 762863.8377 | 1984815.2209 | 1354677.1721 | 6058417.3531 | 961560.8286 | 4769433.0752 | 4769433.0752 | 1478867.319 | 2789494.2999 | 0 | 11789411.2569 | 20827205.9511 | 100000 | 0.21041 | 56030.893 | 98984.3278 | 1142.2655 | 2017.9294
1 | 1600 | 707 | 0.035 | 15 | 15 | 7 | 1.3335e-10 | 5spot_SharedNeighbor | Water | Porous | Wet | R600a | MinimizeLCOE_Brownfield | IgnoreSilica | 2019 | 32.6297 | 2.7345 | 0.066799 | 4 | 48240.3742 | 82065.0063 | 983.4453 | 1673.0062 | 69.9592 | 0 | 109.3288 | 534400.2555 | 28589.9556 | 792897.0169 | 834291.6949 | 0 | 121102.4048 | 0 | 901399.7178 | 2345257.1631 | 1600686.2041 | 7158624.4126 | 961560.8286 | 4769433.0752 | 4769433.0752 | 1478867.319 | 2789494.2999 | 0 | 12889618.3164 | 21927413.0106 | 133352.1432 | 0.2672 | 48240.3742 | 82065.0063 | 983.4453 | 1673.0062
1 | 1600 | 707 | 0.035 | 15 | 15 | 7 | 1.7783e-10 | 5spot_SharedNeighbor | Water | Porous | Wet | R600a | MinimizeLCOE_Brownfield | IgnoreSilica | 2019 | 39.0929 | 3.2808 | 0.083061 | 4 | 42244.3772 | 69446.5139 | 861.2088 | 1415.7611 | 70.0096 | 0 | 112.6521 | 607393.6404 | 32509.4294 | 917243.079 | 995606.473 | 0 | 128500.6972 | 0 | 1045688.7944 | 2720667.7427 | 1856911.6386 | 8304521.4946 | 961560.8286 | 4769433.0752 | 4769433.0752 | 1478867.319 | 2789494.2999 | 0 | 14035515.3985 | 23073310.0926 | 177827.941 | 0.33225 | 42244.3772 | 69446.5139 | 861.2088 | 1415.7611
1 | 1600 | 707 | 0.035 | 15 | 15 | 7 | 2.3714e-10 | 5spot_SharedNeighbor | Water | Porous | Wet | R600a | MinimizeLCOE_Brownfield | IgnoreSilica | 2019 | 45.7749 | 3.8456 | 0.10075 | 4 | 37686.7113 | 60113.3255 | 768.2946 | 1225.4914 | 70.0464 | 0 | 130.3463 | 679143.2113 | 36358.5398 | 1041496.7041 | 1162375.4867 | 0 | 133824.8465 | 0 | 1190747.5275 | 3098080.8107 | 2114503.8125 | 9456530.9393 | 961560.8286 | 4769433.0752 | 4769433.0752 | 1478867.319 | 2789494.2999 | 0 | 15187524.8431 | 24225319.5373 | 237137.3706 | 0.40299 | 37686.7113 | 60113.3255 | 768.2946 | 1225.4914
1 | 1600 | 707 | 0.035 | 15 | 15 | 7 | 3.1623e-10 | 5spot_SharedNeighbor | Water | Porous | Wet | R600a | MinimizeLCOE_Brownfield | IgnoreSilica | 2019 | 52.2741 | 4.3947 | 0.11889 | 4 | 34234.2105 | 53239.2669 | 697.9107 | 1085.3545 | 70.0714 | 0 | 110.4607 | 745941.3781 | 39938.5361 | 1158836.6251 | 1324542.0582 | 0 | 136654.6332 | 0 | 1328306.1599 | 3455980.1551 | 2358777.4691 | 10548977.0148 | 961560.8286 | 4769433.0752 | 4769433.0752 | 1478867.319 | 2789494.2999 | 0 | 16279970.9186 | 25317765.6127 | 316227.766 | 0.47555 | 34234.2105 | 53239.2669 | 697.9107 | 1085.3545
1 | 1600 | 707 | 0.035 | 15 | 15 | 7 | 4.217e-10 | 5spot_SharedNeighbor | Water | Porous | Wet | R600a | MinimizeLCOE_Brownfield | IgnoreSilica | 2019 | 58.2445 | 4.8987 | 0.13643 | 4 | 31630.6249 | 48192.2606 | 644.8331 | 982.4644 | 70.0862 | 0 | 132.7947 | 805071.5364 | 43104.3908 | 1263971.7624 | 1473435.1873 | 0 | 137085.6271 | 0 | 1451840.7165 | 3777391.7308 | 2578147.4739 | 11530048.4251 | 961560.8286 | 4769433.0752 | 4769433.0752 | 1478867.319 | 2789494.2999 | 0 | 17261042.3289 | 26298837.023 | 421696.5034 | 0.54571 | 31630.6249 | 48192.2606 | 644.8331 | 982.4644
1 | 1600 | 707 | 0.035 | 15 | 15 | 7 | 5.6234e-10 | 5spot_SharedNeighbor | Water | Porous | Wet | R600a | MinimizeLCOE_Brownfield | IgnoreSilica | 2019 | 63.4534 | 5.3379 | 0.15249 | 4 | 29674.9407 | 44492.4484 | 604.9638 | 907.0387 | 70.0932 | 0 | 114.8373 | 855101.6988 | 45780.3718 | 1353826.7343 | 1603238.3133 | 0 | 135573.9728 | 0 | 1557473.2255 | 4052225.851 | 2765727.4082 | 12368947.5756 | 961560.8286 | 4769433.0752 | 4769433.0752 | 1478867.319 | 2789494.2999 | 0 | 18099941.4794 | 27137736.1736 | 562341.3252 | 0.60994 | 29674.9407 | 44492.4484 | 604.9638 | 907.0387
1 | 1600 | 707 | 0.035 | 15 | 15 | 7 | 7.4989e-10 | 5spot_SharedNeighbor | Water | Porous | Wet | R600a | MinimizeLCOE_Brownfield | IgnoreSilica | 2019 | 67.8112 | 5.7048 | 0.16652 | 4 | 28209.7792 | 41778.7039 | 575.0945 | 851.7154 | 70.0949 | 0 | 134.9675 | 895933.9028 | 47962.3603 | 1427764.3824 | 1711740.2628 | 0 | 132776.683 | 0 | 1644309.2606 | 4278155.4019 | 2919928.9691 | 13058571.223 | 961560.8286 | 4769433.0752 | 4769433.0752 | 1478867.319 | 2789494.2999 | 0 | 18789565.1268 | 27827359.821 | 749894.2093 | 0.66607 | 28209.7792 | 41778.7039 | 575.0945 | 851.7154
1 | 1600 | 707 | 0.035 | 15 | 15 | 7 | 1e-09 | 5spot_SharedNeighbor | Water | Porous | Wet | R600a | MinimizeLCOE_Brownfield | IgnoreSilica | 2019 | 71.3922 | 6.0058 | 0.1784 | 4 | 27113.5858 | 39778.5628 | 552.7471 | 810.9398 | 70.0935 | 0 | 128.372 | 928831.4111 | 49718.893 | 1487725.6193 | 1800821.4502 | 0 | 129508.8555 | 0 | 1714676.4294 | 4461236.3407 | 3044885.4718 | 13617404.4711 | 961560.8286 | 4769433.0752 | 4769433.0752 | 1478867.319 | 2789494.2999 | 0 | 19348398.3749 | 28386193.069 | 1000000 | 0.71361 | 27113.5858 | 39778.5628 | 552.7471 | 810.9398
1 | 1600 | 707 | 0.035 | 15 | 15 | 7 | 1.3335e-09 | 5spot_SharedNeighbor | Water | Porous | Wet | R600a | MinimizeLCOE_Brownfield | IgnoreSilica | 2019 | 74.2297 | 6.244 | 0.18812 | 4 | 26293.8061 | 38304.4615 | 536.0348 | 780.8883 | 70.0906 | 0 | 138.5418 | 954497.412 | 51088.3498 | 1534748.501 | 1871348.6452 | 0 | 126081.0897 | 0 | 1769727.9591 | 4604469.1285 | 3142644.7926 | 14054605.8781 | 961560.8286 | 4769433.0752 | 4769433.0752 | 1478867.319 | 2789494.2999 | 0 | 19785599.7819 | 28823394.476 | 1333521.4322 | 0.75248 | 26293.8061 | 38304.4615 | 536.0348 | 780.8883
1 | 1600 | 707 | 0.035 | 15 | 15 | 7 | 1.7783e-09 | 5spot_SharedNeighbor | Water | Porous | Wet | R600a | MinimizeLCOE_Brownfield | IgnoreSilica | 2019 | 76.4493 | 6.4301 | 0.19591 | 4 | 25680.6909 | 37213.9461 | 523.5356 | 758.6566 | 70.0873 | 0 | 143.0492 | 974336.7061 | 52146.3076 | 1571241.8576 | 1926481.3062 | 0 | 122860.3579 | 0 | 1812355.9488 | 4715378.4136 | 3218342.6586 | 14393143.5565 | 961560.8286 | 4769433.0752 | 4769433.0752 | 1478867.319 | 2789494.2999 | 0 | 20124137.4603 | 29161932.1544 | 1778279.41 | 0.78363 | 25680.6909 | 37213.9461 | 523.5356 | 758.6566
1 | 1600 | 707 | 0.035 | 15 | 15 | 7 | 2.3714e-09 | 5spot_SharedNeighbor | Water | Porous | Wet | R600a | MinimizeLCOE_Brownfield | IgnoreSilica | 2019 | 78.1667 | 6.5739 | 0.20205 | 4 | 25221.9925 | 36404.8818 | 514.1844 | 742.1628 | 70.0842 | 0 | 124.9464 | 989546.555 | 52957.0233 | 1599305.7163 | 1969112.9438 | 0 | 120021.3942 | 0 | 1845068.0167 | 4800488.504 | 3276432.0442 | 14652932.1975 | 961560.8286 | 4769433.0752 | 4769433.0752 | 1478867.319 | 2789494.2999 | 0 | 20383926.1013 | 29421720.7955 | 2371373.7057 | 0.80818 | 25221.9925 | 36404.8818 | 514.1844 | 742.1628
1 | 1600 | 707 | 0.035 | 15 | 15 | 7 | 3.1623e-09 | 5spot_SharedNeighbor | Water | Porous | Wet | R600a | MinimizeLCOE_Brownfield | IgnoreSilica | 2019 | 79.4897 | 6.6847 | 0.20683 | 4 | 24878.6831 | 35802.7561 | 507.1856 | 729.8876 | 70.0814 | 0 | 135.4574 | 1001182.2546 | 53577.0064 | 1620825.4255 | 2001939.9801 | 0 | 117641.0998 | 0 | 1870114.6489 | 4865654.7031 | 3320909.314 | 14851844.4322 | 961560.8286 | 4769433.0752 | 4769433.0752 | 1478867.319 | 2789494.2999 | 0 | 20582838.336 | 29620633.0302 | 3162277.6602 | 0.82733 | 24878.6831 | 35802.7561 | 507.1856 | 729.8876
1 | 1600 | 707 | 0.035 | 15 | 15 | 7 | 4.217e-09 | 5spot_SharedNeighbor | Water | Porous | Wet | R600a | MinimizeLCOE_Brownfield | IgnoreSilica | 2019 | 80.5024 | 6.7694 | 0.21053 | 4 | 24621.6365 | 35353.8318 | 501.9454 | 720.7357 | 70.079 | 0 | 162.9368 | 1010041.3946 | 54048.9139 | 1637239.4425 | 2027057.7739 | 0 | 115702.4441 | 0 | 1889195.0879 | 4915298.0915 | 3354791.9468 | 15003375.0952 | 961560.8286 | 4769433.0752 | 4769433.0752 | 1478867.319 | 2789494.2999 | 0 | 20734368.999 | 29772163.6932 | 4216965.0343 | 0.84212 | 24621.6365 | 35353.8318 | 501.9454 | 720.7357
1 | 1600 | 707 | 0.035 | 15 | 15 | 7 | 5.6234e-09 | 5spot_SharedNeighbor | Water | Porous | Wet | R600a | MinimizeLCOE_Brownfield | IgnoreSilica | 2019 | 81.2749 | 6.834 | 0.21337 | 4 | 24429.113 | 35018.559 | 498.0205 | 713.9007 | 70.0771 | 0 | 145.2138 | 1016772.5305 | 54407.3893 | 1649727.7746 | 2046213.9156 | 0 | 114160.3 | 0 | 1903699.9449 | 4953036.7542 | 3380549.3595 | 15118567.9687 | 961560.8286 | 4769433.0752 | 4769433.0752 | 1478867.319 | 2789494.2999 | 0 | 20849561.8725 | 29887356.5667 | 5623413.2519 | 0.85347 | 24429.113 | 35018.559 | 498.0205 | 713.9007
1 | 1600 | 707 | 0.035 | 15 | 15 | 7 | 7.4989e-09 | 5spot_SharedNeighbor | Water | Porous | Wet | R600a | MinimizeLCOE_Brownfield | IgnoreSilica | 2019 | 81.8519 | 6.8822 | 0.21552 | 4 | 24284.8762 | 34768.7373 | 495.08 | 708.8077 | 70.0756 | 0 | 156.7513 | 1021784.3053 | 54674.2538 | 1659035.7276 | 2060517.19 | 0 | 112920.0344 | 0 | 1914483.2893 | 4981092.8043 | 3399698.1902 | 15204205.7949 | 961560.8286 | 4769433.0752 | 4769433.0752 | 1478867.319 | 2789494.2999 | 0 | 20935199.6988 | 29972994.3929 | 7498942.0933 | 0.86207 | 24284.8762 | 34768.7373 | 495.08 | 708.8077
1 | 1600 | 707 | 0.035 | 15 | 15 | 7 | 1e-08 | 5spot_SharedNeighbor | Water | Porous | Wet | R600a | MinimizeLCOE_Brownfield | IgnoreSilica | 2019 | 82.2929 | 6.919 | 0.21716 | 4 | 24176.7914 | 34581.4936 | 492.8766 | 704.9905 | 70.0744 | 0 | 160.3542 | 1025606.2974 | 54877.7397 | 1666139.4868 | 2071448.0055 | 0 | 111972.1053 | 0 | 1922717.0175 | 5002515.2761 | 3414319.4673 | 15269595.3956 | 961560.8286 | 4769433.0752 | 4769433.0752 | 1478867.319 | 2789494.2999 | 0 | 21000589.2994 | 30038383.9936 | 10000000 | 0.86863 | 24176.7914 | 34581.4936 | 492.8766 | 704.9905
1 | 1700 | 707 | 0.035 | 15 | 15 | 7 | 1e-13 | 5spot_SharedNeighbor | Water | Porous | Wet | R600a | MinimizeLCOE_Brownfield | IgnoreSilica | 2019 | 0 | 0 | 0 | 0 |  |  |  |  | 15 |  | 19.7887 | [19 empty] | 100 | 0
1 | 1700 | 707 | 0.035 | 15 | 15 | 7 | 1.3335e-13 | 5spot_SharedNeighbor | Water | Porous | Wet | R600a | MinimizeLCOE_Brownfield | IgnoreSilica | 2019 | 0 | 0 | 0 | 0 |  |  |  |  | 15 |  | 21.6939 | [19 empty] | 133.3521 | 0
1 | 1700 | 707 | 0.035 | 15 | 15 | 7 | 1.7783e-13 | 5spot_SharedNeighbor | Water | Porous | Wet | R600a | MinimizeLCOE_Brownfield | IgnoreSilica | 2019 | 0 | 0 | 0 | 0 |  |  |  |  | 15 |  | 24.8741 | [19 empty] | 177.8279 | 0
1 | 1700 | 707 | 0.035 | 15 | 15 | 7 | 2.3714e-13 | 5spot_SharedNeighbor | Water | Porous | Wet | R600a | MinimizeLCOE_Brownfield | IgnoreSilica | 2019 | 0 | 0 | 0 | 0 |  |  |  |  | 15 |  | 24.5957 | [19 empty] | 237.1374 | 0
1 | 1700 | 707 | 0.035 | 15 | 15 | 7 | 3.1623e-13 | 5spot_SharedNeighbor | Water | Porous | Wet | R600a | MinimizeLCOE_Brownfield | IgnoreSilica | 2019 | 0 | 0 | 0 | 0 |  |  |  |  | 15 |  | 26.2709 | [19 empty] | 316.2278 | 0
1 | 1700 | 707 | 0.035 | 15 | 15 | 7 | 4.217e-13 | 5spot_SharedNeighbor | Water | Porous | Wet | R600a | MinimizeLCOE_Brownfield | IgnoreSilica | 2019 | 0 | 0 | 0 | 0 |  |  |  |  | 15 |  | 25.3766 | [19 empty] | 421.6965 | 0
1 | 1700 | 707 | 0.035 | 15 | 15 | 7 | 5.6234e-13 | 5spot_SharedNeighbor | Water | Porous | Wet | R600a | MinimizeLCOE_Brownfield | IgnoreSilica | 2019 | 0 | 0 | 0 | 0 |  |  |  |  | 15 |  | 26.37 | [19 empty] | 562.3413 | 0
1 | 1700 | 707 | 0.035 | 15 | 15 | 7 | 7.4989e-13 | 5spot_SharedNeighbor | Water | Porous | Wet | R600a | MinimizeLCOE_Brownfield | IgnoreSilica | 2019 | 0 | 0 | 0 | 0 |  |  |  |  | 15 |  | 27.7483 | [19 empty] | 749.8942 | 0
1 | 1700 | 707 | 0.035 | 15 | 15 | 7 | 1e-12 | 5spot_SharedNeighbor | Water | Porous | Wet | R600a | MinimizeLCOE_Brownfield | IgnoreSilica | 2019 | 0 | 0 | 0 | 0 |  |  |  |  | 15 |  | 27.2948 | [19 empty] | 1000 | 0
1 | 1700 | 707 | 0.035 | 15 | 15 | 7 | 1.3335e-12 | 5spot_SharedNeighbor | Water | Porous | Wet | R600a | MinimizeLCOE_Brownfield | IgnoreSilica | 2019 | 0 | 0 | 0 | 0 |  |  |  |  | 15 |  | 32.9286 | [19 empty] | 1333.5214 | 0
1 | 1700 | 707 | 0.035 | 15 | 15 | 7 | 1.7783e-12 | 5spot_SharedNeighbor | Water | Porous | Wet | R600a | MinimizeLCOE_Brownfield | IgnoreSilica | 2019 | 0 | 0 | 0 | 0 |  |  |  |  | 15 |  | 33.2104 | [19 empty] | 1778.2794 | 0
1 | 1700 | 707 | 0.035 | 15 | 15 | 7 | 2.3714e-12 | 5spot_SharedNeighbor | Water | Porous | Wet | R600a | MinimizeLCOE_Brownfield | IgnoreSilica | 2019 | 1.0304 | 0.07262 | 0.00046505 | 4 | 3508002.2974 | 8592205.8763 | 71515.3718 | 175163.7386 | 64.2668 | 0 | 62.141 | 40046.2092 | 2009.1747 | 43727.9732 | 47144.4584 | 0 | 26796.1711 | 0 | 62292.3548 | 162071.9292 | 110617.4219 | 494705.6926 | 961560.8286 | 5069319.0393 | 5069319.0393 | 1478867.319 | 2909448.6856 | 0 | 6525585.5605 | 15983220.6044 | 2371.3737 | 0.0018602 | 3508002.2974 | 8592205.8763 | 71515.3718 | 175163.7386
1 | 1700 | 707 | 0.035 | 15 | 15 | 7 | 3.1623e-12 | 5spot_SharedNeighbor | Water | Porous | Wet | R600a | MinimizeLCOE_Brownfield | IgnoreSilica | 2019 | 1.4375 | 0.10948 | 0.0011097 | 4 | 1503688.5574 | 3634314.9768 | 30654.7251 | 74090.4266 | 66.7077 | 0 | 229.7226 | 55006.3993 | 2817.5691 | 60597.6455 | 57795.0803 | 0 | 31658.2618 | 0 | 81071.2329 | 210930.7179 | 143964.5492 | 643841.456 | 961560.8286 | 5069319.0393 | 5069319.0393 | 1478867.319 | 2909448.6856 | 0 | 6674721.3239 | 16132356.3678 | 3162.2777 | 0.0044389 | 1503688.5574 | 3634314.9768 | 30654.7251 | 74090.4266
1 | 1700 | 707 | 0.035 | 15 | 15 | 7 | 4.217e-12 | 5spot_SharedNeighbor | Water | Porous | Wet | R600a | MinimizeLCOE_Brownfield | IgnoreSilica | 2019 | 1.9626 | 0.15747 | 0.0020384 | 4 | 840520.889 | 2000436.5144 | 17135.1552 | 40781.6041 | 68.4554 | 0 | 325.3334 | 72376.0302 | 3764.4134 | 80920.2663 | 71563.2323 | 0 | 36933.1871 | 0 | 103567.2804 | 269460.8191 | 183912.5459 | 822497.7746 | 961560.8286 | 5069319.0393 | 5069319.0393 | 1478867.319 | 2909448.6856 | 0 | 6853377.6425 | 16311012.6864 | 4216.965 | 0.0081537 | 840520.889 | 2000436.5144 | 17135.1552 | 40781.6041
1 | 1700 | 707 | 0.035 | 15 | 15 | 7 | 5.6234e-12 | 5spot_SharedNeighbor | Water | Porous | Wet | R600a | MinimizeLCOE_Brownfield | IgnoreSilica | 2019 | 2.6238 | 0.21831 | 0.0033246 | 4 | 531159.2519 | 1242345.7904 | 10828.3998 | 25326.8993 | 69.7082 | 0 | 445.0895 | 92184.182 | 4849.0487 | 104971.6796 | 88949.9065 | 0 | 42463.9056 | 0 | 130033.3017 | 338319.9775 | 230910.3364 | 1032682.338 | 961560.8286 | 5069319.0393 | 5069319.0393 | 1478867.319 | 2909448.6856 | 0 | 7063562.2059 | 16521197.2498 | 5623.4133 | 0.013298 | 531159.2519 | 1242345.7904 | 10828.3998 | 25326.8993
1 | 1700 | 707 | 0.035 | 15 | 15 | 7 | 7.4989e-12 | 5spot_SharedNeighbor | Water | Porous | Wet | R600a | MinimizeLCOE_Brownfield | IgnoreSilica | 2019 | 3.4929 | 0.29857 | 0.0050755 | 4 | 360740.6727 | 826584.91 | 7354.1866 | 16851.0514 | 70.6591 | 0 | 73.9352 | 115849.8637 | 6148.1371 | 134735.6346 | 111834.529 | 0 | 48875.1691 | 0 | 162802.9001 | 423579.7505 | 289101.8834 | 1292927.8674 | 961560.8286 | 5069319.0393 | 5069319.0393 | 1478867.319 | 2909448.6856 | 0 | 7323807.7353 | 16781442.7792 | 7498.9421 | 0.020302 | 360740.6727 | 826584.91 | 7354.1866 | 16851.0514
1 | 1700 | 707 | 0.035 | 15 | 15 | 7 | 1e-11 | 5spot_SharedNeighbor | Water | Porous | Wet | R600a | MinimizeLCOE_Brownfield | IgnoreSilica | 2019 | 4.5964 | 0.4007 | 0.0074233 | 4 | 257145.1261 | 575658.891 | 5242.2512 | 11735.5851 | 71.3618 | 0 | 109.737 | 143262.3202 | 7654.7455 | 170389.0287 | 140919.2314 | 0 | 55825.5887 | 0 | 202039.8567 | 525666.263 | 358778.0258 | 1604535.06 | 961560.8286 | 5069319.0393 | 5069319.0393 | 1478867.319 | 2909448.6856 | 0 | 7635414.928 | 17093049.9719 | 10000 | 0.029693 | 257145.1261 | 575658.891 | 5242.2512 | 11735.5851
1 | 1700 | 707 | 0.035 | 15 | 15 | 7 | 1.3335e-11 | 5spot_SharedNeighbor | Water | Porous | Wet | R600a | MinimizeLCOE_Brownfield | IgnoreSilica | 2019 | 5.9749 | 0.52839 | 0.010528 | 4 | 190061.1266 | 414652.0502 | 3874.6531 | 8453.2429 | 71.877 | 0 | 110.7389 | 174629.4767 | 9379.279 | 212497.5673 | 177259.5507 | 0 | 63149.4636 | 0 | 248396.9815 | 646277.9927 | 441098.0097 | 1972688.3213 | 961560.8286 | 5069319.0393 | 5069319.0393 | 1478867.319 | 2909448.6856 | 0 | 8003568.1892 | 17461203.2331 | 13335.2143 | 0.04211 | 190061.1266 | 414652.0502 | 3874.6531 | 8453.2429
1 | 1700 | 707 | 0.035 | 15 | 15 | 7 | 1.7783e-11 | 5spot_SharedNeighbor | Water | Porous | Wet | R600a | MinimizeLCOE_Brownfield | IgnoreSilica | 2019 | 7.6534 | 0.68334 | 0.014533 | 4 | 144975.501 | 307673.4932 | 2955.5217 | 6272.3403 | 72.2266 | 0 | 107.9996 | 209629.1742 | 11301.9768 | 260954.9271 | 221410.2734 | 0 | 70468.7297 | 0 | 301768.3817 | 785139.4279 | 535873.7926 | 2396546.6834 | 961560.8286 | 5069319.0393 | 5069319.0393 | 1478867.319 | 2909448.6856 | 0 | 8427426.5513 | 17885061.5952 | 17782.7941 | 0.05813 | 144975.501 | 307673.4932 | 2955.5217 | 6272.3403
1 | 1700 | 707 | 0.035 | 15 | 15 | 7 | 2.3714e-11 | 5spot_SharedNeighbor | Water | Porous | Wet | R600a | MinimizeLCOE_Brownfield | IgnoreSilica | 2019 | 10.0823 | 0.90942 | 0.020092 | 4 | 112258.9581 | 229936.4292 | 2288.5507 | 4687.5651 | 72.602 | 0 | 107.0375 | 256852.3602 | 13901.1797 | 327888.2914 | 285613.6511 | 0 | 81527.2483 | 0 | 376655.265 | 979979.7368 | 668856.3069 | 2991274.0394 | 961560.8286 | 5069319.0393 | 5069319.0393 | 1478867.319 | 2909448.6856 | 0 | 9022153.9073 | 18479788.9512 | 23713.7371 | 0.080369 | 112258.9581 | 229936.4292 | 2288.5507 | 4687.5651
1 | 1700 | 707 | 0.035 | 15 | 15 | 7 | 3.1623e-11 | 5spot_SharedNeighbor | Water | Porous | Wet | R600a | MinimizeLCOE_Brownfield | IgnoreSilica | 2019 | 12.925 | 1.1732 | 0.027128 | 4 | 89211.3234 | 176369.0412 | 1818.6935 | 3595.5215 | 72.8347 | 0 | 99.2769 | 307502.4007 | 16684.8886 | 401897.9733 | 360606.0163 | 0 | 91641.5115 | 0 | 459549.7883 | 1195654.2824 | 816058.616 | 3649595.4771 | 961560.8286 | 5069319.0393 | 5069319.0393 | 1478867.319 | 2909448.6856 | 0 | 9680475.3451 | 19138110.389 | 31622.7766 | 0.10851 | 89211.3234 | 176369.0412 | 1818.6935 | 3595.5215
1 | 1700 | 707 | 0.035 | 15 | 15 | 7 | 4.217e-11 | 5spot_SharedNeighbor | Water | Porous | Wet | R600a | MinimizeLCOE_Brownfield | IgnoreSilica | 2019 | 16.4593 | 1.5011 | 0.036186 | 4 | 72298.8948 | 137639.4464 | 1473.9108 | 2805.9663 | 73.0131 | 0 | 129.2868 | 365894.7903 | 19891.9443 | 489435.1836 | 453838.1593 | 0 | 102508.7539 | 0 | 558311.8443 | 1452612.8932 | 991438.1478 | 4433931.7168 | 961560.8286 | 5069319.0393 | 5069319.0393 | 1478867.319 | 2909448.6856 | 0 | 10464811.5847 | 19922446.6286 | 42169.6503 | 0.14474 | 72298.8948 | 137639.4464 | 1473.9108 | 2805.9663
1 | 1700 | 707 | 0.035 | 15 | 15 | 7 | 5.6234e-11 | 5spot_SharedNeighbor | Water | Porous | Wet | R600a | MinimizeLCOE_Brownfield | IgnoreSilica | 2019 | 20.7519 | 1.8995 | 0.047647 | 4 | 59704.6849 | 109327.6636 | 1217.1608 | 2228.7923 | 73.1488 | 0 | 116.3992 | 431856.3053 | 23511.4516 | 590764.5435 | 566970.4229 | 0 | 113661.2136 | 0 | 673437.9354 | 1752147.3668 | 1195876.5808 | 5348225.8199 | 961560.8286 | 5069319.0393 | 5069319.0393 | 1478867.319 | 2909448.6856 | 0 | 11379105.6878 | 20836740.7317 | 56234.1325 | 0.19059 | 59704.6849 | 109327.6636 | 1217.1608 | 2228.7923
1 | 1700 | 707 | 0.035 | 15 | 15 | 7 | 7.4989e-11 | 5spot_SharedNeighbor | Water | Porous | Wet | R600a | MinimizeLCOE_Brownfield | IgnoreSilica | 2019 | 25.8823 | 2.3756 | 0.061899 | 4 | 50209.2529 | 88407.3918 | 1023.5835 | 1802.3043 | 73.2529 | 0 | 119.225 | 505480.1293 | 27547.6879 | 706463.8036 | 702191.3789 | 0 | 124869.2958 | 0 | 805955.3953 | 2096930.6143 | 1431198.2319 | 6400636.5369 | 961560.8286 | 5069319.0393 | 5069319.0393 | 1478867.319 | 2909448.6856 | 0 | 12431516.4049 | 21889151.4488 | 74989.4209 | 0.24759 | 50209.2529 | 88407.3918 | 1023.5835 | 1802.3043
1 | 1700 | 707 | 0.035 | 15 | 15 | 7 | 1e-10 | 5spot_SharedNeighbor | Water | Porous | Wet | R600a | MinimizeLCOE_Brownfield | IgnoreSilica | 2019 | 31.8191 | 2.9267 | 0.079125 | 4 | 42992.9944 | 72875.0278 | 876.4703 | 1485.656 | 73.3323 | 0 | 121.4125 | 585387.5793 | 31924.0294 | 834715.4224 | 858676.0491 | 0 | 135451.7265 | 0 | 954000.3746 | 2482113.2824 | 1694093.3176 | 7576361.7814 | 961560.8286 | 5069319.0393 | 5069319.0393 | 1478867.319 | 2909448.6856 | 0 | 13607241.6493 | 23064876.6932 | 100000 | 0.3165 | 42992.9944 | 72875.0278 | 876.4703 | 1485.656
1 | 1700 | 707 | 0.035 | 15 | 15 | 7 | 1.3335e-10 | 5spot_SharedNeighbor | Water | Porous | Wet | R600a | MinimizeLCOE_Brownfield | IgnoreSilica | 2019 | 38.4427 | 3.5415 | 0.099222 | 4 | 37484.9371 | 61314.376 | 764.1811 | 1249.9765 | 73.3928 | 0 | 127.7609 | 669435.9248 | 36522.3518 | 972237.1327 | 1033276.3031 | 0 | 144758.1104 | 0 | 1113929.6309 | 2898216.4012 | 1978092.2462 | 8846468.101 | 961560.8286 | 5069319.0393 | 5069319.0393 | 1478867.319 | 2909448.6856 | 0 | 14877347.9689 | 24334983.0128 | 133352.1432 | 0.39689 | 37484.9371 | 61314.376 | 764.1811 | 1249.9765
1 | 1700 | 707 | 0.035 | 15 | 15 | 7 | 1.7783e-10 | 5spot_SharedNeighbor | Water | Porous | Wet | R600a | MinimizeLCOE_Brownfield | IgnoreSilica | 2019 | 45.4607 | 4.193 | 0.12158 | 4 | 33278.4816 | 52726.1539 | 678.4269 | 1074.894 | 73.4374 | 0 | 129.0632 | 753880.6983 | 41137.3658 | 1112813.8619 | 1218267.727 | 0 | 151915.0239 | 0 | 1278425.724 | 3326201.4926 | 2270200.8653 | 10152842.7587 | 961560.8286 | 5069319.0393 | 5069319.0393 | 1478867.319 | 2909448.6856 | 0 | 16183722.6266 | 25641357.6705 | 177827.941 | 0.48631 | 33278.4816 | 52726.1539 | 678.4269 | 1074.894
1 | 1700 | 707 | 0.035 | 15 | 15 | 7 | 2.3714e-10 | 5spot_SharedNeighbor | Water | Porous | Wet | R600a | MinimizeLCOE_Brownfield | IgnoreSilica | 2019 | 52.4593 | 4.8424 | 0.14506 | 4 | 30075.3414 | 46374.3384 | 613.1265 | 945.4036 | 73.4678 | 0 | 122.2737 | 834244.8197 | 45524.3711 | 1248642.5274 | 1402702.3635 | 0 | 156216.8767 | 0 | 1438059.0737 | 3741534.7234 | 2553674.3296 | 11420599.085 | 961560.8286 | 5069319.0393 | 5069319.0393 | 1478867.319 | 2909448.6856 | 0 | 17451478.9529 | 26909113.9968 | 237137.3706 | 0.58026 | 30075.3414 | 46374.3384 | 613.1265 | 945.4036
1 | 1700 | 707 | 0.035 | 15 | 15 | 7 | 3.1623e-10 | 5spot_SharedNeighbor | Water | Porous | Wet | R600a | MinimizeLCOE_Brownfield | IgnoreSilica | 2019 | 59.0487 | 5.4532 | 0.16833 | 4 | 27647.8693 | 41693.925 | 563.6392 | 849.9871 | 73.4854 | 0 | 147.5928 | 906925.9784 | 49487.2179 | 1373104.4173 | 1576258.8784 | 0 | 157587.4662 | 0 | 1584711.9437 | 4123095.4084 | 2814097.3373 | 12585268.6476 | 961560.8286 | 5069319.0393 | 5069319.0393 | 1478867.319 | 2909448.6856 | 0 | 18616148.5155 | 28073783.5594 | 316227.766 | 0.67333 | 27647.8693 | 41693.925 | 563.6392 | 849.9871
1 | 1700 | 707 | 0.035 | 15 | 15 | 7 | 4.217e-10 | 5spot_SharedNeighbor | Water | Porous | Wet | R600a | MinimizeLCOE_Brownfield | IgnoreSilica | 2019 | 64.9265 | 5.9971 | 0.19011 | 4 | 25816.9824 | 38253.9376 | 526.3141 | 779.8583 | 73.4929 | 0 | 175.0298 | 969599.5947 | 52900.2598 | 1481624.1923 | 1730944.5716 | 0 | 156417.3826 | 0 | 1712679.5404 | 4456040.8452 | 3041339.4394 | 13601545.826 | 961560.8286 | 5069319.0393 | 5069319.0393 | 1478867.319 | 2909448.6856 | 0 | 19632425.6939 | 29090060.7378 | 421696.5034 | 0.76045 | 25816.9824 | 38253.9376 | 526.3141 | 779.8583
1 | 1700 | 707 | 0.035 | 15 | 15 | 7 | 5.6234e-10 | 5spot_SharedNeighbor | Water | Porous | Wet | R600a | MinimizeLCOE_Brownfield | IgnoreSilica | 2019 | 69.9307 | 6.4594 | 0.20949 | 4 | 24441.002 | 35727.2992 | 498.2629 | 728.3493 | 73.4932 | 0 | 159.6622 | 1021496.0448 | 55723.1172 | 1572308.8365 | 1862510.3745 | 0 | 153407.5391 | 0 | 1819523.9057 | 4734027.967 | 3231071.3621 | 14450069.147 | 961560.8286 | 5069319.0393 | 5069319.0393 | 1478867.319 | 2909448.6856 | 0 | 20480949.0149 | 29938584.0588 | 562341.3252 | 0.83798 | 24441.002 | 35727.2992 | 498.2629 | 728.3493
1 | 1700 | 707 | 0.035 | 15 | 15 | 7 | 7.4989e-10 | 5spot_SharedNeighbor | Water | Porous | Wet | R600a | MinimizeLCOE_Brownfield | IgnoreSilica | 2019 | 74.0593 | 6.8401 | 0.22608 | 4 | 23409.1618 | 33867.379 | 477.2274 | 690.4323 | 73.4895 | 0 | 149.117 | 1063367.0906 | 57998.2615 | 1646017.6272 | 1970946.0452 | 0 | 149429.5033 | 0 | 1906225.8258 | 4959608.5781 | 3385034.7643 | 15138627.6961 | 961560.8286 | 5069319.0393 | 5069319.0393 | 1478867.319 | 2909448.6856 | 0 | 21169507.564 | 30627142.6079 | 749894.2093 | 0.90433 | 23409.1618 | 33867.379 | 477.2274 | 690.4323
1 | 1700 | 707 | 0.035 | 15 | 15 | 7 | 1e-09 | 5spot_SharedNeighbor | Water | Porous | Wet | R600a | MinimizeLCOE_Brownfield | IgnoreSilica | 2019 | 77.3897 | 7.1467 | 0.23985 | 4 | 22636.2305 | 32494.0066 | 461.4702 | 662.4343 | 73.4839 | 0 | 163.385 | 1096551.6008 | 59799.7735 | 1704779.2463 | 2058334.2714 | 0 | 145187.8873 | 0 | 1975214.5839 | 5139103.1751 | 3507543.515 | 15686514.0532 | 961560.8286 | 5069319.0393 | 5069319.0393 | 1478867.319 | 2909448.6856 | 0 | 21717393.9211 | 31175028.965 | 1000000 | 0.95941 | 22636.2305 | 32494.0066 | 461.4702 | 662.4343
1 | 1700 | 707 | 0.035 | 15 | 15 | 7 | 1.3335e-09 | 5spot_SharedNeighbor | Water | Porous | Wet | R600a | MinimizeLCOE_Brownfield | IgnoreSilica | 2019 | 80.0102 | 7.3875 | 0.25097 | 4 | 22057.465 | 31478.3837 | 449.6713 | 641.7294 | 73.4779 | 0 | 169.2016 | 1122306.1885 | 61196.8801 | 1750594.7124 | 2127040.0871 | 0 | 141067.8227 | 0 | 2028860.2194 | 5278678.1145 | 3602806.2791 | 16112550.3038 | 961560.8286 | 5069319.0393 | 5069319.0393 | 1478867.319 | 2909448.6856 | 0 | 22143430.1717 | 31601065.2156 | 1333521.4322 | 1.0039 | 22057.465 | 31478.3837 | 449.6713 | 641.7294
1 | 1700 | 707 | 0.035 | 15 | 15 | 7 | 1.7783e-09 | 5spot_SharedNeighbor | Water | Porous | Wet | R600a | MinimizeLCOE_Brownfield | IgnoreSilica | 2019 | 82.0519 | 7.5749 | 0.25981 | 4 | 21624.0898 | 30724.763 | 440.8363 | 626.3659 | 73.4723 | 0 | 152.3859 | 1142159.5764 | 62273.2112 | 1786038.2928 | 2180531.1283 | 0 | 137373.6801 | 0 | 2070266.5967 | 5386409.0145 | 3676334.8321 | 16441386.3323 | 961560.8286 | 5069319.0393 | 5069319.0393 | 1478867.319 | 2909448.6856 | 0 | 22472266.2002 | 31929901.2441 | 1778279.41 | 1.0392 | 21624.0898 | 30724.763 | 440.8363 | 626.3659
1 | 1700 | 707 | 0.035 | 15 | 15 | 7 | 2.3714e-09 | 5spot_SharedNeighbor | Water | Porous | Wet | R600a | MinimizeLCOE_Brownfield | IgnoreSilica | 2019 | 83.6307 | 7.7196 | 0.26673 | 4 | 21299.5263 | 30164.0207 | 434.2197 | 614.9344 | 73.4674 | 0 | 177.6824 | 1157387.4517 | 63098.3772 | 1813298.6079 | 2221871.6681 | 0 | 134228.4895 | 0 | 2102054.9918 | 5469115.8979 | 3732783.9794 | 16693839.4634 | 961560.8286 | 5069319.0393 | 5069319.0393 | 1478867.319 | 2909448.6856 | 0 | 22724719.3313 | 32182354.3752 | 2371373.7057 | 1.0669 | 21299.5263 | 30164.0207 | 434.2197 | 614.9344
1 | 1700 | 707 | 0.035 | 15 | 15 | 7 | 3.1623e-09 | 5spot_SharedNeighbor | Water | Porous | Wet | R600a | MinimizeLCOE_Brownfield | IgnoreSilica | 2019 | 84.8292 | 7.8294 | 0.27207 | 4 | 21056.3999 | 29746.9179 | 429.2632 | 606.4312 | 73.4634 | 0 | 163.3803 | 1168876.5867 | 63720.715 | 1833908.9137 | 2253241.9058 | 0 | 131591.2432 | 0 | 2126022.3521 | 5531474.0531 | 3775344.7016 | 16884180.4712 | 961560.8286 | 5069319.0393 | 5069319.0393 | 1478867.319 | 2909448.6856 | 0 | 22915060.3392 | 32372695.3831 | 3162277.6602 | 1.0883 | 21056.3999 | 29746.9179 | 429.2632 | 606.4312
1 | 1700 | 707 | 0.035 | 15 | 15 | 7 | 4.217e-09 | 5spot_SharedNeighbor | Water | Porous | Wet | R600a | MinimizeLCOE_Brownfield | IgnoreSilica | 2019 | 85.7501 | 7.9138 | 0.27619 | 4 | 20874.2367 | 29435.1346 | 425.5496 | 600.075 | 73.4601 | 0 | 182.4958 | 1177662.8546 | 64196.5072 | 1849695.5254 | 2277336.5443 | 0 | 129493.3567 | 0 | 2144370.0674 | 5579211.0445 | 3807926.1792 | 17029892.0792 | 961560.8286 | 5069319.0393 | 5069319.0393 | 1478867.319 | 2909448.6856 | 0 | 23060771.9472 | 32518406.9911 | 4216965.0343 | 1.1047 | 20874.2367 | 29435.1346 | 425.5496 | 600.075
1 | 1700 | 707 | 0.035 | 15 | 15 | 7 | 5.6234e-09 | 5spot_SharedNeighbor | Water | Porous | Wet | R600a | MinimizeLCOE_Brownfield | IgnoreSilica | 2019 | 86.4493 | 7.9777 | 0.27933 | 4 | 20737.7248 | 29202.1707 | 422.7666 | 595.3257 | 73.4575 | 0 | 172.7171 | 1184310.2362 | 64556.3943 | 1861653.5266 | 2295625.8901 | 0 | 127833.6869 | 0 | 2158252.0963 | 5615329.2362 | 3832577.5872 | 17140138.6538 | 961560.8286 | 5069319.0393 | 5069319.0393 | 1478867.319 | 2909448.6856 | 0 | 23171018.5217 | 32628653.5656 | 5623413.2519 | 1.1173 | 20737.7248 | 29202.1707 | 422.7666 | 595.3257
1 | 1700 | 707 | 0.035 | 15 | 15 | 7 | 7.4989e-09 | 5spot_SharedNeighbor | Water | Porous | Wet | R600a | MinimizeLCOE_Brownfield | IgnoreSilica | 2019 | 86.9681 | 8.0252 | 0.28171 | 4 | 20635.4076 | 29028.6095 | 420.6807 | 591.7875 | 73.4555 | 0 | 170.082 | 1189229.2404 | 64822.6624 | 1870510.3468 | 2309193.266 | 0 | 126502.0913 | 0 | 2168500.4667 | 5641993.3938 | 3850776.4226 | 17221527.89 | 961560.8286 | 5069319.0393 | 5069319.0393 | 1478867.319 | 2909448.6856 | 0 | 23252407.7579 | 32710042.8018 | 7498942.0933 | 1.1268 | 20635.4076 | 29028.6095 | 420.6807 | 591.7875
1 | 1700 | 707 | 0.035 | 15 | 15 | 7 | 1e-08 | 5spot_SharedNeighbor | Water | Porous | Wet | R600a | MinimizeLCOE_Brownfield | IgnoreSilica | 2019 | 87.3749 | 8.0624 | 0.28353 | 4 | 20558.7104 | 28897.7794 | 419.1171 | 589.1203 | 73.4539 | 0 | 189.4887 | 1193077.9553 | 65030.9684 | 1877444.8229 | 2319828.4374 | 0 | 125525.2632 | 0 | 2176553.9044 | 5662946.7868 | 3865077.5439 | 17285485.6824 | 961560.8286 | 5069319.0393 | 5069319.0393 | 1478867.319 | 2909448.6856 | 0 | 23316365.5503 | 32774000.5942 | 10000000 | 1.1341 | 20558.7104 | 28897.7794 | 419.1171 | 589.1203
1 | 1800 | 707 | 0.035 | 15 | 15 | 7 | 1e-13 | 5spot_SharedNeighbor | Water | Porous | Wet | R600a | MinimizeLCOE_Brownfield | IgnoreSilica | 2019 | 0 | 0 | 0 | 0 |  |  |  |  | 15 |  | 19.1286 | [19 empty] | 100 | 0
1 | 1800 | 707 | 0.035 | 15 | 15 | 7 | 1.3335e-13 | 5spot_SharedNeighbor | Water | Porous | Wet | R600a | MinimizeLCOE_Brownfield | IgnoreSilica | 2019 | 0 | 0 | 0 | 0 |  |  |  |  | 15 |  | 22.3562 | [19 empty] | 133.3521 | 0
1 | 1800 | 707 | 0.035 | 15 | 15 | 7 | 1.7783e-13 | 5spot_SharedNeighbor | Water | Porous | Wet | R600a | MinimizeLCOE_Brownfield | IgnoreSilica | 2019 | 0 | 0 | 0 | 0 |  |  |  |  | 15 |  | 24.4232 | [19 empty] | 177.8279 | 0
1 | 1800 | 707 | 0.035 | 15 | 15 | 7 | 2.3714e-13 | 5spot_SharedNeighbor | Water | Porous | Wet | R600a | MinimizeLCOE_Brownfield | IgnoreSilica | 2019 | 0 | 0 | 0 | 0 |  |  |  |  | 15 |  | 23.7092 | [19 empty] | 237.1374 | 0
1 | 1800 | 707 | 0.035 | 15 | 15 | 7 | 3.1623e-13 | 5spot_SharedNeighbor | Water | Porous | Wet | R600a | MinimizeLCOE_Brownfield | IgnoreSilica | 2019 | 0 | 0 | 0 | 0 |  |  |  |  | 15 |  | 25.1258 | [19 empty] | 316.2278 | 0
1 | 1800 | 707 | 0.035 | 15 | 15 | 7 | 4.217e-13 | 5spot_SharedNeighbor | Water | Porous | Wet | R600a | MinimizeLCOE_Brownfield | IgnoreSilica | 2019 | 0 | 0 | 0 | 0 |  |  |  |  | 15 |  | 24.8883 | [19 empty] | 421.6965 | 0
1 | 1800 | 707 | 0.035 | 15 | 15 | 7 | 5.6234e-13 | 5spot_SharedNeighbor | Water | Porous | Wet | R600a | MinimizeLCOE_Brownfield | IgnoreSilica | 2019 | 0 | 0 | 0 | 0 |  |  |  |  | 15 |  | 26.0995 | [19 empty] | 562.3413 | 0
1 | 1800 | 707 | 0.035 | 15 | 15 | 7 | 7.4989e-13 | 5spot_SharedNeighbor | Water | Porous | Wet | R600a | MinimizeLCOE_Brownfield | IgnoreSilica | 2019 | 0 | 0 | 0 | 0 |  |  |  |  | 15 |  | 27.6697 | [19 empty] | 749.8942 | 0
1 | 1800 | 707 | 0.035 | 15 | 15 | 7 | 1e-12 | 5spot_SharedNeighbor | Water | Porous | Wet | R600a | MinimizeLCOE_Brownfield | IgnoreSilica | 2019 | 0 | 0 | 0 | 0 |  |  |  |  | 15 |  | 27.3494 | [19 empty] | 1000 | 0
1 | 1800 | 707 | 0.035 | 15 | 15 | 7 | 1.3335e-12 | 5spot_SharedNeighbor | Water | Porous | Wet | R600a | MinimizeLCOE_Brownfield | IgnoreSilica | 2019 | 0 | 0 | 0 | 0 |  |  |  |  | 15 |  | 31.1792 | [19 empty] | 1333.5214 | 0
1 | 1800 | 707 | 0.035 | 15 | 15 | 7 | 1.7783e-12 | 5spot_SharedNeighbor | Water | Porous | Wet | R600a | MinimizeLCOE_Brownfield | IgnoreSilica | 2019 | 0.93774 | 0.069296 | 0.00038839 | 4 | 4391683.4409 | 10754930.0061 | 89530.4071 | 219253.7953 | 65.7236 | 0 | 62.6852 | 39635.0712 | 2004.281 | 42065.0558 | 45680.492 | 0 | 27565.0481 | 0 | 61210.4798 | 159257.1123 | 108696.2516 | 486113.7917 | 961560.8286 | 5375065.0943 | 5375065.0943 | 1478867.319 | 3031747.1076 | 0 | 6822739.7146 | 16708419.2354 | 1778.2794 | 0.0015536 | 4391683.4409 | 10754930.0061 | 89530.4071 | 219253.7953
1 | 1800 | 707 | 0.035 | 15 | 15 | 7 | 2.3714e-12 | 5spot_SharedNeighbor | Water | Porous | Wet | R600a | MinimizeLCOE_Brownfield | IgnoreSilica | 2019 | 1.3208 | 0.10675 | 0.001082 | 4 | 1612176.6326 | 3896368.4289 | 32866.4013 | 79432.7407 | 68.7038 | 0 | 204.4276 | 55609.5821 | 2881.6653 | 59276.5597 | 56172.8843 | 0 | 32907.3974 | 0 | 80670.7546 | 209888.7556 | 143253.3885 | 640660.9875 | 961560.8286 | 5375065.0943 | 5375065.0943 | 1478867.319 | 3031747.1076 | 0 | 6977286.9104 | 16862966.4312 | 2371.3737 | 0.0043279 | 1612176.6326 | 3896368.4289 | 32866.4013 | 79432.7407
1 | 1800 | 707 | 0.035 | 15 | 15 | 7 | 3.1623e-12 | 5spot_SharedNeighbor | Water | Porous | Wet | R600a | MinimizeLCOE_Brownfield | IgnoreSilica | 2019 | 1.8264 | 0.15701 | 0.0021029 | 4 | 852064.205 | 2027313.1863 | 17370.4813 | 41329.5214 | 70.8619 | 0 | 303.3844 | 74604.6358 | 3935.8266 | 80559.3635 | 70120.903 | 0 | 38940.992 | 0 | 104583.0712 | 272103.6983 | 185716.3653 | 830564.8557 | 961560.8286 | 5375065.0943 | 5375065.0943 | 1478867.319 | 3031747.1076 | 0 | 7167190.7786 | 17052870.2995 | 3162.2777 | 0.0084116 | 852064.205 | 2027313.1863 | 17370.4813 | 41329.5214
1 | 1800 | 707 | 0.035 | 15 | 15 | 7 | 4.217e-12 | 5spot_SharedNeighbor | Water | Porous | Wet | R600a | MinimizeLCOE_Brownfield | IgnoreSilica | 2019 | 2.4488 | 0.21944 | 0.0035301 | 4 | 522975.1424 | 1223077.6054 | 10661.5557 | 24934.0913 | 72.3603 | 0 | 428.2622 | 95747.3365 | 5115.6592 | 105161.3518 | 87352.5961 | 0 | 44973.4406 | 0 | 131956.6499 | 343324.1349 | 234325.7767 | 1047956.9457 | 961560.8286 | 5375065.0943 | 5375065.0943 | 1478867.319 | 3031747.1076 | 0 | 7384582.8685 | 17270262.3894 | 4216.965 | 0.01412 | 522975.1424 | 1223077.6054 | 10661.5557 | 24934.0913
1 | 1800 | 707 | 0.035 | 15 | 15 | 7 | 5.6234e-12 | 5spot_SharedNeighbor | Water | Porous | Wet | R600a | MinimizeLCOE_Brownfield | IgnoreSilica | 2019 | 3.254 | 0.30048 | 0.0054761 | 4 | 349171.9822 | 800481.8848 | 7118.3431 | 16318.906 | 73.4828 | 0 | 93.233 | 120584.0395 | 6505.6983 | 135096.1829 | 109609.2692 | 0 | 51735.571 | 0 | 165176.9967 | 429756.663 | 293317.7531 | 1311782.1737 | 961560.8286 | 5375065.0943 | 5375065.0943 | 1478867.319 | 3031747.1076 | 0 | 7648408.0965 | 17534087.6174 | 5623.4133 | 0.021904 | 349171.9822 | 800481.8848 | 7118.3431 | 16318.906
1 | 1800 | 707 | 0.035 | 15 | 15 | 7 | 7.4989e-12 | 5spot_SharedNeighbor | Water | Porous | Wet | R600a | MinimizeLCOE_Brownfield | IgnoreSilica | 2019 | 4.3017 | 0.40623 | 0.0080998 | 4 | 246061.2855 | 551180.6908 | 5016.2921 | 11236.5639 | 74.3332 | 0 | 89.7001 | 150043.9215 | 8156.8208 | 171823.8395 | 138586.6091 | 0 | 59471.8634 | 0 | 205952.3912 | 535845.8752 | 365725.8204 | 1635607.1411 | 961560.8286 | 5375065.0943 | 5375065.0943 | 1478867.319 | 3031747.1076 | 0 | 7972233.0639 | 17857912.5848 | 7498.9421 | 0.032399 | 246061.2855 | 551180.6908 | 5016.2921 | 11236.5639
1 | 1800 | 707 | 0.035 | 15 | 15 | 7 | 1e-11 | 5spot_SharedNeighbor | Water | Porous | Wet | R600a | MinimizeLCOE_Brownfield | IgnoreSilica | 2019 | 5.6265 | 0.54015 | 0.011598 | 4 | 180196.1947 | 393292.0248 | 3673.5432 | 8017.7899 | 74.962 | 0 | 98.5181 | 184143.4375 | 10069.3488 | 215696.7893 | 175353.8345 | 0 | 67835.9037 | 0 | 254708.7324 | 662699.8738 | 452306.281 | 2022814.201 | 961560.8286 | 5375065.0943 | 5375065.0943 | 1478867.319 | 3031747.1076 | 0 | 8359440.1239 | 18245119.6448 | 10000 | 0.046391 | 180196.1947 | 393292.0248 | 3673.5432 | 8017.7899
1 | 1800 | 707 | 0.035 | 15 | 15 | 7 | 1.3335e-11 | 5spot_SharedNeighbor | Water | Porous | Wet | R600a | MinimizeLCOE_Brownfield | IgnoreSilica | 2019 | 7.1929 | 0.6978 | 0.01608 | 4 | 136633.7538 | 290329.0057 | 2785.4639 | 5918.7495 | 75.3893 | 0 | 92.883 | 220970.4375 | 12131.6979 | 264648.574 | 218212.629 | 0 | 75595.3304 | 0 | 308707.8808 | 803194.5813 | 548196.8057 | 2451657.9366 | 961560.8286 | 5375065.0943 | 5375065.0943 | 1478867.319 | 3031747.1076 | 0 | 8788283.8595 | 18673963.3804 | 13335.2143 | 0.06432 | 136633.7538 | 290329.0057 | 2785.4639 | 5918.7495
1 | 1800 | 707 | 0.035 | 15 | 15 | 7 | 1.7783e-11 | 5spot_SharedNeighbor | Water | Porous | Wet | R600a | MinimizeLCOE_Brownfield | IgnoreSilica | 2019 | 9.4755 | 0.92876 | 0.022237 | 4 | 105591.2036 | 216731.2461 | 2152.6195 | 4418.3596 | 75.8137 | 0 | 105.4612 | 270759.4179 | 14922.6698 | 332550.6434 | 280721.7283 | 0 | 87563.317 | 0 | 384741.9327 | 1001019.5876 | 683216.4374 | 3055495.734 | 961560.8286 | 5375065.0943 | 5375065.0943 | 1478867.319 | 3031747.1076 | 0 | 9392121.6569 | 19277801.1778 | 17782.7941 | 0.088948 | 105591.2036 | 216731.2461 | 2152.6195 | 4418.3596
1 | 1800 | 707 | 0.035 | 15 | 15 | 7 | 2.3714e-11 | 5spot_SharedNeighbor | Water | Porous | Wet | R600a | MinimizeLCOE_Brownfield | IgnoreSilica | 2019 | 12.124 | 1.1962 | 0.030069 | 4 | 83591.234 | 165783.2064 | 1704.1204 | 3379.7149 | 76.0894 | 0 | 100.7672 | 323834.7198 | 17894.2043 | 407088.4777 | 353139.5137 | 0 | 98251.7062 | 0 | 468081.3625 | 1217851.6886 | 831208.8018 | 3717350.4747 | 961560.8286 | 5375065.0943 | 5375065.0943 | 1478867.319 | 3031747.1076 | 0 | 10053976.3976 | 19939655.9184 | 23713.7371 | 0.12028 | 83591.234 | 165783.2064 | 1704.1204 | 3379.7149
1 | 1800 | 707 | 0.035 | 15 | 15 | 7 | 3.1623e-11 | 5spot_SharedNeighbor | Water | Porous | Wet | R600a | MinimizeLCOE_Brownfield | IgnoreSilica | 2019 | 15.4607 | 1.5331 | 0.040197 | 4 | 67493.1925 | 128975.3399 | 1375.94 | 2629.3368 | 76.3028 | 0 | 107.7204 | 385807.3015 | 21360.8666 | 496394.6653 | 444251.2851 | 0 | 110111.7483 | 0 | 568591.0881 | 1479357.3771 | 1009691.8076 | 4515566.1396 | 961560.8286 | 5375065.0943 | 5375065.0943 | 1478867.319 | 3031747.1076 | 0 | 10852192.0625 | 20737871.5834 | 31622.7766 | 0.16079 | 67493.1925 | 128975.3399 | 1375.94 | 2629.3368
1 | 1800 | 707 | 0.035 | 15 | 15 | 7 | 4.217e-11 | 5spot_SharedNeighbor | Water | Porous | Wet | R600a | MinimizeLCOE_Brownfield | IgnoreSilica | 2019 | 19.5829 | 1.9494 | 0.053141 | 4 | 55504.4724 | 102011.4012 | 1131.5337 | 2079.6404 | 76.467 | 0 | 105.484 | 456970.4751 | 25337.9905 | 601487.6841 | 556812.7124 | 0 | 122761.0178 | 0 | 687714.2531 | 1789291.4171 | 1221228.1584 | 5461603.7085 | 961560.8286 | 5375065.0943 | 5375065.0943 | 1478867.319 | 3031747.1076 | 0 | 11798229.6314 | 21683909.1523 | 42169.6503 | 0.21256 | 55504.4724 | 102011.4012 | 1131.5337 | 2079.6404
1 | 1800 | 707 | 0.035 | 15 | 15 | 7 | 5.6234e-11 | 5spot_SharedNeighbor | Water | Porous | Wet | R600a | MinimizeLCOE_Brownfield | IgnoreSilica | 2019 | 24.5445 | 2.4504 | 0.069367 | 4 | 46465.0419 | 82093.0519 | 947.2527 | 1673.5779 | 76.5925 | 0 | 116.4088 | 536845.8431 | 29797.3988 | 722211.0476 | 692296.7875 | 0 | 135562.0768 | 0 | 825518.13 | 2147828.8373 | 1465937.3149 | 6555997.4361 | 961560.8286 | 5375065.0943 | 5375065.0943 | 1478867.319 | 3031747.1076 | 0 | 12892623.359 | 22778302.8798 | 56234.1325 | 0.27747 | 46465.0419 | 82093.0519 | 947.2527 | 1673.5779
1 | 1800 | 707 | 0.035 | 15 | 15 | 7 | 7.4989e-11 | 5spot_SharedNeighbor | Water | Porous | Wet | R600a | MinimizeLCOE_Brownfield | IgnoreSilica | 2019 | 30.377 | 3.0396 | 0.08925 | 4 | 39586.9065 | 67277.9378 | 807.0326 | 1371.5518 | 76.6886 | 0 | 117.2799 | 624761.5059 | 34700.2175 | 857992.5284 | 851569.4984 | 0 | 148003.9209 | 0 | 981640.7918 | 2554027.978 | 1743176.575 | 7795873.0159 | 961560.8286 | 5375065.0943 | 5375065.0943 | 1478867.319 | 3031747.1076 | 0 | 14132498.9388 | 24018178.4596 | 74989.4209 | 0.357 | 39586.9065 | 67277.9378 | 807.0326 | 1371.5518
1 | 1800 | 707 | 0.035 | 15 | 15 | 7 | 1e-10 | 5spot_SharedNeighbor | Water | Porous | Wet | R600a | MinimizeLCOE_Brownfield | IgnoreSilica | 2019 | 37.0271 | 3.7113 | 0.11289 | 4 | 34323.2239 | 56215.7145 | 699.7253 | 1146.0334 | 76.7622 | 0 | 107.3371 | 719047.0627 | 39952.1357 | 1006549.2943 | 1033176.8386 | 0 | 159451.0331 | 0 | 1153688.7821 | 3001661.557 | 2048695.6906 | 9162222.3942 | 961560.8286 | 5375065.0943 | 5375065.0943 | 1478867.319 | 3031747.1076 | 0 | 15498848.317 | 25384527.8379 | 100000 | 0.45156 | 34323.2239 | 56215.7145 | 699.7253 | 1146.0334
1 | 1800 | 707 | 0.035 | 15 | 15 | 7 | 1.3335e-10 | 5spot_SharedNeighbor | Water | Porous | Wet | R600a | MinimizeLCOE_Brownfield | IgnoreSilica | 2019 | 44.2452 | 4.4405 | 0.13979 | 4 | 30287.169 | 47966.4593 | 617.4449 | 977.8612 | 76.8171 | 0 | 102.6691 | 815822.525 | 45336.2525 | 1161815.4145 | 1230292.5206 | 0 | 168786.3356 | 0 | 1334600.6888 | 3472357.228 | 2369955.1579 | 10598966.1229 | 961560.8286 | 5375065.0943 | 5375065.0943 | 1478867.319 | 3031747.1076 | 0 | 16935592.0458 | 26821271.5667 | 133352.1432 | 0.55917 | 30287.169 | 47966.4593 | 617.4449 | 977.8612
1 | 1800 | 707 | 0.035 | 15 | 15 | 7 | 1.7783e-10 | 5spot_SharedNeighbor | Water | Porous | Wet | R600a | MinimizeLCOE_Brownfield | IgnoreSilica | 2019 | 51.6823 | 5.1915 | 0.16889 | 4 | 27198.3398 | 41831.9415 | 554.4749 | 852.8007 | 76.8553 | 0 | 124.4996 | 910679.0287 | 50606.9122 | 1316478.5385 | 1433371.4047 | 0 | 175248.9388 | 0 | 1515690.081 | 3943514.6799 | 2691529.8001 | 12037119.3839 | 961560.8286 | 5375065.0943 | 5375065.0943 | 1478867.319 | 3031747.1076 | 0 | 18373745.3068 | 28259424.8277 | 177827.941 | 0.67555 | 27198.3398 | 41831.9415 | 554.4749 | 852.8007
1 | 1800 | 707 | 0.035 | 15 | 15 | 7 | 2.3714e-10 | 5spot_SharedNeighbor | Water | Porous | Wet | R600a | MinimizeLCOE_Brownfield | IgnoreSilica | 2019 | 60 | 6.0305 | 0.20113 | 4 | 24798.4425 | 37086.4217 | 505.5498 | 756.0569 | 76.8801 | 0 | 131.3537 | 1011918.8703 | 56224.0174 | 1484068.0569 | 1660429.4137 | 0 | 182776.7822 | 0 | 1714212.6848 | 4460029.7725 | 3044061.9642 | 13613721.562 | 961560.8286 | 5375065.0943 | 5375065.0943 | 1478867.319 | 3031747.1076 | 0 | 19950347.4849 | 29836027.0057 | 237137.3706 | 0.8045 | 24798.4425 | 37086.4217 | 505.5498 | 756.0569
1 | 1800 | 707 | 0.035 | 15 | 15 | 7 | 3.1623e-10 | 5spot_SharedNeighbor | Water | Porous | Wet | R600a | MinimizeLCOE_Brownfield | IgnoreSilica | 2019 | 65.4212 | 6.5764 | 0.22689 | 4 | 23062.857 | 33955.4224 | 470.1675 | 692.2272 | 76.8869 | 0 | 149.2581 | 1075499.7108 | 59746.6775 | 1590597.9631 | 1808353.1241 | 0 | 177831.5466 | 0 | 1837691.3186 | 4781295.8487 | 3263332.6626 | 14594348.852 | 961560.8286 | 5375065.0943 | 5375065.0943 | 1478867.319 | 3031747.1076 | 0 | 20930974.7749 | 30816654.2958 | 316227.766 | 0.90756 | 23062.857 | 33955.4224 | 470.1675 | 692.2272
1 | 1800 | 707 | 0.035 | 15 | 15 | 7 | 4.217e-10 | 5spot_SharedNeighbor | Water | Porous | Wet | R600a | MinimizeLCOE_Brownfield | IgnoreSilica | 2019 | 71.1339 | 7.1506 | 0.25277 | 4 | 21718.4819 | 31495.9368 | 442.7606 | 642.0873 | 76.8865 | 0 | 149.1933 | 1140649.1233 | 63351.7082 | 1700761.6379 | 1964153.6745 | 0 | 174989.0504 | 0 | 1967123.0258 | 5118050.6006 | 3493174.7003 | 15622253.5209 | 961560.8286 | 5375065.0943 | 5375065.0943 | 1478867.319 | 3031747.1076 | 0 | 21958879.4438 | 31844558.9647 | 421696.5034 | 1.0111 | 21718.4819 | 31495.9368 | 442.7606 | 642.0873
1 | 1800 | 707 | 0.035 | 15 | 15 | 7 | 5.6234e-10 | 5spot_SharedNeighbor | Water | Porous | Wet | R600a | MinimizeLCOE_Brownfield | IgnoreSilica | 2019 | 75.9204 | 7.6307 | 0.27531 | 4 | 20707.7717 | 29684.5591 | 422.1559 | 605.1599 | 76.8803 | 0 | 149.1347 | 1193876.0397 | 66293.2553 | 1791516.674 | 2094620.3965 | 0 | 170594.514 | 0 | 2073591.343 | 5395059.3223 | 3682238.8449 | 16467790.3895 | 961560.8286 | 5375065.0943 | 5375065.0943 | 1478867.319 | 3031747.1076 | 0 | 22804416.3124 | 32690095.8332 | 562341.3252 | 1.1012 | 20707.7717 | 29684.5591 | 422.1559 | 605.1599
1 | 1800 | 707 | 0.035 | 15 | 15 | 7 | 7.4989e-10 | 5spot_SharedNeighbor | Water | Porous | Wet | R600a | MinimizeLCOE_Brownfield | IgnoreSilica | 2019 | 79.823 | 8.0213 | 0.29429 | 4 | 19949.308 | 28347.3174 | 406.6936 | 577.8984 | 76.8714 | 0 | 158.1621 | 1236409.0569 | 68641.1841 | 1864523.7008 | 2200937.8035 | 0 | 165558.504 | 0 | 2159067.3972 | 5617450.482 | 3834025.381 | 17146613.5097 | 961560.8286 | 5375065.0943 | 5375065.0943 | 1478867.319 | 3031747.1076 | 0 | 23483239.4325 | 33368918.9534 | 749894.2093 | 1.1771 | 19949.308 | 28347.3174 | 406.6936 | 577.8984
1 | 1800 | 707 | 0.035 | 15 | 15 | 7 | 1e-09 | 5spot_SharedNeighbor | Water | Porous | Wet | R600a | MinimizeLCOE_Brownfield | IgnoreSilica | 2019 | 82.9191 | 8.3306 | 0.30978 | 4 | 19380.6612 | 27358.7679 | 395.101 | 557.7455 | 76.862 | 0 | 161.7353 | 1269622.8526 | 70472.9453 | 1921835.2696 | 2285241.9759 | 0 | 160454.3509 | 0 | 2225974.6838 | 5791529.517 | 3952837.8994 | 17677969.4945 | 961560.8286 | 5375065.0943 | 5375065.0943 | 1478867.319 | 3031747.1076 | 0 | 24014595.4174 | 33900274.9383 | 1000000 | 1.2391 | 19380.6612 | 27358.7679 | 395.101 | 557.7455
1 | 1800 | 707 | 0.035 | 15 | 15 | 7 | 1.3335e-09 | 5spot_SharedNeighbor | Water | Porous | Wet | R600a | MinimizeLCOE_Brownfield | IgnoreSilica | 2019 | 85.348 | 8.5728 | 0.32218 | 4 | 18954.4846 | 26625.4026 | 386.4128 | 542.7948 | 76.8532 | 0 | 162.6641 | 1295362.8153 | 71891.4329 | 1966432.5305 | 2351353.2636 | 0 | 155757.9038 | 0 | 2277911.199 | 5926657.676 | 4045065.6445 | 18090432.4658 | 961560.8286 | 5375065.0943 | 5375065.0943 | 1478867.319 | 3031747.1076 | 0 | 24427058.3887 | 34312737.9095 | 1333521.4322 | 1.2887 | 18954.4846 | 26625.4026 | 386.4128 | 542.7948
1 | 1800 | 707 | 0.035 | 15 | 15 | 7 | 1.7783e-09 | 5spot_SharedNeighbor | Water | Porous | Wet | R600a | MinimizeLCOE_Brownfield | IgnoreSilica | 2019 | 87.2239 | 8.7597 | 0.33194 | 4 | 18635.1084 | 26080.5494 | 379.9019 | 531.6873 | 76.8455 | 0 | 157.8406 | 1315055.8795 | 72976.023 | 2000660.609 | 2402394.2784 | 0 | 151638.5264 | 0 | 2317662.8734 | 6030083.3786 | 4115655.8117 | 18406127.38 | 961560.8286 | 5375065.0943 | 5375065.0943 | 1478867.319 | 3031747.1076 | 0 | 24742753.3029 | 34628432.8238 | 1778279.41 | 1.3277 | 18635.1084 | 26080.5494 | 379.9019 | 531.6873
1 | 1800 | 707 | 0.035 | 15 | 15 | 7 | 2.3714e-09 | 5spot_SharedNeighbor | Water | Porous | Wet | R600a | MinimizeLCOE_Brownfield | IgnoreSilica | 2019 | 88.6756 | 8.9041 | 0.33956 | 4 | 18395.7553 | 25674.1376 | 375.0224 | 523.402 | 76.8391 | 0 | 168.8951 | 1330186.0838 | 73808.9147 | 2027021.7133 | 2441881.6714 | 0 | 148224.8682 | 0 | 2348238.0681 | 6109633.7633 | 4169950.5839 | 18648945.6668 | 961560.8286 | 5375065.0943 | 5375065.0943 | 1478867.319 | 3031747.1076 | 0 | 24985571.5896 | 34871251.1105 | 2371373.7057 | 1.3582 | 18395.7553 | 25674.1376 | 375.0224 | 523.402
1 | 1800 | 707 | 0.035 | 15 | 15 | 7 | 3.1623e-09 | 5spot_SharedNeighbor | Water | Porous | Wet | R600a | MinimizeLCOE_Brownfield | IgnoreSilica | 2019 | 89.7667 | 9.0126 | 0.34539 | 4 | 18216.3568 | 25371.868 | 371.3651 | 517.2398 | 76.834 | 0 | 152.5221 | 1341496.7529 | 74431.3161 | 2046764.329 | 2471555.9676 | 0 | 145375.9785 | 0 | 2371053.4942 | 6168994.822 | 4210465.7262 | 18830138.3865 | 961560.8286 | 5375065.0943 | 5375065.0943 | 1478867.319 | 3031747.1076 | 0 | 25166764.3094 | 35052443.8302 | 3162277.6602 | 1.3815 | 18216.3568 | 25371.868 | 371.3651 | 517.2398
1 | 1800 | 707 | 0.035 | 15 | 15 | 7 | 4.217e-09 | 5spot_SharedNeighbor | Water | Porous | Wet | R600a | MinimizeLCOE_Brownfield | IgnoreSilica | 2019 | 90.6144 | 9.0969 | 0.3499 | 4 | 18081.881 | 25145.1238 | 368.6236 | 512.6174 | 76.8299 | 0 | 176.1188 | 1350248.1637 | 74912.7494 | 2062061.096 | 2494607.2638 | 0 | 143172.8412 | 0 | 2388750.8245 | 6215039.6451 | 4241892.2641 | 18970684.8477 | 961560.8286 | 5375065.0943 | 5375065.0943 | 1478867.319 | 3031747.1076 | 0 | 25307310.7706 | 35192990.2915 | 4216965.0343 | 1.3996 | 18081.881 | 25145.1238 | 368.6236 | 512.6174
1 | 1800 | 707 | 0.035 | 15 | 15 | 7 | 5.6234e-09 | 5spot_SharedNeighbor | Water | Porous | Wet | R600a | MinimizeLCOE_Brownfield | IgnoreSilica | 2019 | 91.2406 | 9.1591 | 0.35329 | 4 | 17981.0697 | 24976.4161 | 366.5684 | 509.178 | 76.8267 | 0 | 172.8098 | 1356692.597 | 75267.1933 | 2073337.3636 | 2511633.0808 | 0 | 141380.9369 | 0 | 2401741.3569 | 6248838.3459 | 4264960.5718 | 19073851.4463 | 961560.8286 | 5375065.0943 | 5375065.0943 | 1478867.319 | 3031747.1076 | 0 | 25410477.3692 | 35296156.89 | 5623413.2519 | 1.4132 | 17981.0697 | 24976.4161 | 366.5684 | 509.178
1 | 1800 | 707 | 0.035 | 15 | 15 | 7 | 7.4989e-09 | 5spot_SharedNeighbor | Water | Porous | Wet | R600a | MinimizeLCOE_Brownfield | IgnoreSilica | 2019 | 91.7157 | 9.2062 | 0.35588 | 4 | 17905.4898 | 24850.0851 | 365.0276 | 506.6026 | 76.8243 | 0 | 163.0872 | 1361570.3761 | 75535.4271 | 2081879.0718 | 2524548.7557 | 0 | 139997.1252 | 0 | 2411576.9948 | 6274428.658 | 4282426.4857 | 19151962.8945 | 961560.8286 | 5375065.0943 | 5375065.0943 | 1478867.319 | 3031747.1076 | 0 | 25488588.8174 | 35374268.3382 | 7498942.0933 | 1.4235 | 17905.4898 | 24850.0851 | 365.0276 | 506.6026
1 | 1800 | 707 | 0.035 | 15 | 15 | 7 | 1e-08 | 5spot_SharedNeighbor | Water | Porous | Wet | R600a | MinimizeLCOE_Brownfield | IgnoreSilica | 2019 | 92.0714 | 9.2415 | 0.35782 | 4 | 17848.823 | 24755.6419 | 363.8724 | 504.6772 | 76.8224 | 0 | 145.2704 | 1365215.1583 | 75735.8322 | 2088265.4081 | 2534215.8904 | 0 | 138922.0449 | 0 | 2418918.1902 | 6293528.9427 | 4295462.8225 | 19210264.2894 | 961560.8286 | 5375065.0943 | 5375065.0943 | 1478867.319 | 3031747.1076 | 0 | 25546890.2122 | 35432569.7331 | 10000000 | 1.4313 | 17848.823 | 24755.6419 | 363.8724 | 504.6772
1 | 1900 | 707 | 0.035 | 15 | 15 | 7 | 1e-13 | 5spot_SharedNeighbor | Water | Porous | Wet | R600a | MinimizeLCOE_Brownfield | IgnoreSilica | 2019 | 0 | 0 | 0 | 0 |  |  |  |  | 15 |  | 20.0153 | [19 empty] | 100 | 0
1 | 1900 | 707 | 0.035 | 15 | 15 | 7 | 1.3335e-13 | 5spot_SharedNeighbor | Water | Porous | Wet | R600a | MinimizeLCOE_Brownfield | IgnoreSilica | 2019 | 0 | 0 | 0 | 0 |  |  |  |  | 15 |  | 21.9704 | [19 empty] | 133.3521 | 0
1 | 1900 | 707 | 0.035 | 15 | 15 | 7 | 1.7783e-13 | 5spot_SharedNeighbor | Water | Porous | Wet | R600a | MinimizeLCOE_Brownfield | IgnoreSilica | 2019 | 0 | 0 | 0 | 0 |  |  |  |  | 15 |  | 24.9311 | [19 empty] | 177.8279 | 0
1 | 1900 | 707 | 0.035 | 15 | 15 | 7 | 2.3714e-13 | 5spot_SharedNeighbor | Water | Porous | Wet | R600a | MinimizeLCOE_Brownfield | IgnoreSilica | 2019 | 0 | 0 | 0 | 0 |  |  |  |  | 15 |  | 24.0142 | [19 empty] | 237.1374 | 0
1 | 1900 | 707 | 0.035 | 15 | 15 | 7 | 3.1623e-13 | 5spot_SharedNeighbor | Water | Porous | Wet | R600a | MinimizeLCOE_Brownfield | IgnoreSilica | 2019 | 0 | 0 | 0 | 0 |  |  |  |  | 15 |  | 25.6235 | [19 empty] | 316.2278 | 0
1 | 1900 | 707 | 0.035 | 15 | 15 | 7 | 4.217e-13 | 5spot_SharedNeighbor | Water | Porous | Wet | R600a | MinimizeLCOE_Brownfield | IgnoreSilica | 2019 | 0 | 0 | 0 | 0 |  |  |  |  | 15 |  | 25.1404 | [19 empty] | 421.6965 | 0
1 | 1900 | 707 | 0.035 | 15 | 15 | 7 | 5.6234e-13 | 5spot_SharedNeighbor | Water | Porous | Wet | R600a | MinimizeLCOE_Brownfield | IgnoreSilica | 2019 | 0 | 0 | 0 | 0 |  |  |  |  | 15 |  | 27.0515 | [19 empty] | 562.3413 | 0
1 | 1900 | 707 | 0.035 | 15 | 15 | 7 | 7.4989e-13 | 5spot_SharedNeighbor | Water | Porous | Wet | R600a | MinimizeLCOE_Brownfield | IgnoreSilica | 2019 | 0 | 0 | 0 | 0 |  |  |  |  | 15 |  | 27.6667 | [19 empty] | 749.8942 | 0
1 | 1900 | 707 | 0.035 | 15 | 15 | 7 | 1e-12 | 5spot_SharedNeighbor | Water | Porous | Wet | R600a | MinimizeLCOE_Brownfield | IgnoreSilica | 2019 | 0 | 0 | 0 | 0 |  |  |  |  | 15 |  | 28.9544 | [19 empty] | 1000 | 0
1 | 1900 | 707 | 0.035 | 15 | 15 | 7 | 1.3335e-12 | 5spot_SharedNeighbor | Water | Porous | Wet | R600a | MinimizeLCOE_Brownfield | IgnoreSilica | 2019 | 0.81087 | 0.060978 | 0.00024852 | 4 | 7144263.0743 | 17527830.6945 | 145645.4661 | 357328.5369 | 66.2819 | 0 | 81.971 | 36614.9444 | 1853.8543 | 37956.0339 | 42954.5886 | 0 | 27079.6369 | 0 | 57119.0327 | 148612.0063 | 101430.748 | 453620.8451 | 961560.8286 | 5686671.2401 | 5686671.2401 | 1478867.319 | 3156389.5659 | 0 | 7101852.9138 | 17423781.0389 | 1333.5214 | 0.00099406 | 7144263.0743 | 17527830.6945 | 145645.4661 | 357328.5369
1 | 1900 | 707 | 0.035 | 15 | 15 | 7 | 1.7783e-12 | 5spot_SharedNeighbor | Water | Porous | Wet | R600a | MinimizeLCOE_Brownfield | IgnoreSilica | 2019 | 1.1458 | 0.096017 | 0.00094921 | 4 | 1909794.601 | 4628363.0077 | 38933.7461 | 94355.4402 | 69.9586 | 0 | 173.6508 | 52597.0549 | 2741.8277 | 54399.6538 | 52526.7034 | 0 | 32398.6908 | 0 | 75918.933 | 197525.4904 | 134815.206 | 602923.56 | 961560.8286 | 5686671.2401 | 5686671.2401 | 1478867.319 | 3156389.5659 | 0 | 7251155.6287 | 17573083.7537 | 1778.2794 | 0.0037968 | 1909794.601 | 4628363.0077 | 38933.7461 | 94355.4402
1 | 1900 | 707 | 0.035 | 15 | 15 | 7 | 2.3714e-12 | 5spot_SharedNeighbor | Water | Porous | Wet | R600a | MinimizeLCOE_Brownfield | IgnoreSilica | 2019 | 1.5542 | 0.13976 | 0.0020036 | 4 | 925826.6522 | 2213719.3831 | 18874.2286 | 45129.6639 | 72.49 | 0 | 253.6838 | 70307.5872 | 3739.3162 | 73293.7294 | 64320.0665 | 0 | 37555.5833 | 0 | 97194.3502 | 252879.7619 | 172595.6337 | 771886.0284 | 961560.8286 | 5686671.2401 | 5686671.2401 | 1478867.319 | 3156389.5659 | 0 | 7420118.0971 | 17742046.2221 | 2371.3737 | 0.0080146 | 925826.6522 | 2213719.3831 | 18874.2286 | 45129.6639
1 | 1900 | 707 | 0.035 | 15 | 15 | 7 | 3.1623e-12 | 5spot_SharedNeighbor | Water | Porous | Wet | R600a | MinimizeLCOE_Brownfield | IgnoreSilica | 2019 | 2.0793 | 0.1966 | 0.003492 | 4 | 545741.7368 | 1284714.0533 | 11125.6835 | 26190.6337 | 74.3808 | 0 | 360.4841 | 90972.6021 | 4911.9939 | 96142.1592 | 79467.9067 | 0 | 43190.9177 | 0 | 122727.3761 | 319311.4576 | 217936.631 | 974661.0443 | 961560.8286 | 5686671.2401 | 5686671.2401 | 1478867.319 | 3156389.5659 | 0 | 7622893.1131 | 17944821.2381 | 3162.2777 | 0.013968 | 545741.7368 | 1284714.0533 | 11125.6835 | 26190.6337
1 | 1900 | 707 | 0.035 | 15 | 15 | 7 | 4.217e-12 | 5spot_SharedNeighbor | Water | Porous | Wet | R600a | MinimizeLCOE_Brownfield | IgnoreSilica | 2019 | 2.925 | 0.28845 | 0.0055569 | 4 | 356816.3198 | 821191.3663 | 7274.1833 | 16741.0967 | 76.0667 | 0 | 96.143 | 120770.8535 | 6608.9676 | 130466.7629 | 103455.8012 | 0 | 52912.0333 | 0 | 161543.6232 | 420303.3705 | 286865.6867 | 1282927.0989 | 961560.8286 | 5686671.2401 | 5686671.2401 | 1478867.319 | 3156389.5659 | 0 | 7931159.1676 | 18253087.2926 | 4216.965 | 0.022228 | 356816.3198 | 821191.3663 | 7274.1833 | 16741.0967
1 | 1900 | 707 | 0.035 | 15 | 15 | 7 | 5.6234e-12 | 5spot_SharedNeighbor | Water | Porous | Wet | R600a | MinimizeLCOE_Brownfield | IgnoreSilica | 2019 | 3.7 | 0.37257 | 0.0082516 | 4 | 247990.8927 | 560717.5093 | 5055.6298 | 11430.9849 | 76.9602 | 0 | 101.9049 | 145488.9548 | 8018.0673 | 159997.825 | 125034.6151 | 0 | 57711.0087 | 0 | 193537.6836 | 503545.3528 | 343680.0501 | 1537013.5573 | 961560.8286 | 5686671.2401 | 5686671.2401 | 1478867.319 | 3156389.5659 | 0 | 8185245.626 | 18507173.751 | 5623.4133 | 0.033006 | 247990.8927 | 560717.5093 | 5055.6298 | 11430.9849
1 | 1900 | 707 | 0.035 | 15 | 15 | 7 | 7.4989e-12 | 5spot_SharedNeighbor | Water | Porous | Wet | R600a | MinimizeLCOE_Brownfield | IgnoreSilica | 2019 | 4.964 | 0.51072 | 0.012003 | 4 | 178940.1086 | 393918.322 | 3647.9361 | 8030.5578 | 77.8343 | 0 | 103.4844 | 182740.9994 | 10146.3285 | 205766.0587 | 161098.8117 | 0 | 67696.7436 | 0 | 244705.0873 | 636672.4413 | 434542.0235 | 1943368.4939 | 961560.8286 | 5686671.2401 | 5686671.2401 | 1478867.319 | 3156389.5659 | 0 | 8591600.5627 | 18913528.6877 | 7498.9421 | 0.048014 | 178940.1086 | 393918.322 | 3647.9361 | 8030.5578
1 | 1900 | 707 | 0.035 | 15 | 15 | 7 | 1e-11 | 5spot_SharedNeighbor | Water | Porous | Wet | R600a | MinimizeLCOE_Brownfield | IgnoreSilica | 2019 | 6.6445 | 0.69392 | 0.016963 | 4 | 134091.5054 | 286214.5357 | 2733.6367 | 5834.8704 | 78.4767 | 0 | 109.7463 | 227525.0294 | 12702.0204 | 262815.5116 | 208419.5541 | 0 | 79629.7054 | 0 | 308525.8101 | 802720.8706 | 547873.4885 | 2450211.9901 | 961560.8286 | 5686671.2401 | 5686671.2401 | 1478867.319 | 3156389.5659 | 0 | 9098444.0588 | 19420372.1838 | 10000 | 0.067853 | 134091.5054 | 286214.5357 | 2733.6367 | 5834.8704
1 | 1900 | 707 | 0.035 | 15 | 15 | 7 | 1.3335e-11 | 5spot_SharedNeighbor | Water | Porous | Wet | R600a | MinimizeLCOE_Brownfield | IgnoreSilica | 2019 | 8.723 | 0.91911 | 0.023327 | 4 | 103807.1803 | 214428.9127 | 2116.2498 | 4371.4234 | 78.8672 | 0 | 85.3849 | 277660.2994 | 15556.1417 | 328977.8719 | 266650.8986 | 0 | 91972.6439 | 0 | 382518.9637 | 995235.878 | 679268.9368 | 3037841.6341 | 961560.8286 | 5686671.2401 | 5686671.2401 | 1478867.319 | 3156389.5659 | 0 | 9686073.7028 | 20008001.8278 | 13335.2143 | 0.093308 | 103807.1803 | 214428.9127 | 2116.2498 | 4371.4234
1 | 1900 | 707 | 0.035 | 15 | 15 | 7 | 1.7783e-11 | 5spot_SharedNeighbor | Water | Porous | Wet | R600a | MinimizeLCOE_Brownfield | IgnoreSilica | 2019 | 11.2271 | 1.1948 | 0.032027 | 4 | 80922.3722 | 161494.5393 | 1649.712 | 3292.2846 | 79.3016 | 0 | 89.9476 | 334751.1636 | 18819.85 | 405667.72 | 337434.5116 | 0 | 103925.9159 | 0 | 468233.6728 | 1218247.9688 | 831479.2712 | 3718560.0739 | 961560.8286 | 5686671.2401 | 5686671.2401 | 1478867.319 | 3156389.5659 | 0 | 10366792.1426 | 20688720.2676 | 17782.7941 | 0.12811 | 80922.3722 | 161494.5393 | 1649.712 | 3292.2846
1 | 1900 | 707 | 0.035 | 15 | 15 | 7 | 2.3714e-11 | 5spot_SharedNeighbor | Water | Porous | Wet | R600a | MinimizeLCOE_Brownfield | IgnoreSilica | 2019 | 14.3601 | 1.5374 | 0.043057 | 4 | 64887.0397 | 124819.3029 | 1322.8101 | 2544.6103 | 79.5601 | 0 | 101.6568 | 400091.9095 | 22543.6443 | 496206.741 | 425863.3773 | 0 | 116924.7892 | 0 | 570035.8799 | 1483116.4292 | 1012257.4379 | 4527040.2084 | 961560.8286 | 5686671.2401 | 5686671.2401 | 1478867.319 | 3156389.5659 | 0 | 11175272.2771 | 21497200.4021 | 23713.7371 | 0.17223 | 64887.0397 | 124819.3029 | 1322.8101 | 2544.6103
1 | 1900 | 707 | 0.035 | 15 | 15 | 7 | 3.1623e-11 | 5spot_SharedNeighbor | Water | Porous | Wet | R600a | MinimizeLCOE_Brownfield | IgnoreSilica | 2019 | 18.2381 | 1.9615 | 0.057214 | 4 | 53017.8283 | 98120.2176 | 1080.8401 | 2000.3134 | 79.7583 | 0 | 114.5594 | 475186.5636 | 26818.8992 | 602885.9882 | 535327.1605 | 0 | 130765.6941 | 0 | 690683.8792 | 1797017.7748 | 1226501.5563 | 5485187.5158 | 961560.8286 | 5686671.2401 | 5686671.2401 | 1478867.319 | 3156389.5659 | 0 | 12133419.5845 | 22455347.7095 | 31622.7766 | 0.22886 | 53017.8283 | 98120.2176 | 1080.8401 | 2000.3134
1 | 1900 | 707 | 0.035 | 15 | 15 | 7 | 4.217e-11 | 5spot_SharedNeighbor | Water | Porous | Wet | R600a | MinimizeLCOE_Brownfield | IgnoreSilica | 2019 | 22.9593 | 2.4779 | 0.075121 | 4 | 44105.0332 | 78456.0401 | 899.1408 | 1599.4325 | 79.9103 | 0 | 77.8775 | 560334.7685 | 31660.9354 | 726737.9101 | 668599.2538 | 0 | 145080.4836 | 0 | 831641.2071 | 2163759.8277 | 1476810.5432 | 6604624.9294 | 961560.8286 | 5686671.2401 | 5686671.2401 | 1478867.319 | 3156389.5659 | 0 | 13252856.9981 | 23574785.1232 | 42169.6503 | 0.30048 | 44105.0332 | 78456.0401 | 899.1408 | 1599.4325
1 | 1900 | 707 | 0.035 | 15 | 15 | 7 | 5.6234e-11 | 5spot_SharedNeighbor | Water | Porous | Wet | R600a | MinimizeLCOE_Brownfield | IgnoreSilica | 2019 | 28.6083 | 3.0959 | 0.097367 | 4 | 37337.5719 | 63840.1069 | 761.1769 | 1301.4669 | 80.0274 | 0 | 101.2004 | 655557.0136 | 37069.16 | 868357.8623 | 828093.8681 | 0 | 159506.44 | 0 | 993947.8941 | 2586048.5337 | 1765031.2623 | 7893612.034 | 961560.8286 | 5686671.2401 | 5686671.2401 | 1478867.319 | 3156389.5659 | 0 | 14541844.1027 | 24863772.2277 | 56234.1325 | 0.38947 | 37337.5719 | 63840.1069 | 761.1769 | 1301.4669
1 | 1900 | 707 | 0.035 | 15 | 15 | 7 | 7.4989e-11 | 5spot_SharedNeighbor | Water | Porous | Wet | R600a | MinimizeLCOE_Brownfield | IgnoreSilica | 2019 | 35.1318 | 3.8097 | 0.12421 | 4 | 32159.0329 | 52934.6642 | 655.6054 | 1079.1447 | 80.1167 | 0 | 109.2434 | 758773.4208 | 42923.9316 | 1025071.6045 | 1012359.121 | 0 | 172990.6757 | 0 | 1174726.3139 | 3056396.8992 | 2086053.6864 | 9329295.653 | 961560.8286 | 5686671.2401 | 5686671.2401 | 1478867.319 | 3156389.5659 | 0 | 15977527.7217 | 26299455.8467 | 74989.4209 | 0.49683 | 32159.0329 | 52934.6642 | 655.6054 | 1079.1447
1 | 1900 | 707 | 0.035 | 15 | 15 | 7 | 1e-10 | 5spot_SharedNeighbor | Water | Porous | Wet | R600a | MinimizeLCOE_Brownfield | IgnoreSilica | 2019 | 42.425 | 4.6079 | 0.15551 | 4 | 28181.3533 | 44774.8524 | 574.515 | 912.7959 | 80.1846 | 0 | 120.6525 | 867607.3288 | 49089.1369 | 1193476.669 | 1218372.9427 | 0 | 184850.5451 | 0 | 1370224.6827 | 3565043.5528 | 2433215.4791 | 10881880.337 | 961560.8286 | 5686671.2401 | 5686671.2401 | 1478867.319 | 3156389.5659 | 0 | 17530112.4057 | 27852040.5307 | 100000 | 0.62205 | 28181.3533 | 44774.8524 | 574.515 | 912.7959
1 | 1900 | 707 | 0.035 | 15 | 15 | 7 | 1.3335e-10 | 5spot_SharedNeighbor | Water | Porous | Wet | R600a | MinimizeLCOE_Brownfield | IgnoreSilica | 2019 | 50.1398 | 5.4519 | 0.19026 | 4 | 25126.5403 | 38689.652 | 512.2385 | 788.7409 | 80.2329 | 0 | 136.8596 | 976776.3951 | 55264.6572 | 1365319.3322 | 1436265.6468 | 0 | 193750.4474 | 0 | 1570676.8267 | 4086578.913 | 2789174.0789 | 12473806.2974 | 961560.8286 | 5686671.2401 | 5686671.2401 | 1478867.319 | 3156389.5659 | 0 | 19122038.3661 | 29443966.4911 | 133352.1432 | 0.76103 | 25126.5403 | 38689.652 | 512.2385 | 788.7409
1 | 1900 | 707 | 0.035 | 15 | 15 | 7 | 1.7783e-10 | 5spot_SharedNeighbor | Water | Porous | Wet | R600a | MinimizeLCOE_Brownfield | IgnoreSilica | 2019 | 57.8307 | 6.2925 | 0.22668 | 4 | 22789.3654 | 34173.0264 | 464.592 | 696.6634 | 80.2626 | 0 | 143.0805 | 1080588.5899 | 61128.1961 | 1531239.3079 | 1653386.504 | 0 | 198831.4785 | 0 | 1764817.8898 | 4591694.1353 | 3133925.5972 | 14015611.6987 | 961560.8286 | 5686671.2401 | 5686671.2401 | 1478867.319 | 3156389.5659 | 0 | 20663843.7674 | 30985771.8924 | 177827.941 | 0.90673 | 22789.3654 | 34173.0264 | 464.592 | 696.6634
1 | 1900 | 707 | 0.035 | 15 | 15 | 7 | 2.3714e-10 | 5spot_SharedNeighbor | Water | Porous | Wet | R600a | MinimizeLCOE_Brownfield | IgnoreSilica | 2019 | 65.0534 | 7.0805 | 0.26264 | 4 | 21011.1219 | 30836.1225 | 428.3401 | 628.6361 | 80.2754 | 0 | 138.8168 | 1174157.2775 | 66404.4861 | 1682793.919 | 1857123.369 | 0 | 199929.2489 | 0 | 1942359.2372 | 5053620.3025 | 3449199.698 | 15425587.5381 | 961560.8286 | 5686671.2401 | 5686671.2401 | 1478867.319 | 3156389.5659 | 0 | 22073819.6068 | 32395747.7318 | 237137.3706 | 1.0506 | 21011.1219 | 30836.1225 | 428.3401 | 628.6361
1 | 1900 | 707 | 0.035 | 15 | 15 | 7 | 3.1623e-10 | 5spot_SharedNeighbor | Water | Porous | Wet | R600a | MinimizeLCOE_Brownfield | IgnoreSilica | 2019 | 71.4964 | 7.7817 | 0.29623 | 4 | 19665.2601 | 28376.2748 | 400.9029 | 578.4887 | 80.2752 | 0 | 176.1234 | 1254764.8756 | 70942.288 | 1814852.1754 | 2038669.6675 | 0 | 197693.1776 | 0 | 2096999.6518 | 5455962.9401 | 3723806.8154 | 16653691.5913 | 961560.8286 | 5686671.2401 | 5686671.2401 | 1478867.319 | 3156389.5659 | 0 | 23301923.66 | 33623851.785 | 316227.766 | 1.1849 | 19665.2601 | 28376.2748 | 400.9029 | 578.4887
1 | 1900 | 707 | 0.035 | 15 | 15 | 7 | 4.217e-10 | 5spot_SharedNeighbor | Water | Porous | Wet | R600a | MinimizeLCOE_Brownfield | IgnoreSilica | 2019 | 76.983 | 8.3772 | 0.32607 | 4 | 18650.6874 | 26564.6087 | 380.2195 | 541.5555 | 80.2668 | 0 | 148.0253 | 1321453.1844 | 74690.4953 | 1925149.5699 | 2193074.3227 | 0 | 193072.6173 | 0 | 2225901.6739 | 5791339.5604 | 3952708.2501 | 17677389.6741 | 961560.8286 | 5686671.2401 | 5686671.2401 | 1478867.319 | 3156389.5659 | 0 | 24325621.7428 | 34647549.8678 | 421696.5034 | 1.3043 | 18650.6874 | 26564.6087 | 380.2195 | 541.5555
1 | 1900 | 707 | 0.035 | 15 | 15 | 7 | 5.6234e-10 | 5spot_SharedNeighbor | Water | Porous | Wet | R600a | MinimizeLCOE_Brownfield | IgnoreSilica | 2019 | 81.5159 | 8.8679 | 0.35158 | 4 | 17887.8188 | 25227.4372 | 364.6674 | 514.2954 | 80.2543 | 0 | 182.8472 | 1375280.3285 | 77711.4888 | 2014866.3881 | 2320487.771 | 0 | 187254.5727 | 0 | 2330484.2141 | 6063441.8772 | 4138423.6724 | 18507950.3129 | 961560.8286 | 5686671.2401 | 5686671.2401 | 1478867.319 | 3156389.5659 | 0 | 25156182.3816 | 35478110.5066 | 562341.3252 | 1.4063 | 17887.8188 | 25227.4372 | 364.6674 | 514.2954
1 | 1900 | 707 | 0.035 | 15 | 15 | 7 | 7.4989e-10 | 5spot_SharedNeighbor | Water | Porous | Wet | R600a | MinimizeLCOE_Brownfield | IgnoreSilica | 2019 | 85.1628 | 9.2617 | 0.37271 | 4 | 17315.0559 | 24238.5736 | 352.9908 | 494.1361 | 80.2407 | 0 | 170.3176 | 1417792.0678 | 80094.4683 | 2086161.9262 | 2422885.113 | 0 | 181104.562 | 0 | 2413334.8735 | 6279002.2979 | 4285548.0889 | 19165923.3976 | 961560.8286 | 5686671.2401 | 5686671.2401 | 1478867.319 | 3156389.5659 | 0 | 25814155.4663 | 36136083.5913 | 749894.2093 | 1.4909 | 17315.0559 | 24238.5736 | 352.9908 | 494.1361
1 | 1900 | 707 | 0.035 | 15 | 15 | 7 | 1e-09 | 5spot_SharedNeighbor | Water | Porous | Wet | R600a | MinimizeLCOE_Brownfield | IgnoreSilica | 2019 | 88.0493 | 9.5728 | 0.38981 | 4 | 16885.3527 | 23505.1747 | 344.2308 | 479.1848 | 80.2278 | 0 | 170.1066 | 1450955.4603 | 81951.5255 | 2142050.2194 | 2503855.2419 | 0 | 175261.8962 | 0 | 2478088.9939 | 6447479.2362 | 4400537.0612 | 19680179.6347 | 961560.8286 | 5686671.2401 | 5686671.2401 | 1478867.319 | 3156389.5659 | 0 | 26328411.7034 | 36650339.8284 | 1000000 | 1.5592 | 16885.3527 | 23505.1747 | 344.2308 | 479.1848
1 | 1900 | 707 | 0.035 | 15 | 15 | 7 | 1.3335e-09 | 5spot_SharedNeighbor | Water | Porous | Wet | R600a | MinimizeLCOE_Brownfield | IgnoreSilica | 2019 | 90.2808 | 9.8129 | 0.40333 | 4 | 16563.0901 | 22961.0521 | 337.661 | 468.0921 | 80.2165 | 0 | 146.1967 | 1476307.8252 | 83370.0159 | 2184936.0821 | 2566402.2937 | 0 | 169967.355 | 0 | 2527583.593 | 6576254.0304 | 4488428.5042 | 20073249.6995 | 961560.8286 | 5686671.2401 | 5686671.2401 | 1478867.319 | 3156389.5659 | 0 | 26721481.7682 | 37043409.8932 | 1333521.4322 | 1.6133 | 16563.0901 | 22961.0521 | 337.661 | 468.0921
1 | 1900 | 707 | 0.035 | 15 | 15 | 7 | 1.7783e-09 | 5spot_SharedNeighbor | Water | Porous | Wet | R600a | MinimizeLCOE_Brownfield | IgnoreSilica | 2019 | 92.0176 | 9.9994 | 0.41395 | 4 | 16321.4367 | 22555.211 | 332.7346 | 459.8185 | 80.207 | 0 | 156.3173 | 1495870.9659 | 84463.8791 | 2218124.8329 | 2615052.3219 | 0 | 165516.493 | 0 | 2565821.1122 | 6675740.2117 | 4556329.8672 | 20376919.684 | 961560.8286 | 5686671.2401 | 5686671.2401 | 1478867.319 | 3156389.5659 | 0 | 27025151.7527 | 37347079.8777 | 1778279.41 | 1.6558 | 16321.4367 | 22555.211 | 332.7346 | 459.8185
1 | 1900 | 707 | 0.035 | 15 | 15 | 7 | 2.3714e-09 | 5spot_SharedNeighbor | Water | Porous | Wet | R600a | MinimizeLCOE_Brownfield | IgnoreSilica | 2019 | 93.3406 | 10.1414 | 0.42216 | 4 | 16140.236 | 22252.8654 | 329.0405 | 453.6548 | 80.1994 | 0 | 165.5575 | 1510675.5619 | 85291.2478 | 2243296.5341 | 2652092.9293 | 0 | 161810.692 | 0 | 2594735.1164 | 6750968.5195 | 4607674.7331 | 20606545.3341 | 961560.8286 | 5686671.2401 | 5686671.2401 | 1478867.319 | 3156389.5659 | 0 | 27254777.4028 | 37576705.5278 | 2371373.7057 | 1.6886 | 16140.236 | 22252.8654 | 329.0405 | 453.6548
1 | 1900 | 707 | 0.035 | 15 | 15 | 7 | 3.1623e-09 | 5spot_SharedNeighbor | Water | Porous | Wet | R600a | MinimizeLCOE_Brownfield | IgnoreSilica | 2019 | 94.3493 | 10.2495 | 0.42846 | 4 | 16004.3643 | 22027.048 | 326.2706 | 449.0512 | 80.1933 | 0 | 158.3678 | 1521907.0451 | 85918.6826 | 2262425.1879 | 2680323.0173 | 0 | 158827.8781 | 0 | 2616666.7063 | 6808030.0176 | 4646620.378 | 20780718.9128 | 961560.8286 | 5686671.2401 | 5686671.2401 | 1478867.319 | 3156389.5659 | 0 | 27428950.9815 | 37750879.1065 | 3162277.6602 | 1.7138 | 16004.3643 | 22027.048 | 326.2706 | 449.0512
1 | 1900 | 707 | 0.035 | 15 | 15 | 7 | 4.217e-09 | 5spot_SharedNeighbor | Water | Porous | Wet | R600a | MinimizeLCOE_Brownfield | IgnoreSilica | 2019 | 95.1117 | 10.3312 | 0.43327 | 4 | 15902.4805 | 21858.3715 | 324.1936 | 445.6125 | 80.1885 | 0 | 158.5665 | 1530363.6715 | 86390.9604 | 2276846.2854 | 2701652.3747 | 0 | 156454.6931 | 0 | 2633166.1142 | 6850958.0925 | 4675919.6713 | 20911751.8632 | 961560.8286 | 5686671.2401 | 5686671.2401 | 1478867.319 | 3156389.5659 | 0 | 27559983.9319 | 37881912.0569 | 4216965.0343 | 1.7331 | 15902.4805 | 21858.3715 | 324.1936 | 445.6125
1 | 1900 | 707 | 0.035 | 15 | 15 | 7 | 5.6234e-09 | 5spot_SharedNeighbor | Water | Porous | Wet | R600a | MinimizeLCOE_Brownfield | IgnoreSilica | 2019 | 95.6936 | 10.3935 | 0.43693 | 4 | 15826.0815 | 21731.9711 | 322.6361 | 443.0356 | 80.1848 | 0 | 165.3737 | 1536799.7719 | 86750.3151 | 2287832.3784 | 2717928.1176 | 0 | 154622.07 | 0 | 2645733.7347 | 6883656.4631 | 4698236.9811 | 21011559.832 | 961560.8286 | 5686671.2401 | 5686671.2401 | 1478867.319 | 3156389.5659 | 0 | 27659791.9007 | 37981720.0257 | 5623413.2519 | 1.7477 | 15826.0815 | 21731.9711 | 322.6361 | 443.0356
1 | 1900 | 707 | 0.035 | 15 | 15 | 7 | 7.4989e-09 | 5spot_SharedNeighbor | Water | Porous | Wet | R600a | MinimizeLCOE_Brownfield | IgnoreSilica | 2019 | 96.1197 | 10.4392 | 0.43967 | 4 | 15768.7919 | 21637.8899 | 321.4682 | 441.1177 | 80.182 | 0 | 168.7504 | 1541503.8066 | 87012.9155 | 2295867.7403 | 2729847.1126 | 0 | 153152.7727 | 0 | 2654879.8956 | 6907452.8976 | 4714478.5366 | 21084195.6776 | 961560.8286 | 5686671.2401 | 5686671.2401 | 1478867.319 | 3156389.5659 | 0 | 27732427.7463 | 38054355.8713 | 7498942.0933 | 1.7587 | 15768.7919 | 21637.8899 | 321.4682 | 441.1177
1 | 1900 | 707 | 0.035 | 15 | 15 | 7 | 1e-08 | 5spot_SharedNeighbor | Water | Porous | Wet | R600a | MinimizeLCOE_Brownfield | IgnoreSilica | 2019 | 96.4487 | 10.4744 | 0.44177 | 4 | 15725.8314 | 21567.1152 | 320.5923 | 439.6748 | 80.1799 | 0 | 172.7988 | 1545128.7627 | 87215.2506 | 2302063.1819 | 2739045.3941 | 0 | 152057.051 | 0 | 2661948.7597 | 6925844.632 | 4727031.2732 | 21140334.3053 | 961560.8286 | 5686671.2401 | 5686671.2401 | 1478867.319 | 3156389.5659 | 0 | 27788566.374 | 38110494.499 | 10000000 | 1.7671 | 15725.8314 | 21567.1152 | 320.5923 | 439.6748
1 | 2000 | 707 | 0.035 | 15 | 15 | 7 | 1e-13 | 5spot_SharedNeighbor | Water | Porous | Wet | R600a | MinimizeLCOE_Brownfield | IgnoreSilica | 2019 | 0 | 0 | 0 | 0 |  |  |  |  | 15 |  | 19.7607 | [19 empty] | 100 | 0
1 | 2000 | 707 | 0.035 | 15 | 15 | 7 | 1.3335e-13 | 5spot_SharedNeighbor | Water | Porous | Wet | R600a | MinimizeLCOE_Brownfield | IgnoreSilica | 2019 | 0 | 0 | 0 | 0 |  |  |  |  | 15 |  | 22.0634 | [19 empty] | 133.3521 | 0
1 | 2000 | 707 | 0.035 | 15 | 15 | 7 | 1.7783e-13 | 5spot_SharedNeighbor | Water | Porous | Wet | R600a | MinimizeLCOE_Brownfield | IgnoreSilica | 2019 | 0 | 0 | 0 | 0 |  |  |  |  | 15 |  | 23.9842 | [19 empty] | 177.8279 | 0
1 | 2000 | 707 | 0.035 | 15 | 15 | 7 | 2.3714e-13 | 5spot_SharedNeighbor | Water | Porous | Wet | R600a | MinimizeLCOE_Brownfield | IgnoreSilica | 2019 | 0 | 0 | 0 | 0 |  |  |  |  | 15 |  | 23.9817 | [19 empty] | 237.1374 | 0
1 | 2000 | 707 | 0.035 | 15 | 15 | 7 | 3.1623e-13 | 5spot_SharedNeighbor | Water | Porous | Wet | R600a | MinimizeLCOE_Brownfield | IgnoreSilica | 2019 | 0 | 0 | 0 | 0 |  |  |  |  | 15 |  | 24.9585 | [19 empty] | 316.2278 | 0
1 | 2000 | 707 | 0.035 | 15 | 15 | 7 | 4.217e-13 | 5spot_SharedNeighbor | Water | Porous | Wet | R600a | MinimizeLCOE_Brownfield | IgnoreSilica | 2019 | 0 | 0 | 0 | 0 |  |  |  |  | 15 |  | 24.7884 | [19 empty] | 421.6965 | 0
1 | 2000 | 707 | 0.035 | 15 | 15 | 7 | 5.6234e-13 | 5spot_SharedNeighbor | Water | Porous | Wet | R600a | MinimizeLCOE_Brownfield | IgnoreSilica | 2019 | 0 | 0 | 0 | 0 |  |  |  |  | 15 |  | 26.9955 | [19 empty] | 562.3413 | 0
1 | 2000 | 707 | 0.035 | 15 | 15 | 7 | 7.4989e-13 | 5spot_SharedNeighbor | Water | Porous | Wet | R600a | MinimizeLCOE_Brownfield | IgnoreSilica | 2019 | 0 | 0 | 0 | 0 |  |  |  |  | 15 |  | 26.8365 | [19 empty] | 749.8942 | 0
1 | 2000 | 707 | 0.035 | 15 | 15 | 7 | 1e-12 | 5spot_SharedNeighbor | Water | Porous | Wet | R600a | MinimizeLCOE_Brownfield | IgnoreSilica | 2019 | 0 | 0 | 0 | 0 |  |  |  |  | 15 |  | 28.3812 | [19 empty] | 1000 | 0
1 | 2000 | 707 | 0.035 | 15 | 15 | 7 | 1.3335e-12 | 5spot_SharedNeighbor | Water | Porous | Wet | R600a | MinimizeLCOE_Brownfield | IgnoreSilica | 2019 | 1.0304 | 0.089366 | 0.00072144 | 4 | 2615831.1388 | 6346711.0715 | 53327.2559 | 129386.2898 | 71.1796 | 0 | 66.5973 | 50877.393 | 2668.7097 | 51308.7965 | 50189.5989 | 0 | 33164.9079 | 0 | 73401.6683 | 190976.0843 | 130345.1017 | 582932.2603 | 961560.8286 | 6004137.4768 | 6004137.4768 | 1478867.319 | 3283376.0606 | 0 | 7548630.5657 | 18315011.4221 | 1333.5214 | 0.0028857 | 2615831.1388 | 6346711.0715 | 53327.2559 | 129386.2898
1 | 2000 | 707 | 0.035 | 15 | 15 | 7 | 1.7783e-12 | 5spot_SharedNeighbor | Water | Porous | Wet | R600a | MinimizeLCOE_Brownfield | IgnoreSilica | 2019 | 1.4764 | 0.14062 | 0.0017948 | 4 | 1079904.5401 | 2579551.5915 | 22015.3147 | 52587.6483 | 74.6591 | 0 | 248.972 | 72477.7874 | 3904.2158 | 73514.9994 | 63581.6695 | 0 | 40693.2812 | 0 | 99127.0618 | 257908.2809 | 176027.7012 | 787234.9971 | 961560.8286 | 6004137.4768 | 6004137.4768 | 1478867.319 | 3283376.0606 | 0 | 7752933.3025 | 18519314.1589 | 1778.2794 | 0.0071793 | 1079904.5401 | 2579551.5915 | 22015.3147 | 52587.6483
1 | 2000 | 707 | 0.035 | 15 | 15 | 7 | 2.3714e-12 | 5spot_SharedNeighbor | Water | Porous | Wet | R600a | MinimizeLCOE_Brownfield | IgnoreSilica | 2019 | 1.9626 | 0.19682 | 0.0032976 | 4 | 602942.732 | 1419165.5694 | 12291.8031 | 28931.6097 | 76.7847 | 0 | 341.5399 | 93485.2055 | 5115.2724 | 96040.8197 | 77570.5933 | 0 | 46590.8749 | 0 | 124333.0787 | 323489.1665 | 220788.0032 | 987413.0141 | 961560.8286 | 6004137.4768 | 6004137.4768 | 1478867.319 | 3283376.0606 | 0 | 7953111.3195 | 18719492.1759 | 2371.3737 | 0.01319 | 602942.732 | 1419165.5694 | 12291.8031 | 28931.6097
1 | 2000 | 707 | 0.035 | 15 | 15 | 7 | 3.1623e-12 | 5spot_SharedNeighbor | Water | Porous | Wet | R600a | MinimizeLCOE_Brownfield | IgnoreSilica | 2019 | 2.6452 | 0.27654 | 0.0054149 | 4 | 379500.6516 | 876577.0738 | 7736.6341 | 17870.2093 | 78.5229 | 0 | 73.7929 | 120404.3759 | 6675.667 | 125891.1813 | 97484.1728 | 0 | 54439.122 | 0 | 157908.8624 | 410846.4684 | 280411.1567 | 1254061.0064 | 961560.8286 | 6004137.4768 | 6004137.4768 | 1478867.319 | 3283376.0606 | 0 | 8219759.3118 | 18986140.1682 | 3162.2777 | 0.021659 | 379500.6516 | 876577.0738 | 7736.6341 | 17870.2093
1 | 2000 | 707 | 0.035 | 15 | 15 | 7 | 4.217e-12 | 5spot_SharedNeighbor | Water | Porous | Wet | R600a | MinimizeLCOE_Brownfield | IgnoreSilica | 2019 | 3.5272 | 0.37983 | 0.0082857 | 4 | 257717.05 | 582567.0376 | 5253.9107 | 11876.417 | 79.8137 | 0 | 84.871 | 151910.2899 | 8505.8678 | 162112.1686 | 123002.6239 | 0 | 63216.8222 | 0 | 198411.6313 | 516226.3647 | 352335.1013 | 1575720.8698 | 961560.8286 | 6004137.4768 | 6004137.4768 | 1478867.319 | 3283376.0606 | 0 | 8541419.1751 | 19307800.0315 | 4216.965 | 0.033143 | 257717.05 | 582567.0376 | 5253.9107 | 11876.417
1 | 2000 | 707 | 0.035 | 15 | 15 | 7 | 5.6234e-12 | 5spot_SharedNeighbor | Water | Porous | Wet | R600a | MinimizeLCOE_Brownfield | IgnoreSilica | 2019 | 4.6501 | 0.51193 | 0.012164 | 4 | 183490.2521 | 404766.8657 | 3740.697 | 8251.72 | 80.7701 | 0 | 100.7222 | 188601.0905 | 10640.443 | 205673.2615 | 155786.1499 | 0 | 72814.6873 | 0 | 247071.0965 | 642828.312 | 438743.5317 | 1962158.5724 | 961560.8286 | 6004137.4768 | 6004137.4768 | 1478867.319 | 3283376.0606 | 0 | 8927856.8778 | 19694237.7341 | 5623.4133 | 0.048656 | 183490.2521 | 404766.8657 | 3740.697 | 8251.72
1 | 2000 | 707 | 0.035 | 15 | 15 | 7 | 7.4989e-12 | 5spot_SharedNeighbor | Water | Porous | Wet | R600a | MinimizeLCOE_Brownfield | IgnoreSilica | 2019 | 6.0527 | 0.67701 | 0.017293 | 4 | 135639.156 | 291284.1227 | 2765.1877 | 5938.2208 | 81.4704 | 0 | 123.4018 | 230544.7398 | 13080.3411 | 257065.2336 | 196680.9419 | 0 | 82941.6085 | 0 | 304322.0173 | 791783.4639 | 540408.4837 | 2416826.8297 | 961560.8286 | 6004137.4768 | 6004137.4768 | 1478867.319 | 3283376.0606 | 0 | 9382525.1351 | 20148905.9914 | 7498.9421 | 0.069173 | 135639.156 | 291284.1227 | 2765.1877 | 5938.2208
1 | 2000 | 707 | 0.035 | 15 | 15 | 7 | 1e-11 | 5spot_SharedNeighbor | Water | Porous | Wet | R600a | MinimizeLCOE_Brownfield | IgnoreSilica | 2019 | 7.7387 | 0.87479 | 0.023893 | 4 | 103557.8487 | 216211.7374 | 2111.1668 | 4407.7687 | 81.9412 | 0 | 130.607 | 276744.1492 | 15763.4582 | 315446.6674 | 245731.0251 | 0 | 92756.4344 | 0 | 369112.2764 | 960354.4278 | 655461.6303 | 2931370.0687 | 961560.8286 | 6004137.4768 | 6004137.4768 | 1478867.319 | 3283376.0606 | 0 | 9897068.3741 | 20663449.2305 | 10000 | 0.09557 | 103557.8487 | 216211.7374 | 2111.1668 | 4407.7687
1 | 2000 | 707 | 0.035 | 15 | 15 | 7 | 1.3335e-11 | 5spot_SharedNeighbor | Water | Porous | Wet | R600a | MinimizeLCOE_Brownfield | IgnoreSilica | 2019 | 10.1944 | 1.1654 | 0.03307 | 4 | 80304.4095 | 161695.6166 | 1637.114 | 3296.3839 | 82.4505 | 0 | 106.0103 | 339513.6549 | 19415.1284 | 396653.5803 | 317241.5059 | 0 | 107874.2826 | 0 | 460472.2793 | 1198054.4149 | 817696.7557 | 3656921.6021 | 961560.8286 | 6004137.4768 | 6004137.4768 | 1478867.319 | 3283376.0606 | 0 | 10622619.9075 | 21389000.7638 | 13335.2143 | 0.13228 | 80304.4095 | 161695.6166 | 1637.114 | 3296.3839
1 | 2000 | 707 | 0.035 | 15 | 15 | 7 | 1.7783e-11 | 5spot_SharedNeighbor | Water | Porous | Wet | R600a | MinimizeLCOE_Brownfield | IgnoreSilica | 2019 | 13.0714 | 1.5047 | 0.044689 | 4 | 63906.4559 | 124135.6875 | 1302.8195 | 2530.6739 | 82.7671 | 0 | 86.1764 | 406897.7215 | 23326.5916 | 486503.4087 | 400893.7759 | 0 | 121721.7787 | 0 | 561343.8778 | 1460501.6226 | 996822.3677 | 4458011.1445 | 961560.8286 | 6004137.4768 | 6004137.4768 | 1478867.319 | 3283376.0606 | 0 | 11423709.4499 | 22190090.3063 | 17782.7941 | 0.17876 | 63906.4559 | 124135.6875 | 1302.8195 | 2530.6739
1 | 2000 | 707 | 0.035 | 15 | 15 | 7 | 2.3714e-11 | 5spot_SharedNeighbor | Water | Porous | Wet | R600a | MinimizeLCOE_Brownfield | IgnoreSilica | 2019 | 15.6919 | 1.8138 | 0.058399 | 4 | 51815.8836 | 97905.3075 | 1056.3369 | 1995.9321 | 82.9556 | 0 | 87.3994 | 464373.7096 | 26659.7161 | 564856.9313 | 477094.1554 | 0 | 126023.992 | 0 | 647013.3167 | 1683395.9293 | 1148952.3121 | 5138370.0624 | 961560.8286 | 6004137.4768 | 6004137.4768 | 1478867.319 | 3283376.0606 | 0 | 12104068.3678 | 22870449.2242 | 23713.7371 | 0.2336 | 51815.8836 | 97905.3075 | 1056.3369 | 1995.9321
1 | 2000 | 707 | 0.035 | 15 | 15 | 7 | 3.1623e-11 | 5spot_SharedNeighbor | Water | Porous | Wet | R600a | MinimizeLCOE_Brownfield | IgnoreSilica | 2019 | 20.823 | 2.4196 | 0.078687 | 4 | 42693.0799 | 76899.5476 | 870.3562 | 1567.7013 | 83.1887 | 0 | 91.3631 | 569234.24 | 32735.5424 | 711162.3873 | 626865.7208 | 0 | 149536.4428 | 0 | 814918.39 | 2120250.4881 | 1447114.5249 | 6471817.7364 | 961560.8286 | 6004137.4768 | 6004137.4768 | 1478867.319 | 3283376.0606 | 0 | 13437516.0418 | 24203896.8981 | 31622.7766 | 0.31475 | 42693.0799 | 76899.5476 | 870.3562 | 1567.7013
1 | 2000 | 707 | 0.035 | 15 | 15 | 7 | 4.217e-11 | 5spot_SharedNeighbor | Water | Porous | Wet | R600a | MinimizeLCOE_Brownfield | IgnoreSilica | 2019 | 26.5861 | 3.1001 | 0.10352 | 4 | 35886.5098 | 61886.8202 | 731.595 | 1261.6465 | 83.3447 | 0 | 104.7471 | 678067.1828 | 39032.3139 | 867011.0878 | 795212.7348 | 0 | 169523.6769 | 0 | 994050.3285 | 2586315.047 | 1765213.1631 | 7894425.5348 | 961560.8286 | 6004137.4768 | 6004137.4768 | 1478867.319 | 3283376.0606 | 0 | 14860123.8402 | 25626504.6966 | 42169.6503 | 0.41409 | 35886.5098 | 61886.8202 | 731.595 | 1261.6465
1 | 2000 | 707 | 0.035 | 15 | 15 | 7 | 5.6234e-11 | 5spot_SharedNeighbor | Water | Porous | Wet | R600a | MinimizeLCOE_Brownfield | IgnoreSilica | 2019 | 32.9003 | 3.8458 | 0.13317 | 4 | 30694.8412 | 50907.0489 | 625.7559 | 1037.809 | 83.4541 | 0 | 114.3454 | 789443.4884 | 45466.7804 | 1030094.2807 | 979671.0654 | 0 | 185246.7474 | 0 | 1181669.7213 | 3074462.221 | 2098383.6397 | 9384437.9443 | 961560.8286 | 6004137.4768 | 6004137.4768 | 1478867.319 | 3283376.0606 | 0 | 16350136.2497 | 27116517.1061 | 56234.1325 | 0.53267 | 30694.8412 | 50907.0489 | 625.7559 | 1037.809
1 | 2000 | 707 | 0.035 | 15 | 15 | 7 | 7.4989e-11 | 5spot_SharedNeighbor | Water | Porous | Wet | R600a | MinimizeLCOE_Brownfield | IgnoreSilica | 2019 | 40.1017 | 4.6965 | 0.16842 | 4 | 26704.7089 | 42686.0811 | 544.4116 | 870.2135 | 83.5377 | 0 | 108.5782 | 908942.7962 | 52360.5356 | 1208566.7855 | 1190062.495 | 0 | 199612.3887 | 0 | 1388222.5504 | 3611870.3125 | 2465175.7048 | 11024813.5688 | 961560.8286 | 6004137.4768 | 6004137.4768 | 1478867.319 | 3283376.0606 | 0 | 17990511.8742 | 28756892.7306 | 74989.4209 | 0.67368 | 26704.7089 | 42686.0811 | 544.4116 | 870.2135
1 | 2000 | 707 | 0.035 | 15 | 15 | 7 | 1e-10 | 5spot_SharedNeighbor | Water | Porous | Wet | R600a | MinimizeLCOE_Brownfield | IgnoreSilica | 2019 | 47.9498 | 5.6233 | 0.20862 | 4 | 23631.9414 | 36533.984 | 481.7691 | 744.7947 | 83.5989 | 0 | 118.7593 | 1032069.7 | 59452.8109 | 1395808.5796 | 1419323.7572 | 0 | 211339.3762 | 0 | 1606017.7473 | 4178528.739 | 2851931.7246 | 12754472.4349 | 961560.8286 | 6004137.4768 | 6004137.4768 | 1478867.319 | 3283376.0606 | 0 | 19720170.7403 | 30486551.5966 | 100000 | 0.83447 | 23631.9414 | 36533.984 | 481.7691 | 744.7947
1 | 2000 | 707 | 0.035 | 15 | 15 | 7 | 1.3335e-10 | 5spot_SharedNeighbor | Water | Porous | Wet | R600a | MinimizeLCOE_Brownfield | IgnoreSilica | 2019 | 56.0324 | 6.5771 | 0.25207 | 4 | 21271.0859 | 31948.9962 | 433.6399 | 651.3235 | 83.6387 | 0 | 142.9815 | 1152613.3021 | 66384.7702 | 1582135.893 | 1655326.3595 | 0 | 219174.4237 | 0 | 1823497.5519 | 4744366.5792 | 3238127.6773 | 14481626.5569 | 961560.8286 | 6004137.4768 | 6004137.4768 | 1478867.319 | 3283376.0606 | 0 | 21447324.8623 | 32213705.7187 | 133352.1432 | 1.0083 | 21271.0859 | 31948.9962 | 433.6399 | 651.3235
1 | 2000 | 707 | 0.035 | 15 | 15 | 7 | 1.7783e-10 | 5spot_SharedNeighbor | Water | Porous | Wet | R600a | MinimizeLCOE_Brownfield | IgnoreSilica | 2019 | 63.8593 | 7.499 | 0.2963 | 4 | 19466.5464 | 28550.4158 | 396.8519 | 582.0388 | 83.6578 | 0 | 157.9994 | 1264217.24 | 72790.825 | 1757168.8737 | 1883631.7944 | 0 | 222422.86 | 0 | 2028090.3213 | 5276674.9975 | 3601439.1106 | 16106436.0226 | 961560.8286 | 6004137.4768 | 6004137.4768 | 1478867.319 | 3283376.0606 | 0 | 23072134.328 | 33838515.1844 | 177827.941 | 1.1852 | 19466.5464 | 28550.4158 | 396.8519 | 582.0388
1 | 2000 | 707 | 0.035 | 15 | 15 | 7 | 2.3714e-10 | 5spot_SharedNeighbor | Water | Porous | Wet | R600a | MinimizeLCOE_Brownfield | IgnoreSilica | 2019 | 71.0024 | 8.3382 | 0.33871 | 4 | 18095.1664 | 26041.8558 | 368.8944 | 530.8985 | 83.6597 | 0 | 146.9904 | 1362194.3269 | 78403.6929 | 1912787.4118 | 2091685.0281 | 0 | 221272.9434 | 0 | 2209873.9272 | 5749638.6511 | 3924246.5227 | 17550102.5041 | 961560.8286 | 6004137.4768 | 6004137.4768 | 1478867.319 | 3283376.0606 | 0 | 24515800.8095 | 35282181.6659 | 237137.3706 | 1.3548 | 18095.1664 | 26041.8558 | 368.8944 | 530.8985
1 | 2000 | 707 | 0.035 | 15 | 15 | 7 | 3.1623e-10 | 5spot_SharedNeighbor | Water | Porous | Wet | R600a | MinimizeLCOE_Brownfield | IgnoreSilica | 2019 | 75.2384 | 8.8345 | 0.37175 | 4 | 17023.9693 | 24264.3638 | 347.0566 | 494.6619 | 83.654 | 0 | 110.0193 | 1418694.5473 | 81635.1336 | 2003356.9328 | 2214885.178 | 0 | 205625.919 | 0 | 2310437.1072 | 6011283.4171 | 4102824.4517 | 18348742.6867 | 961560.8286 | 6004137.4768 | 6004137.4768 | 1478867.319 | 3283376.0606 | 0 | 25314440.9921 | 36080821.8485 | 316227.766 | 1.487 | 17023.9693 | 24264.3638 | 347.0566 | 494.6619
1 | 2000 | 707 | 0.035 | 15 | 15 | 7 | 4.217e-10 | 5spot_SharedNeighbor | Water | Porous | Wet | R600a | MinimizeLCOE_Brownfield | IgnoreSilica | 2019 | 82.4929 | 9.6818 | 0.41107 | 4 | 16276.1983 | 22824.0487 | 331.8123 | 465.2991 | 83.6334 | 0 | 141.4979 | 1512881.6133 | 87012.4252 | 2155690.844 | 2425501.5011 | 0 | 210587.275 | 0 | 2492752.7268 | 6485631.2614 | 4426576.6023 | 19796634.2491 | 961560.8286 | 6004137.4768 | 6004137.4768 | 1478867.319 | 3283376.0606 | 0 | 26762332.5545 | 37528713.4108 | 421696.5034 | 1.6443 | 16276.1983 | 22824.0487 | 331.8123 | 465.2991
1 | 2000 | 707 | 0.035 | 15 | 15 | 7 | 5.6234e-10 | 5spot_SharedNeighbor | Water | Porous | Wet | R600a | MinimizeLCOE_Brownfield | IgnoreSilica | 2019 | 86.7855 | 10.1814 | 0.43946 | 4 | 15688.1915 | 21812.9215 | 319.825 | 444.6859 | 83.6149 | 0 | 129.6106 | 1567162.6287 | 90105.4701 | 2244258.9793 | 2549874.093 | 0 | 203478.8806 | 0 | 2595403.2202 | 6752706.7886 | 4608861.1374 | 20611851.198 | 961560.8286 | 6004137.4768 | 6004137.4768 | 1478867.319 | 3283376.0606 | 0 | 27577549.5034 | 38343930.3597 | 562341.3252 | 1.7579 | 15688.1915 | 21812.9215 | 319.825 | 444.6859
1 | 2000 | 707 | 0.035 | 15 | 15 | 7 | 7.4989e-10 | 5spot_SharedNeighbor | Water | Porous | Wet | R600a | MinimizeLCOE_Brownfield | IgnoreSilica | 2019 | 90.1929 | 10.5769 | 0.46264 | 4 | 15246.48 | 21064.3715 | 310.8201 | 429.4257 | 83.597 | 0 | 172.8748 | 1609517.4202 | 92515.6919 | 2313766.292 | 2648450.5042 | 0 | 196308.7513 | 0 | 2675617.8772 | 6961408.8718 | 4751304.5976 | 21248890.006 | 961560.8286 | 6004137.4768 | 6004137.4768 | 1478867.319 | 3283376.0606 | 0 | 28214588.3114 | 38980969.1678 | 749894.2093 | 1.8506 | 15246.48 | 21064.3715 | 310.8201 | 429.4257
1 | 2000 | 707 | 0.035 | 15 | 15 | 7 | 1e-09 | 5spot_SharedNeighbor | Water | Porous | Wet | R600a | MinimizeLCOE_Brownfield | IgnoreSilica | 2019 | 92.8756 | 10.8876 | 0.48123 | 4 | 14914.895 | 20508.0322 | 304.0603 | 418.084 | 83.5809 | 0 | 157.0406 | 1642422.4318 | 94386.1138 | 2368009.3602 | 2725965.1591 | 0 | 189754.7038 | 0 | 2738009.7298 | 7123739.6739 | 4862098.7057 | 21744385.8782 | 961560.8286 | 6004137.4768 | 6004137.4768 | 1478867.319 | 3283376.0606 | 0 | 28710084.1836 | 39476465.0399 | 1000000 | 1.9249 | 14914.895 | 20508.0322 | 304.0603 | 418.084
1 | 2000 | 707 | 0.035 | 15 | 15 | 7 | 1.3335e-09 | 5spot_SharedNeighbor | Water | Porous | Wet | R600a | MinimizeLCOE_Brownfield | IgnoreSilica | 2019 | 94.9406 | 11.1263 | 0.49583 | 4 | 14666.0728 | 20094.5761 | 298.9877 | 409.6551 | 83.5674 | 0 | 185.936 | 1667492.7644 | 95809.9392 | 2409481.2985 | 2785573.5646 | 0 | 183971.798 | 0 | 2785508.4522 | 7247321.6064 | 4946445.9139 | 22121605.3372 | 961560.8286 | 6004137.4768 | 6004137.4768 | 1478867.319 | 3283376.0606 | 0 | 29087303.6426 | 39853684.499 | 1333521.4322 | 1.9833 | 14666.0728 | 20094.5761 | 298.9877 | 409.6551
1 | 2000 | 707 | 0.035 | 15 | 15 | 7 | 1.7783e-09 | 5spot_SharedNeighbor | Water | Porous | Wet | R600a | MinimizeLCOE_Brownfield | IgnoreSilica | 2019 | 96.5413 | 11.311 | 0.50723 | 4 | 14479.3941 | 19785.8408 | 295.182 | 403.3611 | 83.5563 | 0 | 167.1739 | 1686772.4819 | 96904.1425 | 2441459.6276 | 2831739.031 | 0 | 179181.3087 | 0 | 2822062.0707 | 7342426.6236 | 5011357.0424 | 22411902.3283 | 961560.8286 | 6004137.4768 | 6004137.4768 | 1478867.319 | 3283376.0606 | 0 | 29377600.6337 | 40143981.4901 | 1778279.41 | 2.0289 | 14479.3941 | 19785.8408 | 295.182 | 403.3611
1 | 2000 | 707 | 0.035 | 15 | 15 | 7 | 2.3714e-09 | 5spot_SharedNeighbor | Water | Porous | Wet | R600a | MinimizeLCOE_Brownfield | IgnoreSilica | 2019 | 97.7593 | 11.4515 | 0.51601 | 4 | 14339.3556 | 19555.5316 | 292.3272 | 398.666 | 83.5475 | 0 | 155.8044 | 1701355.0798 | 97731.3204 | 2465696.6551 | 2866845.7264 | 0 | 175252.2697 | 0 | 2849683.6101 | 7414292.2029 | 5060406.7769 | 22631263.6413 | 961560.8286 | 6004137.4768 | 6004137.4768 | 1478867.319 | 3283376.0606 | 0 | 29596961.9467 | 40363342.803 | 2371373.7057 | 2.064 | 14339.3556 | 19555.5316 | 292.3272 | 398.666
1 | 2000 | 707 | 0.035 | 15 | 15 | 7 | 3.1623e-09 | 5spot_SharedNeighbor | Water | Porous | Wet | R600a | MinimizeLCOE_Brownfield | IgnoreSilica | 2019 | 98.6802 | 11.5576 | 0.52271 | 4 | 14234.3128 | 19383.5902 | 290.1857 | 395.1607 | 83.5406 | 0 | 170.5017 | 1712330.5305 | 98353.6315 | 2483966.7112 | 2893375.8869 | 0 | 172091.7853 | 0 | 2870446.2328 | 7468312.2881 | 5097276.5951 | 22796153.6615 | 961560.8286 | 6004137.4768 | 6004137.4768 | 1478867.319 | 3283376.0606 | 0 | 29761851.9669 | 40528232.8233 | 3162277.6602 | 2.0909 | 14234.3128 | 19383.5902 | 290.1857 | 395.1607
1 | 2000 | 707 | 0.035 | 15 | 15 | 7 | 4.217e-09 | 5spot_SharedNeighbor | Water | Porous | Wet | R600a | MinimizeLCOE_Brownfield | IgnoreSilica | 2019 | 99.377 | 11.6378 | 0.52782 | 4 | 14155.5248 | 19255.0118 | 288.5795 | 392.5395 | 83.5352 | 0 | 185.0042 | 1720606.4805 | 98822.733 | 2497759.2224 | 2913441.9182 | 0 | 169603.1347 | 0 | 2886091.0606 | 7509016.921 | 5125058.3434 | 22920399.8138 | 961560.8286 | 6004137.4768 | 6004137.4768 | 1478867.319 | 3283376.0606 | 0 | 29886098.1191 | 40652478.9755 | 4216965.0343 | 2.1113 | 14155.5248 | 19255.0118 | 288.5795 | 392.5395
1 | 2000 | 707 | 0.035 | 15 | 15 | 7 | 5.6234e-09 | 5spot_SharedNeighbor | Water | Porous | Wet | R600a | MinimizeLCOE_Brownfield | IgnoreSilica | 2019 | 99.8982 | 11.6977 | 0.53167 | 4 | 14096.432 | 19158.9575 | 287.3748 | 390.5813 | 83.5312 | 0 | 158.2383 | 1726781.2957 | 99172.6537 | 2508059.088 | 2928447.8373 | 0 | 167646.6626 | 0 | 2897741.9396 | 7539330.1182 | 5145747.7234 | 23012927.3187 | 961560.8286 | 6004137.4768 | 6004137.4768 | 1478867.319 | 3283376.0606 | 0 | 29978625.6241 | 40745006.4804 | 5623413.2519 | 2.1267 | 14096.432 | 19158.9575 | 287.3748 | 390.5813
1 | 2000 | 707 | 0.035 | 15 | 15 | 7 | 7.4989e-09 | 5spot_SharedNeighbor | Water | Porous | Wet | R600a | MinimizeLCOE_Brownfield | IgnoreSilica | 2019 | 100.3003 | 11.744 | 0.53462 | 4 | 14052.1126 | 19086.7239 | 286.4713 | 389.1087 | 83.528 | 0 | 154.492 | 1731535.6933 | 99442.0322 | 2515994.9084 | 2940021.8869 | 0 | 166178.5644 | 0 | 2906737.5032 | 7562734.7296 | 5161721.8516 | 23084367.1696 | 961560.8286 | 6004137.4768 | 6004137.4768 | 1478867.319 | 3283376.0606 | 0 | 30050065.4749 | 40816446.3313 | 7498942.0933 | 2.1385 | 14052.1126 | 19086.7239 | 286.4713 | 389.1087
1 | 2000 | 707 | 0.035 | 15 | 15 | 7 | 1e-08 | 5spot_SharedNeighbor | Water | Porous | Wet | R600a | MinimizeLCOE_Brownfield | IgnoreSilica | 2019 | 100.6 | 11.7784 | 0.53683 | 4 | 14018.8743 | 19032.7212 | 285.7937 | 388.0078 | 83.5256 | 0 | 174.0475 | 1735074.1115 | 99642.4871 | 2521904.0628 | 2948647.0961 | 0 | 165041.6182 | 0 | 2913420.6565 | 7580122.9235 | 5173589.6512 | 23137442.6069 | 961560.8286 | 6004137.4768 | 6004137.4768 | 1478867.319 | 3283376.0606 | 0 | 30103140.9123 | 40869521.7686 | 10000000 | 2.1473 | 14018.8743 | 19032.7212 | 285.7937 | 388.0078
1 | 2100 | 707 | 0.035 | 15 | 15 | 7 | 1e-13 | 5spot_SharedNeighbor | Water | Porous | Wet | R600a | MinimizeLCOE_Brownfield | IgnoreSilica | 2019 | 0 | 0 | 0 | 0 |  |  |  |  | 15 |  | 19.9216 | [19 empty] | 100 | 0
1 | 2100 | 707 | 0.035 | 15 | 15 | 7 | 1.3335e-13 | 5spot_SharedNeighbor | Water | Porous | Wet | R600a | MinimizeLCOE_Brownfield | IgnoreSilica | 2019 | 0 | 0 | 0 | 0 |  |  |  |  | 15 |  | 22.5641 | [19 empty] | 133.3521 | 0
1 | 2100 | 707 | 0.035 | 15 | 15 | 7 | 1.7783e-13 | 5spot_SharedNeighbor | Water | Porous | Wet | R600a | MinimizeLCOE_Brownfield | IgnoreSilica | 2019 | 0 | 0 | 0 | 0 |  |  |  |  | 15 |  | 24.7162 | [19 empty] | 177.8279 | 0
1 | 2100 | 707 | 0.035 | 15 | 15 | 7 | 2.3714e-13 | 5spot_SharedNeighbor | Water | Porous | Wet | R600a | MinimizeLCOE_Brownfield | IgnoreSilica | 2019 | 0 | 0 | 0 | 0 |  |  |  |  | 15 |  | 25.6226 | [19 empty] | 237.1374 | 0
1 | 2100 | 707 | 0.035 | 15 | 15 | 7 | 3.1623e-13 | 5spot_SharedNeighbor | Water | Porous | Wet | R600a | MinimizeLCOE_Brownfield | IgnoreSilica | 2019 | 0 | 0 | 0 | 0 |  |  |  |  | 15 |  | 25.5197 | [19 empty] | 316.2278 | 0
1 | 2100 | 707 | 0.035 | 15 | 15 | 7 | 4.217e-13 | 5spot_SharedNeighbor | Water | Porous | Wet | R600a | MinimizeLCOE_Brownfield | IgnoreSilica | 2019 | 0 | 0 | 0 | 0 |  |  |  |  | 15 |  | 25.4756 | [19 empty] | 421.6965 | 0
1 | 2100 | 707 | 0.035 | 15 | 15 | 7 | 5.6234e-13 | 5spot_SharedNeighbor | Water | Porous | Wet | R600a | MinimizeLCOE_Brownfield | IgnoreSilica | 2019 | 0 | 0 | 0 | 0 |  |  |  |  | 15 |  | 28.2764 | [19 empty] | 562.3413 | 0
1 | 2100 | 707 | 0.035 | 15 | 15 | 7 | 7.4989e-13 | 5spot_SharedNeighbor | Water | Porous | Wet | R600a | MinimizeLCOE_Brownfield | IgnoreSilica | 2019 | 0 | 0 | 0 | 0 |  |  |  |  | 15 |  | 27.3121 | [19 empty] | 749.8942 | 0
1 | 2100 | 707 | 0.035 | 15 | 15 | 7 | 1e-12 | 5spot_SharedNeighbor | Water | Porous | Wet | R600a | MinimizeLCOE_Brownfield | IgnoreSilica | 2019 | 0.882 | 0.076998 | 0.00043157 | 4 | 4532495.1548 | 11031420.8899 | 92401.0444 | 224890.4359 | 71.4122 | 0 | 79.6689 | 46078.0076 | 2414.9031 | 45535.5431 | 46516.4766 | 0 | 32311.9046 | 0 | 67414.1657 | 175397.8305 | 119712.6234 | 535381.4547 | 961560.8286 | 6327463.8043 | 6327463.8043 | 1478867.319 | 3412706.5916 | 0 | 7824406.0876 | 19043443.8025 | 1000 | 0.0017263 | 4532495.1548 | 11031420.8899 | 92401.0444 | 224890.4359
1 | 2100 | 707 | 0.035 | 15 | 15 | 7 | 1.3335e-12 | 5spot_SharedNeighbor | Water | Porous | Wet | R600a | MinimizeLCOE_Brownfield | IgnoreSilica | 2019 | 1.243 | 0.12088 | 0.001446 | 4 | 1384009.5837 | 3323696.6265 | 28214.9074 | 67758.0514 | 75.4892 | 0 | 205.6067 | 65938.9278 | 3561.7757 | 65092.7722 | 57653.3709 | 0 | 38927.8898 | 0 | 90158.1472 | 234573.005 | 160100.8959 | 716006.7845 | 961560.8286 | 6327463.8043 | 6327463.8043 | 1478867.319 | 3412706.5916 | 0 | 8005031.4174 | 19224069.1324 | 1333.5214 | 0.0057839 | 1384009.5837 | 3323696.6265 | 28214.9074 | 67758.0514
1 | 2100 | 707 | 0.035 | 15 | 15 | 7 | 1.7783e-12 | 5spot_SharedNeighbor | Water | Porous | Wet | R600a | MinimizeLCOE_Brownfield | IgnoreSilica | 2019 | 1.7292 | 0.18081 | 0.0029348 | 4 | 700893.2325 | 1656583.0005 | 14288.6566 | 33771.6852 | 78.529 | 0 | 302.7831 | 89828.1181 | 4958.5316 | 89609.944 | 72066.643 | 0 | 46677.7207 | 0 | 118224.9734 | 307597.1294 | 209941.3613 | 938904.4214 | 961560.8286 | 6327463.8043 | 6327463.8043 | 1478867.319 | 3412706.5916 | 0 | 8227929.0543 | 19446966.7692 | 1778.2794 | 0.011739 | 700893.2325 | 1656583.0005 | 14288.6566 | 33771.6852
1 | 2100 | 707 | 0.035 | 15 | 15 | 7 | 2.3714e-12 | 5spot_SharedNeighbor | Water | Porous | Wet | R600a | MinimizeLCOE_Brownfield | IgnoreSilica | 2019 | 2.371 | 0.26094 | 0.0050608 | 4 | 420001.4382 | 974212.2998 | 8562.2974 | 19860.6355 | 80.7561 | 0 | 430.3066 | 118318.0418 | 6637.3147 | 119961.7224 | 91222.5846 | 0 | 55554.4705 | 0 | 152760.7122 | 397452.0377 | 271269.1826 | 1213176.0665 | 961560.8286 | 6327463.8043 | 6327463.8043 | 1478867.319 | 3412706.5916 | 0 | 8502200.6994 | 19721238.4143 | 2371.3737 | 0.020243 | 420001.4382 | 974212.2998 | 8562.2974 | 19860.6355
1 | 2100 | 707 | 0.035 | 15 | 15 | 7 | 3.1623e-12 | 5spot_SharedNeighbor | Water | Porous | Wet | R600a | MinimizeLCOE_Brownfield | IgnoreSilica | 2019 | 3.1419 | 0.35789 | 0.0079772 | 4 | 276046.2741 | 627643.1838 | 5627.5767 | 12795.3553 | 82.287 | 0 | 97.3677 | 149401.2415 | 8475.8095 | 154271.212 | 114317 | 0 | 64060.434 | 0 | 191305.0218 | 497736.4247 | 339715.3373 | 1519282.4807 | 961560.8286 | 6327463.8043 | 6327463.8043 | 1478867.319 | 3412706.5916 | 0 | 8808307.1137 | 20027344.8286 | 3162.2777 | 0.031909 | 276046.2741 | 627643.1838 | 5627.5767 | 12795.3553
1 | 2100 | 707 | 0.035 | 15 | 15 | 7 | 4.217e-12 | 5spot_SharedNeighbor | Water | Porous | Wet | R600a | MinimizeLCOE_Brownfield | IgnoreSilica | 2019 | 4.1897 | 0.49022 | 0.011955 | 4 | 192428.6655 | 427045.7784 | 3922.9186 | 8705.9058 | 83.4972 | 0 | 95.6105 | 187929.9253 | 10758.8764 | 198236.4331 | 145833.0128 | 0 | 74764.6227 | 0 | 240833.9194 | 626600.4565 | 427667.6869 | 1912624.9332 | 961560.8286 | 6327463.8043 | 6327463.8043 | 1478867.319 | 3412706.5916 | 0 | 9201649.5662 | 20420687.2811 | 4216.965 | 0.047818 | 192428.6655 | 427045.7784 | 3922.9186 | 8705.9058
1 | 2100 | 707 | 0.035 | 15 | 15 | 7 | 5.6234e-12 | 5spot_SharedNeighbor | Water | Porous | Wet | R600a | MinimizeLCOE_Brownfield | IgnoreSilica | 2019 | 5.4413 | 0.64857 | 0.017223 | 4 | 139956.1467 | 302810.0269 | 2853.1954 | 6173.192 | 84.3458 | 0 | 106.5176 | 230034.7904 | 13255.0548 | 247823.2625 | 183513.6862 | 0 | 84944.0247 | 0 | 296232.6192 | 770736.5096 | 526043.5049 | 2352583.4523 | 961560.8286 | 6327463.8043 | 6327463.8043 | 1478867.319 | 3412706.5916 | 0 | 9641608.0852 | 20860645.8002 | 5623.4133 | 0.06889 | 139956.1467 | 302810.0269 | 2853.1954 | 6173.192
1 | 2100 | 707 | 0.035 | 15 | 15 | 7 | 7.4989e-12 | 5spot_SharedNeighbor | Water | Porous | Wet | R600a | MinimizeLCOE_Brownfield | IgnoreSilica | 2019 | 7.0271 | 0.8486 | 0.024087 | 4 | 105516.3693 | 221960.1468 | 2151.0939 | 4524.9578 | 84.9717 | 0 | 111.1951 | 278810.9095 | 16141.511 | 307136.8554 | 230702.8057 | 0 | 96155.8604 | 0 | 362289.6973 | 942603.4766 | 643346.2414 | 2877187.3572 | 961560.8286 | 6327463.8043 | 6327463.8043 | 1478867.319 | 3412706.5916 | 0 | 10166211.9902 | 21385249.7051 | 7498.9421 | 0.096347 | 105516.3693 | 221960.1468 | 2151.0939 | 4524.9578
1 | 2100 | 707 | 0.035 | 15 | 15 | 7 | 1e-11 | 5spot_SharedNeighbor | Water | Porous | Wet | R600a | MinimizeLCOE_Brownfield | IgnoreSilica | 2019 | 9.3635 | 1.1452 | 0.033599 | 4 | 81198.7844 | 164677.0553 | 1655.347 | 3357.1645 | 85.5647 | 0 | 116.3996 | 345330.9169 | 20081.9587 | 390191.0028 | 300859.3913 | 0 | 113496.5213 | 0 | 456284.3185 | 1187158.1999 | 810259.8651 | 3623662.1744 | 961560.8286 | 6327463.8043 | 6327463.8043 | 1478867.319 | 3412706.5916 | 0 | 10912686.8073 | 22131724.5223 | 10000 | 0.13439 | 81198.7844 | 164677.0553 | 1655.347 | 3357.1645
1 | 2100 | 707 | 0.035 | 15 | 15 | 7 | 1.3335e-11 | 5spot_SharedNeighbor | Water | Porous | Wet | R600a | MinimizeLCOE_Brownfield | IgnoreSilica | 2019 | 11.8682 | 1.463 | 0.045547 | 4 | 64007.0845 | 125586.324 | 1304.871 | 2560.2471 | 85.931 | 0 | 99.2375 | 410946.176 | 23963.1857 | 474493.9288 | 376063.157 | 0 | 126216.1077 | 0 | 550556.1965 | 1432434.2887 | 977665.8356 | 4372338.8759 | 961560.8286 | 6327463.8043 | 6327463.8043 | 1478867.319 | 3412706.5916 | 0 | 11661363.5089 | 22880401.2238 | 13335.2143 | 0.18219 | 64007.0845 | 125586.324 | 1304.871 | 2560.2471
1 | 2100 | 707 | 0.035 | 15 | 15 | 7 | 1.7783e-11 | 5spot_SharedNeighbor | Water | Porous | Wet | R600a | MinimizeLCOE_Brownfield | IgnoreSilica | 2019 | 15.1707 | 1.8819 | 0.061206 | 4 | 51502.7958 | 97327.4566 | 1049.9542 | 1984.1518 | 86.2282 | 0 | 123.1961 | 491228.5364 | 28706.7408 | 580254.0348 | 475296.3972 | 0 | 142218.1129 | 0 | 669904.4906 | 1742954.0682 | 1189601.9657 | 5320164.3466 | 961560.8286 | 6327463.8043 | 6327463.8043 | 1478867.319 | 3412706.5916 | 0 | 12609188.9795 | 23828226.6944 | 17782.7941 | 0.24483 | 51502.7958 | 97327.4566 | 1049.9542 | 1984.1518
1 | 2100 | 707 | 0.035 | 15 | 15 | 7 | 2.3714e-11 | 5spot_SharedNeighbor | Water | Porous | Wet | R600a | MinimizeLCOE_Brownfield | IgnoreSilica | 2019 | 19.2586 | 2.4005 | 0.081304 | 4 | 42222.0518 | 76719.3948 | 860.7536 | 1564.0286 | 86.4564 | 0 | 115.7404 | 583534.0663 | 34153.5813 | 704876.2352 | 598161.8087 | 0 | 159246.3026 | 0 | 811189.0777 | 2110547.5825 | 1440492.0925 | 6442200.747 | 961560.8286 | 6327463.8043 | 6327463.8043 | 1478867.319 | 3412706.5916 | 0 | 13731225.38 | 24950263.0949 | 23713.7371 | 0.32521 | 42222.0518 | 76719.3948 | 860.7536 | 1564.0286
1 | 2100 | 707 | 0.035 | 15 | 15 | 7 | 3.1623e-11 | 5spot_SharedNeighbor | Water | Porous | Wet | R600a | MinimizeLCOE_Brownfield | IgnoreSilica | 2019 | 24.2452 | 3.0333 | 0.10674 | 4 | 35231.9944 | 61507.6073 | 718.2519 | 1253.9158 | 86.6318 | 0 | 110.6086 | 688427.6626 | 40334.2837 | 849843.5056 | 748044.6074 | 0 | 176912.0408 | 0 | 976389.219 | 2540364.463 | 1733850.9452 | 7754166.7273 | 961560.8286 | 6327463.8043 | 6327463.8043 | 1478867.319 | 3412706.5916 | 0 | 15043191.3603 | 26262229.0752 | 31622.7766 | 0.42698 | 35231.9944 | 61507.6073 | 718.2519 | 1253.9158
1 | 2100 | 707 | 0.035 | 15 | 15 | 7 | 4.217e-11 | 5spot_SharedNeighbor | Water | Porous | Wet | R600a | MinimizeLCOE_Brownfield | IgnoreSilica | 2019 | 30.1989 | 3.7889 | 0.13834 | 4 | 29906.0416 | 50181.1254 | 609.6751 | 1023.0101 | 86.7667 | 0 | 596.3785 | 805502.2281 | 47222.3172 | 1015247.9812 | 927009.2596 | 0 | 194511.2632 | 0 | 1165902.2892 | 3033438.5971 | 2070384.1735 | 9259218.1091 | 961560.8286 | 6327463.8043 | 6327463.8043 | 1478867.319 | 3412706.5916 | 0 | 16548242.742 | 27767280.457 | 42169.6503 | 0.55334 | 29906.0416 | 50181.1254 | 609.6751 | 1023.0101
1 | 2100 | 707 | 0.035 | 15 | 15 | 7 | 5.6234e-11 | 5spot_SharedNeighbor | Water | Porous | Wet | R600a | MinimizeLCOE_Brownfield | IgnoreSilica | 2019 | 36.287 | 4.5617 | 0.17483 | 4 | 25763.6577 | 41806.6872 | 525.227 | 852.2859 | 86.8598 | 0 | 203.5002 | 918270.3509 | 53847.331 | 1177686.633 | 1110026.8767 | 0 | 203797.8845 | 0 | 1350815.3397 | 3514544.4235 | 2398748.7857 | 10727737.6251 | 961560.8286 | 6327463.8043 | 6327463.8043 | 1478867.319 | 3412706.5916 | 0 | 18016762.258 | 29235799.9729 | 56234.1325 | 0.69931 | 25763.6577 | 41806.6872 | 525.227 | 852.2859
1 | 2100 | 707 | 0.035 | 15 | 15 | 7 | 7.4989e-11 | 5spot_SharedNeighbor | Water | Porous | Wet | R600a | MinimizeLCOE_Brownfield | IgnoreSilica | 2019 | 45.1855 | 5.6912 | 0.22258 | 4 | 22612.9623 | 35214.2717 | 460.9958 | 717.8906 | 86.9507 | 0 | 103.6669 | 1073455.0441 | 62949.4753 | 1405597.1235 | 1377526.471 | 0 | 227197.5107 | 0 | 1617222.9936 | 4207682.4912 | 2871829.7595 | 12843460.8689 | 961560.8286 | 6327463.8043 | 6327463.8043 | 1478867.319 | 3412706.5916 | 0 | 20132485.5018 | 31351523.2168 | 74989.4209 | 0.89031 | 22612.9623 | 35214.2717 | 460.9958 | 717.8906
1 | 2100 | 707 | 0.035 | 15 | 15 | 7 | 1e-10 | 5spot_SharedNeighbor | Water | Porous | Wet | R600a | MinimizeLCOE_Brownfield | IgnoreSilica | 2019 | 53.4922 | 6.745 | 0.27267 | 4 | 20190.9515 | 30477.3602 | 411.6199 | 621.3222 | 87.0037 | 0 | 127.0506 | 1210158.1384 | 70952.7187 | 1610138.087 | 1627156.6424 | 0 | 238248.0218 | 0 | 1855094.9072 | 4826576.4163 | 3294237.5804 | 14732562.5122 | 961560.8286 | 6327463.8043 | 6327463.8043 | 1478867.319 | 3412706.5916 | 0 | 22021587.1451 | 33240624.86 | 100000 | 1.0907 | 20190.9515 | 30477.3602 | 411.6199 | 621.3222
1 | 2100 | 707 | 0.035 | 15 | 15 | 7 | 1.3335e-10 | 5spot_SharedNeighbor | Water | Porous | Wet | R600a | MinimizeLCOE_Brownfield | IgnoreSilica | 2019 | 61.8138 | 7.7989 | 0.32536 | 4 | 18330.7702 | 26951.3328 | 373.6975 | 549.4394 | 87.0326 | 0 | 131.4877 | 1340612.4159 | 78574.9308 | 1808410.6529 | 1876966.6001 | 0 | 244414.5267 | 0 | 2086101.8593 | 5427609.1196 | 3704454.7503 | 16567144.8557 | 961560.8286 | 6327463.8043 | 6327463.8043 | 1478867.319 | 3412706.5916 | 0 | 23856169.4886 | 35075207.2036 | 133352.1432 | 1.3014 | 18330.7702 | 26951.3328 | 373.6975 | 549.4394
1 | 2100 | 707 | 0.035 | 15 | 15 | 7 | 1.7783e-10 | 5spot_SharedNeighbor | Water | Porous | Wet | R600a | MinimizeLCOE_Brownfield | IgnoreSilica | 2019 | 69.6749 | 8.792 | 0.37759 | 4 | 16910.2392 | 24338.3519 | 344.7381 | 496.1702 | 87.0394 | 0 | 127.701 | 1458700.883 | 85459.9678 | 1990383.7358 | 2112719.7221 | 0 | 245481.0883 | 0 | 2298170.7049 | 5979368.7544 | 4081042.0386 | 18251326.8949 | 961560.8286 | 6327463.8043 | 6327463.8043 | 1478867.319 | 3412706.5916 | 0 | 25540351.5279 | 36759389.2428 | 177827.941 | 1.5103 | 16910.2392 | 24338.3519 | 344.7381 | 496.1702
1 | 2100 | 707 | 0.035 | 15 | 15 | 7 | 2.3714e-10 | 5spot_SharedNeighbor | Water | Porous | Wet | R600a | MinimizeLCOE_Brownfield | IgnoreSilica | 2019 | 76.6929 | 9.6756 | 0.42644 | 4 | 15831.5601 | 22408.7232 | 322.7478 | 456.8321 | 87.0297 | 0 | 128.0019 | 1560337.2721 | 91372.8173 | 2148884.4241 | 2322919.9996 | 0 | 242047.2937 | 0 | 2482569.1047 | 6459135.5654 | 4408492.7454 | 19715759.2224 | 961560.8286 | 6327463.8043 | 6327463.8043 | 1478867.319 | 3412706.5916 | 0 | 27004783.8553 | 38223821.5702 | 237137.3706 | 1.7058 | 15831.5601 | 22408.7232 | 322.7478 | 456.8321
1 | 2100 | 707 | 0.035 | 15 | 15 | 7 | 3.1623e-10 | 5spot_SharedNeighbor | Water | Porous | Wet | R600a | MinimizeLCOE_Brownfield | IgnoreSilica | 2019 | 82.7339 | 10.4335 | 0.47011 | 4 | 15016.0253 | 20982.1718 | 306.122 | 427.75 | 87.01 | 0 | 166.7376 | 1645190.6616 | 96298.9233 | 2282548.513 | 2503605.915 | 0 | 235720.0752 | 0 | 2637711.9944 | 6862785.5402 | 4683992.1473 | 20947853.77 | 961560.8286 | 6327463.8043 | 6327463.8043 | 1478867.319 | 3412706.5916 | 0 | 28236878.403 | 39455916.1179 | 316227.766 | 1.8804 | 15016.0253 | 20982.1718 | 306.122 | 427.75
1 | 2100 | 707 | 0.035 | 15 | 15 | 7 | 4.217e-10 | 5spot_SharedNeighbor | Water | Porous | Wet | R600a | MinimizeLCOE_Brownfield | IgnoreSilica | 2019 | 90.6 | 11.4158 | 0.51866 | 4 | 14392.986 | 19800.7388 | 293.4205 | 403.6648 | 86.9696 | 0 | 169.3185 | 1752264.3426 | 102499.6363 | 2452988.6456 | 2738333.438 | 0 | 241327.0346 | 0 | 2842091.1079 | 7394538.0697 | 5046924.1751 | 22570966.4498 | 961560.8286 | 6327463.8043 | 6327463.8043 | 1478867.319 | 3412706.5916 | 0 | 29859991.0827 | 41079028.7977 | 421696.5034 | 2.0746 | 14392.986 | 19800.7388 | 293.4205 | 403.6648
1 | 2100 | 707 | 0.035 | 15 | 15 | 7 | 5.6234e-10 | 5spot_SharedNeighbor | Water | Porous | Wet | R600a | MinimizeLCOE_Brownfield | IgnoreSilica | 2019 | 91.7593 | 11.5601 | 0.53853 | 4 | 13938.85 | 19147.0129 | 284.1623 | 390.3378 | 86.9621 | 0 | 165.6626 | 1767727.0787 | 103393.5017 | 2477771.3385 | 2772864.6209 | 0 | 219266.8254 | 0 | 2862999.1125 | 7448936.4088 | 5084052.1593 | 22737011.0459 | 961560.8286 | 6327463.8043 | 6327463.8043 | 1478867.319 | 3412706.5916 | 0 | 30026035.6788 | 41245073.3938 | 562341.3252 | 2.1541 | 13938.85 | 19147.0129 | 284.1623 | 390.3378
1 | 2100 | 707 | 0.035 | 15 | 15 | 7 | 7.4989e-10 | 5spot_SharedNeighbor | Water | Porous | Wet | R600a | MinimizeLCOE_Brownfield | IgnoreSilica | 2019 | 94.9601 | 11.9578 | 0.5637 | 4 | 13591.2814 | 18566.9189 | 277.0767 | 378.5118 | 86.9402 | 0 | 182.2757 | 1810031.5995 | 105837.1282 | 2545782.2605 | 2868141.9865 | 0 | 211247.7451 | 0 | 2941005.8807 | 7651894.0184 | 5222574.8982 | 23356515.5171 | 961560.8286 | 6327463.8043 | 6327463.8043 | 1478867.319 | 3412706.5916 | 0 | 30645540.15 | 41864577.8649 | 749894.2093 | 2.2548 | 13591.2814 | 18566.9189 | 277.0767 | 378.5118
1 | 2100 | 707 | 0.035 | 15 | 15 | 7 | 1e-09 | 5spot_SharedNeighbor | Water | Porous | Wet | R600a | MinimizeLCOE_Brownfield | IgnoreSilica | 2019 | 97.4498 | 12.2664 | 0.58366 | 4 | 13330.2413 | 18135.6837 | 271.755 | 369.7204 | 86.9213 | 0 | 154.2266 | 1842537.8834 | 107712.6795 | 2598256.8772 | 2942174.3969 | 0 | 204023.9669 | 0 | 3000935.2635 | 7807817.9792 | 5328996.2054 | 23832455.252 | 961560.8286 | 6327463.8043 | 6327463.8043 | 1478867.319 | 3412706.5916 | 0 | 31121479.885 | 42340517.5999 | 1000000 | 2.3347 | 13330.2413 | 18135.6837 | 271.755 | 369.7204
1 | 2100 | 707 | 0.035 | 15 | 15 | 7 | 1.3335e-09 | 5spot_SharedNeighbor | Water | Porous | Wet | R600a | MinimizeLCOE_Brownfield | IgnoreSilica | 2019 | 99.377 | 12.5049 | 0.59932 | 4 | 13134.2689 | 17814.1866 | 267.7598 | 363.1663 | 86.9057 | 0 | 179.0446 | 1867464.1437 | 109149.6019 | 2638623.2794 | 2999431.2222 | 0 | 197864.8415 | 0 | 3046887.9046 | 7927377.3251 | 5410597.9157 | 24197396.2341 | 961560.8286 | 6327463.8043 | 6327463.8043 | 1478867.319 | 3412706.5916 | 0 | 31486420.867 | 42705458.5819 | 1333521.4322 | 2.3973 | 13134.2689 | 17814.1866 | 267.7598 | 363.1663
1 | 2100 | 707 | 0.035 | 15 | 15 | 7 | 1.7783e-09 | 5spot_SharedNeighbor | Water | Porous | Wet | R600a | MinimizeLCOE_Brownfield | IgnoreSilica | 2019 | 100.8534 | 12.6874 | 0.61145 | 4 | 12987.1848 | 17574.2825 | 264.7613 | 358.2755 | 86.8932 | 0 | 153.7488 | 1886422.9921 | 110241.7625 | 2669400.8677 | 3043265.8488 | 0 | 192762.5366 | 0 | 3081816.663 | 8018254.7895 | 5472623.6525 | 24474789.1125 | 961560.8286 | 6327463.8043 | 6327463.8043 | 1478867.319 | 3412706.5916 | 0 | 31763813.7455 | 42982851.4604 | 1778279.41 | 2.4458 | 12987.1848 | 17574.2825 | 264.7613 | 358.2755
1 | 2100 | 707 | 0.035 | 15 | 15 | 7 | 2.3714e-09 | 5spot_SharedNeighbor | Water | Porous | Wet | R600a | MinimizeLCOE_Brownfield | IgnoreSilica | 2019 | 101.9593 | 12.8239 | 0.62069 | 4 | 12876.8141 | 17395.6185 | 262.5113 | 354.6332 | 86.8835 | 0 | 143.1672 | 1900547.909 | 111055.021 | 2692373.4901 | 3076085.0176 | 0 | 188552.3531 | 0 | 3107759.3785 | 8085752.4136 | 5518692.1679 | 24680817.7509 | 961560.8286 | 6327463.8043 | 6327463.8043 | 1478867.319 | 3412706.5916 | 0 | 31969842.3838 | 43188880.0988 | 2371373.7057 | 2.4827 | 12876.8141 | 17395.6185 | 262.5113 | 354.6332
1 | 2100 | 707 | 0.035 | 15 | 15 | 7 | 3.1623e-09 | 5spot_SharedNeighbor | Water | Porous | Wet | R600a | MinimizeLCOE_Brownfield | IgnoreSilica | 2019 | 102.8265 | 12.9308 | 0.62786 | 4 | 12794.0046 | 17261.1822 | 260.8231 | 351.8925 | 86.8757 | 0 | 167.8336 | 1911577.7683 | 111689.8177 | 2710337.5757 | 3101808.717 | 0 | 185343.4152 | 0 | 3128095.3447 | 8138662.4262 | 5554804.3387 | 24842319.4036 | 961560.8286 | 6327463.8043 | 6327463.8043 | 1478867.319 | 3412706.5916 | 0 | 32131344.0365 | 43350381.7514 | 3162277.6602 | 2.5114 | 12794.0046 | 17261.1822 | 260.8231 | 351.8925
1 | 2100 | 707 | 0.035 | 15 | 15 | 7 | 4.217e-09 | 5spot_SharedNeighbor | Water | Porous | Wet | R600a | MinimizeLCOE_Brownfield | IgnoreSilica | 2019 | 103.4667 | 13.0097 | 0.63325 | 4 | 12731.8808 | 17161.0498 | 259.5566 | 349.8512 | 86.8698 | 0 | 166.2298 | 1919695.0492 | 112156.8401 | 2723572.2278 | 3120793.6935 | 0 | 182758.532 | 0 | 3143000.7736 | 8177443.2949 | 5581273.0784 | 24960693.4897 | 961560.8286 | 6327463.8043 | 6327463.8043 | 1478867.319 | 3412706.5916 | 0 | 32249718.1226 | 43468755.8376 | 4216965.0343 | 2.533 | 12731.8808 | 17161.0498 | 259.5566 | 349.8512
1 | 2100 | 707 | 0.035 | 15 | 15 | 7 | 5.6234e-09 | 5spot_SharedNeighbor | Water | Porous | Wet | R600a | MinimizeLCOE_Brownfield | IgnoreSilica | 2019 | 103.942 | 13.0683 | 0.6373 | 4 | 12685.2796 | 17086.3087 | 258.6066 | 348.3275 | 86.8654 | 0 | 179.7705 | 1925706.988 | 112502.6516 | 2733382.0597 | 3134884.1806 | 0 | 180721.2918 | 0 | 3154006.897 | 8206078.9702 | 5600817.5152 | 25048100.5543 | 961560.8286 | 6327463.8043 | 6327463.8043 | 1478867.319 | 3412706.5916 | 0 | 32337125.1872 | 43556162.9022 | 5623413.2519 | 2.5492 | 12685.2796 | 17086.3087 | 258.6066 | 348.3275
1 | 2100 | 707 | 0.035 | 15 | 15 | 7 | 7.4989e-09 | 5spot_SharedNeighbor | Water | Porous | Wet | R600a | MinimizeLCOE_Brownfield | IgnoreSilica | 2019 | 104.3144 | 13.1141 | 0.64042 | 4 | 12650.325 | 17029.9168 | 257.894 | 347.1779 | 86.8619 | 0 | 189.19 | 1930410.2915 | 112773.1412 | 2741061.1677 | 3145925.0644 | 0 | 179222.2883 | 0 | 3162662.8617 | 8228600.0148 | 5616188.5909 | 25116843.4204 | 961560.8286 | 6327463.8043 | 6327463.8043 | 1478867.319 | 3412706.5916 | 0 | 32405868.0533 | 43624905.7683 | 7498942.0933 | 2.5617 | 12650.325 | 17029.9168 | 257.894 | 347.1779
1 | 2100 | 707 | 0.035 | 15 | 15 | 7 | 1e-08 | 5spot_SharedNeighbor | Water | Porous | Wet | R600a | MinimizeLCOE_Brownfield | IgnoreSilica | 2019 | 104.5728 | 13.1459 | 0.64268 | 4 | 12624.1077 | 16988.2906 | 257.3595 | 346.3293 | 86.8594 | 0 | 172.9471 | 1933668.6613 | 112960.5062 | 2746383.5349 | 3153583.1131 | 0 | 177977.5844 | 0 | 3168583.6259 | 8244004.6288 | 5626702.5565 | 25163864.2112 | 961560.8286 | 6327463.8043 | 6327463.8043 | 1478867.319 | 3412706.5916 | 0 | 32452888.8441 | 43671926.5591 | 10000000 | 2.5707 | 12624.1077 | 16988.2906 | 257.3595 | 346.3293
1 | 2200 | 707 | 0.035 | 15 | 15 | 7 | 1e-13 | 5spot_SharedNeighbor | Water | Porous | Wet | R600a | MinimizeLCOE_Brownfield | IgnoreSilica | 2019 | 0 | 0 | 0 | 0 |  |  |  |  | 15 |  | 19.6436 | [19 empty] | 100 | 0
1 | 2200 | 707 | 0.035 | 15 | 15 | 7 | 1.3335e-13 | 5spot_SharedNeighbor | Water | Porous | Wet | R600a | MinimizeLCOE_Brownfield | IgnoreSilica | 2019 | 0 | 0 | 0 | 0 |  |  |  |  | 15 |  | 25.0165 | [19 empty] | 133.3521 | 0
1 | 2200 | 707 | 0.035 | 15 | 15 | 7 | 1.7783e-13 | 5spot_SharedNeighbor | Water | Porous | Wet | R600a | MinimizeLCOE_Brownfield | IgnoreSilica | 2019 | 0 | 0 | 0 | 0 |  |  |  |  | 15 |  | 24.5924 | [19 empty] | 177.8279 | 0
1 | 2200 | 707 | 0.035 | 15 | 15 | 7 | 2.3714e-13 | 5spot_SharedNeighbor | Water | Porous | Wet | R600a | MinimizeLCOE_Brownfield | IgnoreSilica | 2019 | 0 | 0 | 0 | 0 |  |  |  |  | 15 |  | 25.6785 | [19 empty] | 237.1374 | 0
1 | 2200 | 707 | 0.035 | 15 | 15 | 7 | 3.1623e-13 | 5spot_SharedNeighbor | Water | Porous | Wet | R600a | MinimizeLCOE_Brownfield | IgnoreSilica | 2019 | 0 | 0 | 0 | 0 |  |  |  |  | 15 |  | 25.4894 | [19 empty] | 316.2278 | 0
1 | 2200 | 707 | 0.035 | 15 | 15 | 7 | 4.217e-13 | 5spot_SharedNeighbor | Water | Porous | Wet | R600a | MinimizeLCOE_Brownfield | IgnoreSilica | 2019 | 0 | 0 | 0 | 0 |  |  |  |  | 15 |  | 25.027 | [19 empty] | 421.6965 | 0
1 | 2200 | 707 | 0.035 | 15 | 15 | 7 | 5.6234e-13 | 5spot_SharedNeighbor | Water | Porous | Wet | R600a | MinimizeLCOE_Brownfield | IgnoreSilica | 2019 | 0 | 0 | 0 | 0 |  |  |  |  | 15 |  | 28.1851 | [19 empty] | 562.3413 | 0
1 | 2200 | 707 | 0.035 | 15 | 15 | 7 | 7.4989e-13 | 5spot_SharedNeighbor | Water | Porous | Wet | R600a | MinimizeLCOE_Brownfield | IgnoreSilica | 2019 | 0 | 0 | 0 | 0 |  |  |  |  | 15 |  | 26.6035 | [19 empty] | 749.8942 | 0
1 | 2200 | 707 | 0.035 | 15 | 15 | 7 | 1e-12 | 5spot_SharedNeighbor | Water | Porous | Wet | R600a | MinimizeLCOE_Brownfield | IgnoreSilica | 2019 | 1.068 | 0.10515 | 0.0010145 | 4 | 2039667.3587 | 4917765.9634 | 41581.378 | 100255.3109 | 76.0003 | 0 | 168.0796 | 60251.2262 | 3257.6102 | 58199.8919 | 53047.6285 | 0 | 38066.4726 | 0 | 83000.9035 | 215951.3251 | 147391.2167 | 659166.2748 | 961560.8286 | 6656650.2227 | 6656650.2227 | 1478867.319 | 3544381.159 | 0 | 8277377.3261 | 19957276.0269 | 1000 | 0.0040582 | 2039667.3587 | 4917765.9634 | 41581.378 | 100255.3109
1 | 2200 | 707 | 0.035 | 15 | 15 | 7 | 1.3335e-12 | 5spot_SharedNeighbor | Water | Porous | Wet | R600a | MinimizeLCOE_Brownfield | IgnoreSilica | 2019 | 1.5153 | 0.16351 | 0.0024272 | 4 | 875756.7303 | 2078800.5366 | 17853.4855 | 42379.1607 | 79.9029 | 0 | 258.8765 | 84992.5418 | 4721.6618 | 82593.8948 | 66611.4802 | 0 | 46552.9557 | 0 | 111334.2884 | 289668.9805 | 197705.0313 | 884180.8345 | 961560.8286 | 6656650.2227 | 6656650.2227 | 1478867.319 | 3544381.159 | 0 | 8502391.8859 | 20182290.5866 | 1333.5214 | 0.0097086 | 875756.7303 | 2078800.5366 | 17853.4855 | 42379.1607
1 | 2200 | 707 | 0.035 | 15 | 15 | 7 | 1.7783e-12 | 5spot_SharedNeighbor | Water | Porous | Wet | R600a | MinimizeLCOE_Brownfield | IgnoreSilica | 2019 | 2.0598 | 0.23596 | 0.0044992 | 4 | 486540.1584 | 1135539.9908 | 9918.7792 | 23149.5186 | 82.5447 | 0 | 368.4806 | 112313.1568 | 6356.2822 | 110528.6693 | 83355.4737 | 0 | 54848.934 | 0 | 143286.9813 | 372803.333 | 254445.9351 | 1137938.7655 | 961560.8286 | 6656650.2227 | 6656650.2227 | 1478867.319 | 3544381.159 | 0 | 8756149.8169 | 20436048.5176 | 1778.2794 | 0.017997 | 486540.1584 | 1135539.9908 | 9918.7792 | 23149.5186
1 | 2200 | 707 | 0.035 | 15 | 15 | 7 | 2.3714e-12 | 5spot_SharedNeighbor | Water | Porous | Wet | R600a | MinimizeLCOE_Brownfield | IgnoreSilica | 2019 | 2.7741 | 0.33192 | 0.0074048 | 4 | 306141.8338 | 700479.5842 | 6241.1154 | 14280.2238 | 84.5282 | 0 | 83.528 | 144857.5231 | 8314.8574 | 144990.5581 | 105443.7512 | 0 | 64359.7739 | 0 | 182506.9208 | 474845.5706 | 324091.8591 | 1449410.8141 | 961560.8286 | 6656650.2227 | 6656650.2227 | 1478867.319 | 3544381.159 | 0 | 9067621.8654 | 20747520.5662 | 2371.3737 | 0.029619 | 306141.8338 | 700479.5842 | 6241.1154 | 14280.2238
1 | 2200 | 707 | 0.035 | 15 | 15 | 7 | 3.1623e-12 | 5spot_SharedNeighbor | Water | Porous | Wet | R600a | MinimizeLCOE_Brownfield | IgnoreSilica | 2019 | 3.7 | 0.45684 | 0.011354 | 4 | 207959.3292 | 465133.4532 | 4239.5322 | 9482.3746 | 86.0089 | 0 | 101.4334 | 183120.8852 | 10622.0667 | 186997.111 | 133889.5956 | 0 | 75097.1467 | 0 | 229993.454 | 598395.7892 | 408417.422 | 1826533.4704 | 961560.8286 | 6656650.2227 | 6656650.2227 | 1478867.319 | 3544381.159 | 0 | 9444744.5218 | 21124643.2225 | 3162.2777 | 0.045416 | 207959.3292 | 465133.4532 | 4239.5322 | 9482.3746
1 | 2200 | 707 | 0.035 | 15 | 15 | 7 | 4.217e-12 | 5spot_SharedNeighbor | Water | Porous | Wet | R600a | MinimizeLCOE_Brownfield | IgnoreSilica | 2019 | 4.854 | 0.61313 | 0.016672 | 4 | 148249.3788 | 323387.7412 | 3022.2641 | 6592.6965 | 87.0884 | 0 | 112.6243 | 226767.5084 | 13258.2585 | 236423.2101 | 169641.2318 | 0 | 86324.2812 | 0 | 285641.6511 | 743180.9829 | 507236.2917 | 2268473.4156 | 961560.8286 | 6656650.2227 | 6656650.2227 | 1478867.319 | 3544381.159 | 0 | 9886684.4669 | 21566583.1677 | 4216.965 | 0.06669 | 148249.3788 | 323387.7412 | 3022.2641 | 6592.6965
1 | 2200 | 707 | 0.035 | 15 | 15 | 7 | 5.6234e-12 | 5spot_SharedNeighbor | Water | Porous | Wet | R600a | MinimizeLCOE_Brownfield | IgnoreSilica | 2019 | 6.3233 | 0.81213 | 0.023698 | 4 | 109885.0296 | 233098.6856 | 2240.155 | 4752.032 | 87.8947 | 0 | 111.3497 | 277594.1104 | 16325.1539 | 295858.0281 | 214925.6364 | 0 | 98747.6722 | 0 | 352345.7344 | 916731.3248 | 625687.9661 | 2798215.6264 | 961560.8286 | 6656650.2227 | 6656650.2227 | 1478867.319 | 3544381.159 | 0 | 10416426.6777 | 22096325.3784 | 5623.4133 | 0.094794 | 109885.0296 | 233098.6856 | 2240.155 | 4752.032
1 | 2200 | 707 | 0.035 | 15 | 15 | 7 | 7.4989e-12 | 5spot_SharedNeighbor | Water | Porous | Wet | R600a | MinimizeLCOE_Brownfield | IgnoreSilica | 2019 | 8.0601 | 1.0465 | 0.032701 | 4 | 84133.4177 | 173426.3104 | 1715.1735 | 3535.5299 | 88.4168 | 0 | 124.3003 | 332674.8361 | 19642.4582 | 362241.6474 | 268622.2803 | 0 | 110305.5597 | 0 | 426459.8449 | 1109561.0375 | 757298.2073 | 3386805.8716 | 961560.8286 | 6656650.2227 | 6656650.2227 | 1478867.319 | 3544381.159 | 0 | 11005016.9229 | 22684915.6236 | 7498.9421 | 0.1308 | 84133.4177 | 173426.3104 | 1715.1735 | 3535.5299
1 | 2200 | 707 | 0.035 | 15 | 15 | 7 | 1e-11 | 5spot_SharedNeighbor | Water | Porous | Wet | R600a | MinimizeLCOE_Brownfield | IgnoreSilica | 2019 | 10.6593 | 1.4017 | 0.045464 | 4 | 65235.0179 | 129460.7199 | 1329.9041 | 2639.2319 | 89.0307 | 0 | 117.1764 | 410018.966 | 24314.7391 | 457431.7916 | 349567.7199 | 0 | 129312.9914 | 0 | 534552.0211 | 1390794.7071 | 949245.9656 | 4245238.9017 | 961560.8286 | 6656650.2227 | 6656650.2227 | 1478867.319 | 3544381.159 | 0 | 11863449.953 | 23543348.6537 | 10000 | 0.18186 | 65235.0179 | 129460.7199 | 1329.9041 | 2639.2319
1 | 2200 | 707 | 0.035 | 15 | 15 | 7 | 1.3335e-11 | 5spot_SharedNeighbor | Water | Porous | Wet | R600a | MinimizeLCOE_Brownfield | IgnoreSilica | 2019 | 13.6755 | 1.812 | 0.061497 | 4 | 52026.2018 | 99507.9058 | 1060.6245 | 2028.6033 | 89.3966 | 0 | 104.0439 | 492007.6551 | 29251.3469 | 561550.4357 | 443146.2038 | 0 | 146357.0924 | 0 | 652201.9662 | 1696895.7311 | 1158166.2042 | 5179576.6354 | 961560.8286 | 6656650.2227 | 6656650.2227 | 1478867.319 | 3544381.159 | 0 | 12797787.6868 | 24477686.3875 | 13335.2143 | 0.24599 | 52026.2018 | 99507.9058 | 1060.6245 | 2028.6033
1 | 2200 | 707 | 0.035 | 15 | 15 | 7 | 1.7783e-11 | 5spot_SharedNeighbor | Water | Porous | Wet | R600a | MinimizeLCOE_Brownfield | IgnoreSilica | 2019 | 17.4144 | 2.3206 | 0.082159 | 4 | 42304.8717 | 77845.3772 | 862.442 | 1586.9833 | 89.6762 | 0 | 128.4234 | 586277.3391 | 34919.3203 | 684315.032 | 559156.0545 | 0 | 164453.6766 | 0 | 791357.3548 | 2058949.5073 | 1405275.3459 | 6284703.6305 | 961560.8286 | 6656650.2227 | 6656650.2227 | 1478867.319 | 3544381.159 | 0 | 13902914.6818 | 25582813.3826 | 17782.7941 | 0.32864 | 42304.8717 | 77845.3772 | 862.442 | 1586.9833
1 | 2200 | 707 | 0.035 | 15 | 15 | 7 | 2.3714e-11 | 5spot_SharedNeighbor | Water | Porous | Wet | R600a | MinimizeLCOE_Brownfield | IgnoreSilica | 2019 | 22.0165 | 2.9468 | 0.10852 | 4 | 35027.7943 | 61935.3959 | 714.089 | 1262.6368 | 89.8914 | 0 | 116.6254 | 694225.5165 | 41399.7713 | 828291.5708 | 701960.5538 | 0 | 183536.0584 | 0 | 955271.2537 | 2485419.8489 | 1696350.1172 | 7586454.6907 | 961560.8286 | 6656650.2227 | 6656650.2227 | 1478867.319 | 3544381.159 | 0 | 15204665.7421 | 26884564.4428 | 23713.7371 | 0.43407 | 35027.7943 | 61935.3959 | 714.089 | 1262.6368
1 | 2200 | 707 | 0.035 | 15 | 15 | 7 | 3.1623e-11 | 5spot_SharedNeighbor | Water | Porous | Wet | R600a | MinimizeLCOE_Brownfield | IgnoreSilica | 2019 | 27.5802 | 3.7039 | 0.14161 | 4 | 29506.9057 | 50126.7627 | 601.5382 | 1021.9019 | 90.0571 | 0 | 119.0979 | 816001.8142 | 48698.5575 | 994429.9828 | 874567.7811 | 0 | 202988.0684 | 0 | 1145307.6196 | 2979855.4912 | 2033812.6027 | 9095661.9175 | 961560.8286 | 6656650.2227 | 6656650.2227 | 1478867.319 | 3544381.159 | 0 | 16713872.9688 | 28393771.6695 | 31622.7766 | 0.56644 | 29506.9057 | 50126.7627 | 601.5382 | 1021.9019
1 | 2200 | 707 | 0.035 | 15 | 15 | 7 | 4.217e-11 | 5spot_SharedNeighbor | Water | Porous | Wet | R600a | MinimizeLCOE_Brownfield | IgnoreSilica | 2019 | 34.189 | 4.6032 | 0.18237 | 4 | 25275.2046 | 41286.5116 | 515.2692 | 841.6814 | 90.1852 | 0 | 149.4658 | 951445.8309 | 56803.016 | 1183193.8418 | 1079528.6829 | 0 | 222284.3079 | 0 | 1362369.715 | 3544606.5379 | 2419266.7965 | 10819498.7289 | 961560.8286 | 6656650.2227 | 6656650.2227 | 1478867.319 | 3544381.159 | 0 | 18437709.7803 | 30117608.481 | 42169.6503 | 0.72948 | 25275.2046 | 41286.5116 | 515.2692 | 841.6814
1 | 2200 | 707 | 0.035 | 15 | 15 | 7 | 5.6234e-11 | 5spot_SharedNeighbor | Water | Porous | Wet | R600a | MinimizeLCOE_Brownfield | IgnoreSilica | 2019 | 41.7749 | 5.6356 | 0.23109 | 4 | 22009.396 | 34644.8889 | 448.6913 | 706.2829 | 90.2829 | 0 | 131.7058 | 1097626.9229 | 65535.1697 | 1390998.3297 | 1314798.3865 | 0 | 240056.8049 | 0 | 1602516.0894 | 4169418.1433 | 2845713.5558 | 12726663.4024 | 961560.8286 | 6656650.2227 | 6656650.2227 | 1478867.319 | 3544381.159 | 0 | 20344874.4537 | 32024773.1544 | 56234.1325 | 0.92437 | 22009.396 | 34644.8889 | 448.6913 | 706.2829
1 | 2200 | 707 | 0.035 | 15 | 15 | 7 | 7.4989e-11 | 5spot_SharedNeighbor | Water | Porous | Wet | R600a | MinimizeLCOE_Brownfield | IgnoreSilica | 2019 | 50.1204 | 6.771 | 0.28706 | 4 | 19483.3862 | 29655.316 | 397.1952 | 604.5637 | 90.3536 | 0 | 146.1282 | 1249533.1566 | 74593.0653 | 1610919.1976 | 1573591.0225 | 0 | 254793.1239 | 0 | 1857737.5307 | 4833451.9806 | 3298930.2943 | 14753549.3716 | 961560.8286 | 6656650.2227 | 6656650.2227 | 1478867.319 | 3544381.159 | 0 | 22371760.423 | 34051659.1237 | 74989.4209 | 1.1482 | 19483.3862 | 29655.316 | 397.1952 | 604.5637
1 | 2200 | 707 | 0.035 | 15 | 15 | 7 | 1e-10 | 5spot_SharedNeighbor | Water | Porous | Wet | R600a | MinimizeLCOE_Brownfield | IgnoreSilica | 2019 | 59.0487 | 7.9842 | 0.3495 | 4 | 17504.5222 | 25859.2956 | 356.8534 | 527.1767 | 90.3977 | 0 | 132.6517 | 1403688.2496 | 83766.2358 | 1837903.3123 | 1850311.2673 | 0 | 265588.6598 | 0 | 2122090.5126 | 5521244.2133 | 3768362.6258 | 16852955.0764 | 961560.8286 | 6656650.2227 | 6656650.2227 | 1478867.319 | 3544381.159 | 0 | 24471166.1277 | 36151064.8284 | 100000 | 1.398 | 17504.5222 | 25859.2956 | 356.8534 | 527.1767
1 | 2200 | 707 | 0.035 | 15 | 15 | 7 | 1.3335e-10 | 5spot_SharedNeighbor | Water | Porous | Wet | R600a | MinimizeLCOE_Brownfield | IgnoreSilica | 2019 | 67.5017 | 9.1301 | 0.41198 | 4 | 16017.5261 | 23105.2361 | 326.5389 | 471.0315 | 90.4132 | 0 | 140.8855 | 1542888.2004 | 92030.165 | 2046017.5628 | 2112023.4708 | 0 | 269575.8091 | 0 | 2364388.7311 | 6151654.4756 | 4198630.5834 | 18777208.9981 | 961560.8286 | 6656650.2227 | 6656650.2227 | 1478867.319 | 3544381.159 | 0 | 26395420.0495 | 38075318.7502 | 133352.1432 | 1.6479 | 16017.5261 | 23105.2361 | 326.5389 | 471.0315
1 | 2200 | 707 | 0.035 | 15 | 15 | 7 | 1.7783e-10 | 5spot_SharedNeighbor | Water | Porous | Wet | R600a | MinimizeLCOE_Brownfield | IgnoreSilica | 2019 | 75.2897 | 10.1821 | 0.4723 | 4 | 14883.4102 | 21065.8184 | 303.4184 | 429.4552 | 90.4065 | 0 | 142.7674 | 1666011.559 | 99321.5598 | 2232550.9679 | 2352783.6863 | 0 | 268019.213 | 0 | 2581287.9245 | 6715981.6846 | 4583795.4994 | 20499752.0944 | 961560.8286 | 6656650.2227 | 6656650.2227 | 1478867.319 | 3544381.159 | 0 | 28117963.1458 | 39797861.8465 | 177827.941 | 1.8892 | 14883.4102 | 21065.8184 | 303.4184 | 429.4552
1 | 2200 | 707 | 0.035 | 15 | 15 | 7 | 2.3714e-10 | 5spot_SharedNeighbor | Water | Porous | Wet | R600a | MinimizeLCOE_Brownfield | IgnoreSilica | 2019 | 82.1419 | 11.1039 | 0.52762 | 4 | 14022.9219 | 19557.202 | 285.8762 | 398.7 | 90.3849 | 0 | 154.0602 | 1770642.3594 | 105502.4448 | 2392883.82 | 2564249.579 | 0 | 262253.1247 | 0 | 2767257.2179 | 7199835.6384 | 4914035.765 | 21976659.9492 | 961560.8286 | 6656650.2227 | 6656650.2227 | 1478867.319 | 3544381.159 | 0 | 29594871.0005 | 41274769.7013 | 237137.3706 | 2.1105 | 14022.9219 | 19557.202 | 285.8762 | 398.7
1 | 2200 | 707 | 0.035 | 15 | 15 | 7 | 3.1623e-10 | 5spot_SharedNeighbor | Water | Porous | Wet | R600a | MinimizeLCOE_Brownfield | IgnoreSilica | 2019 | 87.9251 | 11.8788 | 0.57605 | 4 | 13372.5303 | 18441.4971 | 272.6171 | 375.9549 | 90.3558 | 0 | 134.6908 | 1856439.819 | 110559.0235 | 2525615.5087 | 2742407.7829 | 0 | 253784.9635 | 0 | 2920634.7681 | 7598892.5619 | 5186400.3152 | 23194734.7428 | 961560.8286 | 6656650.2227 | 6656650.2227 | 1478867.319 | 3544381.159 | 0 | 30812945.7941 | 42492844.4948 | 316227.766 | 2.3042 | 13372.5303 | 18441.4971 | 272.6171 | 375.9549
1 | 2200 | 707 | 0.035 | 15 | 15 | 7 | 4.217e-10 | 5spot_SharedNeighbor | Water | Porous | Wet | R600a | MinimizeLCOE_Brownfield | IgnoreSilica | 2019 | 89.8372 | 12.1343 | 0.60512 | 4 | 12865.6058 | 17691.0852 | 262.2828 | 360.6567 | 90.344 | 0 | 149.5149 | 1884322.3339 | 112199.8143 | 2568999.8844 | 2801243.4457 | 0 | 227873.7495 | 0 | 2961909.2988 | 7706280.4245 | 5259694.7379 | 23522523.689 | 961560.8286 | 6656650.2227 | 6656650.2227 | 1478867.319 | 3544381.159 | 0 | 31140734.7404 | 42820633.4411 | 421696.5034 | 2.4205 | 12865.6058 | 17691.0852 | 262.2828 | 360.6567
1 | 2200 | 707 | 0.035 | 15 | 15 | 7 | 5.6234e-10 | 5spot_SharedNeighbor | Water | Porous | Wet | R600a | MinimizeLCOE_Brownfield | IgnoreSilica | 2019 | 96.483 | 13.0193 | 0.65066 | 4 | 12513.1463 | 17000.8269 | 255.0974 | 346.5849 | 90.2956 | 0 | 169.6708 | 1979453.5921 | 117788.5584 | 2717935.1032 | 3005442.5894 | 0 | 234655.7383 | 0 | 3141557.4767 | 8173688.1324 | 5578710.1029 | 24949231.2934 | 961560.8286 | 6656650.2227 | 6656650.2227 | 1478867.319 | 3544381.159 | 0 | 32567442.3448 | 44247341.0455 | 562341.3252 | 2.6027 | 12513.1463 | 17000.8269 | 255.0974 | 346.5849
1 | 2200 | 707 | 0.035 | 15 | 15 | 7 | 7.4989e-10 | 5spot_SharedNeighbor | Water | Porous | Wet | R600a | MinimizeLCOE_Brownfield | IgnoreSilica | 2019 | 99.4696 | 13.4154 | 0.67764 | 4 | 12235.665 | 16544.7173 | 249.4406 | 337.2864 | 90.2701 | 0 | 169.6752 | 2021327.2861 | 120243.562 | 2783951.1144 | 3097054.8382 | 0 | 225750.8588 | 0 | 3216847.7872 | 8369578.0762 | 5712409.0146 | 25547162.5375 | 961560.8286 | 6656650.2227 | 6656650.2227 | 1478867.319 | 3544381.159 | 0 | 33165373.5889 | 44845272.2896 | 749894.2093 | 2.7105 | 12235.665 | 16544.7173 | 249.4406 | 337.2864
1 | 2200 | 707 | 0.035 | 15 | 15 | 7 | 1e-09 | 5spot_SharedNeighbor | Water | Porous | Wet | R600a | MinimizeLCOE_Brownfield | IgnoreSilica | 2019 | 101.7935 | 13.723 | 0.69895 | 4 | 12027.1748 | 16204.8576 | 245.1902 | 330.3579 | 90.2486 | 0 | 148.6521 | 2053544.8173 | 122130.2721 | 2834937.1944 | 3168269.5116 | 0 | 217967.2833 | 0 | 3274771.1406 | 8520282.76 | 5815268.058 | 26007171.0372 | 961560.8286 | 6656650.2227 | 6656650.2227 | 1478867.319 | 3544381.159 | 0 | 33625382.0886 | 45305280.7893 | 1000000 | 2.7958 | 12027.1748 | 16204.8576 | 245.1902 | 330.3579
1 | 2200 | 707 | 0.035 | 15 | 15 | 7 | 1.3335e-09 | 5spot_SharedNeighbor | Water | Porous | Wet | R600a | MinimizeLCOE_Brownfield | IgnoreSilica | 2019 | 103.5787 | 13.9588 | 0.71554 | 4 | 11870.5938 | 15951.4123 | 241.9981 | 325.1911 | 90.2313 | 0 | 160.146 | 2078080.6138 | 123565.8296 | 2873880.403 | 3222932.7373 | 0 | 211389.8197 | 0 | 3318841.2673 | 8634944.1896 | 5893526.8398 | 26357161.7001 | 961560.8286 | 6656650.2227 | 6656650.2227 | 1478867.319 | 3544381.159 | 0 | 33975372.7514 | 45655271.4521 | 1333521.4322 | 2.8621 | 11870.5938 | 15951.4123 | 241.9981 | 325.1911
1 | 2200 | 707 | 0.035 | 15 | 15 | 7 | 1.7783e-09 | 5spot_SharedNeighbor | Water | Porous | Wet | R600a | MinimizeLCOE_Brownfield | IgnoreSilica | 2019 | 104.9406 | 14.1384 | 0.72833 | 4 | 11753.0366 | 15762.1795 | 239.6015 | 321.3333 | 90.2175 | 0 | 179.6114 | 2096675.3009 | 124653.0171 | 2903459.973 | 3264608.2567 | 0 | 205990.801 | 0 | 3352201.066 | 8721739.5427 | 5952766.4518 | 26622094.4092 | 961560.8286 | 6656650.2227 | 6656650.2227 | 1478867.319 | 3544381.159 | 0 | 34240305.4606 | 45920204.1613 | 1778279.41 | 2.9133 | 11753.0366 | 15762.1795 | 239.6015 | 321.3333
1 | 2200 | 707 | 0.035 | 15 | 15 | 7 | 2.3714e-09 | 5spot_SharedNeighbor | Water | Porous | Wet | R600a | MinimizeLCOE_Brownfield | IgnoreSilica | 2019 | 105.9734 | 14.2745 | 0.73812 | 4 | 11664.7998 | 15620.7784 | 237.8027 | 318.4507 | 90.2068 | 0 | 175.443 | 2110706.0856 | 125472.9214 | 2925817.4391 | 3296197.4729 | 0 | 201649.8163 | 0 | 3377339.0568 | 8787143.4382 | 5997405.9543 | 26821732.1847 | 961560.8286 | 6656650.2227 | 6656650.2227 | 1478867.319 | 3544381.159 | 0 | 34439943.236 | 46119841.9368 | 2371373.7057 | 2.9525 | 11664.7998 | 15620.7784 | 237.8027 | 318.4507
1 | 2200 | 707 | 0.035 | 15 | 15 | 7 | 3.1623e-09 | 5spot_SharedNeighbor | Water | Porous | Wet | R600a | MinimizeLCOE_Brownfield | IgnoreSilica | 2019 | 106.7628 | 14.3784 | 0.74561 | 4 | 11598.5835 | 15514.8129 | 236.4528 | 316.2904 | 90.1984 | 0 | 187.4343 | 2121389.7279 | 126096.9736 | 2942863.3456 | 3320333.417 | 0 | 198260.4988 | 0 | 3396488.1456 | 8836965.4392 | 6031410.4937 | 26973808.0415 | 961560.8286 | 6656650.2227 | 6656650.2227 | 1478867.319 | 3544381.159 | 0 | 34592019.0928 | 46271917.7936 | 3162277.6602 | 2.9824 | 11598.5835 | 15514.8129 | 236.4528 | 316.2904
1 | 2200 | 707 | 0.035 | 15 | 15 | 7 | 4.217e-09 | 5spot_SharedNeighbor | Water | Porous | Wet | R600a | MinimizeLCOE_Brownfield | IgnoreSilica | 2019 | 107.3501 | 14.4557 | 0.75125 | 4 | 11548.9001 | 15435.7159 | 235.44 | 314.6779 | 90.1921 | 0 | 175.6092 | 2129315.8795 | 126559.8096 | 2955521.971 | 3338286.0932 | 0 | 195575.5048 | 0 | 3410651.1106 | 8873814.5691 | 6056560.7821 | 27086285.7198 | 961560.8286 | 6656650.2227 | 6656650.2227 | 1478867.319 | 3544381.159 | 0 | 34704496.7712 | 46384395.4719 | 4216965.0343 | 3.005 | 11548.9001 | 15435.7159 | 235.44 | 314.6779
1 | 2200 | 707 | 0.035 | 15 | 15 | 7 | 5.6234e-09 | 5spot_SharedNeighbor | Water | Porous | Wet | R600a | MinimizeLCOE_Brownfield | IgnoreSilica | 2019 | 107.7936 | 14.514 | 0.75552 | 4 | 11511.6264 | 15376.4653 | 234.6801 | 313.47 | 90.1872 | 0 | 157.923 | 2135287.3208 | 126908.4206 | 2965065.7361 | 3351837.4668 | 0 | 193506.3823 | 0 | 3421316.0774 | 8901562.6251 | 6075499.4004 | 27170983.4297 | 961560.8286 | 6656650.2227 | 6656650.2227 | 1478867.319 | 3544381.159 | 0 | 34789194.481 | 46469093.1817 | 5623413.2519 | 3.0221 | 11511.6264 | 15376.4653 | 234.6801 | 313.47
1 | 2200 | 707 | 0.035 | 15 | 15 | 7 | 7.4989e-09 | 5spot_SharedNeighbor | Water | Porous | Wet | R600a | MinimizeLCOE_Brownfield | IgnoreSilica | 2019 | 108.1271 | 14.5578 | 0.75875 | 4 | 11483.6656 | 15332.0851 | 234.1101 | 312.5653 | 90.1836 | 0 | 161.2158 | 2139772.1655 | 127170.1978 | 2972237.5072 | 3362029.991 | 0 | 191919.3888 | 0 | 3429320.4076 | 8922388.2502 | 6089713.3175 | 27234551.2256 | 961560.8286 | 6656650.2227 | 6656650.2227 | 1478867.319 | 3544381.159 | 0 | 34852762.2769 | 46532660.9776 | 7498942.0933 | 3.035 | 11483.6656 | 15332.0851 | 234.1101 | 312.5653
1 | 2200 | 707 | 0.035 | 15 | 15 | 7 | 1e-08 | 5spot_SharedNeighbor | Water | Porous | Wet | R600a | MinimizeLCOE_Brownfield | IgnoreSilica | 2019 | 108.3855 | 14.5918 | 0.76121 | 4 | 11462.6925 | 15298.6485 | 233.6825 | 311.8836 | 90.1807 | 0 | 147.7162 | 2143241.8448 | 127372.693 | 2977788.2234 | 3369924.0717 | 0 | 190745.8285 | 0 | 3435538.3379 | 8938566.0295 | 6100754.9843 | 27283932.0132 | 961560.8286 | 6656650.2227 | 6656650.2227 | 1478867.319 | 3544381.159 | 0 | 34902143.0646 | 46582041.7653 | 10000000 | 3.0448 | 11462.6925 | 15298.6485 | 233.6825 | 311.8836
1 | 2300 | 707 | 0.035 | 15 | 15 | 7 | 1e-13 | 5spot_SharedNeighbor | Water | Porous | Wet | R600a | MinimizeLCOE_Brownfield | IgnoreSilica | 2019 | 0 | 0 | 0 | 0 |  |  |  |  | 15 |  | 22.369 | [19 empty] | 100 | 0
1 | 2300 | 707 | 0.035 | 15 | 15 | 7 | 1.3335e-13 | 5spot_SharedNeighbor | Water | Porous | Wet | R600a | MinimizeLCOE_Brownfield | IgnoreSilica | 2019 | 0 | 0 | 0 | 0 |  |  |  |  | 15 |  | 24.3341 | [19 empty] | 133.3521 | 0
1 | 2300 | 707 | 0.035 | 15 | 15 | 7 | 1.7783e-13 | 5spot_SharedNeighbor | Water | Porous | Wet | R600a | MinimizeLCOE_Brownfield | IgnoreSilica | 2019 | 0 | 0 | 0 | 0 |  |  |  |  | 15 |  | 24.1608 | [19 empty] | 177.8279 | 0
1 | 2300 | 707 | 0.035 | 15 | 15 | 7 | 2.3714e-13 | 5spot_SharedNeighbor | Water | Porous | Wet | R600a | MinimizeLCOE_Brownfield | IgnoreSilica | 2019 | 0 | 0 | 0 | 0 |  |  |  |  | 15 |  | 25.2142 | [19 empty] | 237.1374 | 0
1 | 2300 | 707 | 0.035 | 15 | 15 | 7 | 3.1623e-13 | 5spot_SharedNeighbor | Water | Porous | Wet | R600a | MinimizeLCOE_Brownfield | IgnoreSilica | 2019 | 0 | 0 | 0 | 0 |  |  |  |  | 15 |  | 25.3107 | [19 empty] | 316.2278 | 0
1 | 2300 | 707 | 0.035 | 15 | 15 | 7 | 4.217e-13 | 5spot_SharedNeighbor | Water | Porous | Wet | R600a | MinimizeLCOE_Brownfield | IgnoreSilica | 2019 | 0 | 0 | 0 | 0 |  |  |  |  | 15 |  | 24.8008 | [19 empty] | 421.6965 | 0
1 | 2300 | 707 | 0.035 | 15 | 15 | 7 | 5.6234e-13 | 5spot_SharedNeighbor | Water | Porous | Wet | R600a | MinimizeLCOE_Brownfield | IgnoreSilica | 2019 | 0 | 0 | 0 | 0 |  |  |  |  | 15 |  | 27.4999 | [19 empty] | 562.3413 | 0
1 | 2300 | 707 | 0.035 | 15 | 15 | 7 | 7.4989e-13 | 5spot_SharedNeighbor | Water | Porous | Wet | R600a | MinimizeLCOE_Brownfield | IgnoreSilica | 2019 | 0.86458 | 0.083174 | 0.00054254 | 4 | 3927700.4976 | 9525836.9882 | 80071.4873 | 194197.0717 | 75.0452 | 0 | 74.203 | 50773.8528 | 2721.7566 | 48283.009 | 47345.2309 | 0 | 35090.7984 | 0 | 71843.7126 | 186922.6029 | 127578.5174 | 570559.4805 | 961560.8286 | 6991696.732 | 6991696.732 | 1478867.319 | 3678399.7627 | 0 | 8523817.0411 | 20672780.8548 | 749.8942 | 0.0021702 | 3927700.4976 | 9525836.9882 | 80071.4873 | 194197.0717
1 | 2300 | 707 | 0.035 | 15 | 15 | 7 | 1e-12 | 5spot_SharedNeighbor | Water | Porous | Wet | R600a | MinimizeLCOE_Brownfield | IgnoreSilica | 2019 | 1.2819 | 0.14019 | 0.001818 | 4 | 1204090.6381 | 2874736.0392 | 24547.0163 | 58605.3825 | 80.4817 | 0 | 213.7722 | 76901.4047 | 4278.1755 | 72993.1534 | 60275.9967 | 0 | 44784.6471 | 0 | 101101.0172 | 263044.108 | 179533.0087 | 802911.5112 | 961560.8286 | 6991696.732 | 6991696.732 | 1478867.319 | 3678399.7627 | 0 | 8756169.0719 | 20905132.8856 | 1000 | 0.007272 | 1204090.6381 | 2874736.0392 | 24547.0163 | 58605.3825
1 | 2300 | 707 | 0.035 | 15 | 15 | 7 | 1.3335e-12 | 5spot_SharedNeighbor | Water | Porous | Wet | R600a | MinimizeLCOE_Brownfield | IgnoreSilica | 2019 | 1.7875 | 0.21147 | 0.0037936 | 4 | 594186.1328 | 1394808.0843 | 12113.288 | 28435.0494 | 83.9887 | 0 | 318.6492 | 105597.3621 | 6018.3637 | 101134.1852 | 76346.0566 | 0 | 54164.5911 | 0 | 133871.6179 | 348306.4889 | 237726.3357 | 1063165.0012 | 961560.8286 | 6991696.732 | 6991696.732 | 1478867.319 | 3678399.7627 | 0 | 9016422.5618 | 21165386.3755 | 1333.5214 | 0.015174 | 594186.1328 | 1394808.0843 | 12113.288 | 28435.0494
1 | 2300 | 707 | 0.035 | 15 | 15 | 7 | 1.7783e-12 | 5spot_SharedNeighbor | Water | Porous | Wet | R600a | MinimizeLCOE_Brownfield | IgnoreSilica | 2019 | 2.4293 | 0.30298 | 0.0065885 | 4 | 353691.835 | 814680.2079 | 7210.4865 | 16608.358 | 86.4825 | 0 | 443.898 | 138413.3137 | 8023.6753 | 134581.4922 | 96512.1201 | 0 | 64149.585 | 0 | 172255.2727 | 448172.885 | 305887.2031 | 1367995.547 | 961560.8286 | 6991696.732 | 6991696.732 | 1478867.319 | 3678399.7627 | 0 | 9321253.1077 | 21470216.9214 | 1778.2794 | 0.026354 | 353691.835 | 814680.2079 | 7210.4865 | 16608.358
1 | 2300 | 707 | 0.035 | 15 | 15 | 7 | 2.3714e-12 | 5spot_SharedNeighbor | Water | Porous | Wet | R600a | MinimizeLCOE_Brownfield | IgnoreSilica | 2019 | 3.254 | 0.42161 | 0.010471 | 4 | 231314.2233 | 521386.7972 | 4715.6533 | 10629.1751 | 88.3169 | 0 | 95.6728 | 176789.7662 | 10379.7654 | 175052.3148 | 122699.4386 | 0 | 75174.8558 | 0 | 218437.4949 | 568329.5541 | 387896.5987 | 1734759.7887 | 961560.8286 | 6991696.732 | 6991696.732 | 1478867.319 | 3678399.7627 | 0 | 9688017.3493 | 21836981.163 | 2371.3737 | 0.041882 | 231314.2233 | 521386.7972 | 4715.6533 | 10629.1751
1 | 2300 | 707 | 0.035 | 15 | 15 | 7 | 3.1623e-12 | 5spot_SharedNeighbor | Water | Porous | Wet | R600a | MinimizeLCOE_Brownfield | IgnoreSilica | 2019 | 4.3017 | 0.57319 | 0.015749 | 4 | 160740.1457 | 353596.8943 | 3276.9053 | 7208.551 | 89.6722 | 0 | 92.6752 | 221324.9018 | 13119.9305 | 223572.0081 | 156248.2063 | 0 | 87172.0892 | 0 | 273560.483 | 711748.2618 | 485782.8136 | 2172528.6943 | 961560.8286 | 6991696.732 | 6991696.732 | 1478867.319 | 3678399.7627 | 0 | 10125786.2549 | 22274750.0687 | 3162.2777 | 0.062995 | 160740.1457 | 353596.8943 | 3276.9053 | 7208.551
1 | 2300 | 707 | 0.035 | 15 | 15 | 7 | 4.217e-12 | 5spot_SharedNeighbor | Water | Porous | Wet | R600a | MinimizeLCOE_Brownfield | IgnoreSilica | 2019 | 5.6071 | 0.76227 | 0.022757 | 4 | 116856.5237 | 250320.2867 | 2382.2783 | 5103.1176 | 90.6683 | 0 | 87.9759 | 272048.7811 | 16240.5875 | 280628.2225 | 197894.309 | 0 | 99755.6384 | 0 | 337961.34 | 879306.0813 | 600144.4684 | 2683979.4283 | 961560.8286 | 6991696.732 | 6991696.732 | 1478867.319 | 3678399.7627 | 0 | 10637236.989 | 22786200.8027 | 4216.965 | 0.091028 | 116856.5237 | 250320.2867 | 2382.2783 | 5103.1176
1 | 2300 | 707 | 0.035 | 15 | 15 | 7 | 5.6234e-12 | 5spot_SharedNeighbor | Water | Porous | Wet | R600a | MinimizeLCOE_Brownfield | IgnoreSilica | 2019 | 7.2318 | 0.99726 | 0.03191 | 4 | 88035.2195 | 183217.5183 | 1794.717 | 3735.1369 | 91.3839 | 0 | 99.8209 | 329904.6825 | 19794.702 | 347738.9841 | 249645.6449 | 0 | 113036.124 | 0 | 413446.8537 | 1075703.9036 | 734190.0177 | 3283460.9126 | 961560.8286 | 6991696.732 | 6991696.732 | 1478867.319 | 3678399.7627 | 0 | 11236718.4732 | 23385682.2869 | 5623.4133 | 0.12764 | 88035.2195 | 183217.5183 | 1794.717 | 3735.1369
1 | 2300 | 707 | 0.035 | 15 | 15 | 7 | 7.4989e-12 | 5spot_SharedNeighbor | Water | Porous | Wet | R600a | MinimizeLCOE_Brownfield | IgnoreSilica | 2019 | 9.5339 | 1.3325 | 0.044492 | 4 | 67729.9347 | 135995.1529 | 1380.7663 | 2772.4451 | 92.0611 | 0 | 125.0172 | 405954.0236 | 24470.9052 | 438240.5014 | 323225.6403 | 0 | 132005.4902 | 0 | 516319.6586 | 1343357.84 | 916869.329 | 4100443.3882 | 961560.8286 | 6991696.732 | 6991696.732 | 1478867.319 | 3678399.7627 | 0 | 12053700.9488 | 24202664.7625 | 7498.9421 | 0.17797 | 67729.9347 | 135995.1529 | 1380.7663 | 2772.4451
1 | 2300 | 707 | 0.035 | 15 | 15 | 7 | 1e-11 | 5spot_SharedNeighbor | Water | Porous | Wet | R600a | MinimizeLCOE_Brownfield | IgnoreSilica | 2019 | 12.2166 | 1.7226 | 0.060566 | 4 | 53453.7668 | 103601.5865 | 1089.7273 | 2112.0585 | 92.5044 | 0 | 109.4397 | 487422.8972 | 29471.3434 | 538004.3484 | 409218.2138 | 0 | 149123.7433 | 0 | 629163.813 | 1636955.1822 | 1117255.5479 | 4996615.0892 | 961560.8286 | 6991696.732 | 6991696.732 | 1478867.319 | 3678399.7627 | 0 | 12949872.6498 | 25098836.4635 | 10000 | 0.24226 | 53453.7668 | 103601.5865 | 1089.7273 | 2112.0585
1 | 2300 | 707 | 0.035 | 15 | 15 | 7 | 1.3335e-11 | 5spot_SharedNeighbor | Water | Porous | Wet | R600a | MinimizeLCOE_Brownfield | IgnoreSilica | 2019 | 15.6117 | 2.2165 | 0.08146 | 4 | 43064.5497 | 80349.6448 | 877.9291 | 1638.0362 | 92.849 | 0 | 127.743 | 582975.239 | 35327.3737 | 658045.2674 | 518062.6774 | 0 | 168257.9047 | 0 | 765440.7003 | 1991519.6887 | 1359253.1092 | 6078881.9605 | 961560.8286 | 6991696.732 | 6991696.732 | 1478867.319 | 3678399.7627 | 0 | 14032139.5211 | 26181103.3348 | 13335.2143 | 0.32584 | 43064.5497 | 80349.6448 | 877.9291 | 1638.0362
1 | 2300 | 707 | 0.035 | 15 | 15 | 7 | 1.7783e-11 | 5spot_SharedNeighbor | Water | Porous | Wet | R600a | MinimizeLCOE_Brownfield | IgnoreSilica | 2019 | 19.8117 | 2.8275 | 0.10826 | 4 | 35355.9976 | 63411.897 | 720.7798 | 1292.7373 | 93.1137 | 0 | 123.3169 | 692740.0481 | 42042.9078 | 799376.8891 | 652557.8779 | 0 | 188562.8742 | 0 | 926359.4328 | 2410197.2218 | 1645009.1285 | 7356846.3801 | 961560.8286 | 6991696.732 | 6991696.732 | 1478867.319 | 3678399.7627 | 0 | 15310103.9408 | 27459067.7545 | 17782.7941 | 0.43303 | 35355.9976 | 63411.897 | 720.7798 | 1292.7373
1 | 2300 | 707 | 0.035 | 15 | 15 | 7 | 2.3714e-11 | 5spot_SharedNeighbor | Water | Porous | Wet | R600a | MinimizeLCOE_Brownfield | IgnoreSilica | 2019 | 24.9419 | 3.5737 | 0.14219 | 4 | 29544.3533 | 50904.6424 | 602.3016 | 1037.76 | 93.3175 | 0 | 129.8266 | 817612.2174 | 49668.9801 | 963961.4513 | 816639.8912 | 0 | 209651.4596 | 0 | 1114438.2599 | 2899539.7494 | 1978995.4586 | 8850507.4675 | 961560.8286 | 6991696.732 | 6991696.732 | 1478867.319 | 3678399.7627 | 0 | 16803765.0281 | 28952728.8418 | 23713.7371 | 0.56876 | 29544.3533 | 50904.6424 | 602.3016 | 1037.76
1 | 2300 | 707 | 0.035 | 15 | 15 | 7 | 3.1623e-11 | 5spot_SharedNeighbor | Water | Porous | Wet | R600a | MinimizeLCOE_Brownfield | IgnoreSilica | 2019 | 31.1151 | 4.4718 | 0.18451 | 4 | 25105.3549 | 41566.1419 | 511.8066 | 847.382 | 93.4752 | 0 | 111.6876 | 958058.9465 | 58231.2054 | 1153178.8088 | 1014090.0065 | 0 | 231037.6318 | 0 | 1331692.6736 | 3464791.169 | 2364791.1671 | 10575871.6086 | 961560.8286 | 6991696.732 | 6991696.732 | 1478867.319 | 3678399.7627 | 0 | 18529129.1693 | 30678092.983 | 31622.7766 | 0.73805 | 25105.3549 | 41566.1419 | 511.8066 | 847.382
1 | 2300 | 707 | 0.035 | 15 | 15 | 7 | 4.217e-11 | 5spot_SharedNeighbor | Water | Porous | Wet | R600a | MinimizeLCOE_Brownfield | IgnoreSilica | 2019 | 38.365 | 5.5267 | 0.2361 | 4 | 21684.6485 | 34548.8433 | 442.0709 | 704.3249 | 93.5969 | 0 | 138.2473 | 1112784.7152 | 67647.1228 | 1365971.3672 | 1245994.0974 | 0 | 251751.7847 | 0 | 1577218.1441 | 4103598.079 | 2800790.0094 | 12525755.3198 | 961560.8286 | 6991696.732 | 6991696.732 | 1478867.319 | 3678399.7627 | 0 | 20479012.8804 | 32627976.6941 | 42169.6503 | 0.9444 | 21684.6485 | 34548.8433 | 442.0709 | 704.3249
1 | 2300 | 707 | 0.035 | 15 | 15 | 7 | 5.6234e-11 | 5spot_SharedNeighbor | Water | Porous | Wet | R600a | MinimizeLCOE_Brownfield | IgnoreSilica | 2019 | 46.5519 | 6.7178 | 0.29684 | 4 | 19035.8168 | 29267.8623 | 388.0709 | 596.665 | 93.6877 | 0 | 143.1987 | 1277367.6662 | 77644.3608 | 1596692.1118 | 1507860.9567 | 0 | 270049.6668 | 0 | 1844549.7573 | 4799140.0993 | 3275511.7302 | 14648816.349 | 961560.8286 | 6991696.732 | 6991696.732 | 1478867.319 | 3678399.7627 | 0 | 22602073.9097 | 34751037.7234 | 56234.1325 | 1.1873 | 19035.8168 | 29267.8623 | 388.0709 | 596.665
1 | 2300 | 707 | 0.035 | 15 | 15 | 7 | 7.4989e-11 | 5spot_SharedNeighbor | Water | Porous | Wet | R600a | MinimizeLCOE_Brownfield | IgnoreSilica | 2019 | 55.348 | 7.9965 | 0.36512 | 4 | 16984.5548 | 25303.0515 | 346.2531 | 515.8369 | 93.7485 | 0 | 181.5582 | 1444699.027 | 87787.7306 | 1835437.8142 | 1789115.8854 | 0 | 283997.7123 | 0 | 2122004.8861 | 5521021.4306 | 3768210.572 | 16852275.0583 | 961560.8286 | 6991696.732 | 6991696.732 | 1478867.319 | 3678399.7627 | 0 | 24805532.6189 | 36954496.4326 | 74989.4209 | 1.4605 | 16984.5548 | 25303.0515 | 346.2531 | 515.8369
1 | 2300 | 707 | 0.035 | 15 | 15 | 7 | 1e-10 | 5spot_SharedNeighbor | Water | Porous | Wet | R600a | MinimizeLCOE_Brownfield | IgnoreSilica | 2019 | 64.2614 | 9.2896 | 0.43769 | 4 | 15402.5733 | 22341.9027 | 314.0023 | 455.4699 | 93.7784 | 0 | 180.4336 | 1605930.7489 | 97538.1697 | 2069223.4432 | 2073866.4223 | 0 | 291991.9713 | 0 | 2394034.7946 | 6228787.4516 | 4251275.4245 | 19012648.4262 | 961560.8286 | 6991696.732 | 6991696.732 | 1478867.319 | 3678399.7627 | 0 | 26965905.9869 | 39114869.8006 | 100000 | 1.7507 | 15402.5733 | 22341.9027 | 314.0023 | 455.4699
1 | 2300 | 707 | 0.035 | 15 | 15 | 7 | 1.3335e-10 | 5spot_SharedNeighbor | Water | Porous | Wet | R600a | MinimizeLCOE_Brownfield | IgnoreSilica | 2019 | 73.0387 | 10.5586 | 0.51214 | 4 | 14170.6338 | 20101.0725 | 288.8875 | 409.7876 | 93.7793 | 0 | 179.2451 | 1757610.6467 | 106686.0186 | 2292428.5575 | 2353861.8415 | 0 | 294275.6453 | 0 | 2653896.4567 | 6904894.1913 | 4712732.167 | 21076385.5245 | 961560.8286 | 6991696.732 | 6991696.732 | 1478867.319 | 3678399.7627 | 0 | 29029643.0851 | 41178606.8988 | 133352.1432 | 2.0486 | 14170.6338 | 20101.0725 | 288.8875 | 409.7876
1 | 2300 | 707 | 0.035 | 15 | 15 | 7 | 1.7783e-10 | 5spot_SharedNeighbor | Water | Porous | Wet | R600a | MinimizeLCOE_Brownfield | IgnoreSilica | 2019 | 80.705 | 11.6622 | 0.5806 | 4 | 13252.8081 | 18484.0282 | 270.1764 | 376.8219 | 93.7584 | 0 | 173.8547 | 1884925.3157 | 114342.3992 | 2482223.4226 | 2597954.9707 | 0 | 289988.7076 | 0 | 2874079.5782 | 7477765.5076 | 5103728.6117 | 22825008.5134 | 961560.8286 | 6991696.732 | 6991696.732 | 1478867.319 | 3678399.7627 | 0 | 30778266.074 | 42927229.8877 | 177827.941 | 2.3224 | 13252.8081 | 18484.0282 | 270.1764 | 376.8219
1 | 2300 | 707 | 0.035 | 15 | 15 | 7 | 2.3714e-10 | 5spot_SharedNeighbor | Water | Porous | Wet | R600a | MinimizeLCOE_Brownfield | IgnoreSilica | 2019 | 87.3307 | 12.6116 | 0.6421 | 4 | 12556.818 | 17286.9569 | 255.9877 | 352.418 | 93.725 | 0 | 174.996 | 1991388.7122 | 120727.3074 | 2642665.3611 | 2808495.7578 | 0 | 281696.7043 | 0 | 3059539.7987 | 7960294.9583 | 5433064.8768 | 24297873.4767 | 961560.8286 | 6991696.732 | 6991696.732 | 1478867.319 | 3678399.7627 | 0 | 32251131.0373 | 44400094.851 | 237137.3706 | 2.5684 | 12556.818 | 17286.9569 | 255.9877 | 352.418
1 | 2300 | 707 | 0.035 | 15 | 15 | 7 | 3.1623e-10 | 5spot_SharedNeighbor | Water | Porous | Wet | R600a | MinimizeLCOE_Brownfield | IgnoreSilica | 2019 | 92.8756 | 13.4024 | 0.69523 | 4 | 12030.819 | 16399.5244 | 245.2645 | 334.3265 | 93.6869 | 0 | 159.5148 | 2078094.8308 | 125914.305 | 2774516.1795 | 2984351.3309 | 0 | 271299.8671 | 0 | 3211328.8402 | 8355218.9081 | 5702608.5873 | 25503332.849 | 961560.8286 | 6991696.732 | 6991696.732 | 1478867.319 | 3678399.7627 | 0 | 33456590.4096 | 45605554.2233 | 316227.766 | 2.7809 | 12030.819 | 16399.5244 | 245.2645 | 334.3265
1 | 2300 | 707 | 0.035 | 15 | 15 | 7 | 4.217e-10 | 5spot_SharedNeighbor | Water | Porous | Wet | R600a | MinimizeLCOE_Brownfield | IgnoreSilica | 2019 | 97.3696 | 14.0408 | 0.73951 | 4 | 11634.1942 | 15741.2688 | 237.1788 | 320.9071 | 93.6494 | 0 | 183.2715 | 2146844.2042 | 130018.1332 | 2879828.7018 | 3126630.0548 | 0 | 260170.6886 | 0 | 3331961.7952 | 8669081.1119 | 5916825.9907 | 26461360.6805 | 961560.8286 | 6991696.732 | 6991696.732 | 1478867.319 | 3678399.7627 | 0 | 34414618.2411 | 46563582.0548 | 421696.5034 | 2.9581 | 11634.1942 | 15741.2688 | 237.1788 | 320.9071
1 | 2300 | 707 | 0.035 | 15 | 15 | 7 | 5.6234e-10 | 5spot_SharedNeighbor | Water | Porous | Wet | R600a | MinimizeLCOE_Brownfield | IgnoreSilica | 2019 | 100.9434 | 14.5467 | 0.77553 | 4 | 11335.5711 | 15251.9379 | 231.0909 | 310.9314 | 93.6156 | 0 | 179.6171 | 2200575.7241 | 133219.6735 | 2962616.7316 | 3239605.0842 | 0 | 249451.6502 | 0 | 3426332.8568 | 8914615.2559 | 6084408.0892 | 27210825.0655 | 961560.8286 | 6991696.732 | 6991696.732 | 1478867.319 | 3678399.7627 | 0 | 35164082.6262 | 47313046.4399 | 562341.3252 | 3.1021 | 11335.5711 | 15251.9379 | 231.0909 | 310.9314
1 | 2300 | 707 | 0.035 | 15 | 15 | 7 | 7.4989e-10 | 5spot_SharedNeighbor | Water | Porous | Wet | R600a | MinimizeLCOE_Brownfield | IgnoreSilica | 2019 | 103.7445 | 14.9421 | 0.80424 | 4 | 11110.9594 | 14887.4814 | 226.5119 | 303.5014 | 93.5868 | 0 | 155.8445 | 2242124.0336 | 135691.6242 | 3026926.1815 | 3328046.135 | 0 | 239800.6888 | 0 | 3499309.5786 | 9104485.7163 | 6213998.5799 | 27790382.5378 | 961560.8286 | 6991696.732 | 6991696.732 | 1478867.319 | 3678399.7627 | 0 | 35743640.0984 | 47892603.9121 | 749894.2093 | 3.217 | 11110.9594 | 14887.4814 | 226.5119 | 303.5014
1 | 2300 | 707 | 0.035 | 15 | 15 | 7 | 1e-09 | 5spot_SharedNeighbor | Water | Porous | Wet | R600a | MinimizeLCOE_Brownfield | IgnoreSilica | 2019 | 105.8956 | 15.245 | 0.8267 | 4 | 10942.1326 | 14616.0825 | 223.0702 | 297.9686 | 93.5632 | 0 | 171.9578 | 2273699.041 | 137567.9949 | 3075971.6255 | 3395895.8503 | 0 | 231400.6717 | 0 | 3554668.7216 | 9248518.8507 | 6312304.1536 | 28230026.9093 | 961560.8286 | 6991696.732 | 6991696.732 | 1478867.319 | 3678399.7627 | 0 | 36183284.47 | 48332248.2837 | 1000000 | 3.3068 | 10942.1326 | 14616.0825 | 223.0702 | 297.9686
1 | 2300 | 707 | 0.035 | 15 | 15 | 7 | 1.3335e-09 | 5spot_SharedNeighbor | Water | Porous | Wet | R600a | MinimizeLCOE_Brownfield | IgnoreSilica | 2019 | 107.5593 | 15.4788 | 0.84419 | 4 | 10815.2997 | 14413.124 | 220.4845 | 293.831 | 93.5442 | 0 | 182.8108 | 2297924.0598 | 139006.2606 | 3113702.4961 | 3448328.4397 | 0 | 224480.5898 | 0 | 3597142.32 | 9359026.4412 | 6387727.8549 | 28567338.462 | 961560.8286 | 6991696.732 | 6991696.732 | 1478867.319 | 3678399.7627 | 0 | 36520596.0226 | 48669559.8363 | 1333521.4322 | 3.3768 | 10815.2997 | 14413.124 | 220.4845 | 293.831
1 | 2300 | 707 | 0.035 | 15 | 15 | 7 | 1.7783e-09 | 5spot_SharedNeighbor | Water | Porous | Wet | R600a | MinimizeLCOE_Brownfield | IgnoreSilica | 2019 | 108.8265 | 15.6567 | 0.85764 | 4 | 10720.0519 | 14261.4595 | 218.5428 | 290.7391 | 93.5292 | 0 | 156.1187 | 2316264.6758 | 140094.382 | 3142327.7757 | 3488244.051 | 0 | 218855.479 | 0 | 3629256.6817 | 9442581.423 | 6444755.8468 | 28822380.315 | 961560.8286 | 6991696.732 | 6991696.732 | 1478867.319 | 3678399.7627 | 0 | 36775637.8756 | 48924601.6893 | 1778279.41 | 3.4305 | 10720.0519 | 14261.4595 | 218.5428 | 290.7391
1 | 2300 | 707 | 0.035 | 15 | 15 | 7 | 2.3714e-09 | 5spot_SharedNeighbor | Water | Porous | Wet | R600a | MinimizeLCOE_Brownfield | IgnoreSilica | 2019 | 109.7861 | 15.7912 | 0.8679 | 4 | 10648.5452 | 14148.0649 | 217.085 | 288.4274 | 93.5176 | 0 | 161.3614 | 2330088.6684 | 140914.0876 | 3163937.7692 | 3518455.4637 | 0 | 214363.4981 | 0 | 3653426.1999 | 9505465.5514 | 6487675.5566 | 29014326.795 | 961560.8286 | 6991696.732 | 6991696.732 | 1478867.319 | 3678399.7627 | 0 | 36967584.3556 | 49116548.1693 | 2371373.7057 | 3.4716 | 10648.5452 | 14148.0649 | 217.085 | 288.4274
1 | 2300 | 707 | 0.035 | 15 | 15 | 7 | 3.1623e-09 | 5spot_SharedNeighbor | Water | Porous | Wet | R600a | MinimizeLCOE_Brownfield | IgnoreSilica | 2019 | 110.4971 | 15.8908 | 0.87563 | 4 | 10594.8751 | 14063.5175 | 215.9909 | 286.7038 | 93.5089 | 0 | 197.2274 | 2340294.7693 | 141519.0149 | 3179911.095 | 3540829.8307 | 0 | 210760.7992 | 0 | 3671193.0486 | 9551691.2471 | 6519225.5438 | 29155425.3486 | 961560.8286 | 6991696.732 | 6991696.732 | 1478867.319 | 3678399.7627 | 0 | 37108682.9092 | 49257646.7229 | 3162277.6602 | 3.5025 | 10594.8751 | 14063.5175 | 215.9909 | 286.7038
1 | 2300 | 707 | 0.035 | 15 | 15 | 7 | 4.217e-09 | 5spot_SharedNeighbor | Water | Porous | Wet | R600a | MinimizeLCOE_Brownfield | IgnoreSilica | 2019 | 111.0501 | 15.9682 | 0.88157 | 4 | 10554.6002 | 13999.8539 | 215.1698 | 285.406 | 93.502 | 0 | 201.3031 | 2348213.5848 | 141988.2245 | 3192315.7021 | 3558230.6448 | 0 | 208050.1495 | 0 | 3685031.3392 | 9587695.6407 | 6543799.2823 | 29265324.5679 | 961560.8286 | 6991696.732 | 6991696.732 | 1478867.319 | 3678399.7627 | 0 | 37218582.1285 | 49367545.9422 | 4216965.0343 | 3.5263 | 10554.6002 | 13999.8539 | 215.1698 | 285.406
1 | 2300 | 707 | 0.035 | 15 | 15 | 7 | 5.6234e-09 | 5spot_SharedNeighbor | Water | Porous | Wet | R600a | MinimizeLCOE_Brownfield | IgnoreSilica | 2019 | 111.4593 | 16.0255 | 0.88602 | 4 | 10524.3822 | 13952.3255 | 214.5538 | 284.437 | 93.4969 | 0 | 174.908 | 2354060.3692 | 142334.577 | 3201480.7773 | 3571101.3658 | 0 | 205924.6722 | 0 | 3695211.687 | 9614182.8174 | 6561877.3246 | 29346173.5905 | 961560.8286 | 6991696.732 | 6991696.732 | 1478867.319 | 3678399.7627 | 0 | 37299431.1511 | 49448394.9648 | 5623413.2519 | 3.5441 | 10524.3822 | 13952.3255 | 214.5538 | 284.437
1 | 2300 | 707 | 0.035 | 15 | 15 | 7 | 7.4989e-09 | 5spot_SharedNeighbor | Water | Porous | Wet | R600a | MinimizeLCOE_Brownfield | IgnoreSilica | 2019 | 111.7734 | 16.0694 | 0.88942 | 4 | 10501.7125 | 13916.5829 | 214.0916 | 283.7084 | 93.4929 | 0 | 197.4683 | 2358542.3993 | 142600.0359 | 3208510.1258 | 3580981.0078 | 0 | 204330.9841 | 0 | 3703036.1756 | 9634540.5318 | 6575771.8829 | 29408313.1432 | 961560.8286 | 6991696.732 | 6991696.732 | 1478867.319 | 3678399.7627 | 0 | 37361570.7038 | 49510534.5175 | 7498942.0933 | 3.5577 | 10501.7125 | 13916.5829 | 214.0916 | 283.7084
1 | 2300 | 707 | 0.035 | 15 | 15 | 7 | 1e-08 | 5spot_SharedNeighbor | Water | Porous | Wet | R600a | MinimizeLCOE_Brownfield | IgnoreSilica | 2019 | 111.9929 | 16.1001 | 0.89188 | 4 | 10484.7072 | 13890.1449 | 213.7449 | 283.1694 | 93.4901 | 0 | 173.6773 | 2361670.5905 | 142785.2847 | 3213418.0756 | 3587883.3026 | 0 | 203032.8393 | 0 | 3708428.1361 | 9648569.307 | 6585346.8103 | 29451134.3462 | 961560.8286 | 6991696.732 | 6991696.732 | 1478867.319 | 3678399.7627 | 0 | 37404391.9068 | 49553355.7205 | 10000000 | 3.5675 | 10484.7072 | 13890.1449 | 213.7449 | 283.1694
1 | 2400 | 707 | 0.035 | 15 | 15 | 7 | 1e-13 | 5spot_SharedNeighbor | Water | Porous | Wet | R600a | MinimizeLCOE_Brownfield | IgnoreSilica | 2019 | 0 | 0 | 0 | 0 |  |  |  |  | 15 |  | 22.2611 | [19 empty] | 100 | 0
1 | 2400 | 707 | 0.035 | 15 | 15 | 7 | 1.3335e-13 | 5spot_SharedNeighbor | Water | Porous | Wet | R600a | MinimizeLCOE_Brownfield | IgnoreSilica | 2019 | 0 | 0 | 0 | 0 |  |  |  |  | 15 |  | 25.0107 | [19 empty] | 133.3521 | 0
1 | 2400 | 707 | 0.035 | 15 | 15 | 7 | 1.7783e-13 | 5spot_SharedNeighbor | Water | Porous | Wet | R600a | MinimizeLCOE_Brownfield | IgnoreSilica | 2019 | 0 | 0 | 0 | 0 |  |  |  |  | 15 |  | 25.4767 | [19 empty] | 177.8279 | 0
1 | 2400 | 707 | 0.035 | 15 | 15 | 7 | 2.3714e-13 | 5spot_SharedNeighbor | Water | Porous | Wet | R600a | MinimizeLCOE_Brownfield | IgnoreSilica | 2019 | 0 | 0 | 0 | 0 |  |  |  |  | 15 |  | 26.01 | [19 empty] | 237.1374 | 0
1 | 2400 | 707 | 0.035 | 15 | 15 | 7 | 3.1623e-13 | 5spot_SharedNeighbor | Water | Porous | Wet | R600a | MinimizeLCOE_Brownfield | IgnoreSilica | 2019 | 0 | 0 | 0 | 0 |  |  |  |  | 15 |  | 26.1227 | [19 empty] | 316.2278 | 0
1 | 2400 | 707 | 0.035 | 15 | 15 | 7 | 4.217e-13 | 5spot_SharedNeighbor | Water | Porous | Wet | R600a | MinimizeLCOE_Brownfield | IgnoreSilica | 2019 | 0 | 0 | 0 | 0 |  |  |  |  | 15 |  | 24.3639 | [19 empty] | 421.6965 | 0
1 | 2400 | 707 | 0.035 | 15 | 15 | 7 | 5.6234e-13 | 5spot_SharedNeighbor | Water | Porous | Wet | R600a | MinimizeLCOE_Brownfield | IgnoreSilica | 2019 | 0 | 0 | 0 | 0 |  |  |  |  | 15 |  | 28.1374 | [19 empty] | 562.3413 | 0
1 | 2400 | 707 | 0.035 | 15 | 15 | 7 | 7.4989e-13 | 5spot_SharedNeighbor | Water | Porous | Wet | R600a | MinimizeLCOE_Brownfield | IgnoreSilica | 2019 | 1.068 | 0.11616 | 0.0011512 | 4 | 1956345.8369 | 4698403.6757 | 39882.756 | 95783.314 | 80.2458 | 0 | 172.2765 | 67416.7139 | 3736.7064 | 62810.7748 | 54160.4893 | 0 | 42445.8496 | 0 | 89922.5083 | 233959.9209 | 159682.4534 | 714135.4166 | 961560.8286 | 7332603.3321 | 7332603.3321 | 1478867.319 | 3814762.4027 | 0 | 9008299.5774 | 21634532.6313 | 749.8942 | 0.0046047 | 1956345.8369 | 4698403.6757 | 39882.756 | 95783.314
1 | 2400 | 707 | 0.035 | 15 | 15 | 7 | 1e-12 | 5spot_SharedNeighbor | Water | Porous | Wet | R600a | MinimizeLCOE_Brownfield | IgnoreSilica | 2019 | 1.4958 | 0.17937 | 0.0029335 | 4 | 788209.6476 | 1864235.3748 | 16068.7198 | 38004.9597 | 84.6328 | 0 | 258.5087 | 94807.8808 | 5412.4629 | 88608.2785 | 67977.0081 | 0 | 51466.0752 | 0 | 120225.9651 | 312803.2995 | 213494.6794 | 954795.6494 | 961560.8286 | 7332603.3321 | 7332603.3321 | 1478867.319 | 3814762.4027 | 0 | 9248959.8101 | 21875192.864 | 1000 | 0.011734 | 788209.6476 | 1864235.3748 | 16068.7198 | 38004.9597
1 | 2400 | 707 | 0.035 | 15 | 15 | 7 | 1.3335e-12 | 5spot_SharedNeighbor | Water | Porous | Wet | R600a | MinimizeLCOE_Brownfield | IgnoreSilica | 2019 | 2.0987 | 0.27031 | 0.0055824 | 4 | 428381.68 | 993834.9004 | 8733.14 | 20260.6687 | 88.0317 | 0 | 384.4421 | 129665.1864 | 7572.9104 | 122695.5059 | 87494.5295 | 0 | 63046.2229 | 0 | 160084.9985 | 416508.3281 | 284275.4923 | 1271343.1739 | 961560.8286 | 7332603.3321 | 7332603.3321 | 1478867.319 | 3814762.4027 | 0 | 9565507.3346 | 22191740.3885 | 1333.5214 | 0.022329 | 428381.68 | 993834.9004 | 8733.14 | 20260.6687
1 | 2400 | 707 | 0.035 | 15 | 15 | 7 | 1.7783e-12 | 5spot_SharedNeighbor | Water | Porous | Wet | R600a | MinimizeLCOE_Brownfield | IgnoreSilica | 2019 | 2.813 | 0.37954 | 0.0093169 | 4 | 265993.2403 | 604793.0071 | 5422.632 | 12329.5235 | 90.29 | 0 | 87.8602 | 167182.3749 | 9915.9866 | 160684.4529 | 110994.9015 | 0 | 73862.3819 | 0 | 203829.6382 | 530322.9073 | 361956.2813 | 1618748.9246 | 961560.8286 | 7332603.3321 | 7332603.3321 | 1478867.319 | 3814762.4027 | 0 | 9912913.0853 | 22539146.1392 | 1778.2794 | 0.037268 | 265993.2403 | 604793.0071 | 5422.632 | 12329.5235
1 | 2400 | 707 | 0.035 | 15 | 15 | 7 | 2.3714e-12 | 5spot_SharedNeighbor | Water | Porous | Wet | R600a | MinimizeLCOE_Brownfield | IgnoreSilica | 2019 | 3.7681 | 0.52636 | 0.014432 | 4 | 179260.5227 | 397984.837 | 3654.4682 | 8113.4592 | 92.0338 | 0 | 87.9218 | 212729.0986 | 12767.8422 | 208457.2427 | 142276.9692 | 0 | 86922.2965 | 0 | 258629.8452 | 672901.8049 | 459269.3086 | 2053954.408 | 961560.8286 | 7332603.3321 | 7332603.3321 | 1478867.319 | 3814762.4027 | 0 | 10348118.5687 | 22974351.6226 | 2371.3737 | 0.057727 | 179260.5227 | 397984.837 | 3654.4682 | 8113.4592
1 | 2400 | 707 | 0.035 | 15 | 15 | 7 | 3.1623e-12 | 5spot_SharedNeighbor | Water | Porous | Wet | R600a | MinimizeLCOE_Brownfield | IgnoreSilica | 2019 | 4.942 | 0.70764 | 0.02132 | 4 | 127220.5435 | 275273.8868 | 2593.5629 | 5611.8305 | 93.2845 | 0 | 92.4715 | 263945.7094 | 15979.9749 | 263890.1372 | 181070.9502 | 0 | 100171.078 | 0 | 321772.5614 | 837186.2001 | 571396.7841 | 2555413.3953 | 961560.8286 | 7332603.3321 | 7332603.3321 | 1478867.319 | 3814762.4027 | 0 | 10849577.5561 | 23475810.61 | 3162.2777 | 0.085282 | 127220.5435 | 275273.8868 | 2593.5629 | 5611.8305
1 | 2400 | 707 | 0.035 | 15 | 15 | 7 | 4.217e-12 | 5spot_SharedNeighbor | Water | Porous | Wet | R600a | MinimizeLCOE_Brownfield | IgnoreSilica | 2019 | 6.4204 | 0.9359 | 0.030478 | 4 | 93856.7799 | 197426.0331 | 1913.3974 | 4024.7967 | 94.2112 | 0 | 63.438 | 322953.0113 | 19677.0179 | 329799.6919 | 229654.5902 | 0 | 114303.6832 | 0 | 396391.3179 | 1031328.898 | 703903.1646 | 3148011.375 | 961560.8286 | 7332603.3321 | 7332603.3321 | 1478867.319 | 3814762.4027 | 0 | 11442175.5357 | 24068408.5896 | 4216.965 | 0.12191 | 93856.7799 | 197426.0331 | 1913.3974 | 4024.7967
1 | 2400 | 707 | 0.035 | 15 | 15 | 7 | 5.6234e-12 | 5spot_SharedNeighbor | Water | Porous | Wet | R600a | MinimizeLCOE_Brownfield | IgnoreSilica | 2019 | 8.1481 | 1.2015 | 0.042025 | 4 | 71931.2793 | 147042.6167 | 1466.4164 | 2997.6626 | 94.8076 | 0 | 54.9634 | 386147.0827 | 23625.662 | 402571.2728 | 286437.6404 | 0 | 127304.7006 | 0 | 478173.6798 | 1244109.828 | 849130.5215 | 3797500.3879 | 961560.8286 | 7332603.3321 | 7332603.3321 | 1478867.319 | 3814762.4027 | 0 | 12091664.5487 | 24717897.6026 | 5623.4133 | 0.1681 | 71931.2793 | 147042.6167 | 1466.4164 | 2997.6626
1 | 2400 | 707 | 0.035 | 15 | 15 | 7 | 7.4989e-12 | 5spot_SharedNeighbor | Water | Porous | Wet | R600a | MinimizeLCOE_Brownfield | IgnoreSilica | 2019 | 10.7861 | 1.6124 | 0.058476 | 4 | 55832.7625 | 109813.4435 | 1138.2264 | 2238.6956 | 95.5304 | 0 | 51.6204 | 476763.8868 | 29305.9362 | 509108.1767 | 373467.8438 | 0 | 149903.0082 | 0 | 600034.0522 | 1561165.5198 | 1065527.546 | 4765275.9697 | 961560.8286 | 7332603.3321 | 7332603.3321 | 1478867.319 | 3814762.4027 | 0 | 13059440.1305 | 25685673.1844 | 7498.9421 | 0.2339 | 55832.7625 | 109813.4435 | 1138.2264 | 2238.6956
1 | 2400 | 707 | 0.035 | 15 | 15 | 7 | 1e-11 | 5spot_SharedNeighbor | Water | Porous | Wet | R600a | MinimizeLCOE_Brownfield | IgnoreSilica | 2019 | 13.8265 | 2.0835 | 0.079098 | 4 | 44574.3359 | 84481.2283 | 908.7081 | 1722.2641 | 95.9575 | 0 | 59.3082 | 572135.7163 | 35261.8674 | 624785.9521 | 473465.9521 | 0 | 169822.403 | 0 | 731434.0374 | 1903041.3276 | 1298864.8097 | 5808812.0655 | 961560.8286 | 7332603.3321 | 7332603.3321 | 1478867.319 | 3814762.4027 | 0 | 14102976.2263 | 26729209.2802 | 10000 | 0.31639 | 44574.3359 | 84481.2283 | 908.7081 | 1722.2641
1 | 2400 | 707 | 0.035 | 15 | 15 | 7 | 1.3335e-11 | 5spot_SharedNeighbor | Water | Porous | Wet | R600a | MinimizeLCOE_Brownfield | IgnoreSilica | 2019 | 17.5996 | 2.6684 | 0.1057 | 4 | 36276.0611 | 66139.3621 | 739.5366 | 1348.3404 | 96.2847 | 0 | 63.6153 | 681964.3617 | 42109.4256 | 761357.3986 | 597628.8167 | 0 | 191016.0292 | 0 | 886889.6524 | 2307504.9495 | 1574919.5425 | 7043390.1762 | 961560.8286 | 7332603.3321 | 7332603.3321 | 1478867.319 | 3814762.4027 | 0 | 15337554.3369 | 27963787.3908 | 13335.2143 | 0.4228 | 36276.0611 | 66139.3621 | 739.5366 | 1348.3404
1 | 2400 | 707 | 0.035 | 15 | 15 | 7 | 1.7783e-11 | 5spot_SharedNeighbor | Water | Porous | Wet | R600a | MinimizeLCOE_Brownfield | IgnoreSilica | 2019 | 22.2749 | 3.3933 | 0.13975 | 4 | 30054.4931 | 52641.9089 | 612.7015 | 1073.1765 | 96.5382 | 0 | 52.7552 | 808565.7922 | 49988.7321 | 922576.4634 | 751498.1489 | 0 | 213714.058 | 0 | 1071073.8459 | 2786714.4395 | 1901989.8662 | 8506121.3462 | 961560.8286 | 7332603.3321 | 7332603.3321 | 1478867.319 | 3814762.4027 | 0 | 16800285.507 | 29426518.5608 | 17782.7941 | 0.55899 | 30054.4931 | 52641.9089 | 612.7015 | 1073.1765
1 | 2400 | 707 | 0.035 | 15 | 15 | 7 | 2.3714e-11 | 5spot_SharedNeighbor | Water | Porous | Wet | R600a | MinimizeLCOE_Brownfield | IgnoreSilica | 2019 | 27.9286 | 4.27 | 0.18257 | 4 | 25324.586 | 42614.0738 | 516.2759 | 868.7455 | 96.7329 | 0 | 73.1772 | 951409.1188 | 58862.5198 | 1108634.2772 | 937582.9057 | 0 | 236742.0067 | 0 | 1284360.023 | 3341641.3213 | 2280738.8657 | 10199971.0381 | 961560.8286 | 7332603.3321 | 7332603.3321 | 1478867.319 | 3814762.4027 | 0 | 18494135.1989 | 31120368.2528 | 23713.7371 | 0.73028 | 25324.586 | 42614.0738 | 516.2759 | 868.7455
1 | 2400 | 707 | 0.035 | 15 | 15 | 7 | 3.1623e-11 | 5spot_SharedNeighbor | Water | Porous | Wet | R600a | MinimizeLCOE_Brownfield | IgnoreSilica | 2019 | 34.7102 | 5.3219 | 0.23567 | 4 | 21689.6068 | 35083.5863 | 442.172 | 715.2264 | 96.8843 | 0 | 78.8504 | 1111797.093 | 68807.5316 | 1322047.1586 | 1160810.7521 | 0 | 260074.3116 | 0 | 1530179.3703 | 3981212.8385 | 2717259.568 | 12152188.6236 | 961560.8286 | 7332603.3321 | 7332603.3321 | 1478867.319 | 3814762.4027 | 0 | 20446352.7844 | 33072585.8383 | 31622.7766 | 0.94268 | 21689.6068 | 35083.5863 | 442.172 | 715.2264
1 | 2400 | 707 | 0.035 | 15 | 15 | 7 | 4.217e-11 | 5spot_SharedNeighbor | Water | Porous | Wet | R600a | MinimizeLCOE_Brownfield | IgnoreSilica | 2019 | 42.6808 | 6.5582 | 0.30039 | 4 | 18854.7338 | 29362.9666 | 384.3793 | 598.6038 | 97.0013 | 0 | 153.4798 | 1288813.4534 | 79762.3732 | 1562375.9743 | 1423178.7001 | 0 | 282512.627 | 0 | 1808290.8199 | 4704801.782 | 3211123.8902 | 14360859.6201 | 961560.8286 | 7332603.3321 | 7332603.3321 | 1478867.319 | 3814762.4027 | 0 | 22655023.7809 | 35281256.8348 | 42169.6503 | 1.2016 | 18854.7338 | 29362.9666 | 384.3793 | 598.6038
1 | 2400 | 707 | 0.035 | 15 | 15 | 7 | 5.6234e-11 | 5spot_SharedNeighbor | Water | Porous | Wet | R600a | MinimizeLCOE_Brownfield | IgnoreSilica | 2019 | 51.4117 | 7.9119 | 0.37459 | 4 | 16675.5581 | 25102.1964 | 339.9538 | 511.7422 | 97.0837 | 0 | 150.3942 | 1471662.6313 | 91054.294 | 1815316.5352 | 1710432.9567 | 0 | 300828.6971 | 0 | 2101825.0946 | 5468517.7525 | 3732375.7329 | 16692013.6943 | 961560.8286 | 7332603.3321 | 7332603.3321 | 1478867.319 | 3814762.4027 | 0 | 24986177.8551 | 37612410.909 | 56234.1325 | 1.4984 | 16675.5581 | 25102.1964 | 339.9538 | 511.7422
1 | 2400 | 707 | 0.035 | 15 | 15 | 7 | 7.4989e-11 | 5spot_SharedNeighbor | Water | Porous | Wet | R600a | MinimizeLCOE_Brownfield | IgnoreSilica | 2019 | 60.5808 | 9.3312 | 0.45622 | 4 | 14987.6782 | 21906.6448 | 305.5441 | 446.5966 | 97.1319 | 0 | 164.9888 | 1653644.7781 | 102265.9637 | 2071407.1941 | 2011914.5985 | 0 | 313457.1475 | 0 | 2399548.9759 | 6243134.2202 | 4261067.3888 | 19056440.2668 | 961560.8286 | 7332603.3321 | 7332603.3321 | 1478867.319 | 3814762.4027 | 0 | 27350604.4275 | 39976837.4814 | 74989.4209 | 1.8249 | 14987.6782 | 21906.6448 | 305.5441 | 446.5966
1 | 2400 | 707 | 0.035 | 15 | 15 | 7 | 1e-10 | 5spot_SharedNeighbor | Water | Porous | Wet | R600a | MinimizeLCOE_Brownfield | IgnoreSilica | 2019 | 69.6212 | 10.7265 | 0.54074 | 4 | 13687.3215 | 19524.8173 | 279.0346 | 398.0398 | 97.1459 | 0 | 160.2233 | 1824522.0164 | 112764.3224 | 2315665.6355 | 2308797.9966 | 0 | 318822.7118 | 0 | 2683423.3462 | 6981717.1011 | 4765165.3814 | 21310878.5114 | 961560.8286 | 7332603.3321 | 7332603.3321 | 1478867.319 | 3814762.4027 | 0 | 29605042.6722 | 42231275.7261 | 100000 | 2.163 | 13687.3215 | 19524.8173 | 279.0346 | 398.0398
1 | 2400 | 707 | 0.035 | 15 | 15 | 7 | 1.3335e-10 | 5spot_SharedNeighbor | Water | Porous | Wet | R600a | MinimizeLCOE_Brownfield | IgnoreSilica | 2019 | 77.005 | 11.8616 | 0.61862 | 4 | 12675.5959 | 17778.1915 | 258.4092 | 362.4325 | 97.1343 | 0 | 284.6288 | 1958502.4738 | 120972.3069 | 2509729.0994 | 2550886.1607 | 0 | 308848.1044 | 0 | 2905085.8766 | 7558437.536 | 5158788.9287 | 23071250.4865 | 961560.8286 | 7332603.3321 | 7332603.3321 | 1478867.319 | 3814762.4027 | 0 | 31365414.6473 | 43991647.7012 | 133352.1432 | 2.4745 | 12675.5959 | 17778.1915 | 258.4092 | 362.4325
1 | 2400 | 707 | 0.035 | 15 | 15 | 7 | 1.7783e-10 | 5spot_SharedNeighbor | Water | Porous | Wet | R600a | MinimizeLCOE_Brownfield | IgnoreSilica | 2019 | 85.8887 | 13.2203 | 0.70225 | 4 | 11921.4577 | 16416.3739 | 243.035 | 334.67 | 97.0948 | 0 | 134.6994 | 2113658.3441 | 130447.6018 | 2737280.0799 | 2841549.5636 | 0 | 311124.2963 | 0 | 3172283.3554 | 8253630.5659 | 5633272.4564 | 25193246.2633 | 961560.8286 | 7332603.3321 | 7332603.3321 | 1478867.319 | 3814762.4027 | 0 | 33487410.4241 | 46113643.478 | 177827.941 | 2.809 | 11921.4577 | 16416.3739 | 243.035 | 334.67
1 | 2400 | 707 | 0.035 | 15 | 15 | 7 | 2.3714e-10 | 5spot_SharedNeighbor | Water | Porous | Wet | R600a | MinimizeLCOE_Brownfield | IgnoreSilica | 2019 | 92.2929 | 14.1943 | 0.76982 | 4 | 11351.112 | 15451.4844 | 231.4078 | 314.9994 | 97.05 | 0 | 151.2538 | 2221702.5113 | 137024.3816 | 2897553.7525 | 3050605.3359 | 0 | 300479.5906 | 0 | 3356872.5731 | 8733893.8459 | 5961062.0134 | 26659194.0044 | 961560.8286 | 7332603.3321 | 7332603.3321 | 1478867.319 | 3814762.4027 | 0 | 34953358.1652 | 47579591.2191 | 237137.3706 | 3.0793 | 11351.112 | 15451.4844 | 231.4078 | 314.9994
1 | 2400 | 707 | 0.035 | 15 | 15 | 7 | 3.1623e-10 | 5spot_SharedNeighbor | Water | Porous | Wet | R600a | MinimizeLCOE_Brownfield | IgnoreSilica | 2019 | 97.5741 | 14.9936 | 0.82727 | 4 | 10920.0853 | 14735.7002 | 222.6207 | 300.4072 | 97.0035 | 0 | 129.7359 | 2308541.2243 | 142296.3538 | 3027473.4239 | 3222664.6136 | 0 | 288097.0546 | 0 | 3505738.3414 | 9121212.0384 | 6225414.6384 | 27841437.6884 | 961560.8286 | 7332603.3321 | 7332603.3321 | 1478867.319 | 3814762.4027 | 0 | 36135601.8492 | 48761834.9031 | 316227.766 | 3.3091 | 10920.0853 | 14735.7002 | 222.6207 | 300.4072
1 | 2400 | 707 | 0.035 | 15 | 15 | 7 | 4.217e-10 | 5spot_SharedNeighbor | Water | Porous | Wet | R600a | MinimizeLCOE_Brownfield | IgnoreSilica | 2019 | 101.813 | 15.6324 | 0.87461 | 4 | 10595.0352 | 14204.1504 | 215.9941 | 289.5708 | 96.9602 | 0 | 128.5253 | 2376809.9907 | 146431.2526 | 3130324.909 | 3360444.5034 | 0 | 275449.3513 | 0 | 3622889.4027 | 9426015.069 | 6433448.9699 | 28771813.4485 | 961560.8286 | 7332603.3321 | 7332603.3321 | 1478867.319 | 3814762.4027 | 0 | 37065977.6093 | 49692210.6632 | 421696.5034 | 3.4984 | 10595.0352 | 14204.1504 | 215.9941 | 289.5708
1 | 2400 | 707 | 0.035 | 15 | 15 | 7 | 5.6234e-10 | 5spot_SharedNeighbor | Water | Porous | Wet | R600a | MinimizeLCOE_Brownfield | IgnoreSilica | 2019 | 101.9125 | 15.6473 | 0.89427 | 4 | 10341.0619 | 13870.8388 | 210.8165 | 282.7758 | 96.9589 | 0 | 150.0316 | 2378390.0669 | 146526.7155 | 3132717.8744 | 3363672.3472 | 0 | 243824.2279 | 0 | 3613401.1805 | 9401328.6611 | 6416599.9892 | 28696461.0627 | 961560.8286 | 7332603.3321 | 7332603.3321 | 1478867.319 | 3814762.4027 | 0 | 36990625.2234 | 49616858.2773 | 562341.3252 | 3.5771 | 10341.0619 | 13870.8388 | 210.8165 | 282.7758
1 | 2400 | 707 | 0.035 | 15 | 15 | 7 | 7.4989e-10 | 5spot_SharedNeighbor | Water | Porous | Wet | R600a | MinimizeLCOE_Brownfield | IgnoreSilica | 2019 | 107.6667 | 16.5084 | 0.94258 | 4 | 10162.3861 | 13511.2447 | 207.174 | 275.445 | 96.8862 | 0 | 92.4947 | 2468776.8195 | 151982.4005 | 3270070.8351 | 3550130.5796 | 0 | 251877.1239 | 0 | 3780206.7258 | 9835322.4736 | 6712809.6839 | 30021176.6419 | 961560.8286 | 7332603.3321 | 7332603.3321 | 1478867.319 | 3814762.4027 | 0 | 38315340.8027 | 50941573.8566 | 749894.2093 | 3.7703 | 10162.3861 | 13511.2447 | 207.174 | 275.445
1 | 2400 | 707 | 0.035 | 15 | 15 | 7 | 1e-09 | 5spot_SharedNeighbor | Water | Porous | Wet | R600a | MinimizeLCOE_Brownfield | IgnoreSilica | 2019 | 109.6741 | 16.8081 | 0.96617 | 4 | 10023.5831 | 13290.6628 | 204.3443 | 270.9481 | 96.8604 | 0 | 91.7813 | 2499878.0875 | 153857.2593 | 3317544.2957 | 3615113.6823 | 0 | 242903.3981 | 0 | 3833425.7219 | 9973787.3847 | 6807314.8309 | 30443824.6605 | 961560.8286 | 7332603.3321 | 7332603.3321 | 1478867.319 | 3814762.4027 | 0 | 38737988.8213 | 51364221.8751 | 1000000 | 3.8647 | 10023.5831 | 13290.6628 | 204.3443 | 270.9481
1 | 2400 | 707 | 0.035 | 15 | 15 | 7 | 1.3335e-09 | 5spot_SharedNeighbor | Water | Porous | Wet | R600a | MinimizeLCOE_Brownfield | IgnoreSilica | 2019 | 111.2009 | 17.0357 | 0.98435 | 4 | 9919.2891 | 13126.0249 | 202.2181 | 267.5918 | 96.8401 | 0 | 105.1188 | 2523359.2322 | 155271.4347 | 3353476.5307 | 3664500.8419 | 0 | 235462.7066 | 0 | 3873507.591 | 10078072.1861 | 6878491.3507 | 30762141.8739 | 961560.8286 | 7332603.3321 | 7332603.3321 | 1478867.319 | 3814762.4027 | 0 | 39056306.0347 | 51682539.0886 | 1333521.4322 | 3.9374 | 9919.2891 | 13126.0249 | 202.2181 | 267.5918
1 | 2400 | 707 | 0.035 | 15 | 15 | 7 | 1.7783e-09 | 5spot_SharedNeighbor | Water | Porous | Wet | R600a | MinimizeLCOE_Brownfield | IgnoreSilica | 2019 | 112.3756 | 17.2105 | 0.99838 | 4 | 9840.9565 | 13002.6522 | 200.6212 | 265.0767 | 96.824 | 0 | 107.9499 | 2541322.3755 | 156352.5017 | 3381017.565 | 3702472.4897 | 0 | 229542.306 | 0 | 3904175.8228 | 10157864.6343 | 6932951.3362 | 31005699.0312 | 961560.8286 | 7332603.3321 | 7332603.3321 | 1478867.319 | 3814762.4027 | 0 | 39299863.1919 | 51926096.2458 | 1778279.41 | 3.9935 | 9840.9565 | 13002.6522 | 200.6212 | 265.0767
1 | 2400 | 707 | 0.035 | 15 | 15 | 7 | 2.3714e-09 | 5spot_SharedNeighbor | Water | Porous | Wet | R600a | MinimizeLCOE_Brownfield | IgnoreSilica | 2019 | 113.2498 | 17.3404 | 1.009 | 4 | 9782.1422 | 12910.6356 | 199.4222 | 263.2008 | 96.8119 | 0 | 95.273 | 2554634.5235 | 157153.2164 | 3401457.4413 | 3730719.7055 | 0 | 224766.983 | 0 | 3926805.4292 | 10216742.2282 | 6973136.5038 | 31185416.0308 | 961560.8286 | 7332603.3321 | 7332603.3321 | 1478867.319 | 3814762.4027 | 0 | 39479580.1916 | 52105813.2455 | 2371373.7057 | 4.0359 | 9782.1422 | 12910.6356 | 199.4222 | 263.2008
1 | 2400 | 707 | 0.035 | 15 | 15 | 7 | 3.1623e-09 | 5spot_SharedNeighbor | Water | Porous | Wet | R600a | MinimizeLCOE_Brownfield | IgnoreSilica | 2019 | 113.9271 | 17.441 | 1.0171 | 4 | 9737.9946 | 12841.4278 | 198.5222 | 261.7899 | 96.8023 | 0 | 101.5369 | 2564915.126 | 157771.3266 | 3417259.93 | 3752596.7781 | 0 | 221126.8887 | 0 | 3944331.3192 | 10262340.9991 | 7004258.6019 | 31324600.9696 | 961560.8286 | 7332603.3321 | 7332603.3321 | 1478867.319 | 3814762.4027 | 0 | 39618765.1303 | 52244998.1842 | 3162277.6602 | 4.0685 | 9737.9946 | 12841.4278 | 198.5222 | 261.7899
1 | 2400 | 707 | 0.035 | 15 | 15 | 7 | 4.217e-09 | 5spot_SharedNeighbor | Water | Porous | Wet | R600a | MinimizeLCOE_Brownfield | IgnoreSilica | 2019 | 114.4265 | 17.5152 | 1.0232 | 4 | 9704.8634 | 12789.8056 | 197.8468 | 260.7375 | 96.7952 | 0 | 108.7418 | 2572475.6572 | 158225.7488 | 3428891.0739 | 3768720.5553 | 0 | 218247.7649 | 0 | 3957158.7121 | 10295715.244 | 7027037.2098 | 31426471.9661 | 961560.8286 | 7332603.3321 | 7332603.3321 | 1478867.319 | 3814762.4027 | 0 | 39720636.1269 | 52346869.1808 | 4216965.0343 | 4.0929 | 9704.8634 | 12789.8056 | 197.8468 | 260.7375
1 | 2400 | 707 | 0.035 | 15 | 15 | 7 | 5.6234e-09 | 5spot_SharedNeighbor | Water | Porous | Wet | R600a | MinimizeLCOE_Brownfield | IgnoreSilica | 2019 | 114.7897 | 17.569 | 1.0277 | 4 | 9680.0038 | 12751.3641 | 197.34 | 259.9538 | 96.79 | 0 | 103.7983 | 2577965.0616 | 158555.6082 | 3437341.1838 | 3780446.0718 | 0 | 215968.5745 | 0 | 3966407.835 | 10319779.5645 | 7043461.603 | 31499925.5023 | 961560.8286 | 7332603.3321 | 7332603.3321 | 1478867.319 | 3814762.4027 | 0 | 39794089.6631 | 52420322.717 | 5623413.2519 | 4.111 | 9680.0038 | 12751.3641 | 197.34 | 259.9538
1 | 2400 | 707 | 0.035 | 15 | 15 | 7 | 7.4989e-09 | 5spot_SharedNeighbor | Water | Porous | Wet | R600a | MinimizeLCOE_Brownfield | IgnoreSilica | 2019 | 115.0797 | 17.6121 | 1.0313 | 4 | 9661.3533 | 12722.2464 | 196.9598 | 259.3602 | 96.7858 | 0 | 111.8799 | 2582342.8456 | 158818.6241 | 3444083.2 | 3789808.2712 | 0 | 214320.3361 | 0 | 3973855.578 | 10339157.0641 | 7056687.1447 | 31559073.0638 | 961560.8286 | 7332603.3321 | 7332603.3321 | 1478867.319 | 3814762.4027 | 0 | 39853237.2246 | 52479470.2785 | 7498942.0933 | 4.125 | 9661.3533 | 12722.2464 | 196.9598 | 259.3602
1 | 2400 | 707 | 0.035 | 15 | 15 | 7 | 1e-08 | 5spot_SharedNeighbor | Water | Porous | Wet | R600a | MinimizeLCOE_Brownfield | IgnoreSilica | 2019 | 115.289 | 17.6431 | 1.0338 | 4 | 9647.3625 | 12700.5812 | 196.6745 | 258.9185 | 96.7827 | 0 | 109.864 | 2585498.5761 | 159008.1928 | 3448944.9294 | 3796563.2657 | 0 | 213020.5765 | 0 | 3979183.8608 | 10353020.1629 | 7066148.9945 | 31601388.5585 | 961560.8286 | 7332603.3321 | 7332603.3321 | 1478867.319 | 3814762.4027 | 0 | 39895552.7193 | 52521785.7732 | 10000000 | 4.1354 | 9647.3625 | 12700.5812 | 196.6745 | 258.9185
1 | 2500 | 707 | 0.035 | 15 | 15 | 7 | 1e-13 | 5spot_SharedNeighbor | Water | Porous | Wet | R600a | MinimizeLCOE_Brownfield | IgnoreSilica | 2019 | 0 | 0 | 0 | 0 |  |  |  |  | 15 |  | 22.5539 | [19 empty] | 100 | 0
1 | 2500 | 707 | 0.035 | 15 | 15 | 7 | 1.3335e-13 | 5spot_SharedNeighbor | Water | Porous | Wet | R600a | MinimizeLCOE_Brownfield | IgnoreSilica | 2019 | 0 | 0 | 0 | 0 |  |  |  |  | 15 |  | 24.8589 | [19 empty] | 133.3521 | 0
1 | 2500 | 707 | 0.035 | 15 | 15 | 7 | 1.7783e-13 | 5spot_SharedNeighbor | Water | Porous | Wet | R600a | MinimizeLCOE_Brownfield | IgnoreSilica | 2019 | 0 | 0 | 0 | 0 |  |  |  |  | 15 |  | 25.2143 | [19 empty] | 177.8279 | 0
1 | 2500 | 707 | 0.035 | 15 | 15 | 7 | 2.3714e-13 | 5spot_SharedNeighbor | Water | Porous | Wet | R600a | MinimizeLCOE_Brownfield | IgnoreSilica | 2019 | 0 | 0 | 0 | 0 |  |  |  |  | 15 |  | 25.6121 | [19 empty] | 237.1374 | 0
1 | 2500 | 707 | 0.035 | 15 | 15 | 7 | 3.1623e-13 | 5spot_SharedNeighbor | Water | Porous | Wet | R600a | MinimizeLCOE_Brownfield | IgnoreSilica | 2019 | 0 | 0 | 0 | 0 |  |  |  |  | 15 |  | 25.6224 | [19 empty] | 316.2278 | 0
1 | 2500 | 707 | 0.035 | 15 | 15 | 7 | 4.217e-13 | 5spot_SharedNeighbor | Water | Porous | Wet | R600a | MinimizeLCOE_Brownfield | IgnoreSilica | 2019 | 0 | 0 | 0 | 0 |  |  |  |  | 15 |  | 24.8768 | [19 empty] | 421.6965 | 0
1 | 2500 | 707 | 0.035 | 15 | 15 | 7 | 5.6234e-13 | 5spot_SharedNeighbor | Water | Porous | Wet | R600a | MinimizeLCOE_Brownfield | IgnoreSilica | 2019 | 0.82568 | 0.085112 | 0.00049403 | 4 | 4669408.906 | 11304457.7804 | 95192.2164 | 230456.6623 | 77.9116 | 0 | 64.7507 | 53191.5593 | 2898.224 | 49066.9889 | 46892.2408 | 0 | 37286.2176 | 0 | 73840.7399 | 192118.4585 | 131124.7955 | 586419.2245 | 961560.8286 | 7679370.0231 | 7679370.0231 | 1478867.319 | 3953469.0791 | 0 | 9227350.0762 | 22339056.4975 | 562.3413 | 0.0019761 | 4669408.906 | 11304457.7804 | 95192.2164 | 230456.6623
1 | 2500 | 707 | 0.035 | 15 | 15 | 7 | 7.4989e-13 | 5spot_SharedNeighbor | Water | Porous | Wet | R600a | MinimizeLCOE_Brownfield | IgnoreSilica | 2019 | 1.243 | 0.14883 | 0.0020222 | 4 | 1172994.3126 | 2793958.3622 | 23913.0757 | 56958.6203 | 84.5626 | 0 | 211.8038 | 83322.815 | 4744.9575 | 76323.9956 | 60542.7159 | 0 | 48605.7499 | 0 | 106680.6912 | 277561.2754 | 189441.2738 | 847223.4743 | 961560.8286 | 7679370.0231 | 7679370.0231 | 1478867.319 | 3953469.0791 | 0 | 9488154.326 | 22599860.7473 | 749.8942 | 0.0080888 | 1172994.3126 | 2793958.3622 | 23913.0757 | 56958.6203
1 | 2500 | 707 | 0.035 | 15 | 15 | 7 | 1e-12 | 5spot_SharedNeighbor | Water | Porous | Wet | R600a | MinimizeLCOE_Brownfield | IgnoreSilica | 2019 | 1.7875 | 0.23517 | 0.0044456 | 4 | 551272.4627 | 1288607.8775 | 11238.4348 | 26270.0146 | 89.0511 | 0 | 320.0976 | 118831.0893 | 6970.9834 | 109670.5972 | 78672.3189 | 0 | 61058.7663 | 0 | 146329.4645 | 380719.2503 | 259848.7113 | 1162101.1812 | 961560.8286 | 7679370.0231 | 7679370.0231 | 1478867.319 | 3953469.0791 | 0 | 9803032.033 | 22914738.4543 | 1000 | 0.017783 | 551272.4627 | 1288607.8775 | 11238.4348 | 26270.0146
1 | 2500 | 707 | 0.035 | 15 | 15 | 7 | 1.3335e-12 | 5spot_SharedNeighbor | Water | Porous | Wet | R600a | MinimizeLCOE_Brownfield | IgnoreSilica | 2019 | 2.4293 | 0.33879 | 0.0079413 | 4 | 319352.9118 | 732123.5172 | 6510.4411 | 14925.3282 | 91.9515 | 0 | 445.6422 | 156662.9005 | 9368.7927 | 146543.1631 | 100221.9717 | 0 | 72585.3299 | 0 | 189299.0416 | 492517.2757 | 336153.1609 | 1503351.6362 | 961560.8286 | 7679370.0231 | 7679370.0231 | 1478867.319 | 3953469.0791 | 0 | 10144282.488 | 23255988.9092 | 1333.5214 | 0.031765 | 319352.9118 | 732123.5172 | 6510.4411 | 14925.3282
1 | 2500 | 707 | 0.035 | 15 | 15 | 7 | 1.7783e-12 | 5spot_SharedNeighbor | Water | Porous | Wet | R600a | MinimizeLCOE_Brownfield | IgnoreSilica | 2019 | 3.2493 | 0.47249 | 0.012857 | 4 | 205171.434 | 460130.8807 | 4182.6972 | 9380.3904 | 94.0831 | 0 | 63.1141 | 200670.5654 | 12173.6257 | 190906.5347 | 127994.7274 | 0 | 85041.5012 | 0 | 240546.9122 | 625853.7226 | 427158.0257 | 1910345.615 | 961560.8286 | 7679370.0231 | 7679370.0231 | 1478867.319 | 3953469.0791 | 0 | 10551276.4667 | 23662982.888 | 1778.2794 | 0.051427 | 205171.434 | 460130.8807 | 4182.6972 | 9380.3904
1 | 2500 | 707 | 0.035 | 15 | 15 | 7 | 2.3714e-12 | 5spot_SharedNeighbor | Water | Porous | Wet | R600a | MinimizeLCOE_Brownfield | IgnoreSilica | 2019 | 4.2675 | 0.63922 | 0.019383 | 4 | 142185.354 | 311298.6443 | 2898.6408 | 6346.2439 | 95.6378 | 0 | 67.9584 | 250514.2211 | 15356.4994 | 242839.8645 | 162428.9314 | 0 | 98250.6494 | 0 | 300062.1647 | 780700.2013 | 532843.9291 | 2382996.4609 | 961560.8286 | 7679370.0231 | 7679370.0231 | 1478867.319 | 3953469.0791 | 0 | 11023927.3127 | 24135633.734 | 2371.3737 | 0.077532 | 142185.354 | 311298.6443 | 2898.6408 | 6346.2439
1 | 2500 | 707 | 0.035 | 15 | 15 | 7 | 3.1623e-12 | 5spot_SharedNeighbor | Water | Porous | Wet | R600a | MinimizeLCOE_Brownfield | IgnoreSilica | 2019 | 5.7508 | 0.88267 | 0.028365 | 4 | 102915.5462 | 218478.1658 | 2098.0726 | 4453.9729 | 96.9414 | 0 | 82.4784 | 316625.7702 | 19578.0433 | 314060.7454 | 212498.9877 | 0 | 117408.6081 | 0 | 382267.1403 | 994580.6853 | 678821.7543 | 3035841.7344 | 961560.8286 | 7679370.0231 | 7679370.0231 | 1478867.319 | 3953469.0791 | 0 | 11676772.5862 | 24788479.0075 | 3162.2777 | 0.11346 | 102915.5462 | 218478.1658 | 2098.0726 | 4453.9729
1 | 2500 | 707 | 0.035 | 15 | 15 | 7 | 4.217e-12 | 5spot_SharedNeighbor | Water | Porous | Wet | R600a | MinimizeLCOE_Brownfield | IgnoreSilica | 2019 | 7.2318 | 1.1254 | 0.039706 | 4 | 77284.6892 | 159839.7634 | 1575.5529 | 3258.5498 | 97.6874 | 0 | 97.6518 | 377056.4748 | 23429.4712 | 381222.1758 | 262373.9728 | 0 | 129122.8569 | 0 | 457549.9311 | 1190451.0644 | 812507.3128 | 3633713.2599 | 961560.8286 | 7679370.0231 | 7679370.0231 | 1478867.319 | 3953469.0791 | 0 | 12274644.1117 | 25386350.533 | 4216.965 | 0.15882 | 77284.6892 | 159839.7634 | 1575.5529 | 3258.5498
1 | 2500 | 707 | 0.035 | 15 | 15 | 7 | 5.6234e-12 | 5spot_SharedNeighbor | Water | Porous | Wet | R600a | MinimizeLCOE_Brownfield | IgnoreSilica | 2019 | 9.5339 | 1.5055 | 0.055536 | 4 | 59337.1611 | 118360.4857 | 1209.6683 | 2412.9386 | 98.4801 | 0 | 131.9794 | 464625.6448 | 29018.4239 | 480864.7756 | 340369.7159 | 0 | 151095.2376 | 0 | 571729.7811 | 1487523.6126 | 1015265.4312 | 4540492.6227 | 961560.8286 | 7679370.0231 | 7679370.0231 | 1478867.319 | 3953469.0791 | 0 | 13181423.4744 | 26293129.8957 | 5623.4133 | 0.22214 | 59337.1611 | 118360.4857 | 1209.6683 | 2412.9386
1 | 2500 | 707 | 0.035 | 15 | 15 | 7 | 7.4989e-12 | 5spot_SharedNeighbor | Water | Porous | Wet | R600a | MinimizeLCOE_Brownfield | IgnoreSilica | 2019 | 12.2212 | 1.9485 | 0.075745 | 4 | 46785.6506 | 90061.2459 | 953.7888 | 1836.0203 | 99.0017 | 0 | 115.3825 | 558516.6644 | 34996.8706 | 590837.4015 | 431473.3087 | 0 | 171003.126 | 0 | 696862.6748 | 1813093.7335 | 1237473.7285 | 5534257.5079 | 961560.8286 | 7679370.0231 | 7679370.0231 | 1478867.319 | 3953469.0791 | 0 | 14175188.3597 | 27286894.781 | 7498.9421 | 0.30298 | 46785.6506 | 90061.2459 | 953.7888 | 1836.0203
1 | 2500 | 707 | 0.035 | 15 | 15 | 7 | 1e-11 | 5spot_SharedNeighbor | Water | Porous | Wet | R600a | MinimizeLCOE_Brownfield | IgnoreSilica | 2019 | 15.6265 | 2.5099 | 0.10202 | 4 | 37675.8504 | 69807.0663 | 768.0732 | 1423.1115 | 99.4076 | 0 | 110.9755 | 668699.1321 | 41999.0835 | 723266.0401 | 546708.7057 | 0 | 193304.9702 | 0 | 847851.3933 | 2205935.4073 | 1505596.2429 | 6733360.9752 | 961560.8286 | 7679370.0231 | 7679370.0231 | 1478867.319 | 3953469.0791 | 0 | 15374291.8269 | 28485998.2482 | 10000 | 0.40807 | 37675.8504 | 69807.0663 | 768.0732 | 1423.1115
1 | 2500 | 707 | 0.035 | 15 | 15 | 7 | 1.3335e-11 | 5spot_SharedNeighbor | Water | Porous | Wet | R600a | MinimizeLCOE_Brownfield | IgnoreSilica | 2019 | 19.8434 | 3.2052 | 0.13577 | 4 | 30916.5943 | 55059.3068 | 630.2766 | 1122.4584 | 99.7194 | 0 | 138.4044 | 795434.1526 | 50038.2893 | 879353.0774 | 689423.8984 | 0 | 216989.5958 | 0 | 1026183.2153 | 2669918.227 | 1822274.0512 | 8149614.507 | 961560.8286 | 7679370.0231 | 7679370.0231 | 1478867.319 | 3953469.0791 | 0 | 16790545.3587 | 29902251.78 | 13335.2143 | 0.54309 | 30916.5943 | 55059.3068 | 630.2766 | 1122.4584
1 | 2500 | 707 | 0.035 | 15 | 15 | 7 | 1.7783e-11 | 5spot_SharedNeighbor | Water | Porous | Wet | R600a | MinimizeLCOE_Brownfield | IgnoreSilica | 2019 | 25.0197 | 4.059 | 0.17868 | 4 | 25818.198 | 44163.0162 | 526.3389 | 900.3228 | 99.9602 | 0 | 122.4344 | 940349.2891 | 59212.9792 | 1062021.5248 | 864630.4151 | 0 | 241841.1996 | 0 | 1235541.609 | 3214625.8223 | 2194048.1776 | 9812271.0167 | 961560.8286 | 7679370.0231 | 7679370.0231 | 1478867.319 | 3953469.0791 | 0 | 18453201.8685 | 31564908.2898 | 17782.7941 | 0.71474 | 25818.198 | 44163.0162 | 526.3389 | 900.3228
1 | 2500 | 707 | 0.035 | 15 | 15 | 7 | 2.3714e-11 | 5spot_SharedNeighbor | Water | Porous | Wet | R600a | MinimizeLCOE_Brownfield | IgnoreSilica | 2019 | 31.266 | 5.0893 | 0.23237 | 4 | 21921.9637 | 36028.4651 | 446.9089 | 734.489 | 100.1463 | 0 | 121.1202 | 1103714.8504 | 69535.5004 | 1272522.6219 | 1076013.699 | 0 | 267082.6194 | 0 | 1477659.0235 | 3844565.6697 | 2623995.0675 | 11735089.0519 | 961560.8286 | 7679370.0231 | 7679370.0231 | 1478867.319 | 3953469.0791 | 0 | 20376019.9037 | 33487726.325 | 23713.7371 | 0.92948 | 21921.9637 | 36028.4651 | 446.9089 | 734.489
1 | 2500 | 707 | 0.035 | 15 | 15 | 7 | 3.1623e-11 | 5spot_SharedNeighbor | Water | Porous | Wet | R600a | MinimizeLCOE_Brownfield | IgnoreSilica | 2019 | 38.6667 | 6.3101 | 0.29825 | 4 | 18914.7863 | 29905.2612 | 385.6035 | 609.6592 | 100.2904 | 0 | 110.7861 | 1285159.2028 | 80977.4667 | 1511212.9122 | 1326464.5202 | 0 | 291952.5311 | 0 | 1753348.9869 | 4561854.4026 | 3113559.3665 | 13924529.389 | 961560.8286 | 7679370.0231 | 7679370.0231 | 1478867.319 | 3953469.0791 | 0 | 22565460.2408 | 35677166.662 | 31622.7766 | 1.193 | 18914.7863 | 29905.2612 | 385.6035 | 609.6592
1 | 2500 | 707 | 0.035 | 15 | 15 | 7 | 4.217e-11 | 5spot_SharedNeighbor | Water | Porous | Wet | R600a | MinimizeLCOE_Brownfield | IgnoreSilica | 2019 | 47.1339 | 7.7067 | 0.37661 | 4 | 16580.2802 | 25283.9447 | 338.0114 | 515.4474 | 100.3982 | 0 | 144.969 | 1480486.2049 | 93269.1691 | 1773200.6749 | 1612993.5755 | 0 | 314583.78 | 0 | 2057068.0277 | 5352069.0455 | 3652897.0976 | 16336567.5753 | 961560.8286 | 7679370.0231 | 7679370.0231 | 1478867.319 | 3953469.0791 | 0 | 24977498.427 | 38089204.8483 | 42169.6503 | 1.5065 | 16580.2802 | 25283.9447 | 338.0114 | 515.4474
1 | 2500 | 707 | 0.035 | 15 | 15 | 7 | 5.6234e-11 | 5spot_SharedNeighbor | Water | Porous | Wet | R600a | MinimizeLCOE_Brownfield | IgnoreSilica | 2019 | 56.3297 | 9.222 | 0.46563 | 4 | 14766.5251 | 21806.28 | 301.0356 | 444.5505 | 100.4694 | 0 | 156.1989 | 1680904.7728 | 105851.611 | 2046917.6227 | 1924043.2653 | 0 | 332214.8474 | 0 | 2375073.5265 | 6179454.1214 | 4217604.4129 | 18862064.18 | 961560.8286 | 7679370.0231 | 7679370.0231 | 1478867.319 | 3953469.0791 | 0 | 27502995.0318 | 40614701.4531 | 56234.1325 | 1.8625 | 14766.5251 | 21806.28 | 301.0356 | 444.5505
1 | 2500 | 707 | 0.035 | 15 | 15 | 7 | 7.4989e-11 | 5spot_SharedNeighbor | Water | Porous | Wet | R600a | MinimizeLCOE_Brownfield | IgnoreSilica | 2019 | 65.7501 | 10.7706 | 0.56128 | 4 | 13362.6149 | 19202.7472 | 272.415 | 391.474 | 100.502 | 0 | 174.8614 | 1875741.2029 | 118049.4094 | 2317498.0098 | 2242351.1639 | 0 | 342642.1113 | 0 | 2689549.9399 | 6997657.2411 | 4776044.8545 | 21359533.9328 | 961560.8286 | 7679370.0231 | 7679370.0231 | 1478867.319 | 3953469.0791 | 0 | 30000464.7845 | 43112171.2058 | 74989.4209 | 2.2451 | 13362.6149 | 19202.7472 | 272.415 | 391.474
1 | 2500 | 707 | 0.035 | 15 | 15 | 7 | 1e-10 | 5spot_SharedNeighbor | Water | Porous | Wet | R600a | MinimizeLCOE_Brownfield | IgnoreSilica | 2019 | 74.8681 | 12.2634 | 0.65822 | 4 | 12282.4951 | 17262.5175 | 250.3953 | 351.9198 | 100.4982 | 0 | 170.0419 | 2055574.5803 | 129271.4886 | 2571090.4129 | 2549899.126 | 0 | 345191.4285 | 0 | 2983900.5441 | 7763497.1337 | 5298746.3177 | 23697171.0318 | 961560.8286 | 7679370.0231 | 7679370.0231 | 1478867.319 | 3953469.0791 | 0 | 32338101.8835 | 45449808.3048 | 100000 | 2.6329 | 12282.4951 | 17262.5175 | 250.3953 | 351.9198
1 | 2500 | 707 | 0.035 | 15 | 15 | 7 | 1.3335e-10 | 5spot_SharedNeighbor | Water | Porous | Wet | R600a | MinimizeLCOE_Brownfield | IgnoreSilica | 2019 | 83.224 | 13.6243 | 0.75097 | 4 | 11456.5628 | 15821.4768 | 233.5575 | 322.5422 | 100.4664 | 0 | 186.6648 | 2213599.7474 | 139098.3389 | 2796991.7553 | 2831103.481 | 0 | 340541.2883 | 0 | 3245320.4983 | 8443658.2298 | 5762970.2417 | 25773283.5807 | 961560.8286 | 7679370.0231 | 7679370.0231 | 1478867.319 | 3953469.0791 | 0 | 34414214.4325 | 47525920.8538 | 133352.1432 | 3.0039 | 11456.5628 | 15821.4768 | 233.5575 | 322.5422
1 | 2500 | 707 | 0.035 | 15 | 15 | 7 | 1.7783e-10 | 5spot_SharedNeighbor | Water | Porous | Wet | R600a | MinimizeLCOE_Brownfield | IgnoreSilica | 2019 | 90.8534 | 14.8597 | 0.83807 | 4 | 10816.5201 | 14727.8016 | 220.5094 | 300.2462 | 100.4154 | 0 | 162.3081 | 2352687.2316 | 147717.0367 | 2998230.2958 | 3087215.6814 | 0 | 331424.7677 | 0 | 3477737.2551 | 9048358.9559 | 6175690.9126 | 27619062.1368 | 961560.8286 | 7679370.0231 | 7679370.0231 | 1478867.319 | 3953469.0791 | 0 | 36259992.9885 | 49371699.4098 | 177827.941 | 3.3523 | 10816.5201 | 14727.8016 | 220.5094 | 300.2462
1 | 2500 | 707 | 0.035 | 15 | 15 | 7 | 2.3714e-10 | 5spot_SharedNeighbor | Water | Porous | Wet | R600a | MinimizeLCOE_Brownfield | IgnoreSilica | 2019 | 97.0017 | 15.8496 | 0.91131 | 4 | 10344.0463 | 13940.9721 | 210.8774 | 284.2056 | 100.3599 | 0 | 176.5633 | 2461386.5402 | 154430.5124 | 3157108.5208 | 3293099.4397 | 0 | 318334.5618 | 0 | 3659900.2342 | 9522309.6606 | 6499172.0072 | 29065741.4768 | 961560.8286 | 7679370.0231 | 7679370.0231 | 1478867.319 | 3953469.0791 | 0 | 37706672.3286 | 50818378.7499 | 237137.3706 | 3.6453 | 10344.0463 | 13940.9721 | 210.8774 | 284.2056
1 | 2500 | 707 | 0.035 | 15 | 15 | 7 | 3.1623e-10 | 5spot_SharedNeighbor | Water | Porous | Wet | R600a | MinimizeLCOE_Brownfield | IgnoreSilica | 2019 | 102.0176 | 16.6531 | 0.97279 | 4 | 9986.9762 | 13356.5857 | 203.598 | 272.2921 | 100.3058 | 0 | 156.5917 | 2547932.5182 | 159760.6564 | 3284637.5041 | 3460691.4631 | 0 | 304022.0889 | 0 | 3805247.25 | 9900472.7809 | 6757276.1073 | 30220040.3689 | 961560.8286 | 7679370.0231 | 7679370.0231 | 1478867.319 | 3953469.0791 | 0 | 38860971.2207 | 51972677.642 | 316227.766 | 3.8912 | 9986.9762 | 13356.5857 | 203.598 | 272.2921
1 | 2500 | 707 | 0.035 | 15 | 15 | 7 | 4.217e-10 | 5spot_SharedNeighbor | Water | Porous | Wet | R600a | MinimizeLCOE_Brownfield | IgnoreSilica | 2019 | 106.0466 | 17.2956 | 1.0232 | 4 | 9717.6285 | 12921.298 | 198.107 | 263.4181 | 100.2569 | 0 | 172.2847 | 2616111.755 | 163949.6075 | 3385759.4322 | 3595051.8786 | 0 | 290145.8627 | 0 | 3919897.229 | 10198768.5084 | 6960869.0707 | 31130553.344 | 961560.8286 | 7679370.0231 | 7679370.0231 | 1478867.319 | 3953469.0791 | 0 | 39771484.1958 | 52883190.6171 | 421696.5034 | 4.0927 | 9717.6285 | 12921.298 | 198.107 | 263.4181
1 | 2500 | 707 | 0.035 | 15 | 15 | 7 | 5.6234e-10 | 5spot_SharedNeighbor | Water | Porous | Wet | R600a | MinimizeLCOE_Brownfield | IgnoreSilica | 2019 | 109.2092 | 17.7981 | 1.0635 | 4 | 9514.722 | 12596.9829 | 193.9705 | 256.8065 | 100.2151 | 0 | 166.0797 | 2668817.8785 | 167181.5269 | 3464336.2647 | 3700353.9978 | 0 | 277442.6314 | 0 | 4008471.5967 | 10429220.844 | 7118157.5251 | 31833982.265 | 961560.8286 | 7679370.0231 | 7679370.0231 | 1478867.319 | 3953469.0791 | 0 | 40474913.1168 | 53586619.5381 | 562341.3252 | 4.2539 | 9514.722 | 12596.9829 | 193.9705 | 256.8065
1 | 2500 | 707 | 0.035 | 15 | 15 | 7 | 7.4989e-10 | 5spot_SharedNeighbor | Water | Porous | Wet | R600a | MinimizeLCOE_Brownfield | IgnoreSilica | 2019 | 112.0977 | 18.2557 | 1.0992 | 4 | 9351.1565 | 12333.1373 | 190.636 | 251.4277 | 100.1746 | 0 | 174.9027 | 2716349.2908 | 170091.2524 | 3535503.624 | 3796401.5519 | 0 | 267042.4692 | 0 | 4089301.3934 | 10639523.3947 | 7261693.3372 | 32475906.3136 | 961560.8286 | 7679370.0231 | 7679370.0231 | 1478867.319 | 3953469.0791 | 0 | 41116837.1654 | 54228543.5867 | 749894.2093 | 4.397 | 9351.1565 | 12333.1373 | 190.636 | 251.4277
1 | 2500 | 707 | 0.035 | 15 | 15 | 7 | 1e-09 | 5spot_SharedNeighbor | Water | Porous | Wet | R600a | MinimizeLCOE_Brownfield | IgnoreSilica | 2019 | 113.5445 | 18.4842 | 1.1199 | 4 | 9247.1738 | 12174.266 | 188.5161 | 248.1889 | 100.1533 | 0 | 184.0002 | 2739934.5258 | 171533.187 | 3570929.7196 | 3844456.0524 | 0 | 257085.2353 | 0 | 4127736.1008 | 10739522.6193 | 7329944.8628 | 32781142.3031 | 961560.8286 | 7679370.0231 | 7679370.0231 | 1478867.319 | 3953469.0791 | 0 | 41422073.1548 | 54533779.5761 | 1000000 | 4.4794 | 9247.1738 | 12174.266 | 188.5161 | 248.1889
1 | 2500 | 707 | 0.035 | 15 | 15 | 7 | 1.3335e-09 | 5spot_SharedNeighbor | Water | Porous | Wet | R600a | MinimizeLCOE_Brownfield | IgnoreSilica | 2019 | 114.9749 | 18.7099 | 1.1388 | 4 | 9160.8584 | 12039.2489 | 186.7565 | 245.4364 | 100.1318 | 0 | 168.5326 | 2763116.82 | 172949.3634 | 3605820.1293 | 3891937.8616 | 0 | 249449.7654 | 0 | 4166476.8365 | 10840318.0667 | 7398739.8268 | 33088808.6699 | 961560.8286 | 7679370.0231 | 7679370.0231 | 1478867.319 | 3953469.0791 | 0 | 41729739.5217 | 54841445.943 | 1333521.4322 | 4.5552 | 9160.8584 | 12039.2489 | 186.7565 | 245.4364
1 | 2500 | 707 | 0.035 | 15 | 15 | 7 | 1.7783e-09 | 5spot_SharedNeighbor | Water | Porous | Wet | R600a | MinimizeLCOE_Brownfield | IgnoreSilica | 2019 | 116.0466 | 18.8787 | 1.1532 | 4 | 9096.0138 | 11938.473 | 185.4345 | 243.3819 | 100.1153 | 0 | 172.9794 | 2780394.272 | 174004.046 | 3631869.9839 | 3927489.8242 | 0 | 243254.3214 | 0 | 4195234.8545 | 10915140.5304 | 7449807.6957 | 33317195.5281 | 961560.8286 | 7679370.0231 | 7679370.0231 | 1478867.319 | 3953469.0791 | 0 | 41958126.3799 | 55069832.8012 | 1778279.41 | 4.6128 | 9096.0138 | 11938.473 | 185.4345 | 243.3819
1 | 2500 | 707 | 0.035 | 15 | 15 | 7 | 2.3714e-09 | 5spot_SharedNeighbor | Water | Porous | Wet | R600a | MinimizeLCOE_Brownfield | IgnoreSilica | 2019 | 116.8749 | 19.0091 | 1.1643 | 4 | 9047.3179 | 11862.7393 | 184.4418 | 241.838 | 100.1024 | 0 | 189.9623 | 2793695.0171 | 174815.5207 | 3651951.1606 | 3954954.9104 | 0 | 238472.4412 | 0 | 4217416.7295 | 10972853.2189 | 7489197.7915 | 33493356.7898 | 961560.8286 | 7679370.0231 | 7679370.0231 | 1478867.319 | 3953469.0791 | 0 | 42134287.6416 | 55245994.0629 | 2371373.7057 | 4.6571 | 9047.3179 | 11862.7393 | 184.4418 | 241.838
1 | 2500 | 707 | 0.035 | 15 | 15 | 7 | 3.1623e-09 | 5spot_SharedNeighbor | Water | Porous | Wet | R600a | MinimizeLCOE_Brownfield | IgnoreSilica | 2019 | 117.5003 | 19.1074 | 1.1727 | 4 | 9010.7603 | 11806.0191 | 183.6965 | 240.6817 | 100.0925 | 0 | 207.8616 | 2803707.2194 | 175426.0984 | 3667083.049 | 3975684.8109 | 0 | 234748.2323 | 0 | 4234093.2699 | 11016242.1563 | 7518811.6328 | 33625796.4689 | 961560.8286 | 7679370.0231 | 7679370.0231 | 1478867.319 | 3953469.0791 | 0 | 42266727.3206 | 55378433.7419 | 3162277.6602 | 4.6907 | 9010.7603 | 11806.0191 | 183.6965 | 240.6817
1 | 2500 | 707 | 0.035 | 15 | 15 | 7 | 4.217e-09 | 5spot_SharedNeighbor | Water | Porous | Wet | R600a | MinimizeLCOE_Brownfield | IgnoreSilica | 2019 | 117.9561 | 19.179 | 1.1789 | 4 | 8983.3221 | 11763.7774 | 183.1372 | 239.8205 | 100.0852 | 0 | 195.0271 | 2810988.1486 | 175869.9693 | 3678095.5775 | 3990789.8155 | 0 | 231786.5447 | 0 | 4246136.7217 | 11047576.7474 | 7540198.1351 | 33721441.6599 | 961560.8286 | 7679370.0231 | 7679370.0231 | 1478867.319 | 3953469.0791 | 0 | 42362372.5117 | 55474078.9329 | 4216965.0343 | 4.7157 | 8983.3221 | 11763.7774 | 183.1372 | 239.8205
1 | 2500 | 707 | 0.035 | 15 | 15 | 7 | 5.6234e-09 | 5spot_SharedNeighbor | Water | Porous | Wet | R600a | MinimizeLCOE_Brownfield | IgnoreSilica | 2019 | 118.3117 | 19.2349 | 1.1837 | 4 | 8962.7327 | 11731.9189 | 182.7174 | 239.171 | 100.0795 | 0 | 197.5103 | 2816659.0923 | 176215.6069 | 3686677.9051 | 4002572.1987 | 0 | 229589.0668 | 0 | 4255568.4092 | 11072116.0637 | 7556946.7227 | 33796345.0654 | 961560.8286 | 7679370.0231 | 7679370.0231 | 1478867.319 | 3953469.0791 | 0 | 42437275.9172 | 55548982.3385 | 5623413.2519 | 4.7349 | 8962.7327 | 11731.9189 | 182.7174 | 239.171
1 | 2500 | 707 | 0.035 | 15 | 15 | 7 | 7.4989e-09 | 5spot_SharedNeighbor | Water | Porous | Wet | R600a | MinimizeLCOE_Brownfield | IgnoreSilica | 2019 | 118.5823 | 19.2774 | 1.1874 | 4 | 8947.2848 | 11707.9901 | 182.4025 | 238.6832 | 100.0751 | 0 | 190.4133 | 2820968.5777 | 176478.2159 | 3693202.7256 | 4011536.1825 | 0 | 227931.9384 | 0 | 4262745.8796 | 11090790.3694 | 7569692.3201 | 33853346.2093 | 961560.8286 | 7679370.0231 | 7679370.0231 | 1478867.319 | 3953469.0791 | 0 | 42494277.0611 | 55605983.4823 | 7498942.0933 | 4.7494 | 8947.2848 | 11707.9901 | 182.4025 | 238.6832
1 | 2500 | 707 | 0.035 | 15 | 15 | 7 | 1e-08 | 5spot_SharedNeighbor | Water | Porous | Wet | R600a | MinimizeLCOE_Brownfield | IgnoreSilica | 2019 | 118.7797 | 19.3083 | 1.19 | 4 | 8935.6961 | 11690.1477 | 182.1663 | 238.3195 | 100.0719 | 0 | 209.7105 | 2824109.8118 | 176669.6072 | 3697960.3486 | 4018075.7855 | 0 | 226640.4014 | 0 | 4267947.8223 | 11104324.7571 | 7578929.8178 | 33894658.3517 | 961560.8286 | 7679370.0231 | 7679370.0231 | 1478867.319 | 3953469.0791 | 0 | 42535589.2034 | 55647295.6247 | 10000000 | 4.7602 | 8935.6961 | 11690.1477 | 182.1663 | 238.3195
1 | 2600 | 707 | 0.035 | 15 | 15 | 7 | 1e-13 | 5spot_SharedNeighbor | Water | Porous | Wet | R600a | MinimizeLCOE_Brownfield | IgnoreSilica | 2019 | 0 | 0 | 0 | 0 |  |  |  |  | 15 |  | 22.1335 | [19 empty] | 100 | 0
1 | 2600 | 707 | 0.035 | 15 | 15 | 7 | 1.3335e-13 | 5spot_SharedNeighbor | Water | Porous | Wet | R600a | MinimizeLCOE_Brownfield | IgnoreSilica | 2019 | 0 | 0 | 0 | 0 |  |  |  |  | 15 |  | 24.6842 | [19 empty] | 133.3521 | 0
1 | 2600 | 707 | 0.035 | 15 | 15 | 7 | 1.7783e-13 | 5spot_SharedNeighbor | Water | Porous | Wet | R600a | MinimizeLCOE_Brownfield | IgnoreSilica | 2019 | 0 | 0 | 0 | 0 |  |  |  |  | 15 |  | 26.0602 | [19 empty] | 177.8279 | 0
1 | 2600 | 707 | 0.035 | 15 | 15 | 7 | 2.3714e-13 | 5spot_SharedNeighbor | Water | Porous | Wet | R600a | MinimizeLCOE_Brownfield | IgnoreSilica | 2019 | 0 | 0 | 0 | 0 |  |  |  |  | 15 |  | 25.0906 | [19 empty] | 237.1374 | 0
1 | 2600 | 707 | 0.035 | 15 | 15 | 7 | 3.1623e-13 | 5spot_SharedNeighbor | Water | Porous | Wet | R600a | MinimizeLCOE_Brownfield | IgnoreSilica | 2019 | 0 | 0 | 0 | 0 |  |  |  |  | 15 |  | 25.8733 | [19 empty] | 316.2278 | 0
1 | 2600 | 707 | 0.035 | 15 | 15 | 7 | 4.217e-13 | 5spot_SharedNeighbor | Water | Porous | Wet | R600a | MinimizeLCOE_Brownfield | IgnoreSilica | 2019 | 0 | 0 | 0 | 0 |  |  |  |  | 15 |  | 25.6133 | [19 empty] | 421.6965 | 0
1 | 2600 | 707 | 0.035 | 15 | 15 | 7 | 5.6234e-13 | 5spot_SharedNeighbor | Water | Porous | Wet | R600a | MinimizeLCOE_Brownfield | IgnoreSilica | 2019 | 1.0452 | 0.12355 | 0.0011184 | 4 | 2179323.9238 | 5220638.8105 | 44428.4659 | 106429.7836 | 83.9518 | 0 | 58.1865 | 72906.3099 | 4128.8572 | 65791.1324 | 54624.3191 | 0 | 46537.2171 | 0 | 95155.2559 | 247574.4569 | 168974.654 | 755692.2025 | 961560.8286 | 8031996.805 | 8031996.805 | 1478867.319 | 4094519.7919 | 0 | 9749249.8361 | 23354633.752 | 562.3413 | 0.0044735 | 2179323.9238 | 5220638.8105 | 44428.4659 | 106429.7836
1 | 2600 | 707 | 0.035 | 15 | 15 | 7 | 7.4989e-13 | 5spot_SharedNeighbor | Water | Porous | Wet | R600a | MinimizeLCOE_Brownfield | IgnoreSilica | 2019 | 1.4958 | 0.19797 | 0.0032215 | 4 | 778570.3654 | 1834408.0805 | 15872.21 | 37396.8899 | 89.3414 | 0 | 252.0984 | 105779.9258 | 6204.7019 | 95535.3458 | 69890.4711 | 0 | 58046.8167 | 0 | 130828.3319 | 340388.4831 | 232322.134 | 1038996.2102 | 961560.8286 | 8031996.805 | 8031996.805 | 1478867.319 | 4094519.7919 | 0 | 10032553.8439 | 23637937.7598 | 749.8942 | 0.012886 | 778570.3654 | 1834408.0805 | 15872.21 | 37396.8899
1 | 2600 | 707 | 0.035 | 15 | 15 | 7 | 1e-12 | 5spot_SharedNeighbor | Water | Porous | Wet | R600a | MinimizeLCOE_Brownfield | IgnoreSilica | 2019 | 2.0598 | 0.29373 | 0.0064189 | 4 | 403567.8811 | 933461.299 | 8227.2771 | 19029.8712 | 93.0695 | 0 | 369.2911 | 143242.2764 | 8610.1587 | 130615.9256 | 89396.3456 | 0 | 69923.4045 | 0 | 172297.3633 | 448282.3961 | 305961.9466 | 1368329.8169 | 961560.8286 | 8031996.805 | 8031996.805 | 1478867.319 | 4094519.7919 | 0 | 10361887.4506 | 23967271.3665 | 1000 | 0.025676 | 403567.8811 | 933461.299 | 8227.2771 | 19029.8712
1 | 2600 | 707 | 0.035 | 15 | 15 | 7 | 1.3335e-12 | 5spot_SharedNeighbor | Water | Porous | Wet | R600a | MinimizeLCOE_Brownfield | IgnoreSilica | 2019 | 2.7593 | 0.41395 | 0.010926 | 4 | 245751.7192 | 557057.9322 | 5009.9812 | 11356.3794 | 95.7205 | 0 | 61.8078 | 185434.193 | 11341.4521 | 171525.781 | 113590.8235 | 0 | 82097.9393 | 0 | 219956.1736 | 572280.8446 | 390593.4356 | 1746820.6427 | 961560.8286 | 8031996.805 | 8031996.805 | 1478867.319 | 4094519.7919 | 0 | 10740378.2763 | 24345762.1922 | 1333.5214 | 0.043704 | 245751.7192 | 557057.9322 | 5009.9812 | 11356.3794
1 | 2600 | 707 | 0.035 | 15 | 15 | 7 | 1.7783e-12 | 5spot_SharedNeighbor | Water | Porous | Wet | R600a | MinimizeLCOE_Brownfield | IgnoreSilica | 2019 | 3.7 | 0.57682 | 0.017163 | 4 | 163402.3726 | 361586.4652 | 3331.1784 | 7371.4292 | 97.7857 | 0 | 95.7129 | 237036.3747 | 14693.4727 | 223326.3281 | 146087.5742 | 0 | 96928.9132 | 0 | 280048.3386 | 728628.3311 | 497303.8078 | 2224053.1404 | 961560.8286 | 8031996.805 | 8031996.805 | 1478867.319 | 4094519.7919 | 0 | 11217610.774 | 24822994.6899 | 1778.2794 | 0.06865 | 163402.3726 | 361586.4652 | 3331.1784 | 7371.4292
1 | 2600 | 707 | 0.035 | 15 | 15 | 7 | 2.3714e-12 | 5spot_SharedNeighbor | Water | Porous | Wet | R600a | MinimizeLCOE_Brownfield | IgnoreSilica | 2019 | 4.8741 | 0.78113 | 0.02558 | 4 | 115083.8918 | 248052.3662 | 2346.1408 | 5056.883 | 99.2864 | 0 | 82.344 | 295886.1004 | 18523.4679 | 284312.9194 | 186931.05 | 0 | 112519.319 | 0 | 350287.4141 | 911375.9978 | 622032.8454 | 2781869.114 | 961560.8286 | 8031996.805 | 8031996.805 | 1478867.319 | 4094519.7919 | 0 | 11775426.7476 | 25380810.6635 | 2371.3737 | 0.10232 | 115083.8918 | 248052.3662 | 2346.1408 | 5056.883
1 | 2600 | 707 | 0.035 | 15 | 15 | 7 | 3.1623e-12 | 5spot_SharedNeighbor | Water | Porous | Wet | R600a | MinimizeLCOE_Brownfield | IgnoreSilica | 2019 | 6.3452 | 1.0373 | 0.036722 | 4 | 84629.1759 | 177254.0002 | 1725.2802 | 3613.5625 | 100.3903 | 0 | 88.3151 | 363343.1378 | 22910.1861 | 356450.4181 | 237963.9315 | 0 | 129144.3699 | 0 | 432826.697 | 1126126.2805 | 768604.326 | 3437369.3469 | 961560.8286 | 8031996.805 | 8031996.805 | 1478867.319 | 4094519.7919 | 0 | 12430926.9806 | 26036310.8965 | 3162.2777 | 0.14689 | 84629.1759 | 177254.0002 | 1725.2802 | 3613.5625
1 | 2600 | 707 | 0.035 | 15 | 15 | 7 | 4.217e-12 | 5spot_SharedNeighbor | Water | Porous | Wet | R600a | MinimizeLCOE_Brownfield | IgnoreSilica | 2019 | 8.0749 | 1.3372 | 0.050939 | 4 | 64542.3441 | 131315.5445 | 1315.783 | 2677.045 | 101.1114 | 0 | 100.1572 | 435922.8652 | 27615.1864 | 436504.4531 | 297795.0741 | 0 | 144408.9225 | 0 | 523476.1355 | 1361977.5249 | 929577.6466 | 4157277.8085 | 961560.8286 | 8031996.805 | 8031996.805 | 1478867.319 | 4094519.7919 | 0 | 13150835.4421 | 26756219.358 | 4216.965 | 0.20376 | 64542.3441 | 131315.5445 | 1315.783 | 2677.045
1 | 2600 | 707 | 0.035 | 15 | 15 | 7 | 5.6234e-12 | 5spot_SharedNeighbor | Water | Porous | Wet | R600a | MinimizeLCOE_Brownfield | IgnoreSilica | 2019 | 10.6935 | 1.7973 | 0.071172 | 4 | 49924.96 | 97715.7405 | 1017.7878 | 1992.0675 | 101.9506 | 0 | 102.2094 | 539040.4699 | 34321.1619 | 552683.2865 | 388851.8527 | 0 | 170272.9803 | 0 | 657216.203 | 1709941.7466 | 1167070.3778 | 5219398.0786 | 961560.8286 | 8031996.805 | 8031996.805 | 1478867.319 | 4094519.7919 | 0 | 14212955.7122 | 27818339.6281 | 5623.4133 | 0.28469 | 49924.96 | 97715.7405 | 1017.7878 | 1992.0675
1 | 2600 | 707 | 0.035 | 15 | 15 | 7 | 7.4989e-12 | 5spot_SharedNeighbor | Water | Porous | Wet | R600a | MinimizeLCOE_Brownfield | IgnoreSilica | 2019 | 13.7339 | 2.3291 | 0.096662 | 4 | 39743.7376 | 74931.7167 | 810.2298 | 1527.5844 | 102.4569 | 0 | 120.4613 | 648463.2946 | 41411.6027 | 679767.1501 | 494589.0788 | 0 | 193496.436 | 0 | 802513.7493 | 2087976.1575 | 1425086.6311 | 6373304.1002 | 961560.8286 | 8031996.805 | 8031996.805 | 1478867.319 | 4094519.7919 | 0 | 15366861.7338 | 28972245.6497 | 7498.9421 | 0.38665 | 39743.7376 | 74931.7167 | 810.2298 | 1527.5844
1 | 2600 | 707 | 0.035 | 15 | 15 | 7 | 1e-11 | 5spot_SharedNeighbor | Water | Porous | Wet | R600a | MinimizeLCOE_Brownfield | IgnoreSilica | 2019 | 17.505 | 2.989 | 0.12957 | 4 | 32276.9146 | 58527.3932 | 658.0086 | 1193.1601 | 102.8435 | 0 | 128.5728 | 774330.9499 | 49552.2464 | 829658.5265 | 625791.4988 | 0 | 218128.7762 | 0 | 974010.1791 | 2534174.6892 | 1729626.2974 | 7735273.1635 | 961560.8286 | 8031996.805 | 8031996.805 | 1478867.319 | 4094519.7919 | 0 | 16728830.7972 | 30334214.7131 | 10000 | 0.51829 | 32276.9146 | 58527.3932 | 658.0086 | 1193.1601
1 | 2600 | 707 | 0.035 | 15 | 15 | 7 | 1.3335e-11 | 5spot_SharedNeighbor | Water | Porous | Wet | R600a | MinimizeLCOE_Brownfield | IgnoreSilica | 2019 | 22.1675 | 3.805 | 0.17171 | 4 | 26696.2776 | 46504.7286 | 544.2397 | 948.0618 | 103.1418 | 0 | 128.4419 | 919061.0454 | 58893.7328 | 1006178.1784 | 788033.3927 | 0 | 244284.2412 | 0 | 1176415.7304 | 3060792.4143 | 2089053.7158 | 9342712.4512 | 961560.8286 | 8031996.805 | 8031996.805 | 1478867.319 | 4094519.7919 | 0 | 18336270.0848 | 31941654.0007 | 13335.2143 | 0.68685 | 26696.2776 | 46504.7286 | 544.2397 | 948.0618
1 | 2600 | 707 | 0.035 | 15 | 15 | 7 | 1.7783e-11 | 5spot_SharedNeighbor | Water | Porous | Wet | R600a | MinimizeLCOE_Brownfield | IgnoreSilica | 2019 | 27.8554 | 4.8008 | 0.22498 | 4 | 22460.6619 | 37579.2892 | 457.891 | 766.1046 | 103.3723 | 0 | 140.332 | 1083732.9569 | 69500.1259 | 1211630.1621 | 985987.1737 | 0 | 271386.7237 | 0 | 1412672.4855 | 3675484.0284 | 2508593.373 | 11218987.0292 | 961560.8286 | 8031996.805 | 8031996.805 | 1478867.319 | 4094519.7919 | 0 | 20212544.6629 | 33817928.5788 | 17782.7941 | 0.89991 | 22460.6619 | 37579.2892 | 457.891 | 766.1046
1 | 2600 | 707 | 0.035 | 15 | 15 | 7 | 2.3714e-11 | 5spot_SharedNeighbor | Water | Porous | Wet | R600a | MinimizeLCOE_Brownfield | IgnoreSilica | 2019 | 34.6862 | 5.997 | 0.29122 | 4 | 19206.6564 | 30886.11 | 391.5537 | 629.6551 | 103.5509 | 0 | 117.7137 | 1268738.5404 | 81391.28 | 1447454.4469 | 1223735.7132 | 0 | 298719.3341 | 0 | 1684815.3327 | 4383543.8925 | 2991858.7795 | 13380257.3193 | 961560.8286 | 8031996.805 | 8031996.805 | 1478867.319 | 4094519.7919 | 0 | 22373814.9529 | 35979198.8688 | 23713.7371 | 1.1649 | 19206.6564 | 30886.11 | 391.5537 | 629.6551
1 | 2600 | 707 | 0.035 | 15 | 15 | 7 | 3.1623e-11 | 5spot_SharedNeighbor | Water | Porous | Wet | R600a | MinimizeLCOE_Brownfield | IgnoreSilica | 2019 | 42.6808 | 7.397 | 0.37167 | 4 | 16685.2619 | 25836.8646 | 340.1516 | 526.7194 | 103.6879 | 0 | 152.2251 | 1472000.4262 | 94428.0034 | 1711829.1376 | 1502003.3141 | 0 | 324864.2881 | 0 | 1990998.816 | 5180170.5093 | 3535572.8145 | 15811867.3092 | 961560.8286 | 8031996.805 | 8031996.805 | 1478867.319 | 4094519.7919 | 0 | 24805424.9428 | 38410808.8587 | 31622.7766 | 1.4867 | 16685.2619 | 25836.8646 | 340.1516 | 526.7194
1 | 2600 | 707 | 0.035 | 15 | 15 | 7 | 4.217e-11 | 5spot_SharedNeighbor | Water | Porous | Wet | R600a | MinimizeLCOE_Brownfield | IgnoreSilica | 2019 | 51.6823 | 8.9726 | 0.46595 | 4 | 14723.7438 | 22023.6246 | 300.1634 | 448.9814 | 103.7863 | 0 | 140.1038 | 1687633.3058 | 108226.2101 | 1997645.2237 | 1815239.2304 | 0 | 347592.9245 | 0 | 2322971.3888 | 6043895.0468 | 4125082.5591 | 18448285.8891 | 961560.8286 | 8031996.805 | 8031996.805 | 1478867.319 | 4094519.7919 | 0 | 27441843.5227 | 41047227.4386 | 42169.6503 | 1.8638 | 14723.7438 | 22023.6246 | 300.1634 | 448.9814
1 | 2600 | 707 | 0.035 | 15 | 15 | 7 | 5.6234e-11 | 5spot_SharedNeighbor | Water | Porous | Wet | R600a | MinimizeLCOE_Brownfield | IgnoreSilica | 2019 | 61.2607 | 10.6462 | 0.57096 | 4 | 13199.6053 | 19156.8867 | 269.0918 | 390.539 | 103.8432 | 0 | 146.2888 | 1904669.1521 | 122076.2605 | 2290450.3732 | 2148257.1386 | 0 | 363830.1407 | 0 | 2663420.3954 | 6929673.5261 | 4729644.5721 | 21152021.5586 | 961560.8286 | 8031996.805 | 8031996.805 | 1478867.319 | 4094519.7919 | 0 | 30145579.1923 | 43750963.1082 | 56234.1325 | 2.2838 | 13199.6053 | 19156.8867 | 269.0918 | 390.539
1 | 2600 | 707 | 0.035 | 15 | 15 | 7 | 7.4989e-11 | 5spot_SharedNeighbor | Water | Porous | Wet | R600a | MinimizeLCOE_Brownfield | IgnoreSilica | 2019 | 70.8682 | 12.3189 | 0.68134 | 4 | 12021.2102 | 17013.3431 | 245.0686 | 346.84 | 103.8575 | 0 | 174.4264 | 2111467.3406 | 135229.6443 | 2574058.9813 | 2481694.2396 | 0 | 371647.3892 | 0 | 2992898.0621 | 7786906.8297 | 5314723.9162 | 23768626.403 | 961560.8286 | 8031996.805 | 8031996.805 | 1478867.319 | 4094519.7919 | 0 | 32762184.0366 | 46367567.9525 | 74989.4209 | 2.7254 | 12021.2102 | 17013.3431 | 245.0686 | 346.84
1 | 2600 | 707 | 0.035 | 15 | 15 | 7 | 1e-10 | 5spot_SharedNeighbor | Water | Porous | Wet | R600a | MinimizeLCOE_Brownfield | IgnoreSilica | 2019 | 79.9714 | 13.8956 | 0.79073 | 4 | 11115.8213 | 15417.3547 | 226.6111 | 314.3036 | 103.8345 | 0 | 162.7766 | 2298532.6824 | 147083.5365 | 2834470.65 | 2796824.8419 | 0 | 370842.7738 | 0 | 3294624.249 | 8571936.4754 | 5850522.7802 | 26164837.9891 | 961560.8286 | 8031996.805 | 8031996.805 | 1478867.319 | 4094519.7919 | 0 | 35158395.6227 | 48763779.5386 | 100000 | 3.1629 | 11115.8213 | 15417.3547 | 226.6111 | 314.3036
1 | 2600 | 707 | 0.035 | 15 | 15 | 7 | 1.3335e-10 | 5spot_SharedNeighbor | Water | Porous | Wet | R600a | MinimizeLCOE_Brownfield | IgnoreSilica | 2019 | 88.166 | 15.3064 | 0.89331 | 4 | 10424.1861 | 14231.758 | 212.5111 | 290.1336 | 103.7857 | 0 | 191.6501 | 2460213.5634 | 157288.9354 | 3062546.9342 | 3079647.5623 | 0 | 362773.5697 | 0 | 3557763.5204 | 9256570.8823 | 6317799.8307 | 28254604.7984 | 961560.8286 | 8031996.805 | 8031996.805 | 1478867.319 | 4094519.7919 | 0 | 37248162.432 | 50853546.3479 | 133352.1432 | 3.5732 | 10424.1861 | 14231.758 | 212.5111 | 290.1336
1 | 2600 | 707 | 0.035 | 15 | 15 | 7 | 1.7783e-10 | 5spot_SharedNeighbor | Water | Porous | Wet | R600a | MinimizeLCOE_Brownfield | IgnoreSilica | 2019 | 93.5595 | 16.2297 | 0.97424 | 4 | 9889.1863 | 13380.4555 | 201.6044 | 272.7787 | 103.74 | 0 | 187.8211 | 2563380.9555 | 163779.0563 | 3209569.3276 | 3265273.9173 | 0 | 336880.0625 | 0 | 3720164.4945 | 9679104.9041 | 6606187.9828 | 29544340.7007 | 961560.8286 | 8031996.805 | 8031996.805 | 1478867.319 | 4094519.7919 | 0 | 38537898.3343 | 52143282.2502 | 177827.941 | 3.897 | 9889.1863 | 13380.4555 | 201.6044 | 272.7787
1 | 2600 | 707 | 0.035 | 15 | 15 | 7 | 2.3714e-10 | 5spot_SharedNeighbor | Water | Porous | Wet | R600a | MinimizeLCOE_Brownfield | IgnoreSilica | 2019 | 101.477 | 17.5768 | 1.067 | 4 | 9492.0945 | 12679.7346 | 193.5092 | 258.4935 | 103.6549 | 0 | 180.5145 | 2710442.8075 | 172998.3662 | 3421191.0281 | 3536953.3936 | 0 | 335268.3917 | 0 | 3968973.0549 | 10326453.7406 | 7048016.8654 | 31520297.648 | 961560.8286 | 8031996.805 | 8031996.805 | 1478867.319 | 4094519.7919 | 0 | 40513855.2816 | 54119239.1975 | 237137.3706 | 4.2682 | 9492.0945 | 12679.7346 | 193.5092 | 258.4935
1 | 2600 | 707 | 0.035 | 15 | 15 | 7 | 3.1623e-10 | 5spot_SharedNeighbor | Water | Porous | Wet | R600a | MinimizeLCOE_Brownfield | IgnoreSilica | 2019 | 106.2707 | 18.3872 | 1.1325 | 4 | 9193.3876 | 12196.7185 | 187.4196 | 248.6466 | 103.5934 | 0 | 171.7175 | 2797042.4669 | 178407.9682 | 3546968.5779 | 3700926.8993 | 0 | 319346.2359 | 0 | 4111649.9378 | 10697669.7227 | 7301379.4009 | 32653391.2096 | 961560.8286 | 8031996.805 | 8031996.805 | 1478867.319 | 4094519.7919 | 0 | 41646948.8432 | 55252332.7591 | 316227.766 | 4.5301 | 9193.3876 | 12196.7185 | 187.4196 | 248.6466
1 | 2600 | 707 | 0.035 | 15 | 15 | 7 | 4.217e-10 | 5spot_SharedNeighbor | Water | Porous | Wet | R600a | MinimizeLCOE_Brownfield | IgnoreSilica | 2019 | 110.0755 | 19.0274 | 1.1856 | 4 | 8968.0147 | 11836.9197 | 182.8251 | 241.3116 | 103.5396 | 0 | 186.8384 | 2864516.5928 | 182612.2859 | 3645578.8691 | 3830780.7796 | 0 | 304171.5502 | 0 | 4222787.4302 | 10986826.6807 | 7498734.9663 | 33536009.1548 | 961560.8286 | 8031996.805 | 8031996.805 | 1478867.319 | 4094519.7919 | 0 | 42529566.7884 | 56134950.7043 | 421696.5034 | 4.7424 | 8968.0147 | 11836.9197 | 182.8251 | 241.3116
1 | 2600 | 707 | 0.035 | 15 | 15 | 7 | 5.6234e-10 | 5spot_SharedNeighbor | Water | Porous | Wet | R600a | MinimizeLCOE_Brownfield | IgnoreSilica | 2019 | 113.0381 | 19.5241 | 1.2277 | 4 | 8798.1908 | 11568.7239 | 179.363 | 235.8441 | 103.4946 | 0 | 186.4453 | 2916299.3981 | 185832.3046 | 3721627.035 | 3931702.2003 | 0 | 290492.8952 | 0 | 4307921.9949 | 11208329.3545 | 7649915.0926 | 34212120.2752 | 961560.8286 | 8031996.805 | 8031996.805 | 1478867.319 | 4094519.7919 | 0 | 43205677.9089 | 56811061.8248 | 562341.3252 | 4.9107 | 8798.1908 | 11568.7239 | 179.363 | 235.8441
1 | 2600 | 707 | 0.035 | 15 | 15 | 7 | 7.4989e-10 | 5spot_SharedNeighbor | Water | Porous | Wet | R600a | MinimizeLCOE_Brownfield | IgnoreSilica | 2019 | 115.3427 | 19.9092 | 1.2608 | 4 | 8670.3492 | 11368.1769 | 176.7568 | 231.7557 | 103.4579 | 0 | 177.9428 | 2956134.1908 | 188305.3395 | 3780350.559 | 4010096.2112 | 0 | 278848.5206 | 0 | 4373356.5802 | 11378576.7229 | 7766112.4198 | 34731780.544 | 961560.8286 | 8031996.805 | 8031996.805 | 1478867.319 | 4094519.7919 | 0 | 43725338.1776 | 57330722.0935 | 749894.2093 | 5.0431 | 8670.3492 | 11368.1769 | 176.7568 | 231.7557
1 | 2600 | 707 | 0.035 | 15 | 15 | 7 | 1e-09 | 5spot_SharedNeighbor | Water | Porous | Wet | R600a | MinimizeLCOE_Brownfield | IgnoreSilica | 2019 | 120 | 20.6845 | 1.3086 | 4 | 8570.0634 | 11169.2259 | 174.7123 | 227.6998 | 103.3795 | 0 | 166.1948 | 3035473.1125 | 193220.4198 | 3897885.8332 | 4168206.2425 | 0 | 285365.0908 | 0 | 4516258.7726 | 11750378.9142 | 8019875.0551 | 35866663.4408 | 961560.8286 | 8031996.805 | 8031996.805 | 1478867.319 | 4094519.7919 | 0 | 44860221.0744 | 58465604.9903 | 1000000 | 5.2345 | 8570.0634 | 11169.2259 | 174.7123 | 227.6998
1 | 2600 | 707 | 0.035 | 15 | 15 | 7 | 1.3335e-09 | 5spot_SharedNeighbor | Water | Porous | Wet | R600a | MinimizeLCOE_Brownfield | IgnoreSilica | 2019 | 118.4313 | 20.4238 | 1.3059 | 4 | 8501.8946 | 11106.4648 | 173.3226 | 226.4203 | 103.4064 | 0 | 202.8814 | 3008912.1306 | 191576.3556 | 3858457.0132 | 4114992.4637 | 0 | 261170.527 | 0 | 4459692.3111 | 11603204.5849 | 7919425.5512 | 35417430.9373 | 961560.8286 | 8031996.805 | 8031996.805 | 1478867.319 | 4094519.7919 | 0 | 44410988.5709 | 58016372.4868 | 1333521.4322 | 5.2237 | 8501.8946 | 11106.4648 | 173.3226 | 226.4203
1 | 2600 | 707 | 0.035 | 15 | 15 | 7 | 1.7783e-09 | 5spot_SharedNeighbor | Water | Porous | Wet | R600a | MinimizeLCOE_Brownfield | IgnoreSilica | 2019 | 119.4371 | 20.5909 | 1.3208 | 4 | 8447.578 | 11022.7295 | 172.2153 | 224.7133 | 103.389 | 0 | 189.2254 | 3025950.0592 | 192630.9287 | 3883746.1022 | 4149108.9453 | 0 | 254826.4372 | 0 | 4487442.3643 | 11675404.5309 | 7968703.4979 | 35637812.8657 | 961560.8286 | 8031996.805 | 8031996.805 | 1478867.319 | 4094519.7919 | 0 | 44631370.4993 | 58236754.4152 | 1778279.41 | 5.2833 | 8447.578 | 11022.7295 | 172.2153 | 224.7133
1 | 2600 | 707 | 0.035 | 15 | 15 | 7 | 2.3714e-09 | 5spot_SharedNeighbor | Water | Porous | Wet | R600a | MinimizeLCOE_Brownfield | IgnoreSilica | 2019 | 120.205 | 20.7184 | 1.3322 | 4 | 8406.7834 | 10959.9093 | 171.3837 | 223.4326 | 103.3756 | 0 | 194.038 | 3038910.3802 | 193432.6557 | 3903007.4388 | 4175144.0088 | 0 | 249893.5016 | 0 | 4508551.3142 | 11730325.6886 | 8006188.3165 | 35805453.3045 | 961560.8286 | 8031996.805 | 8031996.805 | 1478867.319 | 4094519.7919 | 0 | 44799010.9381 | 58404394.854 | 2371373.7057 | 5.3289 | 8406.7834 | 10959.9093 | 171.3837 | 223.4326
1 | 2600 | 707 | 0.035 | 15 | 15 | 7 | 3.1623e-09 | 5spot_SharedNeighbor | Water | Porous | Wet | R600a | MinimizeLCOE_Brownfield | IgnoreSilica | 2019 | 120.7749 | 20.8129 | 1.3408 | 4 | 8376.1549 | 10912.9843 | 170.7592 | 222.4759 | 103.3655 | 0 | 180.4528 | 3048501.678 | 194025.7147 | 3917275.5898 | 4194458.0561 | 0 | 246008.0935 | 0 | 4524104.9615 | 11770793.0883 | 8033808.1484 | 35928975.3303 | 961560.8286 | 8031996.805 | 8031996.805 | 1478867.319 | 4094519.7919 | 0 | 44922532.9639 | 58527916.8798 | 3162277.6602 | 5.3631 | 8376.1549 | 10912.9843 | 170.7592 | 222.4759
1 | 2600 | 707 | 0.035 | 15 | 15 | 7 | 4.217e-09 | 5spot_SharedNeighbor | Water | Porous | Wet | R600a | MinimizeLCOE_Brownfield | IgnoreSilica | 2019 | 121.2157 | 20.886 | 1.3473 | 4 | 8353.1652 | 10877.6544 | 170.2906 | 221.7557 | 103.3576 | 0 | 184.8027 | 3055904.9016 | 194483.3283 | 3928296.7148 | 4209393.1212 | 0 | 243086.5621 | 0 | 4536154.2049 | 11802142.7481 | 8055204.9353 | 36024666.5164 | 961560.8286 | 8031996.805 | 8031996.805 | 1478867.319 | 4094519.7919 | 0 | 45018224.15 | 58623608.0659 | 4216965.0343 | 5.3894 | 8353.1652 | 10877.6544 | 170.2906 | 221.7557
1 | 2600 | 707 | 0.035 | 15 | 15 | 7 | 5.6234e-09 | 5spot_SharedNeighbor | Water | Porous | Wet | R600a | MinimizeLCOE_Brownfield | IgnoreSilica | 2019 | 121.5371 | 20.9392 | 1.3522 | 4 | 8335.913 | 10851.3228 | 169.9389 | 221.2189 | 103.3519 | 0 | 183.4246 | 3061293.0404 | 194816.2994 | 3936322.443 | 4220278.0578 | 0 | 240790.4937 | 0 | 4544865.1304 | 11824806.7892 | 8070673.6091 | 36093845.8631 | 961560.8286 | 8031996.805 | 8031996.805 | 1478867.319 | 4094519.7919 | 0 | 45087403.4967 | 58692787.4126 | 5623413.2519 | 5.4088 | 8335.913 | 10851.3228 | 169.9389 | 221.2189
1 | 2600 | 707 | 0.035 | 15 | 15 | 7 | 7.4989e-09 | 5spot_SharedNeighbor | Water | Porous | Wet | R600a | MinimizeLCOE_Brownfield | IgnoreSilica | 2019 | 121.7734 | 20.9784 | 1.3558 | 4 | 8322.9685 | 10831.6589 | 169.675 | 220.818 | 103.3476 | 0 | 191.0223 | 3065250.8951 | 195060.8376 | 3942220.1285 | 4228281.675 | 0 | 239012.1579 | 0 | 4551232.0207 | 11841372.1318 | 8081979.7958 | 36144409.6424 | 961560.8286 | 8031996.805 | 8031996.805 | 1478867.319 | 4094519.7919 | 0 | 45137967.2761 | 58743351.192 | 7498942.0933 | 5.4233 | 8322.9685 | 10831.6589 | 169.675 | 220.818
1 | 2600 | 707 | 0.035 | 15 | 15 | 7 | 1e-08 | 5spot_SharedNeighbor | Water | Porous | Wet | R600a | MinimizeLCOE_Brownfield | IgnoreSilica | 2019 | 121.9586 | 21.009 | 1.3586 | 4 | 8313.2575 | 10816.8082 | 169.477 | 220.5153 | 103.3443 | 0 | 186.2597 | 3068350.0719 | 195252.2962 | 3946839.6546 | 4234553.5614 | 0 | 237709.3628 | 0 | 4556254.9293 | 11854440.7096 | 8090899.3687 | 36184299.9545 | 961560.8286 | 8031996.805 | 8031996.805 | 1478867.319 | 4094519.7919 | 0 | 45177857.5881 | 58783241.504 | 10000000 | 5.4344 | 8313.2575 | 10816.8082 | 169.477 | 220.5153
1 | 2700 | 707 | 0.035 | 15 | 15 | 7 | 1e-13 | 5spot_SharedNeighbor | Water | Porous | Wet | R600a | MinimizeLCOE_Brownfield | IgnoreSilica | 2019 | 0 | 0 | 0 | 0 |  |  |  |  | 15 |  | 22.8183 | [19 empty] | 100 | 0
1 | 2700 | 707 | 0.035 | 15 | 15 | 7 | 1.3335e-13 | 5spot_SharedNeighbor | Water | Porous | Wet | R600a | MinimizeLCOE_Brownfield | IgnoreSilica | 2019 | 0 | 0 | 0 | 0 |  |  |  |  | 15 |  | 24.9971 | [19 empty] | 133.3521 | 0
1 | 2700 | 707 | 0.035 | 15 | 15 | 7 | 1.7783e-13 | 5spot_SharedNeighbor | Water | Porous | Wet | R600a | MinimizeLCOE_Brownfield | IgnoreSilica | 2019 | 0 | 0 | 0 | 0 |  |  |  |  | 15 |  | 25.4949 | [19 empty] | 177.8279 | 0
1 | 2700 | 707 | 0.035 | 15 | 15 | 7 | 2.3714e-13 | 5spot_SharedNeighbor | Water | Porous | Wet | R600a | MinimizeLCOE_Brownfield | IgnoreSilica | 2019 | 0 | 0 | 0 | 0 |  |  |  |  | 15 |  | 25.2926 | [19 empty] | 237.1374 | 0
1 | 2700 | 707 | 0.035 | 15 | 15 | 7 | 3.1623e-13 | 5spot_SharedNeighbor | Water | Porous | Wet | R600a | MinimizeLCOE_Brownfield | IgnoreSilica | 2019 | 0 | 0 | 0 | 0 |  |  |  |  | 15 |  | 26.1819 | [19 empty] | 316.2278 | 0
1 | 2700 | 707 | 0.035 | 15 | 15 | 7 | 4.217e-13 | 5spot_SharedNeighbor | Water | Porous | Wet | R600a | MinimizeLCOE_Brownfield | IgnoreSilica | 2019 | 0 | 0 | 0 | 0 |  |  |  |  | 15 |  | 27.6575 | [19 empty] | 421.6965 | 0
1 | 2700 | 707 | 0.035 | 15 | 15 | 7 | 5.6234e-13 | 5spot_SharedNeighbor | Water | Porous | Wet | R600a | MinimizeLCOE_Brownfield | IgnoreSilica | 2019 | 1.2236 | 0.15948 | 0.0019915 | 4 | 1287303.3936 | 3058256.7738 | 26243.4209 | 62346.7009 | 88.6015 | 0 | 204.9015 | 90556.0513 | 5277.3723 | 80407.5941 | 61272.2658 | 0 | 53875.8216 | 0 | 113641.751 | 295672.5249 | 201802.5737 | 902505.9547 | 961560.8286 | 8390483.6777 | 8390483.6777 | 1478867.319 | 4237914.541 | 0 | 10254550.461 | 24361815.9988 | 562.3413 | 0.0079659 | 1287303.3936 | 3058256.7738 | 26243.4209 | 62346.7009
1 | 2700 | 707 | 0.035 | 15 | 15 | 7 | 7.4989e-13 | 5spot_SharedNeighbor | Water | Porous | Wet | R600a | MinimizeLCOE_Brownfield | IgnoreSilica | 2019 | 1.7292 | 0.24898 | 0.0048038 | 4 | 550563.9584 | 1284732.4603 | 11223.991 | 26191.0089 | 93.5715 | 0 | 302.9153 | 128288.4249 | 7721.3289 | 114395.7422 | 79140.381 | 0 | 66677.8175 | 0 | 154527.2409 | 402048.1829 | 274406.1461 | 1227205.2643 | 961560.8286 | 8390483.6777 | 8390483.6777 | 1478867.319 | 4237914.541 | 0 | 10579249.7707 | 24686515.3084 | 749.8942 | 0.019215 | 550563.9584 | 1284732.4603 | 11223.991 | 26191.0089
1 | 2700 | 707 | 0.035 | 15 | 15 | 7 | 1e-12 | 5spot_SharedNeighbor | Water | Porous | Wet | R600a | MinimizeLCOE_Brownfield | IgnoreSilica | 2019 | 2.3515 | 0.36132 | 0.0089182 | 4 | 306898.1681 | 702359.9902 | 6256.5343 | 14318.5584 | 96.999 | 0 | 372.6314 | 170394.1186 | 10484.7026 | 153697.7881 | 101160.6153 | 0 | 79525.6086 | 0 | 200952.505 | 522837.1969 | 356847.1301 | 1595899.6651 | 961560.8286 | 8390483.6777 | 8390483.6777 | 1478867.319 | 4237914.541 | 0 | 10947944.1715 | 25055209.7092 | 1000 | 0.035673 | 306898.1681 | 702359.9902 | 6256.5343 | 14318.5584
1 | 2700 | 707 | 0.035 | 15 | 15 | 7 | 1.3335e-12 | 5spot_SharedNeighbor | Water | Porous | Wet | R600a | MinimizeLCOE_Brownfield | IgnoreSilica | 2019 | 3.1614 | 0.5092 | 0.014692 | 4 | 193913.0609 | 433962.6656 | 3953.18 | 8846.9159 | 99.5632 | 0 | 93.7555 | 220234.5488 | 13777.2715 | 201854.0189 | 129942.911 | 0 | 94086.4496 | 0 | 257359.1279 | 669595.6592 | 457012.7962 | 2043862.7832 | 961560.8286 | 8390483.6777 | 8390483.6777 | 1478867.319 | 4237914.541 | 0 | 11395907.2896 | 25503172.8273 | 1333.5214 | 0.058768 | 193913.0609 | 433962.6656 | 3953.18 | 8846.9159
1 | 2700 | 707 | 0.035 | 15 | 15 | 7 | 1.7783e-12 | 5spot_SharedNeighbor | Water | Porous | Wet | R600a | MinimizeLCOE_Brownfield | IgnoreSilica | 2019 | 4.1897 | 0.69807 | 0.02256 | 4 | 132168.5262 | 288500.972 | 2694.4342 | 5881.4825 | 101.4568 | 0 | 88.9047 | 277875.1883 | 17595.4972 | 259444.496 | 166464.959 | 0 | 109903.3826 | 0 | 324200.574 | 843503.391 | 575708.3966 | 2574695.8848 | 961560.8286 | 8390483.6777 | 8390483.6777 | 1478867.319 | 4237914.541 | 0 | 11926740.3912 | 26034005.9289 | 1778.2794 | 0.090239 | 132168.5262 | 288500.972 | 2694.4342 | 5881.4825
1 | 2700 | 707 | 0.035 | 15 | 15 | 7 | 2.3714e-12 | 5spot_SharedNeighbor | Water | Porous | Wet | R600a | MinimizeLCOE_Brownfield | IgnoreSilica | 2019 | 5.5003 | 0.93969 | 0.033139 | 4 | 94769.9462 | 201195.5643 | 1932.0135 | 4101.6437 | 102.8752 | 0 | 77.4829 | 345104.9899 | 22052.744 | 328747.3803 | 213195.247 | 0 | 127366.7559 | 0 | 404222.1757 | 1051703.1837 | 717809.0332 | 3210201.5097 | 961560.8286 | 8390483.6777 | 8390483.6777 | 1478867.319 | 4237914.541 | 0 | 12562246.0161 | 26669511.5538 | 2371.3737 | 0.13256 | 94769.9462 | 201195.5643 | 1932.0135 | 4101.6437
1 | 2700 | 707 | 0.035 | 15 | 15 | 7 | 3.1623e-12 | 5spot_SharedNeighbor | Water | Porous | Wet | R600a | MinimizeLCOE_Brownfield | IgnoreSilica | 2019 | 7.1003 | 1.2347 | 0.046995 | 4 | 70697.7472 | 145744.2442 | 1441.2692 | 2971.1936 | 103.88 | 0 | 91.2212 | 420329.7866 | 27032.7827 | 408704.1929 | 270354.563 | 0 | 144944.2461 | 0 | 495832.5728 | 1290054.6451 | 880488.8033 | 3937741.5924 | 961560.8286 | 8390483.6777 | 8390483.6777 | 1478867.319 | 4237914.541 | 0 | 13289786.0987 | 27397051.6364 | 3162.2777 | 0.18798 | 70697.7472 | 145744.2442 | 1441.2692 | 2971.1936
1 | 2700 | 707 | 0.035 | 15 | 15 | 7 | 4.217e-12 | 5spot_SharedNeighbor | Water | Porous | Wet | R600a | MinimizeLCOE_Brownfield | IgnoreSilica | 2019 | 9.4024 | 1.6616 | 0.066062 | 4 | 54091.317 | 107478.1784 | 1102.7247 | 2191.088 | 104.8148 | 0 | 117.1639 | 520391.9869 | 33659.8082 | 517942.975 | 352532.8986 | 0 | 170876.2732 | 0 | 622207.5373 | 1618856.3799 | 1104902.7434 | 4941370.6025 | 961560.8286 | 8390483.6777 | 8390483.6777 | 1478867.319 | 4237914.541 | 0 | 14293415.1089 | 28400680.6466 | 4216.965 | 0.26425 | 54091.317 | 107478.1784 | 1102.7247 | 2191.088
1 | 2700 | 707 | 0.035 | 15 | 15 | 7 | 5.6234e-12 | 5spot_SharedNeighbor | Water | Porous | Wet | R600a | MinimizeLCOE_Brownfield | IgnoreSilica | 2019 | 11.9823 | 2.1396 | 0.090254 | 4 | 42502.7184 | 81579.1373 | 866.4754 | 1663.1011 | 105.4179 | 0 | 131.034 | 623543.5587 | 40476.5101 | 633779.9757 | 444775.7445 | 0 | 192097.7696 | 0 | 754522.6878 | 1963113.2599 | 1339865.1378 | 5992174.6441 | 961560.8286 | 8390483.6777 | 8390483.6777 | 1478867.319 | 4237914.541 | 0 | 15344219.1505 | 29451484.6882 | 5623.4133 | 0.36102 | 42502.7184 | 81579.1373 | 866.4754 | 1663.1011
1 | 2700 | 707 | 0.035 | 15 | 15 | 7 | 7.4989e-12 | 5spot_SharedNeighbor | Water | Porous | Wet | R600a | MinimizeLCOE_Brownfield | IgnoreSilica | 2019 | 15.3339 | 2.7609 | 0.12195 | 4 | 34129.9533 | 63050.9477 | 695.7853 | 1285.3789 | 105.8995 | 0 | 134.7136 | 747800.9278 | 48672.4722 | 776880.9884 | 564733.3065 | 0 | 217573.4309 | 0 | 918707.839 | 2390289.3442 | 1631421.5929 | 7296079.9017 | 961560.8286 | 8390483.6777 | 8390483.6777 | 1478867.319 | 4237914.541 | 0 | 16648124.408 | 30755389.9458 | 7498.9421 | 0.48779 | 34129.9533 | 63050.9477 | 695.7853 | 1285.3789
1 | 2700 | 707 | 0.035 | 15 | 15 | 7 | 1e-11 | 5spot_SharedNeighbor | Water | Porous | Wet | R600a | MinimizeLCOE_Brownfield | IgnoreSilica | 2019 | 19.4755 | 3.5286 | 0.16266 | 4 | 27944.2492 | 49626.8787 | 569.6813 | 1011.711 | 106.2684 | 0 | 116.6665 | 890321.4771 | 58051.9552 | 945115.6273 | 712744.609 | 0 | 244417.2324 | 0 | 1111753.8514 | 2892555.4693 | 1974228.5439 | 8829188.7656 | 961560.8286 | 8390483.6777 | 8390483.6777 | 1478867.319 | 4237914.541 | 0 | 18181233.2719 | 32288498.8097 | 10000 | 0.65063 | 27944.2492 | 49626.8787 | 569.6813 | 1011.711
1 | 2700 | 707 | 0.035 | 15 | 15 | 7 | 1.3335e-11 | 5spot_SharedNeighbor | Water | Porous | Wet | R600a | MinimizeLCOE_Brownfield | IgnoreSilica | 2019 | 24.5936 | 4.4775 | 0.2146 | 4 | 23288.5305 | 39722.8051 | 474.7682 | 809.8031 | 106.5548 | 0 | 115.8848 | 1054300.844 | 68819.9886 | 1143249.1283 | 895580.072 | 0 | 273012.2685 | 0 | 1339635.2975 | 3485456.2472 | 2378895.5077 | 10638949.3537 | 961560.8286 | 8390483.6777 | 8390483.6777 | 1478867.319 | 4237914.541 | 0 | 19990993.8601 | 34098259.3978 | 13335.2143 | 0.85841 | 23288.5305 | 39722.8051 | 474.7682 | 809.8031
1 | 2700 | 707 | 0.035 | 15 | 15 | 7 | 1.7783e-11 | 5spot_SharedNeighbor | Water | Porous | Wet | R600a | MinimizeLCOE_Brownfield | IgnoreSilica | 2019 | 30.8056 | 5.6294 | 0.27991 | 4 | 19733.0425 | 32332.9813 | 402.2848 | 659.1516 | 106.7764 | 0 | 107.4736 | 1240147.885 | 80997.3895 | 1372829.0759 | 1117518.9408 | 0 | 302362.821 | 0 | 1604403.8837 | 4174329.797 | 2849065.8603 | 12741655.6531 | 961560.8286 | 8390483.6777 | 8390483.6777 | 1478867.319 | 4237914.541 | 0 | 22093700.1595 | 36200965.6972 | 17782.7941 | 1.1196 | 19733.0425 | 32332.9813 | 402.2848 | 659.1516
1 | 2700 | 707 | 0.035 | 15 | 15 | 7 | 2.3714e-11 | 5spot_SharedNeighbor | Water | Porous | Wet | R600a | MinimizeLCOE_Brownfield | IgnoreSilica | 2019 | 38.2381 | 7.0079 | 0.36068 | 4 | 16987.847 | 26766.1736 | 346.3202 | 545.6647 | 106.9485 | 0 | 131.7452 | 1448413.1449 | 94613.6461 | 1635547.6418 | 1383082.5871 | 0 | 331855.8532 | 0 | 1908470.0205 | 4965447.5122 | 3389019.9569 | 15156450.3626 | 961560.8286 | 8390483.6777 | 8390483.6777 | 1478867.319 | 4237914.541 | 0 | 24508494.8689 | 38615760.4067 | 23713.7371 | 1.4427 | 16987.847 | 26766.1736 | 346.3202 | 545.6647
1 | 2700 | 707 | 0.035 | 15 | 15 | 7 | 3.1623e-11 | 5spot_SharedNeighbor | Water | Porous | Wet | R600a | MinimizeLCOE_Brownfield | IgnoreSilica | 2019 | 46.8297 | 8.6013 | 0.4577 | 4 | 14852.9936 | 22558.5794 | 302.7984 | 459.8872 | 107.0779 | 0 | 120.4017 | 1674697.5612 | 109375.2001 | 1926650.63 | 1690211.7925 | 0 | 359194.7708 | 0 | 2246450.6823 | 5844803.865 | 3989198.7365 | 17840583.2384 | 961560.8286 | 8390483.6777 | 8390483.6777 | 1478867.319 | 4237914.541 | 0 | 27192627.7448 | 41299893.2825 | 31622.7766 | 1.8308 | 14852.9936 | 22558.5794 | 302.7984 | 459.8872
1 | 2700 | 707 | 0.035 | 15 | 15 | 7 | 4.217e-11 | 5spot_SharedNeighbor | Water | Porous | Wet | R600a | MinimizeLCOE_Brownfield | IgnoreSilica | 2019 | 56.2908 | 10.3542 | 0.56933 | 4 | 13189.8704 | 19384.5482 | 268.8933 | 395.1802 | 107.164 | 0 | 143.1352 | 1909766.5479 | 124670.2518 | 2234684.8134 | 2028336.9365 | 0 | 381205.0868 | 0 | 2604678.8182 | 6776839.9918 | 4625332.5446 | 20685514.9909 | 961560.8286 | 8390483.6777 | 8390483.6777 | 1478867.319 | 4237914.541 | 0 | 30037559.4973 | 44144825.035 | 42169.6503 | 2.2773 | 13189.8704 | 19384.5482 | 268.8933 | 395.1802
1 | 2700 | 707 | 0.035 | 15 | 15 | 7 | 5.6234e-11 | 5spot_SharedNeighbor | Water | Porous | Wet | R600a | MinimizeLCOE_Brownfield | IgnoreSilica | 2019 | 66.1787 | 12.1812 | 0.69133 | 4 | 11898.2542 | 16999.7567 | 242.562 | 346.563 | 107.2035 | 0 | 147.2412 | 2142378.9009 | 139756.8227 | 2544844.2708 | 2381217.0056 | 0 | 395438.1826 | 0 | 2965417.7212 | 7715408.6198 | 5265924.9188 | 23550386.4425 | 961560.8286 | 8390483.6777 | 8390483.6777 | 1478867.319 | 4237914.541 | 0 | 32902430.9489 | 47009696.4866 | 56234.1325 | 2.7653 | 11898.2542 | 16999.7567 | 242.562 | 346.563
1 | 2700 | 707 | 0.035 | 15 | 15 | 7 | 7.4989e-11 | 5spot_SharedNeighbor | Water | Porous | Wet | R600a | MinimizeLCOE_Brownfield | IgnoreSilica | 2019 | 75.8692 | 13.9633 | 0.81666 | 4 | 10900.9278 | 15219.5075 | 222.2302 | 310.2702 | 107.1971 | 0 | 147.9687 | 2359156.2663 | 153762.2964 | 2838597.1434 | 2726221.4872 | 0 | 399906.9868 | 0 | 3306281.2302 | 8602265.5495 | 5871222.9964 | 26257413.9563 | 961560.8286 | 8390483.6777 | 8390483.6777 | 1478867.319 | 4237914.541 | 0 | 35609458.4626 | 49716724.0003 | 74989.4209 | 3.2666 | 10900.9278 | 15219.5075 | 222.2302 | 310.2702
1 | 2700 | 707 | 0.035 | 15 | 15 | 7 | 1e-10 | 5spot_SharedNeighbor | Water | Porous | Wet | R600a | MinimizeLCOE_Brownfield | IgnoreSilica | 2019 | 84.907 | 15.6153 | 0.93851 | 4 | 10135.5914 | 13893.478 | 206.6277 | 283.2373 | 107.1543 | 0 | 176.4049 | 2552396.927 | 166193.9373 | 3104323.3663 | 3046972.9329 | 0 | 395545.5864 | 0 | 3613518.7724 | 9401634.6113 | 6416808.8065 | 28697394.94 | 961560.8286 | 8390483.6777 | 8390483.6777 | 1478867.319 | 4237914.541 | 0 | 38049439.4464 | 52156704.9841 | 100000 | 3.754 | 10135.5914 | 13893.478 | 206.6277 | 283.2373
1 | 2700 | 707 | 0.035 | 15 | 15 | 7 | 1.3335e-10 | 5spot_SharedNeighbor | Water | Porous | Wet | R600a | MinimizeLCOE_Brownfield | IgnoreSilica | 2019 | 92.9339 | 17.0725 | 1.0509 | 4 | 9551.4131 | 12907.5168 | 194.7185 | 263.1372 | 107.0886 | 0 | 163.2743 | 2717382.0578 | 176761.7109 | 3334149.1832 | 3330845.1694 | 0 | 384183.5447 | 0 | 3877895.4497 | 10089488.4945 | 6886283.2157 | 30796988.8259 | 961560.8286 | 8390483.6777 | 8390483.6777 | 1478867.319 | 4237914.541 | 0 | 40149033.3322 | 54256298.8699 | 133352.1432 | 4.2035 | 9551.4131 | 12907.5168 | 194.7185 | 263.1372
1 | 2700 | 707 | 0.035 | 15 | 15 | 7 | 1.7783e-10 | 5spot_SharedNeighbor | Water | Porous | Wet | R600a | MinimizeLCOE_Brownfield | IgnoreSilica | 2019 | 99.7861 | 18.308 | 1.1499 | 4 | 9107.3727 | 12174.3759 | 185.6661 | 248.1911 | 107.0135 | 0 | 171.843 | 2853593.8473 | 185450.4788 | 3526004.1071 | 3572325.424 | 0 | 368401.594 | 0 | 4097252.426 | 10660210.3504 | 7275812.6095 | 32539050.8371 | 961560.8286 | 8390483.6777 | 8390483.6777 | 1478867.319 | 4237914.541 | 0 | 41891095.3434 | 55998360.8812 | 177827.941 | 4.5997 | 9107.3727 | 12174.3759 | 185.6661 | 248.1911
1 | 2700 | 707 | 0.035 | 15 | 15 | 7 | 2.3714e-10 | 5spot_SharedNeighbor | Water | Porous | Wet | R600a | MinimizeLCOE_Brownfield | IgnoreSilica | 2019 | 105.7862 | 19.3829 | 1.2377 | 4 | 8763.5484 | 11613.101 | 178.6568 | 236.7488 | 106.9344 | 0 | 161.9433 | 2969594.1472 | 192823.7326 | 3690888.7051 | 3783385.9688 | 0 | 351625.8514 | 0 | 4285444.178 | 11149846.6857 | 7609999.4694 | 34033608.7382 | 961560.8286 | 8390483.6777 | 8390483.6777 | 1478867.319 | 4237914.541 | 0 | 43385653.2445 | 57492918.7822 | 237137.3706 | 4.9507 | 8763.5484 | 11613.101 | 178.6568 | 236.7488
1 | 2700 | 707 | 0.035 | 15 | 15 | 7 | 3.1623e-10 | 5spot_SharedNeighbor | Water | Porous | Wet | R600a | MinimizeLCOE_Brownfield | IgnoreSilica | 2019 | 110.3339 | 20.1931 | 1.3068 | 4 | 8511.4181 | 11210.3109 | 173.5168 | 228.5374 | 106.8664 | 0 | 178.9479 | 3055539.4614 | 198269.2732 | 3813981.8046 | 3943005.7014 | 0 | 333970.8357 | 0 | 4424459.1598 | 11511535.1524 | 7856859.2799 | 35137620.6684 | 961560.8286 | 8390483.6777 | 8390483.6777 | 1478867.319 | 4237914.541 | 0 | 44489665.1747 | 58596930.7124 | 316227.766 | 5.2271 | 8511.4181 | 11210.3109 | 173.5168 | 228.5374
1 | 2700 | 707 | 0.035 | 15 | 15 | 7 | 4.217e-10 | 5spot_SharedNeighbor | Water | Porous | Wet | R600a | MinimizeLCOE_Brownfield | IgnoreSilica | 2019 | 113.9077 | 20.8268 | 1.3622 | 4 | 8321.1587 | 10910.1831 | 169.6381 | 222.4188 | 106.8084 | 0 | 166.4744 | 3121913.1133 | 202463.9274 | 3909601.9274 | 4068188.3795 | 0 | 317447.3863 | 0 | 4531649.7462 | 11790423.0705 | 8047206.0146 | 35988893.5652 | 961560.8286 | 8390483.6777 | 8390483.6777 | 1478867.319 | 4237914.541 | 0 | 45340938.0715 | 59448203.6092 | 421696.5034 | 5.4489 | 8321.1587 | 10910.1831 | 169.6381 | 222.4188
1 | 2700 | 707 | 0.035 | 15 | 15 | 7 | 5.6234e-10 | 5spot_SharedNeighbor | Water | Porous | Wet | R600a | MinimizeLCOE_Brownfield | IgnoreSilica | 2019 | 116.7117 | 21.3222 | 1.4062 | 4 | 8177.7677 | 10685.7536 | 166.7149 | 217.8435 | 106.7602 | 0 | 171.0021 | 3173287.3795 | 205703.9117 | 3983953.9817 | 4166246.9998 | 0 | 303029.8878 | 0 | 4614566.6426 | 12006155.8263 | 8194448.0533 | 36647392.6826 | 961560.8286 | 8390483.6777 | 8390483.6777 | 1478867.319 | 4237914.541 | 0 | 45999437.189 | 60106702.7267 | 562341.3252 | 5.6249 | 8177.7677 | 10685.7536 | 166.7149 | 217.8435
1 | 2700 | 707 | 0.035 | 15 | 15 | 7 | 7.4989e-10 | 5spot_SharedNeighbor | Water | Porous | Wet | R600a | MinimizeLCOE_Brownfield | IgnoreSilica | 2019 | 118.8575 | 21.7001 | 1.4404 | 4 | 8069.8057 | 10518.2262 | 164.5139 | 214.4283 | 106.7217 | 0 | 195.4716 | 3212191.3038 | 208153.3897 | 4040459.2729 | 4241190.5408 | 0 | 290700.6077 | 0 | 4677151.0948 | 12168987.7331 | 8305584.1755 | 37144418.1184 | 961560.8286 | 8390483.6777 | 8390483.6777 | 1478867.319 | 4237914.541 | 0 | 46496462.6247 | 60603728.1624 | 749894.2093 | 5.7618 | 8069.8057 | 10518.2262 | 164.5139 | 214.4283
1 | 2700 | 707 | 0.035 | 15 | 15 | 7 | 1e-09 | 5spot_SharedNeighbor | Water | Porous | Wet | R600a | MinimizeLCOE_Brownfield | IgnoreSilica | 2019 | 118.1411 | 21.574 | 1.448 | 4 | 7982.4422 | 10418.0487 | 162.7329 | 212.386 | 106.7345 | 0 | 178.8709 | 3199229.0302 | 207337.38 | 4021620.7783 | 4216172.529 | 0 | 263940.1946 | 0 | 4644236.9657 | 12083351.9208 | 8247135.974 | 36883024.7726 | 961560.8286 | 8390483.6777 | 8390483.6777 | 1478867.319 | 4237914.541 | 0 | 46235069.2789 | 60342334.8166 | 1000000 | 5.7921 | 7982.4422 | 10418.0487 | 162.7329 | 212.386
1 | 2700 | 707 | 0.035 | 15 | 15 | 7 | 1.3335e-09 | 5spot_SharedNeighbor | Water | Porous | Wet | R600a | MinimizeLCOE_Brownfield | IgnoreSilica | 2019 | 121.7493 | 22.2079 | 1.4871 | 4 | 7927.5164 | 10299.0714 | 161.6131 | 209.9605 | 106.6677 | 0 | 177.9899 | 3264063.826 | 211413.8126 | 4116074.3747 | 4342051.2332 | 0 | 272379.0002 | 0 | 4760333.0762 | 12385410.1857 | 8453296.9464 | 37805022.4549 | 961560.8286 | 8390483.6777 | 8390483.6777 | 1478867.319 | 4237914.541 | 0 | 47157066.9613 | 61264332.499 | 1333521.4322 | 5.9485 | 7927.5164 | 10299.0714 | 161.6131 | 209.9605
1 | 2700 | 707 | 0.035 | 15 | 15 | 7 | 1.7783e-09 | 5spot_SharedNeighbor | Water | Porous | Wet | R600a | MinimizeLCOE_Brownfield | IgnoreSilica | 2019 | 122.6897 | 22.3726 | 1.5025 | 4 | 7881.6286 | 10228.8976 | 160.6777 | 208.5299 | 106.6496 | 0 | 178.1945 | 3280795.1516 | 212464.0584 | 4140531.4035 | 4374814.1293 | 0 | 265863.9737 | 0 | 4787042.7995 | 12454903.4068 | 8500727.4978 | 38017142.4207 | 961560.8286 | 8390483.6777 | 8390483.6777 | 1478867.319 | 4237914.541 | 0 | 47369186.9271 | 61476452.4648 | 1778279.41 | 6.0101 | 7881.6286 | 10228.8976 | 160.6777 | 208.5299
1 | 2700 | 707 | 0.035 | 15 | 15 | 7 | 2.3714e-09 | 5spot_SharedNeighbor | Water | Porous | Wet | R600a | MinimizeLCOE_Brownfield | IgnoreSilica | 2019 | 123.3935 | 22.4957 | 1.5141 | 4 | 7847.1617 | 10176.4134 | 159.975 | 207.46 | 106.6359 | 0 | 172.6579 | 3293274.9016 | 213246.9768 | 4158795.388 | 4399325.6327 | 0 | 260729.8161 | 0 | 4806895.3589 | 12506555.6941 | 8535981.2453 | 38174805.0135 | 961560.8286 | 8390483.6777 | 8390483.6777 | 1478867.319 | 4237914.541 | 0 | 47526849.5199 | 61634115.0576 | 2371373.7057 | 6.0566 | 7847.1617 | 10176.4134 | 159.975 | 207.46
1 | 2700 | 707 | 0.035 | 15 | 15 | 7 | 3.1623e-09 | 5spot_SharedNeighbor | Water | Porous | Wet | R600a | MinimizeLCOE_Brownfield | IgnoreSilica | 2019 | 123.9271 | 22.589 | 1.523 | 4 | 7821.2824 | 10137.0462 | 159.4474 | 206.6574 | 106.6254 | 0 | 172.1904 | 3302711.664 | 213838.7361 | 4172618.3327 | 4417902.4662 | 0 | 256775.0436 | 0 | 4821900.0346 | 12545594.7824 | 8562626.2252 | 38293967.2848 | 961560.8286 | 8390483.6777 | 8390483.6777 | 1478867.319 | 4237914.541 | 0 | 47646011.7912 | 61753277.3289 | 3162277.6602 | 6.0918 | 7821.2824 | 10137.0462 | 159.4474 | 206.6574
1 | 2700 | 707 | 0.035 | 15 | 15 | 7 | 4.217e-09 | 5spot_SharedNeighbor | Water | Porous | Wet | R600a | MinimizeLCOE_Brownfield | IgnoreSilica | 2019 | 124.3286 | 22.6592 | 1.5296 | 4 | 7801.8567 | 10107.545 | 159.0514 | 206.056 | 106.6175 | 0 | 213.3647 | 3309797.1707 | 214282.9065 | 4183004.1833 | 4431874.6241 | 0 | 253735.6824 | 0 | 4833150.8811 | 12574867.1772 | 8582605.2361 | 38383317.8614 | 961560.8286 | 8390483.6777 | 8390483.6777 | 1478867.319 | 4237914.541 | 0 | 47735362.3678 | 61842627.9055 | 4216965.0343 | 6.1185 | 7801.8567 | 10107.545 | 159.0514 | 206.056
1 | 2700 | 707 | 0.035 | 15 | 15 | 7 | 5.6234e-09 | 5spot_SharedNeighbor | Water | Porous | Wet | R600a | MinimizeLCOE_Brownfield | IgnoreSilica | 2019 | 124.6381 | 22.7132 | 1.5347 | 4 | 7787.2785 | 10085.3347 | 158.7542 | 205.6032 | 106.6113 | 0 | 208.7063 | 3315251.5598 | 214624.742 | 4191003.2395 | 4442644.2489 | 0 | 251461.7208 | 0 | 4841844.3493 | 12597485.798 | 8598042.9096 | 38452358.5678 | 961560.8286 | 8390483.6777 | 8390483.6777 | 1478867.319 | 4237914.541 | 0 | 47804403.0741 | 61911668.6118 | 5623413.2519 | 6.1388 | 7787.2785 | 10085.3347 | 158.7542 | 205.6032
1 | 2700 | 707 | 0.035 | 15 | 15 | 7 | 7.4989e-09 | 5spot_SharedNeighbor | Water | Porous | Wet | R600a | MinimizeLCOE_Brownfield | IgnoreSilica | 2019 | 124.8692 | 22.7536 | 1.5385 | 4 | 7776.34 | 10068.7028 | 158.5312 | 205.2641 | 106.6067 | 0 | 188.4118 | 3319321.0224 | 214879.7327 | 4196973.5918 | 4450687.3183 | 0 | 249723.7983 | 0 | 4848318.3308 | 12614329.7698 | 8609539.2665 | 38503772.8305 | 961560.8286 | 8390483.6777 | 8390483.6777 | 1478867.319 | 4237914.541 | 0 | 47855817.3369 | 61963082.8746 | 7498942.0933 | 6.154 | 7776.34 | 10068.7028 | 158.5312 | 205.2641
1 | 2700 | 707 | 0.035 | 15 | 15 | 7 | 1e-08 | 5spot_SharedNeighbor | Water | Porous | Wet | R600a | MinimizeLCOE_Brownfield | IgnoreSilica | 2019 | 125.0324 | 22.782 | 1.5413 | 4 | 7768.1337 | 10056.366 | 158.3639 | 205.0126 | 106.6035 | 0 | 205.9069 | 3322190.9098 | 215059.5317 | 4201185.2813 | 4456363.6945 | 0 | 248342.0514 | 0 | 4852825.1728 | 12626055.6483 | 8617542.4195 | 38539564.7094 | 961560.8286 | 8390483.6777 | 8390483.6777 | 1478867.319 | 4237914.541 | 0 | 47891609.2158 | 61998874.7535 | 10000000 | 6.1651 | 7768.1337 | 10056.366 | 158.3639 | 205.0126
1 | 2800 | 707 | 0.035 | 15 | 15 | 7 | 1e-13 | 5spot_SharedNeighbor | Water | Porous | Wet | R600a | MinimizeLCOE_Brownfield | IgnoreSilica | 2019 | 0 | 0 | 0 | 0 |  |  |  |  | 15 |  | 21.9573 | [19 empty] | 100 | 0
1 | 2800 | 707 | 0.035 | 15 | 15 | 7 | 1.3335e-13 | 5spot_SharedNeighbor | Water | Porous | Wet | R600a | MinimizeLCOE_Brownfield | IgnoreSilica | 2019 | 0 | 0 | 0 | 0 |  |  |  |  | 15 |  | 24.5359 | [19 empty] | 133.3521 | 0
1 | 2800 | 707 | 0.035 | 15 | 15 | 7 | 1.7783e-13 | 5spot_SharedNeighbor | Water | Porous | Wet | R600a | MinimizeLCOE_Brownfield | IgnoreSilica | 2019 | 0 | 0 | 0 | 0 |  |  |  |  | 15 |  | 25.6127 | [19 empty] | 177.8279 | 0
1 | 2800 | 707 | 0.035 | 15 | 15 | 7 | 2.3714e-13 | 5spot_SharedNeighbor | Water | Porous | Wet | R600a | MinimizeLCOE_Brownfield | IgnoreSilica | 2019 | 0 | 0 | 0 | 0 |  |  |  |  | 15 |  | 25.1249 | [19 empty] | 237.1374 | 0
1 | 2800 | 707 | 0.035 | 15 | 15 | 7 | 3.1623e-13 | 5spot_SharedNeighbor | Water | Porous | Wet | R600a | MinimizeLCOE_Brownfield | IgnoreSilica | 2019 | 0 | 0 | 0 | 0 |  |  |  |  | 15 |  | 25.3378 | [19 empty] | 316.2278 | 0
1 | 2800 | 707 | 0.035 | 15 | 15 | 7 | 4.217e-13 | 5spot_SharedNeighbor | Water | Porous | Wet | R600a | MinimizeLCOE_Brownfield | IgnoreSilica | 2019 | 0.93774 | 0.11493 | 0.00085782 | 4 | 3043766.9199 | 7303778.8101 | 62051.3057 | 148897.4101 | 85.661 | 0 | 60.2715 | 70436.8127 | 4022.4401 | 62012.3226 | 51820.7276 | 0 | 46646.9041 | 0 | 91626.2908 | 238392.8135 | 162707.9937 | 727666.3052 | 961560.8286 | 8754830.6413 | 8754830.6413 | 1478867.319 | 4383653.3264 | 0 | 10444057.7751 | 25061409.0618 | 421.6965 | 0.0034313 | 3043766.9199 | 7303778.8101 | 62051.3057 | 148897.4101
1 | 2800 | 707 | 0.035 | 15 | 15 | 7 | 5.6234e-13 | 5spot_SharedNeighbor | Water | Porous | Wet | R600a | MinimizeLCOE_Brownfield | IgnoreSilica | 2019 | 1.418 | 0.2023 | 0.0031923 | 4 | 844682.1012 | 1989407.1106 | 17219.9871 | 40556.7548 | 93.0937 | 0 | 240.3417 | 110740.461 | 6634.2948 | 96925.1519 | 69053.5549 | 0 | 61990.6127 | 0 | 134684.1894 | 350420.6332 | 239169.2826 | 1069618.1804 | 961560.8286 | 8754830.6413 | 8754830.6413 | 1478867.319 | 4383653.3264 | 0 | 10786009.6503 | 25403360.9371 | 562.3413 | 0.012769 | 844682.1012 | 1989407.1106 | 17219.9871 | 40556.7548
1 | 2800 | 707 | 0.035 | 15 | 15 | 7 | 7.4989e-13 | 5spot_SharedNeighbor | Water | Porous | Wet | R600a | MinimizeLCOE_Brownfield | IgnoreSilica | 2019 | 1.9626 | 0.3048 | 0.006816 | 4 | 408586.5554 | 944725.0677 | 8329.5896 | 19259.4983 | 97.5788 | 0 | 314.1707 | 152114.3396 | 9376.9485 | 134085.9181 | 88693.4499 | 0 | 75286.934 | 0 | 179227.4602 | 466313.0868 | 318268.2635 | 1423366.4006 | 961560.8286 | 8754830.6413 | 8754830.6413 | 1478867.319 | 4383653.3264 | 0 | 11139757.8705 | 25757109.1573 | 749.8942 | 0.027264 | 408586.5554 | 944725.0677 | 8329.5896 | 19259.4983
1 | 2800 | 707 | 0.035 | 15 | 15 | 7 | 1e-12 | 5spot_SharedNeighbor | Water | Porous | Wet | R600a | MinimizeLCOE_Brownfield | IgnoreSilica | 2019 | 2.6692 | 0.44019 | 0.012053 | 4 | 239935.6869 | 543135.6844 | 4891.4135 | 11072.5556 | 100.8779 | 0 | 74.5207 | 200941.1931 | 12650.1907 | 179482.3596 | 114396.075 | 0 | 90146.9969 | 0 | 233070.558 | 606401.7826 | 413881.6769 | 1850970.8328 | 961560.8286 | 8754830.6413 | 8754830.6413 | 1478867.319 | 4383653.3264 | 0 | 11567362.3028 | 26184713.5895 | 1000 | 0.04821 | 239935.6869 | 543135.6844 | 4891.4135 | 11072.5556
1 | 2800 | 707 | 0.035 | 15 | 15 | 7 | 1.3335e-12 | 5spot_SharedNeighbor | Water | Porous | Wet | R600a | MinimizeLCOE_Brownfield | IgnoreSilica | 2019 | 3.5855 | 0.61748 | 0.019333 | 4 | 156269.1582 | 345288.4157 | 3185.7582 | 7039.1714 | 103.3284 | 0 | 66.1231 | 258497.4452 | 16529.6046 | 234870.378 | 147845.5062 | 0 | 106905.261 | 0 | 298212.796 | 775888.5234 | 529559.8601 | 2368309.3745 | 961560.8286 | 8754830.6413 | 8754830.6413 | 1478867.319 | 4383653.3264 | 0 | 12084700.8444 | 26702052.1312 | 1333.5214 | 0.077333 | 156269.1582 | 345288.4157 | 3185.7582 | 7039.1714
1 | 2800 | 707 | 0.035 | 15 | 15 | 7 | 1.7783e-12 | 5spot_SharedNeighbor | Water | Porous | Wet | R600a | MinimizeLCOE_Brownfield | IgnoreSilica | 2019 | 4.7233 | 0.83885 | 0.029183 | 4 | 108657.7066 | 233878.0132 | 2215.1343 | 4767.9196 | 105.1032 | 0 | 88.5195 | 323716.881 | 20934.1312 | 299722.492 | 189455.6005 | 0 | 124296.0541 | 0 | 373668.8119 | 972209.5986 | 663553.0279 | 2967556.5972 | 961560.8286 | 8754830.6413 | 8754830.6413 | 1478867.319 | 4383653.3264 | 0 | 12683948.0671 | 27301299.3538 | 1778.2794 | 0.11673 | 108657.7066 | 233878.0132 | 2215.1343 | 4767.9196
1 | 2800 | 707 | 0.035 | 15 | 15 | 7 | 2.3714e-12 | 5spot_SharedNeighbor | Water | Porous | Wet | R600a | MinimizeLCOE_Brownfield | IgnoreSilica | 2019 | 6.1434 | 1.1158 | 0.042293 | 4 | 79124.9873 | 165529.4981 | 1613.0699 | 3374.5427 | 106.413 | 0 | 105.1001 | 398343.0551 | 25975.0442 | 376202.3038 | 241544.482 | 0 | 142680.6987 | 0 | 462050.7777 | 1202161.3438 | 820499.8191 | 3669457.5244 | 961560.8286 | 8754830.6413 | 8754830.6413 | 1478867.319 | 4383653.3264 | 0 | 13385848.9943 | 28003200.281 | 2371.3737 | 0.16917 | 79124.9873 | 165529.4981 | 1613.0699 | 3374.5427
1 | 2800 | 707 | 0.035 | 15 | 15 | 7 | 3.1623e-12 | 5spot_SharedNeighbor | Water | Porous | Wet | R600a | MinimizeLCOE_Brownfield | IgnoreSilica | 2019 | 7.8554 | 1.4485 | 0.059171 | 4 | 59899.1172 | 121657.9212 | 1221.1245 | 2480.1613 | 107.3081 | 0 | 115.8611 | 480683.8971 | 31519.8321 | 463238.8806 | 304126.4114 | 0 | 160674.9405 | 0 | 561695.1451 | 1461415.548 | 997446.1406 | 4460800.7955 | 961560.8286 | 8754830.6413 | 8754830.6413 | 1478867.319 | 4383653.3264 | 0 | 14177192.2654 | 28794543.5521 | 3162.2777 | 0.23668 | 59899.1172 | 121657.9212 | 1221.1245 | 2480.1613
1 | 2800 | 707 | 0.035 | 15 | 15 | 7 | 4.217e-12 | 5spot_SharedNeighbor | Water | Porous | Wet | R600a | MinimizeLCOE_Brownfield | IgnoreSilica | 2019 | 10.3723 | 1.9436 | 0.082945 | 4 | 46132.6095 | 90189.8472 | 940.4756 | 1838.642 | 108.2657 | 0 | 117.3135 | 594013.127 | 39175.1834 | 585684.2988 | 396813.6777 | 0 | 188986.2715 | 0 | 703822.2977 | 1831201.2449 | 1249832.4771 | 5589528.578 | 961560.8286 | 8754830.6413 | 8754830.6413 | 1478867.319 | 4383653.3264 | 0 | 15305920.0479 | 29923271.3347 | 4216.965 | 0.33178 | 46132.6095 | 90189.8472 | 940.4756 | 1838.642
1 | 2800 | 707 | 0.035 | 15 | 15 | 7 | 5.6234e-12 | 5spot_SharedNeighbor | Water | Porous | Wet | R600a | MinimizeLCOE_Brownfield | IgnoreSilica | 2019 | 13.3271 | 2.5222 | 0.11301 | 4 | 36596.5 | 68932.5451 | 746.0692 | 1405.2832 | 108.8682 | 0 | 94.4893 | 715578.5379 | 47351.4605 | 721134.1704 | 505058.9017 | 0 | 215048.2631 | 0 | 859626.8201 | 2236572.6521 | 1526506.7921 | 6826877.5978 | 961560.8286 | 8754830.6413 | 8754830.6413 | 1478867.319 | 4383653.3264 | 0 | 16543269.0677 | 31160620.3545 | 5623.4133 | 0.45205 | 36596.5 | 68932.5451 | 746.0692 | 1405.2832
1 | 2800 | 707 | 0.035 | 15 | 15 | 7 | 7.4989e-12 | 5spot_SharedNeighbor | Water | Porous | Wet | R600a | MinimizeLCOE_Brownfield | IgnoreSilica | 2019 | 17.0077 | 3.2436 | 0.15197 | 4 | 29627.6583 | 53674.5106 | 603.9999 | 1094.2275 | 109.3296 | 0 | 103.1663 | 856055.7257 | 56782.1105 | 881594.7461 | 640257.4133 | 0 | 242960.4045 | 0 | 1044283.656 | 2717011.8609 | 1854416.4241 | 8293362.341 | 961560.8286 | 8754830.6413 | 8754830.6413 | 1478867.319 | 4383653.3264 | 0 | 18009753.8109 | 32627105.0977 | 7498.9421 | 0.60787 | 29627.6583 | 53674.5106 | 603.9999 | 1094.2275
1 | 2800 | 707 | 0.035 | 15 | 15 | 7 | 1e-11 | 5spot_SharedNeighbor | Water | Porous | Wet | R600a | MinimizeLCOE_Brownfield | IgnoreSilica | 2019 | 21.5755 | 4.1393 | 0.20201 | 4 | 24435.7469 | 42525.3242 | 498.1558 | 866.9363 | 109.686 | 0 | 109.1432 | 1018148.0361 | 67640.5177 | 1071221.0623 | 808209.8561 | 0 | 272812.4904 | 0 | 1262832.4654 | 3285631.0325 | 2242510.6926 | 10029006.1531 | 961560.8286 | 8754830.6413 | 8754830.6413 | 1478867.319 | 4383653.3264 | 0 | 19745397.6231 | 34362748.9098 | 10000 | 0.80805 | 24435.7469 | 42525.3242 | 498.1558 | 866.9363
1 | 2800 | 707 | 0.035 | 15 | 15 | 7 | 1.3335e-11 | 5spot_SharedNeighbor | Water | Porous | Wet | R600a | MinimizeLCOE_Brownfield | IgnoreSilica | 2019 | 27.1781 | 5.2382 | 0.26555 | 4 | 20504.1984 | 34265.6789 | 418.0058 | 698.5522 | 109.9617 | 0 | 120.9677 | 1203437.1752 | 80024.5274 | 1292995.713 | 1014237.0147 | 0 | 304055.7321 | 0 | 1518952.5633 | 3952002.9898 | 2697323.2461 | 12063028.9616 | 961560.8286 | 8754830.6413 | 8754830.6413 | 1478867.319 | 4383653.3264 | 0 | 21779420.4315 | 36396771.7182 | 13335.2143 | 1.0622 | 20504.1984 | 34265.6789 | 418.0058 | 698.5522
1 | 2800 | 707 | 0.035 | 15 | 15 | 7 | 1.7783e-11 | 5spot_SharedNeighbor | Water | Porous | Wet | R600a | MinimizeLCOE_Brownfield | IgnoreSilica | 2019 | 33.9332 | 6.5633 | 0.34494 | 4 | 17486.8344 | 28080.9241 | 356.4928 | 572.4676 | 110.175 | 0 | 135.2134 | 1412264.8365 | 93950.523 | 1548396.6208 | 1262657.2626 | 0 | 335667.7612 | 0 | 1814645.4316 | 4721335.1781 | 3222408.2728 | 14411325.8865 | 961560.8286 | 8754830.6413 | 8754830.6413 | 1478867.319 | 4383653.3264 | 0 | 24127717.3564 | 38745068.6432 | 17782.7941 | 1.3798 | 17486.8344 | 28080.9241 | 356.4928 | 572.4676
1 | 2800 | 707 | 0.035 | 15 | 15 | 7 | 2.3714e-11 | 5spot_SharedNeighbor | Water | Porous | Wet | R600a | MinimizeLCOE_Brownfield | IgnoreSilica | 2019 | 41.9381 | 8.1337 | 0.44229 | 4 | 15148.0762 | 23410.3596 | 308.814 | 477.2518 | 110.3396 | 0 | 144.8347 | 1644320.5035 | 109389.5674 | 1838066.7046 | 1557045.2634 | 0 | 366732.4161 | 0 | 2151066.2375 | 5596633.1055 | 3819817.0938 | 17083070.8918 | 961560.8286 | 8754830.6413 | 8754830.6413 | 1478867.319 | 4383653.3264 | 0 | 26799462.3617 | 41416813.6484 | 23713.7371 | 1.7692 | 15148.0762 | 23410.3596 | 308.814 | 477.2518
1 | 2800 | 707 | 0.035 | 15 | 15 | 7 | 3.1623e-11 | 5spot_SharedNeighbor | Water | Porous | Wet | R600a | MinimizeLCOE_Brownfield | IgnoreSilica | 2019 | 51.0755 | 9.9255 | 0.5578 | 4 | 13325.5053 | 19876.8873 | 271.6584 | 405.2172 | 110.4591 | 0 | 144.8009 | 1893542.3057 | 125928.7383 | 2155227.0975 | 1893005.8466 | 0 | 394565.7675 | 0 | 2520285.2047 | 6557265.121 | 4475468.1834 | 20015288.2647 | 961560.8286 | 8754830.6413 | 8754830.6413 | 1478867.319 | 4383653.3264 | 0 | 29731679.7346 | 44349031.0213 | 31622.7766 | 2.2312 | 13325.5053 | 19876.8873 | 271.6584 | 405.2172
1 | 2800 | 707 | 0.035 | 15 | 15 | 7 | 4.217e-11 | 5spot_SharedNeighbor | Water | Porous | Wet | R600a | MinimizeLCOE_Brownfield | IgnoreSilica | 2019 | 60.9512 | 11.8584 | 0.68836 | 4 | 11905.2025 | 17213.9691 | 242.7037 | 350.93 | 110.5299 | 0 | 137.5313 | 2147848.3723 | 142754.0578 | 2484804.6364 | 2255757.5899 | 0 | 415376.6216 | 0 | 2904151.0984 | 7556005.4347 | 5157128.9696 | 23063826.7806 | 961560.8286 | 8754830.6413 | 8754830.6413 | 1478867.319 | 4383653.3264 | 0 | 32780218.2506 | 47397569.5373 | 42169.6503 | 2.7534 | 11905.2025 | 17213.9691 | 242.7037 | 350.93
1 | 2800 | 707 | 0.035 | 15 | 15 | 7 | 5.6234e-11 | 5spot_SharedNeighbor | Water | Porous | Wet | R600a | MinimizeLCOE_Brownfield | IgnoreSilica | 2019 | 71.036 | 13.8248 | 0.82794 | 4 | 10803.1711 | 15216.9644 | 220.2373 | 310.2184 | 110.5486 | 0 | 182.8788 | 2393941.4445 | 158974.6322 | 2809251.291 | 2625430.1487 | 0 | 426611.8057 | 0 | 3281541.6356 | 8537898.1991 | 5827290.9572 | 26060940.114 | 961560.8286 | 8754830.6413 | 8754830.6413 | 1478867.319 | 4383653.3264 | 0 | 35777331.584 | 50394682.8707 | 56234.1325 | 3.3117 | 10803.1711 | 15216.9644 | 220.2373 | 310.2184
1 | 2800 | 707 | 0.035 | 15 | 15 | 7 | 7.4989e-11 | 5spot_SharedNeighbor | Water | Porous | Wet | R600a | MinimizeLCOE_Brownfield | IgnoreSilica | 2019 | 80.7756 | 15.7128 | 0.96872 | 4 | 9953.3125 | 13725.6458 | 202.9117 | 279.8159 | 110.5201 | 0 | 173.2161 | 2620153.4393 | 173818.72 | 3112269.5545 | 2981355.1923 | 0 | 427601.8621 | 0 | 3632927.5196 | 9452132.1901 | 6451274.4416 | 28851532.9196 | 961560.8286 | 8754830.6413 | 8754830.6413 | 1478867.319 | 4383653.3264 | 0 | 38567924.3895 | 53185275.6763 | 74989.4209 | 3.8749 | 9953.3125 | 13725.6458 | 202.9117 | 279.8159
1 | 2800 | 707 | 0.035 | 15 | 15 | 7 | 1e-10 | 5spot_SharedNeighbor | Water | Porous | Wet | R600a | MinimizeLCOE_Brownfield | IgnoreSilica | 2019 | 89.6935 | 17.4294 | 1.1029 | 4 | 9301.7985 | 12615.1573 | 189.6297 | 257.177 | 110.457 | 0 | 174.1733 | 2818335.0669 | 186761.2813 | 3381583.5573 | 3306034.3016 | 0 | 419408.7871 | 0 | 3943727.9677 | 10260771.2022 | 7003187.1833 | 31319809.3475 | 961560.8286 | 8754830.6413 | 8754830.6413 | 1478867.319 | 4383653.3264 | 0 | 41036200.8174 | 55653552.1041 | 100000 | 4.4116 | 9301.7985 | 12615.1573 | 189.6297 | 257.177
1 | 2800 | 707 | 0.035 | 15 | 15 | 7 | 1.3335e-10 | 5spot_SharedNeighbor | Water | Porous | Wet | R600a | MinimizeLCOE_Brownfield | IgnoreSilica | 2019 | 97.5157 | 18.9238 | 1.2247 | 4 | 8804.7954 | 11788.5903 | 179.4977 | 240.3264 | 110.3749 | 0 | 185.139 | 2985640.9663 | 197635.4914 | 3611819.2309 | 3589688.1011 | 0 | 404624.6772 | 0 | 4207869.302 | 10948012.7712 | 7472243.6755 | 33417534.2156 | 961560.8286 | 8754830.6413 | 8754830.6413 | 1478867.319 | 4383653.3264 | 0 | 43133925.6855 | 57751276.9723 | 133352.1432 | 4.8989 | 8804.7954 | 11788.5903 | 179.4977 | 240.3264
1 | 2800 | 707 | 0.035 | 15 | 15 | 7 | 1.7783e-10 | 5spot_SharedNeighbor | Water | Porous | Wet | R600a | MinimizeLCOE_Brownfield | IgnoreSilica | 2019 | 104.1272 | 20.1777 | 1.3308 | 4 | 8427.1082 | 11173.1805 | 171.798 | 227.7804 | 110.2875 | 0 | 180.3943 | 3122565.6191 | 206495.5815 | 3802273.7214 | 3828515.9552 | 0 | 386049.6082 | 0 | 4424901.1893 | 11512685.2225 | 7857644.2263 | 35141131.1234 | 961560.8286 | 8754830.6413 | 8754830.6413 | 1478867.319 | 4383653.3264 | 0 | 44857522.5933 | 59474873.8801 | 177827.941 | 5.323 | 8427.1082 | 11173.1805 | 171.798 | 227.7804
1 | 2800 | 707 | 0.035 | 15 | 15 | 7 | 2.3714e-10 | 5spot_SharedNeighbor | Water | Porous | Wet | R600a | MinimizeLCOE_Brownfield | IgnoreSilica | 2019 | 108.987 | 21.0935 | 1.416 | 4 | 8134.167 | 10714.9752 | 165.826 | 218.4393 | 110.2133 | 0 | 207.6888 | 3220703.8045 | 212822.1158 | 3939937.8635 | 4003489.8877 | 0 | 360683.4043 | 0 | 4577678.4595 | 11910180.3407 | 8128942.8123 | 36354438.6883 | 961560.8286 | 8754830.6413 | 8754830.6413 | 1478867.319 | 4383653.3264 | 0 | 46070830.1582 | 60688181.445 | 237137.3706 | 5.6639 | 8134.167 | 10714.9752 | 165.826 | 218.4393
1 | 2800 | 707 | 0.035 | 15 | 15 | 7 | 3.1623e-10 | 5spot_SharedNeighbor | Water | Porous | Wet | R600a | MinimizeLCOE_Brownfield | IgnoreSilica | 2019 | 114.1707 | 22.0648 | 1.496 | 4 | 7919.5992 | 10362.2675 | 161.4517 | 211.2488 | 110.1255 | 0 | 178.4589 | 3323124.6285 | 219402.2631 | 4084668.6826 | 4189557.3308 | 0 | 347529.1419 | 0 | 4744069.9983 | 12343096.9929 | 8424417.3229 | 37675866.3609 | 961560.8286 | 8754830.6413 | 8754830.6413 | 1478867.319 | 4383653.3264 | 0 | 47392257.8308 | 62009609.1175 | 316227.766 | 5.9842 | 7919.5992 | 10362.2675 | 161.4517 | 211.2488
1 | 2800 | 707 | 0.035 | 15 | 15 | 7 | 4.217e-10 | 5spot_SharedNeighbor | Water | Porous | Wet | R600a | MinimizeLCOE_Brownfield | IgnoreSilica | 2019 | 117.554 | 22.6953 | 1.5539 | 4 | 7757.8092 | 10109.5973 | 158.1534 | 206.0978 | 110.0634 | 0 | 194.6479 | 3388739.3614 | 223604.8743 | 4177976.6841 | 4310665.8218 | 0 | 329914.3981 | 0 | 4848051.4445 | 12613635.3865 | 8609065.3356 | 38501653.3062 | 961560.8286 | 8754830.6413 | 8754830.6413 | 1478867.319 | 4383653.3264 | 0 | 48218044.7762 | 62835396.0629 | 421696.5034 | 6.2154 | 7757.8092 | 10109.5973 | 158.1534 | 206.0978
1 | 2800 | 707 | 0.035 | 15 | 15 | 7 | 5.6234e-10 | 5spot_SharedNeighbor | Water | Porous | Wet | R600a | MinimizeLCOE_Brownfield | IgnoreSilica | 2019 | 120.1876 | 23.1843 | 1.5994 | 4 | 7635.8474 | 9920.651 | 155.6671 | 202.2459 | 110.0126 | 0 | 181.6521 | 3439156.9513 | 226827.0257 | 4249991.243 | 4404752.8241 | 0 | 314663.3409 | 0 | 4927802.6401 | 12821131.6383 | 8750685.791 | 39135011.4543 | 961560.8286 | 8754830.6413 | 8754830.6413 | 1478867.319 | 4383653.3264 | 0 | 48851402.9242 | 63468754.211 | 562341.3252 | 6.3976 | 7635.8474 | 9920.651 | 155.6671 | 202.2459
1 | 2800 | 707 | 0.035 | 15 | 15 | 7 | 7.4989e-10 | 5spot_SharedNeighbor | Water | Porous | Wet | R600a | MinimizeLCOE_Brownfield | IgnoreSilica | 2019 | 122.2144 | 23.5594 | 1.6348 | 4 | 7543.9931 | 9779.2887 | 153.7945 | 199.364 | 109.9721 | 0 | 185.1161 | 3477567.5204 | 229277.8711 | 4305035.6542 | 4477036.5879 | 0 | 301872.9375 | 0 | 4988408.3227 | 12978815.1925 | 8858308.0569 | 39616322.1433 | 961560.8286 | 8754830.6413 | 8754830.6413 | 1478867.319 | 4383653.3264 | 0 | 49332713.6133 | 63950064.9 | 749894.2093 | 6.5393 | 7543.9931 | 9779.2887 | 153.7945 | 199.364
1 | 2800 | 707 | 0.035 | 15 | 15 | 7 | 1e-09 | 5spot_SharedNeighbor | Water | Porous | Wet | R600a | MinimizeLCOE_Brownfield | IgnoreSilica | 2019 | 123.7567 | 23.8441 | 1.6621 | 4 | 7474.8735 | 9673.544 | 152.3854 | 197.2083 | 109.9404 | 0 | 176.6666 | 3506570.8644 | 231126.0963 | 4346705.2755 | 4531968.2843 | 0 | 291378.8983 | 0 | 5034022.2734 | 13097493.3353 | 8939308.3279 | 39978573.3555 | 961560.8286 | 8754830.6413 | 8754830.6413 | 1478867.319 | 4383653.3264 | 0 | 49694964.8254 | 64312316.1122 | 1000000 | 6.6483 | 7474.8735 | 9673.544 | 152.3854 | 197.2083
1 | 2800 | 707 | 0.035 | 15 | 15 | 7 | 1.3335e-09 | 5spot_SharedNeighbor | Water | Porous | Wet | R600a | MinimizeLCOE_Brownfield | IgnoreSilica | 2019 | 123.3688 | 23.7725 | 1.6695 | 4 | 7417.1561 | 9606.0151 | 151.2088 | 195.8316 | 109.9483 | 0 | 178.5575 | 3499282.9922 | 230661.6498 | 4336231.9569 | 4518150.0781 | 0 | 270896.8792 | 0 | 5013537.187 | 13044195.3426 | 8902931.3527 | 39815887.4385 | 961560.8286 | 8754830.6413 | 8754830.6413 | 1478867.319 | 4383653.3264 | 0 | 49532278.9084 | 64149630.1952 | 1333521.4322 | 6.6781 | 7417.1561 | 9606.0151 | 151.2088 | 195.8316
1 | 2800 | 707 | 0.035 | 15 | 15 | 7 | 1.7783e-09 | 5spot_SharedNeighbor | Water | Porous | Wet | R600a | MinimizeLCOE_Brownfield | IgnoreSilica | 2019 | 125.7977 | 24.2199 | 1.6986 | 4 | 7383.8387 | 9535.2409 | 150.5295 | 194.3888 | 109.8974 | 0 | 199.5173 | 3544657.3898 | 233549.8224 | 4401569.3562 | 4604569.8356 | 0 | 276222.8226 | 0 | 5093621.9984 | 13252559.5942 | 9045144.2359 | 40451895.0551 | 961560.8286 | 8754830.6413 | 8754830.6413 | 1478867.319 | 4383653.3264 | 0 | 50168286.525 | 64785637.8117 | 1778279.41 | 6.7943 | 7383.8387 | 9535.2409 | 150.5295 | 194.3888
1 | 2800 | 707 | 0.035 | 15 | 15 | 7 | 2.3714e-09 | 5spot_SharedNeighbor | Water | Porous | Wet | R600a | MinimizeLCOE_Brownfield | IgnoreSilica | 2019 | 126.448 | 24.3395 | 1.7104 | 4 | 7354.4974 | 9491.0113 | 149.9314 | 193.4871 | 109.8834 | 0 | 199.4196 | 3556722.2651 | 234316.7982 | 4418983.5528 | 4627679.7535 | 0 | 270927.1536 | 0 | 5112365.514 | 13301326.3771 | 9078428.5673 | 40600749.9816 | 961560.8286 | 8754830.6413 | 8754830.6413 | 1478867.319 | 4383653.3264 | 0 | 50317141.4515 | 64934492.7383 | 2371373.7057 | 6.8417 | 7354.4974 | 9491.0113 | 149.9314 | 193.4871
1 | 2800 | 707 | 0.035 | 15 | 15 | 7 | 3.1623e-09 | 5spot_SharedNeighbor | Water | Porous | Wet | R600a | MinimizeLCOE_Brownfield | IgnoreSilica | 2019 | 126.9498 | 24.4316 | 1.7195 | 4 | 7332.4652 | 9457.7247 | 149.4822 | 192.8085 | 109.8726 | 0 | 173.3424 | 3566008.632 | 234906.8791 | 4432398.646 | 4645504.1181 | 0 | 266915.68 | 0 | 5126836.2425 | 13338976.2444 | 9104125.3753 | 40715671.8175 | 961560.8286 | 8754830.6413 | 8754830.6413 | 1478867.319 | 4383653.3264 | 0 | 50432063.2874 | 65049414.5742 | 3162277.6602 | 6.8779 | 7332.4652 | 9457.7247 | 149.4822 | 192.8085
1 | 2800 | 707 | 0.035 | 15 | 15 | 7 | 4.217e-09 | 5spot_SharedNeighbor | Water | Porous | Wet | R600a | MinimizeLCOE_Brownfield | IgnoreSilica | 2019 | 127.3371 | 24.5027 | 1.7264 | 4 | 7315.9263 | 9432.6626 | 149.1451 | 192.2976 | 109.8641 | 0 | 187.1408 | 3573162.5994 | 235361.3054 | 4442740.0094 | 4659257.276 | 0 | 263902.27 | 0 | 5138025.1495 | 13368087.4851 | 9123994.3953 | 40804530.49 | 961560.8286 | 8754830.6413 | 8754830.6413 | 1478867.319 | 4383653.3264 | 0 | 50520921.9599 | 65138273.2467 | 4216965.0343 | 6.9056 | 7315.9263 | 9432.6626 | 149.1451 | 192.2976
1 | 2800 | 707 | 0.035 | 15 | 15 | 7 | 5.6234e-09 | 5spot_SharedNeighbor | Water | Porous | Wet | R600a | MinimizeLCOE_Brownfield | IgnoreSilica | 2019 | 127.6077 | 24.5524 | 1.7314 | 4 | 7303.5141 | 9414.1098 | 148.892 | 191.9194 | 109.8582 | 0 | 179.8669 | 3578153.8432 | 235678.2679 | 4449958.6801 | 4668864.2346 | 0 | 261470.1149 | 0 | 5145708.8049 | 13388078.7802 | 9137638.865 | 40865551.5908 | 961560.8286 | 8754830.6413 | 8754830.6413 | 1478867.319 | 4383653.3264 | 0 | 50581943.0607 | 65199294.3474 | 5623413.2519 | 6.9257 | 7303.5141 | 9414.1098 | 148.892 | 191.9194
1 | 2800 | 707 | 0.035 | 15 | 15 | 7 | 7.4989e-09 | 5spot_SharedNeighbor | Water | Porous | Wet | R600a | MinimizeLCOE_Brownfield | IgnoreSilica | 2019 | 127.8272 | 24.5926 | 1.7354 | 4 | 7294.2006 | 9400.0157 | 148.7021 | 191.632 | 109.8534 | 0 | 176.4143 | 3582198.2076 | 235935.0539 | 4455809.9388 | 4676655.2954 | 0 | 259728.2458 | 0 | 5152027.4292 | 13404518.5446 | 9148859.342 | 40915732.0573 | 961560.8286 | 8754830.6413 | 8754830.6413 | 1478867.319 | 4383653.3264 | 0 | 50632123.5272 | 65249474.814 | 7498942.0933 | 6.9414 | 7294.2006 | 9400.0157 | 148.7021 | 191.632
1 | 2800 | 707 | 0.035 | 15 | 15 | 7 | 1e-08 | 5spot_SharedNeighbor | Water | Porous | Wet | R600a | MinimizeLCOE_Brownfield | IgnoreSilica | 2019 | 127.9755 | 24.6198 | 1.7382 | 4 | 7287.2132 | 9389.6353 | 148.5597 | 191.4204 | 109.8501 | 0 | 188.1214 | 3584929.5228 | 236108.443 | 4459762.6807 | 4681920.5497 | 0 | 258302.5895 | 0 | 5156199.2764 | 13415372.8353 | 9156267.6184 | 40948863.5158 | 961560.8286 | 8754830.6413 | 8754830.6413 | 1478867.319 | 4383653.3264 | 0 | 50665254.9857 | 65282606.2725 | 10000000 | 6.9526 | 7287.2132 | 9389.6353 | 148.5597 | 191.4204
1 | 2900 | 707 | 0.035 | 15 | 15 | 7 | 1e-13 | 5spot_SharedNeighbor | Water | Porous | Wet | R600a | MinimizeLCOE_Brownfield | IgnoreSilica | 2019 | 0 | 0 | 0 | 0 |  |  |  |  | 15 |  | 21.9156 | [19 empty] | 100 | 0
1 | 2900 | 707 | 0.035 | 15 | 15 | 7 | 1.3335e-13 | 5spot_SharedNeighbor | Water | Porous | Wet | R600a | MinimizeLCOE_Brownfield | IgnoreSilica | 2019 | 0 | 0 | 0 | 0 |  |  |  |  | 15 |  | 24.6515 | [19 empty] | 133.3521 | 0
1 | 2900 | 707 | 0.035 | 15 | 15 | 7 | 1.7783e-13 | 5spot_SharedNeighbor | Water | Porous | Wet | R600a | MinimizeLCOE_Brownfield | IgnoreSilica | 2019 | 0 | 0 | 0 | 0 |  |  |  |  | 15 |  | 26.3551 | [19 empty] | 177.8279 | 0
1 | 2900 | 707 | 0.035 | 15 | 15 | 7 | 2.3714e-13 | 5spot_SharedNeighbor | Water | Porous | Wet | R600a | MinimizeLCOE_Brownfield | IgnoreSilica | 2019 | 0 | 0 | 0 | 0 |  |  |  |  | 15 |  | 25.3734 | [19 empty] | 237.1374 | 0
1 | 2900 | 707 | 0.035 | 15 | 15 | 7 | 3.1623e-13 | 5spot_SharedNeighbor | Water | Porous | Wet | R600a | MinimizeLCOE_Brownfield | IgnoreSilica | 2019 | 0 | 0 | 0 | 0 |  |  |  |  | 15 |  | 25.0036 | [19 empty] | 316.2278 | 0
1 | 2900 | 707 | 0.035 | 15 | 15 | 7 | 4.217e-13 | 5spot_SharedNeighbor | Water | Porous | Wet | R600a | MinimizeLCOE_Brownfield | IgnoreSilica | 2019 | 1.1069 | 0.15092 | 0.001678 | 4 | 1633810.1438 | 3888860.6899 | 33307.4297 | 79279.6852 | 90.8157 | 0 | 178.143 | 88824.9742 | 5237.5602 | 76805.3842 | 58433.0773 | 0 | 54611.2296 | 0 | 110725.7679 | 288085.7352 | 196624.4338 | 879348.1624 | 961560.8286 | 9125037.6958 | 9125037.6958 | 1478867.319 | 4531736.1482 | 0 | 10965946.6867 | 26101587.8497 | 421.6965 | 0.0067119 | 1633810.1438 | 3888860.6899 | 33307.4297 | 79279.6852
1 | 2900 | 707 | 0.035 | 15 | 15 | 7 | 5.6234e-13 | 5spot_SharedNeighbor | Water | Porous | Wet | R600a | MinimizeLCOE_Brownfield | IgnoreSilica | 2019 | 1.6125 | 0.24915 | 0.0047409 | 4 | 597454.3258 | 1395588.0237 | 12179.9145 | 28450.9495 | 97.3009 | 0 | 252.4124 | 132056.9392 | 8114.0393 | 114138.3869 | 77056.2389 | 0 | 70087.1008 | 0 | 156566.555 | 407354.0599 | 278027.5161 | 1243400.8361 | 961560.8286 | 9125037.6958 | 9125037.6958 | 1478867.319 | 4531736.1482 | 0 | 11329999.3605 | 26465640.5234 | 562.3413 | 0.018964 | 597454.3258 | 1395588.0237 | 12179.9145 | 28450.9495
1 | 2900 | 707 | 0.035 | 15 | 15 | 7 | 7.4989e-13 | 5spot_SharedNeighbor | Water | Porous | Wet | R600a | MinimizeLCOE_Brownfield | IgnoreSilica | 2019 | 2.2349 | 0.37353 | 0.0093633 | 4 | 313532.2281 | 717655.796 | 6391.7786 | 14630.3841 | 101.6341 | 0 | 379.9104 | 180268.3561 | 11382.9581 | 157301.8845 | 100130.6126 | 0 | 85623.7527 | 0 | 208535.9499 | 542567.7651 | 370313.6483 | 1656124.9273 | 961560.8286 | 9125037.6958 | 9125037.6958 | 1478867.319 | 4531736.1482 | 0 | 11742723.4516 | 26878364.6146 | 749.8942 | 0.037453 | 313532.2281 | 717655.796 | 6391.7786 | 14630.3841
1 | 2900 | 707 | 0.035 | 15 | 15 | 7 | 1e-12 | 5spot_SharedNeighbor | Water | Porous | Wet | R600a | MinimizeLCOE_Brownfield | IgnoreSilica | 2019 | 3.0176 | 0.53244 | 0.01594 | 4 | 191732.7619 | 429115.845 | 3908.7317 | 8748.1069 | 104.7225 | 0 | 83.0847 | 235413.5173 | 15158.1379 | 208403.6556 | 129420.6372 | 0 | 102009.1709 | 0 | 269257.9963 | 700554.0741 | 478142.5505 | 2138359.7398 | 961560.8286 | 9125037.6958 | 9125037.6958 | 1478867.319 | 4531736.1482 | 0 | 12224958.2642 | 27360599.4271 | 1000 | 0.06376 | 191732.7619 | 429115.845 | 3908.7317 | 8748.1069
1 | 2900 | 707 | 0.035 | 15 | 15 | 7 | 1.3335e-12 | 5spot_SharedNeighbor | Water | Porous | Wet | R600a | MinimizeLCOE_Brownfield | IgnoreSilica | 2019 | 4.0265 | 0.73888 | 0.025001 | 4 | 128047.8562 | 279398.9575 | 2610.4287 | 5695.9257 | 107.0234 | 0 | 70.2902 | 300129.2375 | 19607.9788 | 270411.4928 | 167266.3649 | 0 | 120342.0365 | 0 | 342325.2731 | 890660.1402 | 607893.8469 | 2718636.3708 | 961560.8286 | 9125037.6958 | 9125037.6958 | 1478867.319 | 4531736.1482 | 0 | 12805234.8952 | 27940876.0582 | 1333.5214 | 0.1 | 128047.8562 | 279398.9575 | 2610.4287 | 5695.9257
1 | 2900 | 707 | 0.035 | 15 | 15 | 7 | 1.7783e-12 | 5spot_SharedNeighbor | Water | Porous | Wet | R600a | MinimizeLCOE_Brownfield | IgnoreSilica | 2019 | 5.2808 | 0.99669 | 0.037193 | 4 | 90603.281 | 192339.2247 | 1847.0704 | 3921.0953 | 108.7025 | 0 | 94.9136 | 373689.4723 | 24673.3239 | 343154.9779 | 214438.1065 | 0 | 139464.3636 | 0 | 427213.8952 | 1111522.9218 | 758637.2336 | 3392794.2948 | 961560.8286 | 9125037.6958 | 9125037.6958 | 1478867.319 | 4531736.1482 | 0 | 13479392.8192 | 28615033.9822 | 1778.2794 | 0.14877 | 90603.281 | 192339.2247 | 1847.0704 | 3921.0953
1 | 2900 | 707 | 0.035 | 15 | 15 | 7 | 2.3714e-12 | 5spot_SharedNeighbor | Water | Porous | Wet | R600a | MinimizeLCOE_Brownfield | IgnoreSilica | 2019 | 6.8427 | 1.3181 | 0.053289 | 4 | 66933.9235 | 137941.4643 | 1364.5386 | 2812.1233 | 109.9281 | 0 | 89.8533 | 457664.133 | 30449.8537 | 428767.3456 | 273299.6582 | 0 | 159637.1403 | 0 | 526429.071 | 1369660.4573 | 934821.4058 | 4180729.0649 | 961560.8286 | 9125037.6958 | 9125037.6958 | 1478867.319 | 4531736.1482 | 0 | 14267327.5893 | 29402968.7523 | 2371.3737 | 0.21316 | 66933.9235 | 137941.4643 | 1364.5386 | 2812.1233
1 | 2900 | 707 | 0.035 | 15 | 15 | 7 | 3.1623e-12 | 5spot_SharedNeighbor | Water | Porous | Wet | R600a | MinimizeLCOE_Brownfield | IgnoreSilica | 2019 | 9.2781 | 1.8218 | 0.075818 | 4 | 50943.814 | 100851.6539 | 1038.5586 | 2055.9974 | 111.0892 | 0 | 97.7865 | 577986.9891 | 38728.6443 | 555006.9849 | 365439.5268 | 0 | 194444.327 | 0 | 675326.5241 | 1757061.0873 | 1199230.2961 | 5363224.3796 | 961560.8286 | 9125037.6958 | 9125037.6958 | 1478867.319 | 4531736.1482 | 0 | 15449822.904 | 30585464.0669 | 3162.2777 | 0.30327 | 50943.814 | 100851.6539 | 1038.5586 | 2055.9974
1 | 2900 | 707 | 0.035 | 15 | 15 | 7 | 4.217e-12 | 5spot_SharedNeighbor | Water | Porous | Wet | R600a | MinimizeLCOE_Brownfield | IgnoreSilica | 2019 | 11.5218 | 2.2863 | 0.1034 | 4 | 39760.6519 | 76356.3141 | 810.5747 | 1556.6267 | 111.7324 | 0 | 111.1843 | 680211.5724 | 45747.1106 | 665278.3715 | 450211.6275 | 0 | 211355.2178 | 0 | 800593.5209 | 2082980.1171 | 1421676.7309 | 6358054.2687 | 961560.8286 | 9125037.6958 | 9125037.6958 | 1478867.319 | 4531736.1482 | 0 | 16444652.7931 | 31580293.956 | 4216.965 | 0.41359 | 39760.6519 | 76356.3141 | 810.5747 | 1556.6267
1 | 2900 | 707 | 0.035 | 15 | 15 | 7 | 5.6234e-12 | 5spot_SharedNeighbor | Water | Porous | Wet | R600a | MinimizeLCOE_Brownfield | IgnoreSilica | 2019 | 14.7567 | 2.9556 | 0.14019 | 4 | 31800.1804 | 58790.7493 | 648.2897 | 1198.5289 | 112.3082 | 0 | 114.285 | 817132.1748 | 55125.2012 | 816652.9072 | 572287.5249 | 0 | 239777.0587 | 0 | 975380.1981 | 2537739.1974 | 1732059.1475 | 7746153.4098 | 961560.8286 | 9125037.6958 | 9125037.6958 | 1478867.319 | 4531736.1482 | 0 | 17832751.9342 | 32968393.0971 | 5623.4133 | 0.56078 | 31800.1804 | 58790.7493 | 648.2897 | 1198.5289
1 | 2900 | 707 | 0.035 | 15 | 15 | 7 | 7.4989e-12 | 5spot_SharedNeighbor | Water | Porous | Wet | R600a | MinimizeLCOE_Brownfield | IgnoreSilica | 2019 | 18.7936 | 3.791 | 0.18771 | 4 | 25944.3913 | 46102.4605 | 528.9115 | 939.861 | 112.7522 | 0 | 93.9225 | 975662.6183 | 65958.5382 | 996296.4212 | 724546.4742 | 0 | 270445.3549 | 0 | 1182834.6687 | 3077493.1751 | 2100452.3282 | 9393689.5789 | 961560.8286 | 9125037.6958 | 9125037.6958 | 1478867.319 | 4531736.1482 | 0 | 19480288.1033 | 34615929.2662 | 7498.9421 | 0.75085 | 25944.3913 | 46102.4605 | 528.9115 | 939.861
1 | 2900 | 707 | 0.035 | 15 | 15 | 7 | 1e-11 | 5spot_SharedNeighbor | Water | Porous | Wet | R600a | MinimizeLCOE_Brownfield | IgnoreSilica | 2019 | 23.7823 | 4.8238 | 0.24851 | 4 | 21550.9233 | 36777.4239 | 439.3447 | 749.7575 | 113.0953 | 0 | 117.7876 | 1157973.2911 | 78388.4123 | 1207783.2683 | 912818.7383 | 0 | 302964.677 | 0 | 1427372.0709 | 3713729.3343 | 2534696.5802 | 11335726.3724 | 961560.8286 | 9125037.6958 | 9125037.6958 | 1478867.319 | 4531736.1482 | 0 | 21422324.8968 | 36557966.0598 | 10000 | 0.99403 | 21550.9233 | 36777.4239 | 439.3447 | 749.7575
1 | 2900 | 707 | 0.035 | 15 | 15 | 7 | 1.3335e-11 | 5spot_SharedNeighbor | Water | Porous | Wet | R600a | MinimizeLCOE_Brownfield | IgnoreSilica | 2019 | 29.8628 | 6.0829 | 0.3253 | 4 | 18202.6252 | 29834.5276 | 371.0851 | 608.2172 | 113.3606 | 0 | 132.1571 | 1365357.9427 | 92496.0977 | 1453750.3304 | 1142520.3924 | 0 | 336534.7009 | 0 | 1712357.191 | 4455202.1582 | 3040767.0182 | 13598985.8315 | 961560.8286 | 9125037.6958 | 9125037.6958 | 1478867.319 | 4531736.1482 | 0 | 23685584.3559 | 38821225.5189 | 13335.2143 | 1.3012 | 18202.6252 | 29834.5276 | 371.0851 | 608.2172
1 | 2900 | 707 | 0.035 | 15 | 15 | 7 | 1.7783e-11 | 5spot_SharedNeighbor | Water | Porous | Wet | R600a | MinimizeLCOE_Brownfield | IgnoreSilica | 2019 | 37.1781 | 7.5981 | 0.42085 | 4 | 15620.3669 | 24611.5726 | 318.4423 | 501.7402 | 113.5665 | 0 | 123.7888 | 1598843.4737 | 108341.1448 | 1736603.2433 | 1418897.8388 | 0 | 370485.6369 | 0 | 2040936.8216 | 5310098.9562 | 3624251.6492 | 16208458.7645 | 961560.8286 | 9125037.6958 | 9125037.6958 | 1478867.319 | 4531736.1482 | 0 | 26295057.2889 | 41430698.4519 | 17782.7941 | 1.6834 | 15620.3669 | 24611.5726 | 318.4423 | 501.7402
1 | 2900 | 707 | 0.035 | 15 | 15 | 7 | 2.3714e-11 | 5spot_SharedNeighbor | Water | Porous | Wet | R600a | MinimizeLCOE_Brownfield | IgnoreSilica | 2019 | 45.7554 | 9.3746 | 0.53691 | 4 | 13611.7506 | 20659.3529 | 277.4939 | 421.1689 | 113.7231 | 0 | 144.8258 | 1855835.5997 | 125738.0223 | 2054233.0297 | 1742948.1781 | 0 | 402980.9177 | 0 | 2410876.9415 | 6272607.2629 | 4281183.3461 | 19146403.2979 | 961560.8286 | 9125037.6958 | 9125037.6958 | 1478867.319 | 4531736.1482 | 0 | 29233001.8223 | 44368642.9853 | 23713.7371 | 2.1476 | 13611.7506 | 20659.3529 | 277.4939 | 421.1689
1 | 2900 | 707 | 0.035 | 15 | 15 | 7 | 3.1623e-11 | 5spot_SharedNeighbor | Water | Porous | Wet | R600a | MinimizeLCOE_Brownfield | IgnoreSilica | 2019 | 55.3823 | 11.3665 | 0.67259 | 4 | 12043.8496 | 17669.7477 | 245.5302 | 360.2217 | 113.8301 | 0 | 150.2908 | 2127469.0291 | 144073.8706 | 2396382.1312 | 2106464.1948 | 0 | 430569.8598 | 0 | 2809934.0434 | 7310871.9841 | 4989820.3525 | 22315585.4655 | 961560.8286 | 9125037.6958 | 9125037.6958 | 1478867.319 | 4531736.1482 | 0 | 32402183.9899 | 47537825.1529 | 31622.7766 | 2.6904 | 12043.8496 | 17669.7477 | 245.5302 | 360.2217
1 | 2900 | 707 | 0.035 | 15 | 15 | 7 | 4.217e-11 | 5spot_SharedNeighbor | Water | Porous | Wet | R600a | MinimizeLCOE_Brownfield | IgnoreSilica | 2019 | 65.6038 | 13.4756 | 0.82325 | 4 | 10822.2139 | 15418.5152 | 220.6255 | 314.3273 | 113.882 | 0 | 182.2042 | 2399965.1855 | 162402.8635 | 2745843.0176 | 2491869.505 | 0 | 449486.2825 | 0 | 3217331.0731 | 8370835.4868 | 5713267.2232 | 25551000.637 | 961560.8286 | 9125037.6958 | 9125037.6958 | 1478867.319 | 4531736.1482 | 0 | 35637599.1614 | 50773240.3243 | 42169.6503 | 3.293 | 10822.2139 | 15418.5152 | 220.6255 | 314.3273
1 | 2900 | 707 | 0.035 | 15 | 15 | 7 | 5.6234e-11 | 5spot_SharedNeighbor | Water | Porous | Wet | R600a | MinimizeLCOE_Brownfield | IgnoreSilica | 2019 | 75.8233 | 15.5737 | 0.98096 | 4 | 9875.3835 | 13732.7258 | 201.323 | 279.9602 | 113.8776 | 0 | 162.1488 | 2658334.3705 | 179705.6239 | 3082844.4776 | 2876187.4309 | 0 | 457238.839 | 0 | 3609181.1894 | 9390349.1099 | 6409106.2199 | 28662947.2611 | 961560.8286 | 9125037.6958 | 9125037.6958 | 1478867.319 | 4531736.1482 | 0 | 38749545.7855 | 53885186.9485 | 56234.1325 | 3.9239 | 9875.3835 | 13732.7258 | 201.323 | 279.9602
1 | 2900 | 707 | 0.035 | 15 | 15 | 7 | 7.4989e-11 | 5spot_SharedNeighbor | Water | Porous | Wet | R600a | MinimizeLCOE_Brownfield | IgnoreSilica | 2019 | 85.5324 | 17.5533 | 1.1371 | 4 | 9146.064 | 12473.8114 | 186.4549 | 254.2955 | 113.8259 | 0 | 188.9733 | 2892183.3523 | 195287.8125 | 3392671.3585 | 3240002.5089 | 0 | 454215.6431 | 0 | 3968000.6633 | 10323923.7771 | 7046290.1133 | 31512575.2289 | 961560.8286 | 9125037.6958 | 9125037.6958 | 1478867.319 | 4531736.1482 | 0 | 41599173.7533 | 56734814.9163 | 74989.4209 | 4.5483 | 9146.064 | 12473.8114 | 186.4549 | 254.2955
1 | 2900 | 707 | 0.035 | 15 | 15 | 7 | 1e-10 | 5spot_SharedNeighbor | Water | Porous | Wet | R600a | MinimizeLCOE_Brownfield | IgnoreSilica | 2019 | 94.3144 | 19.3297 | 1.2835 | 4 | 8587.4231 | 11535.4414 | 175.0662 | 235.1656 | 113.7426 | 0 | 200.9131 | 3094778.9666 | 208716.3395 | 3664890.0374 | 3567719.7054 | 0 | 442244.4913 | 0 | 4281556.3207 | 11139731.2785 | 7603095.4962 | 34002732.6357 | 961560.8286 | 9125037.6958 | 9125037.6958 | 1478867.319 | 4531736.1482 | 0 | 44089331.16 | 59224972.323 | 100000 | 5.1342 | 8587.4231 | 11535.4414 | 175.0662 | 235.1656
1 | 2900 | 707 | 0.035 | 15 | 15 | 7 | 1.3335e-10 | 5spot_SharedNeighbor | Water | Porous | Wet | R600a | MinimizeLCOE_Brownfield | IgnoreSilica | 2019 | 101.9003 | 20.8517 | 1.4144 | 4 | 8161.4636 | 10836.8238 | 166.3825 | 220.9233 | 113.645 | 0 | 185.2018 | 3263410.0076 | 219836.2921 | 3894257.2576 | 3849610.9218 | 0 | 423931.3462 | 0 | 4543907.8719 | 11822316.1989 | 8068973.7301 | 36086243.6261 | 961560.8286 | 9125037.6958 | 9125037.6958 | 1478867.319 | 4531736.1482 | 0 | 46172842.1505 | 61308483.3134 | 133352.1432 | 5.6574 | 8161.4636 | 10836.8238 | 166.3825 | 220.9233
1 | 2900 | 707 | 0.035 | 15 | 15 | 7 | 1.7783e-10 | 5spot_SharedNeighbor | Water | Porous | Wet | R600a | MinimizeLCOE_Brownfield | IgnoreSilica | 2019 | 108.2781 | 22.1216 | 1.5271 | 4 | 7837.8194 | 10315.6394 | 159.7846 | 210.2983 | 113.5458 | 0 | 186.5038 | 3400851.0809 | 228856.8783 | 4083141.017 | 4085673.0971 | 0 | 402717.9709 | 0 | 4758483.6172 | 12380598.2728 | 8450012.7171 | 37790334.6514 | 961560.8286 | 9125037.6958 | 9125037.6958 | 1478867.319 | 4531736.1482 | 0 | 47876933.1757 | 63012574.3387 | 177827.941 | 6.1085 | 7837.8194 | 10315.6394 | 159.7846 | 210.2983
1 | 2900 | 707 | 0.035 | 15 | 15 | 7 | 2.3714e-10 | 5spot_SharedNeighbor | Water | Porous | Wet | R600a | MinimizeLCOE_Brownfield | IgnoreSilica | 2019 | 113.4519 | 23.1447 | 1.6208 | 4 | 7592.5753 | 9927.1286 | 154.7849 | 202.3779 | 113.4546 | 0 | 204.5605 | 3509550.0633 | 235961.6869 | 4233801.9737 | 4276500.0455 | 0 | 380687.4195 | 0 | 4928235.4637 | 12822257.7564 | 8751454.3898 | 39138448.7988 | 961560.8286 | 9125037.6958 | 9125037.6958 | 1478867.319 | 4531736.1482 | 0 | 49225047.3232 | 64360688.4862 | 237137.3706 | 6.4833 | 7592.5753 | 9927.1286 | 154.7849 | 202.3779
1 | 2900 | 707 | 0.035 | 15 | 15 | 7 | 3.1623e-10 | 5spot_SharedNeighbor | Water | Porous | Wet | R600a | MinimizeLCOE_Brownfield | IgnoreSilica | 2019 | 117.8707 | 24.0133 | 1.7008 | 4 | 7402.3179 | 9627.127 | 150.9063 | 196.262 | 113.3695 | 0 | 195.5621 | 3600469.2852 | 241883.2509 | 4360710.5255 | 4438985.7166 | 0 | 360519.5801 | 0 | 5071001.6597 | 13193706.1131 | 9004975.5258 | 40272251.6569 | 961560.8286 | 9125037.6958 | 9125037.6958 | 1478867.319 | 4531736.1482 | 0 | 50358850.1812 | 65494491.3442 | 316227.766 | 6.8031 | 7402.3179 | 9627.127 | 150.9063 | 196.262
1 | 2900 | 707 | 0.035 | 15 | 15 | 7 | 4.217e-10 | 5spot_SharedNeighbor | Water | Porous | Wet | R600a | MinimizeLCOE_Brownfield | IgnoreSilica | 2019 | 121.0696 | 24.6389 | 1.7608 | 4 | 7263.6963 | 9412.6826 | 148.0803 | 191.8903 | 113.3038 | 0 | 196.3835 | 3665202.1977 | 246086.8099 | 4451579.2438 | 4556313.0512 | 0 | 341836.2043 | 0 | 5171796.8277 | 13455954.4642 | 9183965.414 | 41072734.2128 | 961560.8286 | 9125037.6958 | 9125037.6958 | 1478867.319 | 4531736.1482 | 0 | 51159332.7372 | 66294973.9002 | 421696.5034 | 7.0432 | 7263.6963 | 9412.6826 | 148.0803 | 191.8903
1 | 2900 | 707 | 0.035 | 15 | 15 | 7 | 5.6234e-10 | 5spot_SharedNeighbor | Water | Porous | Wet | R600a | MinimizeLCOE_Brownfield | IgnoreSilica | 2019 | 123.5445 | 25.1212 | 1.8078 | 4 | 7159.1815 | 9252.2875 | 145.9496 | 188.6204 | 113.2507 | 0 | 180.0832 | 3714671.6724 | 249291.9792 | 4521314.1959 | 4646910.6496 | 0 | 325793.1311 | 0 | 5248612.835 | 13655813.9582 | 9320373.6254 | 41682782.0468 | 961560.8286 | 9125037.6958 | 9125037.6958 | 1478867.319 | 4531736.1482 | 0 | 51769380.5712 | 66905021.7342 | 562341.3252 | 7.2312 | 7159.1815 | 9252.2875 | 145.9496 | 188.6204
1 | 2900 | 707 | 0.035 | 15 | 15 | 7 | 7.4989e-10 | 5spot_SharedNeighbor | Water | Porous | Wet | R600a | MinimizeLCOE_Brownfield | IgnoreSilica | 2019 | 125.4345 | 25.4883 | 1.8441 | 4 | 7080.4615 | 9132.3294 | 144.3448 | 186.1749 | 113.2088 | 0 | 197.3816 | 3752095.0241 | 251712.3844 | 4574239.4741 | 4715993.703 | 0 | 312386.8091 | 0 | 5306506.6839 | 13806441.8774 | 9423180.2753 | 42142556.2314 | 961560.8286 | 9125037.6958 | 9125037.6958 | 1478867.319 | 4531736.1482 | 0 | 52229154.7558 | 67364795.9187 | 749894.2093 | 7.3765 | 7080.4615 | 9132.3294 | 144.3448 | 186.1749
1 | 2900 | 707 | 0.035 | 15 | 15 | 7 | 1e-09 | 5spot_SharedNeighbor | Water | Porous | Wet | R600a | MinimizeLCOE_Brownfield | IgnoreSilica | 2019 | 126.8696 | 25.7665 | 1.872 | 4 | 7021.2201 | 9042.5558 | 143.1371 | 184.3447 | 113.1763 | 0 | 205.194 | 3780305.4825 | 253534.4381 | 4614234.434 | 4768384.8492 | 0 | 301461.6775 | 0 | 5349989.1437 | 13919574.3182 | 9500395.4908 | 42487879.834 | 961560.8286 | 9125037.6958 | 9125037.6958 | 1478867.319 | 4531736.1482 | 0 | 52574478.3584 | 67710119.5214 | 1000000 | 7.4879 | 7021.2201 | 9042.5558 | 143.1371 | 184.3447
1 | 2900 | 707 | 0.035 | 15 | 15 | 7 | 1.3335e-09 | 5spot_SharedNeighbor | Water | Porous | Wet | R600a | MinimizeLCOE_Brownfield | IgnoreSilica | 2019 | 127.9561 | 25.9767 | 1.8932 | 4 | 6976.669 | 8975.3247 | 142.2288 | 182.9741 | 113.1513 | 0 | 185.3457 | 3801547.4584 | 254904.9724 | 4644406.609 | 4808014.8402 | 0 | 292737.3774 | 0 | 5382628.3904 | 14004494.9429 | 9558355.5621 | 42747090.1529 | 961560.8286 | 9125037.6958 | 9125037.6958 | 1478867.319 | 4531736.1482 | 0 | 52833688.6773 | 67969329.8402 | 1333521.4322 | 7.5729 | 6976.669 | 8975.3247 | 142.2288 | 182.9741
1 | 2900 | 707 | 0.035 | 15 | 15 | 7 | 1.7783e-09 | 5spot_SharedNeighbor | Water | Porous | Wet | R600a | MinimizeLCOE_Brownfield | IgnoreSilica | 2019 | 126.8518 | 25.7629 | 1.8907 | 4 | 6938.5002 | 8939.8075 | 141.4507 | 182.2501 | 113.1765 | 0 | 203.3205 | 3779939.995 | 253510.4394 | 4613725.6593 | 4767726.2066 | 0 | 270908.7231 | 0 | 5337466.2991 | 13886992.4453 | 9478157.6931 | 42388427.4608 | 961560.8286 | 9125037.6958 | 9125037.6958 | 1478867.319 | 4531736.1482 | 0 | 52475025.9852 | 67610667.1481 | 1778279.41 | 7.5629 | 6938.5002 | 8939.8075 | 141.4507 | 182.2501
1 | 2900 | 707 | 0.035 | 15 | 15 | 7 | 2.3714e-09 | 5spot_SharedNeighbor | Water | Porous | Wet | R600a | MinimizeLCOE_Brownfield | IgnoreSilica | 2019 | 129.3936 | 26.2543 | 1.9216 | 4 | 6918.0308 | 8887.224 | 141.0334 | 181.1781 | 113.1176 | 0 | 180.0814 | 3829498.382 | 256706.4549 | 4684183.1168 | 4860399.5141 | 0 | 280526.7423 | 0 | 5425412.5419 | 14115810.5289 | 9634330.7369 | 43086868.0178 | 961560.8286 | 9125037.6958 | 9125037.6958 | 1478867.319 | 4531736.1482 | 0 | 53173466.5422 | 68309107.7052 | 2371373.7057 | 7.6862 | 6918.0308 | 8887.224 | 141.0334 | 181.1781
1 | 2900 | 707 | 0.035 | 15 | 15 | 7 | 3.1623e-09 | 5spot_SharedNeighbor | Water | Porous | Wet | R600a | MinimizeLCOE_Brownfield | IgnoreSilica | 2019 | 129.8586 | 26.3439 | 1.9308 | 4 | 6899.1416 | 8858.9355 | 140.6483 | 180.6014 | 113.1065 | 0 | 186.1854 | 3838504.2384 | 257286.4271 | 4697017.5075 | 4877336.0855 | 0 | 276408.7509 | 0 | 5439155.6737 | 14151567.3387 | 9658735.4943 | 43196011.5163 | 961560.8286 | 9125037.6958 | 9125037.6958 | 1478867.319 | 4531736.1482 | 0 | 53282610.0407 | 68418251.2036 | 3162277.6602 | 7.7231 | 6899.1416 | 8858.9355 | 140.6483 | 180.6014
1 | 2900 | 707 | 0.035 | 15 | 15 | 7 | 4.217e-09 | 5spot_SharedNeighbor | Water | Porous | Wet | R600a | MinimizeLCOE_Brownfield | IgnoreSilica | 2019 | 130.207 | 26.4111 | 1.9377 | 4 | 6884.9616 | 8837.743 | 140.3593 | 180.1693 | 113.0982 | 0 | 194.1276 | 3845238.598 | 257719.9649 | 4706620.624 | 4890019.4601 | 0 | 273246.273 | 0 | 5449409.5188 | 14178245.7403 | 9676944.0516 | 43277444.2307 | 961560.8286 | 9125037.6958 | 9125037.6958 | 1478867.319 | 4531736.1482 | 0 | 53364042.7551 | 68499683.9181 | 4216965.0343 | 7.7508 | 6884.9616 | 8837.743 | 140.3593 | 180.1693
1 | 2900 | 707 | 0.035 | 15 | 15 | 7 | 5.6234e-09 | 5spot_SharedNeighbor | Water | Porous | Wet | R600a | MinimizeLCOE_Brownfield | IgnoreSilica | 2019 | 130.4628 | 26.4604 | 1.9429 | 4 | 6874.3193 | 8821.9165 | 140.1423 | 179.8467 | 113.0921 | 0 | 202.8332 | 3850176.2712 | 258037.7536 | 4713664.9175 | 4899329.1994 | 0 | 270796.4456 | 0 | 5456881.7891 | 14197687.0548 | 9690213.1482 | 43336786.5794 | 961560.8286 | 9125037.6958 | 9125037.6958 | 1478867.319 | 4531736.1482 | 0 | 53423385.1038 | 68559026.2668 | 5623413.2519 | 7.7714 | 6874.3193 | 8821.9165 | 140.1423 | 179.8467
1 | 2900 | 707 | 0.035 | 15 | 15 | 7 | 7.4989e-09 | 5spot_SharedNeighbor | Water | Porous | Wet | R600a | MinimizeLCOE_Brownfield | IgnoreSilica | 2019 | 130.6675 | 26.4998 | 1.9469 | 4 | 6866.3338 | 8809.9209 | 139.9795 | 179.6022 | 113.0872 | 0 | 201.2649 | 3854123.4638 | 258291.7482 | 4719298.0108 | 4906777.422 | 0 | 269022.405 | 0 | 5462930.0894 | 14213423.4917 | 9700953.5897 | 43384820.2207 | 961560.8286 | 9125037.6958 | 9125037.6958 | 1478867.319 | 4531736.1482 | 0 | 53471418.7451 | 68607059.908 | 7498942.0933 | 7.7875 | 6866.3338 | 8809.9209 | 139.9795 | 179.6022
1 | 2900 | 707 | 0.035 | 15 | 15 | 7 | 1e-08 | 5spot_SharedNeighbor | Water | Porous | Wet | R600a | MinimizeLCOE_Brownfield | IgnoreSilica | 2019 | 130.8138 | 26.528 | 1.9498 | 4 | 6860.3426 | 8801.002 | 139.8574 | 179.4203 | 113.0837 | 0 | 186.3834 | 3856943.212 | 258473.1646 | 4723323.2193 | 4912101.6596 | 0 | 267630.2968 | 0 | 5467203.9054 | 14224543.0842 | 9708542.9401 | 43418761.482 | 961560.8286 | 9125037.6958 | 9125037.6958 | 1478867.319 | 4531736.1482 | 0 | 53505360.0063 | 68641001.1693 | 10000000 | 7.7992 | 6860.3426 | 8801.002 | 139.8574 | 179.4203
1 | 3000 | 707 | 0.035 | 15 | 15 | 7 | 1e-13 | 5spot_SharedNeighbor | Water | Porous | Wet | R600a | MinimizeLCOE_Brownfield | IgnoreSilica | 2019 | 0 | 0 | 0 | 0 |  |  |  |  | 15 |  | 25.0449 | [19 empty] | 100 | 0
1 | 3000 | 707 | 0.035 | 15 | 15 | 7 | 1.3335e-13 | 5spot_SharedNeighbor | Water | Porous | Wet | R600a | MinimizeLCOE_Brownfield | IgnoreSilica | 2019 | 0 | 0 | 0 | 0 |  |  |  |  | 15 |  | 25.4907 | [19 empty] | 133.3521 | 0
1 | 3000 | 707 | 0.035 | 15 | 15 | 7 | 1.7783e-13 | 5spot_SharedNeighbor | Water | Porous | Wet | R600a | MinimizeLCOE_Brownfield | IgnoreSilica | 2019 | 0 | 0 | 0 | 0 |  |  |  |  | 15 |  | 26.79 | [19 empty] | 177.8279 | 0
1 | 3000 | 707 | 0.035 | 15 | 15 | 7 | 2.3714e-13 | 5spot_SharedNeighbor | Water | Porous | Wet | R600a | MinimizeLCOE_Brownfield | IgnoreSilica | 2019 | 0 | 0 | 0 | 0 |  |  |  |  | 15 |  | 25.8559 | [19 empty] | 237.1374 | 0
1 | 3000 | 707 | 0.035 | 15 | 15 | 7 | 3.1623e-13 | 5spot_SharedNeighbor | Water | Porous | Wet | R600a | MinimizeLCOE_Brownfield | IgnoreSilica | 2019 | 0 | 0 | 0 | 0 |  |  |  |  | 15 |  | 24.9073 | [19 empty] | 316.2278 | 0
1 | 3000 | 707 | 0.035 | 15 | 15 | 7 | 4.217e-13 | 5spot_SharedNeighbor | Water | Porous | Wet | R600a | MinimizeLCOE_Brownfield | IgnoreSilica | 2019 | 1.2625 | 0.18793 | 0.0027867 | 4 | 1030732.3651 | 2435796.3527 | 21012.8734 | 49657.0033 | 95.3083 | 0 | 200.4374 | 107089.5633 | 6490.3095 | 91224.1755 | 64899.4288 | 0 | 61824.1169 | 0 | 129295.7617 | 336401.0497 | 229600.6287 | 1026825.0341 | 961560.8286 | 9501104.8411 | 9501104.8411 | 1478867.319 | 4682163.0063 | 0 | 11489490.7038 | 27151625.8702 | 421.6965 | 0.011147 | 1030732.3651 | 2435796.3527 | 21012.8734 | 49657.0033
1 | 3000 | 707 | 0.035 | 15 | 15 | 7 | 5.6234e-13 | 5spot_SharedNeighbor | Water | Porous | Wet | R600a | MinimizeLCOE_Brownfield | IgnoreSilica | 2019 | 1.8459 | 0.30842 | 0.0067238 | 4 | 443114.8327 | 1025452.6425 | 9033.4952 | 20905.2391 | 101.6146 | 0 | 311.8771 | 157856.4597 | 9952.1362 | 134954.1524 | 86884.8123 | 0 | 80132.934 | 0 | 183214.3929 | 476686.2678 | 325348.1727 | 1455029.328 | 961560.8286 | 9501104.8411 | 9501104.8411 | 1478867.319 | 4682163.0063 | 0 | 11917694.9977 | 27579830.1641 | 562.3413 | 0.026895 | 443114.8327 | 1025452.6425 | 9033.4952 | 20905.2391
1 | 3000 | 707 | 0.035 | 15 | 15 | 7 | 7.4989e-13 | 5spot_SharedNeighbor | Water | Porous | Wet | R600a | MinimizeLCOE_Brownfield | IgnoreSilica | 2019 | 2.5266 | 0.45264 | 0.01254 | 4 | 246740.9771 | 558983.1848 | 5030.1486 | 11395.6283 | 105.6077 | 0 | 452.0984 | 211573.4466 | 13677.6649 | 182897.9832 | 112933.4826 | 0 | 96856.4643 | 0 | 240996.2263 | 627022.7456 | 427955.9079 | 1913913.9214 | 961560.8286 | 9501104.8411 | 9501104.8411 | 1478867.319 | 4682163.0063 | 0 | 12376579.5911 | 28038714.7575 | 749.8942 | 0.05016 | 246740.9771 | 558983.1848 | 5030.1486 | 11395.6283
1 | 3000 | 707 | 0.035 | 15 | 15 | 7 | 1e-12 | 5spot_SharedNeighbor | Water | Porous | Wet | R600a | MinimizeLCOE_Brownfield | IgnoreSilica | 2019 | 3.3855 | 0.63685 | 0.020698 | 4 | 155993.3706 | 345170.938 | 3180.1359 | 7036.7765 | 108.501 | 0 | 93.8974 | 273261.0754 | 17989.7047 | 239846.7168 | 145940.3055 | 0 | 114672.6452 | 0 | 308767.0745 | 803348.5911 | 548301.9206 | 2452128.0337 | 961560.8286 | 9501104.8411 | 9501104.8411 | 1478867.319 | 4682163.0063 | 0 | 12914793.7034 | 28576928.8697 | 1000 | 0.082791 | 155993.3706 | 345170.938 | 3180.1359 | 7036.7765
1 | 3000 | 707 | 0.035 | 15 | 15 | 7 | 1.3335e-12 | 5spot_SharedNeighbor | Water | Porous | Wet | R600a | MinimizeLCOE_Brownfield | IgnoreSilica | 2019 | 4.4844 | 0.87438 | 0.03187 | 4 | 106365.3765 | 229224.1864 | 2168.4021 | 4673.0451 | 110.6633 | 0 | 106.5867 | 345377.8771 | 23049.2822 | 308595.4934 | 188460.711 | 0 | 134394.0713 | 0 | 389952.1997 | 1014575.6334 | 692468.7172 | 3096873.9854 | 961560.8286 | 9501104.8411 | 9501104.8411 | 1478867.319 | 4682163.0063 | 0 | 13559539.655 | 29221674.8214 | 1333.5214 | 0.12748 | 106365.3765 | 229224.1864 | 2168.4021 | 4673.0451
1 | 3000 | 707 | 0.035 | 15 | 15 | 7 | 1.7783e-12 | 5spot_SharedNeighbor | Water | Porous | Wet | R600a | MinimizeLCOE_Brownfield | IgnoreSilica | 2019 | 5.8681 | 1.1745 | 0.046823 | 4 | 76456.9432 | 160081.8796 | 1558.6782 | 3263.4856 | 112.2664 | 0 | 81.7827 | 428451.2763 | 28879.5932 | 390323.8032 | 242010.2321 | 0 | 155623.5836 | 0 | 485662.5104 | 1263594.229 | 862429.0256 | 3856974.2533 | 961560.8286 | 9501104.8411 | 9501104.8411 | 1478867.319 | 4682163.0063 | 0 | 14319639.923 | 29981775.0894 | 1778.2794 | 0.18729 | 76456.9432 | 160081.8796 | 1558.6782 | 3263.4856
1 | 3000 | 707 | 0.035 | 15 | 15 | 7 | 2.3714e-12 | 5spot_SharedNeighbor | Water | Porous | Wet | R600a | MinimizeLCOE_Brownfield | IgnoreSilica | 2019 | 7.5271 | 1.5336 | 0.066195 | 4 | 57291.6835 | 116442.8473 | 1167.9685 | 2373.8449 | 113.3737 | 0 | 75.9448 | 519606.2264 | 35261.7977 | 482790.1221 | 306019.6311 | 0 | 176092.3412 | 0 | 592710.3462 | 1542110.7391 | 1052522.2667 | 4707113.4703 | 961560.8286 | 9501104.8411 | 9501104.8411 | 1478867.319 | 4682163.0063 | 0 | 15169779.14 | 30831914.3064 | 2371.3737 | 0.26478 | 57291.6835 | 116442.8473 | 1167.9685 | 2373.8449
1 | 3000 | 707 | 0.035 | 15 | 15 | 7 | 3.1623e-12 | 5spot_SharedNeighbor | Water | Porous | Wet | R600a | MinimizeLCOE_Brownfield | IgnoreSilica | 2019 | 9.9165 | 2.056 | 0.093178 | 4 | 43873.0632 | 85894.9772 | 894.4117 | 1751.0853 | 114.4685 | 0 | 104.6477 | 642057.2176 | 43856.4175 | 609934.4188 | 398915.4389 | 0 | 206733.3024 | 0 | 741583.7502 | 1929448.7982 | 1316888.451 | 5889417.7946 | 961560.8286 | 9501104.8411 | 9501104.8411 | 1478867.319 | 4682163.0063 | 0 | 16352083.4643 | 32014218.6307 | 3162.2777 | 0.37271 | 43873.0632 | 85894.9772 | 894.4117 | 1751.0853
1 | 3000 | 707 | 0.035 | 15 | 15 | 7 | 4.217e-12 | 5spot_SharedNeighbor | Water | Porous | Wet | R600a | MinimizeLCOE_Brownfield | IgnoreSilica | 2019 | 12.7204 | 2.6673 | 0.12751 | 4 | 34603.3708 | 65312.1595 | 705.4365 | 1331.4767 | 115.1825 | 0 | 96.2357 | 773717.7188 | 53062.3144 | 750756.5788 | 507657.9047 | 0 | 234857.3971 | 0 | 904820.2464 | 2354156.6769 | 1606760.3051 | 7185789.1422 | 961560.8286 | 9501104.8411 | 9501104.8411 | 1478867.319 | 4682163.0063 | 0 | 17648454.8119 | 33310589.9783 | 4216.965 | 0.51002 | 34603.3708 | 65312.1595 | 705.4365 | 1331.4767
1 | 3000 | 707 | 0.035 | 15 | 15 | 7 | 5.6234e-12 | 5spot_SharedNeighbor | Water | Porous | Wet | R600a | MinimizeLCOE_Brownfield | IgnoreSilica | 2019 | 16.2649 | 3.4403 | 0.17214 | 4 | 27891.3186 | 50637.0818 | 568.6023 | 1032.3054 | 115.7377 | 0 | 121.9064 | 927888.9369 | 63815.3566 | 919920.3964 | 644922.1671 | 0 | 266135.7626 | 0 | 1100846.2216 | 2864176.054 | 1954859.0098 | 8742563.905 | 961560.8286 | 9501104.8411 | 9501104.8411 | 1478867.319 | 4682163.0063 | 0 | 19205229.5747 | 34867364.7411 | 5623.4133 | 0.68857 | 27891.3186 | 50637.0818 | 568.6023 | 1032.3054
1 | 3000 | 707 | 0.035 | 15 | 15 | 7 | 7.4989e-12 | 5spot_SharedNeighbor | Water | Porous | Wet | R600a | MinimizeLCOE_Brownfield | IgnoreSilica | 2019 | 20.6741 | 4.4024 | 0.22965 | 4 | 22914.325 | 39964.303 | 467.1395 | 814.7264 | 116.166 | 0 | 99.9767 | 1106068.1775 | 76214.5208 | 1120187.3063 | 815866.3941 | 0 | 299681.2274 | 0 | 1333026.8742 | 3468262.4852 | 2367160.4118 | 10586467.3971 | 961560.8286 | 9501104.8411 | 9501104.8411 | 1478867.319 | 4682163.0063 | 0 | 21049133.0668 | 36711268.2332 | 7498.9421 | 0.9186 | 22914.325 | 39964.303 | 467.1395 | 814.7264
1 | 3000 | 707 | 0.035 | 15 | 15 | 7 | 1e-11 | 5spot_SharedNeighbor | Water | Porous | Wet | R600a | MinimizeLCOE_Brownfield | IgnoreSilica | 2019 | 26.0844 | 5.5834 | 0.30287 | 4 | 19156.8798 | 32084.909 | 390.5389 | 654.0943 | 116.4961 | 0 | 138.4495 | 1309776.9644 | 90357.6567 | 1354437.2595 | 1025906.8535 | 0 | 334663.5414 | 0 | 1604905.4874 | 4175634.867 | 2849956.5974 | 12745639.2273 | 961560.8286 | 9501104.8411 | 9501104.8411 | 1478867.319 | 4682163.0063 | 0 | 23208304.897 | 38870440.0634 | 10000 | 1.2115 | 19156.8798 | 32084.909 | 390.5389 | 654.0943
1 | 3000 | 707 | 0.035 | 15 | 15 | 7 | 1.3335e-11 | 5spot_SharedNeighbor | Water | Porous | Wet | R600a | MinimizeLCOE_Brownfield | IgnoreSilica | 2019 | 32.6808 | 7.0238 | 0.39507 | 4 | 16279.7948 | 26190.7011 | 331.8856 | 533.9329 | 116.753 | 0 | 141.0785 | 1541752.7137 | 106423.0329 | 1627101.7891 | 1282035.8136 | 0 | 370981.4844 | 0 | 1922034.9851 | 5000740.7677 | 3413108.3289 | 15264178.9154 | 961560.8286 | 9501104.8411 | 9501104.8411 | 1478867.319 | 4682163.0063 | 0 | 25726844.5851 | 41388979.7515 | 13335.2143 | 1.5803 | 16279.7948 | 26190.7011 | 331.8856 | 533.9329
1 | 3000 | 707 | 0.035 | 15 | 15 | 7 | 1.7783e-11 | 5spot_SharedNeighbor | Water | Porous | Wet | R600a | MinimizeLCOE_Brownfield | IgnoreSilica | 2019 | 40.5567 | 8.7437 | 0.509 | 4 | 14051.5853 | 21744.1235 | 286.4606 | 443.2834 | 116.9515 | 0 | 145.3396 | 1801192.1808 | 124345.0665 | 1938450.5477 | 1587872.1073 | 0 | 407070.857 | 0 | 2284982.9961 | 5945057.0415 | 4057623.5895 | 18146594.3864 | 961560.8286 | 9501104.8411 | 9501104.8411 | 1478867.319 | 4682163.0063 | 0 | 28609260.0561 | 44271395.2225 | 17782.7941 | 2.036 | 14051.5853 | 21744.1235 | 286.4606 | 443.2834
1 | 3000 | 707 | 0.035 | 15 | 15 | 7 | 2.3714e-11 | 5spot_SharedNeighbor | Water | Porous | Wet | R600a | MinimizeLCOE_Brownfield | IgnoreSilica | 2019 | 49.6749 | 10.734 | 0.64588 | 4 | 12313.7418 | 18376.1083 | 251.0323 | 374.6218 | 117.0983 | 0 | 136.7716 | 2083381.983 | 143786.1527 | 2283823.7931 | 1941757.927 | 0 | 440424.4724 | 0 | 2688337.988 | 6994503.9909 | 4773892.6965 | 21349909.0037 | 961560.8286 | 9501104.8411 | 9501104.8411 | 1478867.319 | 4682163.0063 | 0 | 31812574.6734 | 47474709.8398 | 23713.7371 | 2.5835 | 12313.7418 | 18376.1083 | 251.0323 | 374.6218
1 | 3000 | 707 | 0.035 | 15 | 15 | 7 | 3.1623e-11 | 5spot_SharedNeighbor | Water | Porous | Wet | R600a | MinimizeLCOE_Brownfield | IgnoreSilica | 2019 | 59.7332 | 12.9257 | 0.80336 | 4 | 10956.0955 | 15830.0238 | 223.3548 | 322.7164 | 117.1894 | 0 | 151.2154 | 2376748.7978 | 163931.5448 | 2649649.4291 | 2331737.2153 | 0 | 467018.0109 | 0 | 3115743.1492 | 8106524.5474 | 5532869.576 | 24744222.2707 | 961560.8286 | 9501104.8411 | 9501104.8411 | 1478867.319 | 4682163.0063 | 0 | 35206887.9404 | 50869023.1068 | 31622.7766 | 3.2135 | 10956.0955 | 15830.0238 | 223.3548 | 322.7164
1 | 3000 | 707 | 0.035 | 15 | 15 | 7 | 4.217e-11 | 5spot_SharedNeighbor | Water | Porous | Wet | R600a | MinimizeLCOE_Brownfield | IgnoreSilica | 2019 | 70.2271 | 15.2034 | 0.9751 | 4 | 9898.9933 | 13914.5053 | 201.8044 | 283.666 | 117.219 | 0 | 168.1121 | 2666104.2555 | 183718.8986 | 3016961.3393 | 2737787.7412 | 0 | 483300.7129 | 0 | 3544270.4496 | 9221464.6799 | 6293839.1262 | 28147447.2033 | 961560.8286 | 9501104.8411 | 9501104.8411 | 1478867.319 | 4682163.0063 | 0 | 38610112.873 | 54272248.0393 | 42169.6503 | 3.9004 | 9898.9933 | 13914.5053 | 201.8044 | 283.666
1 | 3000 | 707 | 0.035 | 15 | 15 | 7 | 5.6234e-11 | 5spot_SharedNeighbor | Water | Porous | Wet | R600a | MinimizeLCOE_Brownfield | IgnoreSilica | 2019 | 80.5413 | 17.4283 | 1.1515 | 4 | 9080.6799 | 12480.9845 | 185.1219 | 254.4418 | 117.1895 | 0 | 198.6845 | 2935981.4854 | 202080.6948 | 3365352.7935 | 3135609.7716 | 0 | 487311.7139 | 0 | 3949271.2191 | 10275193.6051 | 7013030.7696 | 31363832.0531 | 961560.8286 | 9501104.8411 | 9501104.8411 | 1478867.319 | 4682163.0063 | 0 | 41826497.7228 | 57488632.8891 | 56234.1325 | 4.6061 | 9080.6799 | 12480.9845 | 185.1219 | 254.4418
1 | 3000 | 707 | 0.035 | 15 | 15 | 7 | 7.4989e-11 | 5spot_SharedNeighbor | Water | Porous | Wet | R600a | MinimizeLCOE_Brownfield | IgnoreSilica | 2019 | 90.1734 | 19.4899 | 1.3229 | 4 | 8451.0266 | 11410.7763 | 172.2856 | 232.6241 | 117.114 | 0 | 186.4906 | 3176292.4492 | 218338.3691 | 3680406.4287 | 3505626.1666 | 0 | 480010.2135 | 0 | 4313662.7146 | 11223265.5295 | 7660109.3389 | 34257711.2102 | 961560.8286 | 9501104.8411 | 9501104.8411 | 1478867.319 | 4682163.0063 | 0 | 44720376.8799 | 60382512.0463 | 74989.4209 | 5.2917 | 8451.0266 | 11410.7763 | 172.2856 | 232.6241
1 | 3000 | 707 | 0.035 | 15 | 15 | 7 | 1e-10 | 5spot_SharedNeighbor | Water | Porous | Wet | R600a | MinimizeLCOE_Brownfield | IgnoreSilica | 2019 | 98.7682 | 21.3135 | 1.4812 | 4 | 7969.0659 | 10612.5638 | 162.4602 | 216.3515 | 117.0111 | 0 | 175.239 | 3381899.3061 | 232167.4915 | 3953704.0326 | 3834331.8465 | 0 | 463981.8606 | 0 | 4627772.9696 | 12040515.98 | 8217899.5642 | 36752273.0511 | 961560.8286 | 9501104.8411 | 9501104.8411 | 1478867.319 | 4682163.0063 | 0 | 47214938.7208 | 62877073.8872 | 100000 | 5.9248 | 7969.0659 | 10612.5638 | 162.4602 | 216.3515
1 | 3000 | 707 | 0.035 | 15 | 15 | 7 | 1.3335e-10 | 5spot_SharedNeighbor | Water | Porous | Wet | R600a | MinimizeLCOE_Brownfield | IgnoreSilica | 2019 | 106.1346 | 22.8626 | 1.6209 | 4 | 7601.7063 | 10017.4008 | 154.9711 | 204.2183 | 116.8983 | 0 | 182.062 | 3551840.4281 | 243534.45 | 4182300.5098 | 4114556.4497 | 0 | 442399.8459 | 0 | 4888506.3565 | 12718890.7692 | 8680904.297 | 38822933.1062 | 961560.8286 | 9501104.8411 | 9501104.8411 | 1478867.319 | 4682163.0063 | 0 | 49285598.7759 | 64947733.9423 | 133352.1432 | 6.4835 | 7601.7063 | 10017.4008 | 154.9711 | 204.2183
1 | 3000 | 707 | 0.035 | 15 | 15 | 7 | 1.7783e-10 | 5spot_SharedNeighbor | Water | Porous | Wet | R600a | MinimizeLCOE_Brownfield | IgnoreSilica | 2019 | 112.2487 | 24.138 | 1.7397 | 4 | 7322.6103 | 9573.3068 | 149.2813 | 195.1648 | 116.7886 | 0 | 196.5576 | 3688712.6473 | 252643.6204 | 4368267.9136 | 4346110.785 | 0 | 418388.2304 | 0 | 5098908.0467 | 13266312.8078 | 9054531.0868 | 40493875.1381 | 961560.8286 | 9501104.8411 | 9501104.8411 | 1478867.319 | 4682163.0063 | 0 | 50956540.8078 | 66618675.9742 | 177827.941 | 6.9588 | 7322.6103 | 9573.3068 | 149.2813 | 195.1648
1 | 3000 | 707 | 0.035 | 15 | 15 | 7 | 2.3714e-10 | 5spot_SharedNeighbor | Water | Porous | Wet | R600a | MinimizeLCOE_Brownfield | IgnoreSilica | 2019 | 117.1861 | 25.1607 | 1.8377 | 4 | 7111.1078 | 9241.7557 | 144.9696 | 188.4057 | 116.6901 | 0 | 204.1513 | 3796576.1098 | 259791.066 | 4516029.8118 | 4532394.6728 | 0 | 394338.7491 | 0 | 5264660.8597 | 13697567.6265 | 9348871.362 | 41810230.2577 | 961560.8286 | 9501104.8411 | 9501104.8411 | 1478867.319 | 4682163.0063 | 0 | 52272895.9274 | 67935031.0938 | 237137.3706 | 7.3509 | 7111.1078 | 9241.7557 | 144.9696 | 188.4057
1 | 3000 | 707 | 0.035 | 15 | 15 | 7 | 3.1623e-10 | 5spot_SharedNeighbor | Water | Porous | Wet | R600a | MinimizeLCOE_Brownfield | IgnoreSilica | 2019 | 121.401 | 26.0284 | 1.9211 | 4 | 6946.489 | 8984.6446 | 141.6136 | 183.1641 | 116.5993 | 0 | 183.9287 | 3886823.7226 | 265748.9723 | 4640501.9117 | 4690897.2093 | 0 | 372621.9493 | 0 | 5404071.5685 | 14060285.6936 | 9596433.8959 | 42917384.9232 | 961560.8286 | 9501104.8411 | 9501104.8411 | 1478867.319 | 4682163.0063 | 0 | 53380050.5929 | 69042185.7593 | 316227.766 | 7.6845 | 6946.489 | 8984.6446 | 141.6136 | 183.1641
1 | 3000 | 707 | 0.035 | 15 | 15 | 7 | 4.217e-10 | 5spot_SharedNeighbor | Water | Porous | Wet | R600a | MinimizeLCOE_Brownfield | IgnoreSilica | 2019 | 124.4212 | 26.6471 | 1.9831 | 4 | 6826.9514 | 8801.4344 | 139.1766 | 179.4291 | 116.5305 | 0 | 209.5092 | 3950468.3031 | 269937.6101 | 4728761.534 | 4804168.7799 | 0 | 352892.3282 | 0 | 5501429.1366 | 14313590.1151 | 9769319.3684 | 43690567.1753 | 961560.8286 | 9501104.8411 | 9501104.8411 | 1478867.319 | 4682163.0063 | 0 | 54153232.845 | 69815368.0114 | 421696.5034 | 7.9323 | 6826.9514 | 8801.4344 | 139.1766 | 179.4291
1 | 3000 | 707 | 0.035 | 15 | 15 | 7 | 5.6234e-10 | 5spot_SharedNeighbor | Water | Porous | Wet | R600a | MinimizeLCOE_Brownfield | IgnoreSilica | 2019 | 126.7575 | 27.1238 | 2.0315 | 4 | 6736.81 | 8664.2418 | 137.339 | 176.6323 | 116.4751 | 0 | 205.0887 | 3999125.866 | 273132.452 | 4796509.6098 | 4891612.6097 | 0 | 336168.7476 | 0 | 5575654.2212 | 14506708.5596 | 9901126.675 | 44280038.7409 | 961560.8286 | 9501104.8411 | 9501104.8411 | 1478867.319 | 4682163.0063 | 0 | 54742704.4106 | 70404839.577 | 562341.3252 | 8.1259 | 6736.81 | 8664.2418 | 137.339 | 176.6323
1 | 3000 | 707 | 0.035 | 15 | 15 | 7 | 7.4989e-10 | 5spot_SharedNeighbor | Water | Porous | Wet | R600a | MinimizeLCOE_Brownfield | IgnoreSilica | 2019 | 128.5286 | 27.4841 | 2.0687 | 4 | 6668.906 | 8561.6769 | 135.9547 | 174.5414 | 116.432 | 0 | 195.853 | 4035679.6219 | 275528.1854 | 4847562.854 | 4957793.9623 | 0 | 322231.7176 | 0 | 5631130.573 | 14651046.6473 | 9999640.3857 | 44720613.9472 | 961560.8286 | 9501104.8411 | 9501104.8411 | 1478867.319 | 4682163.0063 | 0 | 55183279.6169 | 70845414.7833 | 749894.2093 | 8.2747 | 6668.906 | 8561.6769 | 135.9547 | 174.5414
1 | 3000 | 707 | 0.035 | 15 | 15 | 7 | 1e-09 | 5spot_SharedNeighbor | Water | Porous | Wet | R600a | MinimizeLCOE_Brownfield | IgnoreSilica | 2019 | 129.8781 | 27.758 | 2.0972 | 4 | 6617.7978 | 8484.8166 | 134.9128 | 172.9745 | 116.3985 | 0 | 185.7982 | 4063342.6603 | 277338.6753 | 4886289.9624 | 5008160.9202 | 0 | 310990.1458 | 0 | 5672987.7219 | 14759950.3627 | 10073969.4092 | 45053029.8578 | 961560.8286 | 9501104.8411 | 9501104.8411 | 1478867.319 | 4682163.0063 | 0 | 55515695.5275 | 71177830.6939 | 1000000 | 8.3888 | 6617.7978 | 8484.8166 | 134.9128 | 172.9745
1 | 3000 | 707 | 0.035 | 15 | 15 | 7 | 1.3335e-09 | 5spot_SharedNeighbor | Water | Porous | Wet | R600a | MinimizeLCOE_Brownfield | IgnoreSilica | 2019 | 130.8844 | 27.9619 | 2.1188 | 4 | 6579.3592 | 8427.376 | 134.1291 | 171.8035 | 116.3731 | 0 | 199.2274 | 4083863.2676 | 278680.2619 | 4915069.3941 | 5045682.3781 | 0 | 301949.6144 | 0 | 5703845.5173 | 14840236.0163 | 10128766.0175 | 45298092.4672 | 961560.8286 | 9501104.8411 | 9501104.8411 | 1478867.319 | 4682163.0063 | 0 | 55760758.1369 | 71422893.3033 | 1333521.4322 | 8.4751 | 6579.3592 | 8427.376 | 134.1291 | 171.8035
1 | 3000 | 707 | 0.035 | 15 | 15 | 7 | 1.7783e-09 | 5spot_SharedNeighbor | Water | Porous | Wet | R600a | MinimizeLCOE_Brownfield | IgnoreSilica | 2019 | 131.6561 | 28.1181 | 2.1353 | 4 | 6550.467 | 8384.2091 | 133.5401 | 170.9234 | 116.3534 | 0 | 204.7927 | 4099539.3791 | 279704.2944 | 4937084.1946 | 5074437.3285 | 0 | 294950.6671 | 0 | 5727429.1868 | 14901595.8869 | 10170645.39 | 45485386.3273 | 961560.8286 | 9501104.8411 | 9501104.8411 | 1478867.319 | 4682163.0063 | 0 | 55948051.997 | 71610187.1634 | 1778279.41 | 8.5411 | 6550.467 | 8384.2091 | 133.5401 | 170.9234
1 | 3000 | 707 | 0.035 | 15 | 15 | 7 | 2.3714e-09 | 5spot_SharedNeighbor | Water | Porous | Wet | R600a | MinimizeLCOE_Brownfield | IgnoreSilica | 2019 | 132.2356 | 28.2352 | 2.1477 | 4 | 6528.7612 | 8351.8705 | 133.0976 | 170.2642 | 116.3385 | 0 | 191.7872 | 4111277.351 | 280470.5906 | 4953585.415 | 5096020.8228 | 0 | 289507.5672 | 0 | 5745036.0812 | 14947405.4143 | 10201911.3338 | 45625214.576 | 961560.8286 | 9501104.8411 | 9501104.8411 | 1478867.319 | 4682163.0063 | 0 | 56087880.2457 | 71750015.4121 | 2371373.7057 | 8.5909 | 6528.7612 | 8351.8705 | 133.0976 | 170.2642
1 | 3000 | 707 | 0.035 | 15 | 15 | 7 | 3.1623e-09 | 5spot_SharedNeighbor | Water | Porous | Wet | R600a | MinimizeLCOE_Brownfield | IgnoreSilica | 2019 | 131.9532 | 28.1781 | 2.1503 | 4 | 6508.0096 | 8328.9367 | 132.6746 | 169.7966 | 116.3457 | 0 | 178.3422 | 4105554.2085 | 280096.8595 | 4945541.5361 | 5085499.1871 | 0 | 278244.3059 | 0 | 5731025.0779 | 14910951.6577 | 10177030.8958 | 45513943.7284 | 961560.8286 | 9501104.8411 | 9501104.8411 | 1478867.319 | 4682163.0063 | 0 | 55976609.3981 | 71638744.5645 | 3162277.6602 | 8.6012 | 6508.0096 | 8328.9367 | 132.6746 | 169.7966
1 | 3000 | 707 | 0.035 | 15 | 15 | 7 | 4.217e-09 | 5spot_SharedNeighbor | Water | Porous | Wet | R600a | MinimizeLCOE_Brownfield | IgnoreSilica | 2019 | 134.1776 | 28.6291 | 2.1789 | 4 | 6495.315 | 8292.3459 | 132.4158 | 169.0507 | 116.2924 | 0 | 198.086 | 4150719.6429 | 283050.7752 | 5008952.15 | 5168471.8889 | 0 | 288346.5493 | 0 | 5810820.9924 | 15118564.2591 | 10318730.7622 | 46147657.02 | 961560.8286 | 9501104.8411 | 9501104.8411 | 1478867.319 | 4682163.0063 | 0 | 56610322.6897 | 72272457.8561 | 4216965.0343 | 8.7156 | 6495.315 | 8292.3459 | 132.4158 | 169.0507
1 | 3000 | 707 | 0.035 | 15 | 15 | 7 | 5.6234e-09 | 5spot_SharedNeighbor | Water | Porous | Wet | R600a | MinimizeLCOE_Brownfield | IgnoreSilica | 2019 | 135.9 | 28.9789 | 2.2009 | 4 | 6486.2342 | 8265.3109 | 132.2307 | 168.4995 | 116.2537 | 0 | 205.5566 | 4185653.4041 | 285337.9319 | 5057994.8303 | 5232778.3092 | 0 | 296421.1041 | 0 | 5872692.3761 | 15279540.9078 | 10428600.6327 | 46639019.4963 | 961560.8286 | 9501104.8411 | 9501104.8411 | 1478867.319 | 4682163.0063 | 0 | 57101685.166 | 72763820.3324 | 5623413.2519 | 8.8035 | 6486.2342 | 8265.3109 | 132.2307 | 168.4995
1 | 3000 | 707 | 0.035 | 15 | 15 | 7 | 7.4989e-09 | 5spot_SharedNeighbor | Water | Porous | Wet | R600a | MinimizeLCOE_Brownfield | IgnoreSilica | 2019 | 135.1445 | 28.8255 | 2.1931 | 4 | 6483.5508 | 8268.9158 | 132.176 | 168.573 | 116.2706 | 0 | 203.3192 | 4170351.2771 | 284336.2667 | 5036502.8442 | 5204574.5512 | 0 | 289885.5586 | 0 | 5844403.6941 | 15205939.5601 | 10378366.2006 | 46414359.9526 | 961560.8286 | 9501104.8411 | 9501104.8411 | 1478867.319 | 4682163.0063 | 0 | 56877025.6223 | 72539160.7887 | 7498942.0933 | 8.7725 | 6483.5508 | 8268.9158 | 132.176 | 168.573
1 | 3000 | 707 | 0.035 | 15 | 15 | 7 | 1e-08 | 5spot_SharedNeighbor | Water | Porous | Wet | R600a | MinimizeLCOE_Brownfield | IgnoreSilica | 2019 | 135.2908 | 28.8552 | 2.1963 | 4 | 6478.3101 | 8261.1219 | 132.0691 | 168.4141 | 116.2673 | 0 | 188.8404 | 4173315.6833 | 284530.2914 | 5040666.2352 | 5210036.2376 | 0 | 288536.8782 | 0 | 5848863.277 | 15217542.48 | 10386285.4318 | 46449776.5145 | 961560.8286 | 9501104.8411 | 9501104.8411 | 1478867.319 | 4682163.0063 | 0 | 56912442.1841 | 72574577.3505 | 10000000 | 8.7851 | 6478.3101 | 8261.1219 | 132.0691 | 168.4141
1 | 3100 | 707 | 0.035 | 15 | 15 | 7 | 1e-13 | 5spot_SharedNeighbor | Water | Porous | Wet | R600a | MinimizeLCOE_Brownfield | IgnoreSilica | 2019 | 0 | 0 | 0 | 0 |  |  |  |  | 15 |  | 24.8072 | [19 empty] | 100 | 0
1 | 3100 | 707 | 0.035 | 15 | 15 | 7 | 1.3335e-13 | 5spot_SharedNeighbor | Water | Porous | Wet | R600a | MinimizeLCOE_Brownfield | IgnoreSilica | 2019 | 0 | 0 | 0 | 0 |  |  |  |  | 15 |  | 24.7196 | [19 empty] | 133.3521 | 0
1 | 3100 | 707 | 0.035 | 15 | 15 | 7 | 1.7783e-13 | 5spot_SharedNeighbor | Water | Porous | Wet | R600a | MinimizeLCOE_Brownfield | IgnoreSilica | 2019 | 0 | 0 | 0 | 0 |  |  |  |  | 15 |  | 26.0339 | [19 empty] | 177.8279 | 0
1 | 3100 | 707 | 0.035 | 15 | 15 | 7 | 2.3714e-13 | 5spot_SharedNeighbor | Water | Porous | Wet | R600a | MinimizeLCOE_Brownfield | IgnoreSilica | 2019 | 0 | 0 | 0 | 0 |  |  |  |  | 15 |  | 25.9466 | [19 empty] | 237.1374 | 0
1 | 3100 | 707 | 0.035 | 15 | 15 | 7 | 3.1623e-13 | 5spot_SharedNeighbor | Water | Porous | Wet | R600a | MinimizeLCOE_Brownfield | IgnoreSilica | 2019 | 0.99609 | 0.13959 | 0.0010963 | 4 | 2665744.1645 | 6359397.3383 | 54344.8005 | 129644.9165 | 92.1947 | 0 | 65.7816 | 85126.3012 | 5053.4996 | 72080.7436 | 55376.3279 | 0 | 55125.3289 | 0 | 106377.2585 | 276771.8055 | 188902.4444 | 844813.7096 | 961560.8286 | 9883032.0773 | 9883032.0773 | 1478867.319 | 4834933.9008 | 0 | 11689406.6154 | 27886239.9125 | 316.2278 | 0.004385 | 2665744.1645 | 6359397.3383 | 54344.8005 | 129644.9165
1 | 3100 | 707 | 0.035 | 15 | 15 | 7 | 4.217e-13 | 5spot_SharedNeighbor | Water | Porous | Wet | R600a | MinimizeLCOE_Brownfield | IgnoreSilica | 2019 | 1.4764 | 0.24085 | 0.0042405 | 4 | 711834.1919 | 1666718.8725 | 14511.7028 | 33978.3186 | 100.2706 | 0 | 241.4398 | 131807.1066 | 8230.9738 | 110840.4075 | 73797.4429 | 0 | 72320.2359 | 0 | 154828.505 | 402832.0104 | 274941.1244 | 1229597.8065 | 961560.8286 | 9883032.0773 | 9883032.0773 | 1478867.319 | 4834933.9008 | 0 | 12074190.7124 | 28271024.0094 | 421.6965 | 0.016962 | 711834.1919 | 1666718.8725 | 14511.7028 | 33978.3186
1 | 3100 | 707 | 0.035 | 15 | 15 | 7 | 5.6234e-13 | 5spot_SharedNeighbor | Water | Porous | Wet | R600a | MinimizeLCOE_Brownfield | IgnoreSilica | 2019 | 2.0793 | 0.37309 | 0.0092137 | 4 | 339740.2177 | 779219.4782 | 6926.0639 | 15885.443 | 105.6996 | 0 | 364.2149 | 185155.595 | 11960.5047 | 156686.4214 | 97261.2946 | 0 | 90189.1354 | 0 | 211088.6509 | 549209.3695 | 374846.6798 | 1676397.6513 | 961560.8286 | 9883032.0773 | 9883032.0773 | 1478867.319 | 4834933.9008 | 0 | 12520990.5572 | 28717823.8542 | 562.3413 | 0.036855 | 339740.2177 | 779219.4782 | 6926.0639 | 15885.443
1 | 3100 | 707 | 0.035 | 15 | 15 | 7 | 7.4989e-13 | 5spot_SharedNeighbor | Water | Porous | Wet | R600a | MinimizeLCOE_Brownfield | IgnoreSilica | 2019 | 2.8377 | 0.54284 | 0.016432 | 4 | 198419.8322 | 444842.1443 | 4045.0567 | 9068.7088 | 109.511 | 0 | 518.5776 | 246123.8286 | 16282.1764 | 210925.0802 | 127051.8585 | 0 | 108999.0104 | 0 | 276658.9621 | 719809.8689 | 491285.0261 | 2197135.8113 | 961560.8286 | 9883032.0773 | 9883032.0773 | 1478867.319 | 4834933.9008 | 0 | 13041728.7172 | 29238562.0142 | 749.8942 | 0.065728 | 198419.8322 | 444842.1443 | 4045.0567 | 9068.7088
1 | 3100 | 707 | 0.035 | 15 | 15 | 7 | 1e-12 | 5spot_SharedNeighbor | Water | Porous | Wet | R600a | MinimizeLCOE_Brownfield | IgnoreSilica | 2019 | 3.7681 | 0.75358 | 0.026462 | 4 | 128822.7577 | 281841.5637 | 2626.2262 | 5745.7215 | 112.2144 | 0 | 80.527 | 314397.666 | 21155.0085 | 273686.0535 | 163966.111 | 0 | 127955.2938 | 0 | 351452.4518 | 914407.1867 | 624101.6941 | 2791121.4653 | 961560.8286 | 9883032.0773 | 9883032.0773 | 1478867.319 | 4834933.9008 | 0 | 13635714.3711 | 29832547.6682 | 1000 | 0.10585 | 128822.7577 | 281841.5637 | 2626.2262 | 5745.7215
1 | 3100 | 707 | 0.035 | 15 | 15 | 7 | 1.3335e-12 | 5spot_SharedNeighbor | Water | Porous | Wet | R600a | MinimizeLCOE_Brownfield | IgnoreSilica | 2019 | 4.9791 | 1.0293 | 0.040099 | 4 | 89530.5741 | 190511.9218 | 1825.2019 | 3883.8432 | 114.2848 | 0 | 93.7815 | 395566.2272 | 26962.4696 | 350717.492 | 211998.2504 | 0 | 149826.1576 | 0 | 442677.5327 | 1151756.1344 | 786097.228 | 3515601.4917 | 961560.8286 | 9883032.0773 | 9883032.0773 | 1478867.319 | 4834933.9008 | 0 | 14360194.3975 | 30557027.6946 | 1333.5214 | 0.16039 | 89530.5741 | 190511.9218 | 1825.2019 | 3883.8432
1 | 3100 | 707 | 0.035 | 15 | 15 | 7 | 1.7783e-12 | 5spot_SharedNeighbor | Water | Porous | Wet | R600a | MinimizeLCOE_Brownfield | IgnoreSilica | 2019 | 6.4749 | 1.3706 | 0.058177 | 4 | 65303.6713 | 134905.3734 | 1331.3037 | 2750.2285 | 115.7871 | 0 | 74.7527 | 487341.181 | 33526.7992 | 440542.571 | 271318.3889 | 0 | 172405.1655 | 0 | 548002.3012 | 1425789.5769 | 973130.6833 | 4352056.667 | 961560.8286 | 9883032.0773 | 9883032.0773 | 1478867.319 | 4834933.9008 | 0 | 15196649.5729 | 31393482.87 | 1778.2794 | 0.23271 | 65303.6713 | 134905.3734 | 1331.3037 | 2750.2285
1 | 3100 | 707 | 0.035 | 15 | 15 | 7 | 2.3714e-12 | 5spot_SharedNeighbor | Water | Porous | Wet | R600a | MinimizeLCOE_Brownfield | IgnoreSilica | 2019 | 8.446 | 1.818 | 0.081802 | 4 | 49611.9513 | 99111.788 | 1011.4067 | 2020.5279 | 116.8514 | 0 | 48.958 | 597418.4277 | 41367.1008 | 551834.5378 | 349458.588 | 0 | 199825.8199 | 0 | 678562.7449 | 1765481.0699 | 1204977.1072 | 5388925.3962 | 961560.8286 | 9883032.0773 | 9883032.0773 | 1478867.319 | 4834933.9008 | 0 | 16233518.3021 | 32430351.5991 | 2371.3737 | 0.32721 | 49611.9513 | 99111.788 | 1011.4067 | 2020.5279
1 | 3100 | 707 | 0.035 | 15 | 15 | 7 | 3.1623e-12 | 5spot_SharedNeighbor | Water | Porous | Wet | R600a | MinimizeLCOE_Brownfield | IgnoreSilica | 2019 | 10.9176 | 2.3898 | 0.11443 | 4 | 38190.0457 | 73576.8452 | 778.5557 | 1499.9635 | 117.9316 | 0 | 86.7488 | 727980.1904 | 50726.0935 | 686248.4725 | 448376.9367 | 0 | 228988.7207 | 0 | 835504.9614 | 2173812.5238 | 1483671.7149 | 6635309.6139 | 961560.8286 | 9883032.0773 | 9883032.0773 | 1478867.319 | 4834933.9008 | 0 | 17479902.5197 | 33676735.8168 | 3162.2777 | 0.45771 | 38190.0457 | 73576.8452 | 778.5557 | 1499.9635
1 | 3100 | 707 | 0.035 | 15 | 15 | 7 | 4.217e-12 | 5spot_SharedNeighbor | Water | Porous | Wet | R600a | MinimizeLCOE_Brownfield | IgnoreSilica | 2019 | 14.0117 | 3.0999 | 0.15597 | 4 | 30365.9502 | 56327.5216 | 619.051 | 1148.3127 | 118.6259 | 0 | 96.2018 | 877089.6086 | 61346.7566 | 844631.8759 | 571551.7639 | 0 | 260610.4798 | 0 | 1019939.8891 | 2653674.3729 | 1811187.2871 | 8100032.0338 | 961560.8286 | 9883032.0773 | 9883032.0773 | 1478867.319 | 4834933.9008 | 0 | 18944624.9397 | 35141458.2367 | 4216.965 | 0.62388 | 30365.9502 | 56327.5216 | 619.051 | 1148.3127
1 | 3100 | 707 | 0.035 | 15 | 15 | 7 | 5.6234e-12 | 5spot_SharedNeighbor | Water | Porous | Wet | R600a | MinimizeLCOE_Brownfield | IgnoreSilica | 2019 | 17.8749 | 3.9872 | 0.20976 | 4 | 24649.8016 | 43953.829 | 502.5195 | 896.0583 | 119.16 | 0 | 123.1508 | 1049765.4888 | 73616.5543 | 1032665.2905 | 725476.8721 | 0 | 294694.1647 | 0 | 1238725.1645 | 3222908.7805 | 2199701.4669 | 9837553.7823 | 961560.8286 | 9883032.0773 | 9883032.0773 | 1478867.319 | 4834933.9008 | 0 | 20682146.6882 | 36878979.9852 | 5623.4133 | 0.83904 | 24649.8016 | 43953.829 | 502.5195 | 896.0583
1 | 3100 | 707 | 0.035 | 15 | 15 | 7 | 7.4989e-12 | 5spot_SharedNeighbor | Water | Porous | Wet | R600a | MinimizeLCOE_Brownfield | IgnoreSilica | 2019 | 22.6452 | 5.0834 | 0.27872 | 4 | 20384.1195 | 34912.13 | 415.5578 | 711.731 | 119.5711 | 0 | 84.8261 | 1248104.0938 | 87676.0348 | 1253790.2251 | 915791.7892 | 0 | 330628.7883 | 0 | 1496036.4632 | 3892379.9979 | 2656629.329 | 11881036.7212 | 961560.8286 | 9883032.0773 | 9883032.0773 | 1478867.319 | 4834933.9008 | 0 | 22725629.6271 | 38922462.9241 | 7498.9421 | 1.1149 | 20384.1195 | 34912.13 | 415.5578 | 711.731
1 | 3100 | 707 | 0.035 | 15 | 15 | 7 | 1e-11 | 5spot_SharedNeighbor | Water | Porous | Wet | R600a | MinimizeLCOE_Brownfield | IgnoreSilica | 2019 | 28.5157 | 6.4328 | 0.36634 | 4 | 17147.243 | 28200.2611 | 349.5697 | 574.9005 | 119.8908 | 0 | 116.8005 | 1475680.3843 | 103766.1962 | 1513310.1728 | 1150049.0889 | 0 | 368561.6658 | 0 | 1798433.3281 | 4679154.6103 | 3193619.1686 | 14282574.615 | 961560.8286 | 9883032.0773 | 9883032.0773 | 1478867.319 | 4834933.9008 | 0 | 25127167.5209 | 41324000.8179 | 10000 | 1.4654 | 17147.243 | 28200.2611 | 349.5697 | 574.9005
1 | 3100 | 707 | 0.035 | 15 | 15 | 7 | 1.3335e-11 | 5spot_SharedNeighbor | Water | Porous | Wet | R600a | MinimizeLCOE_Brownfield | IgnoreSilica | 2019 | 35.6265 | 8.0675 | 0.47606 | 4 | 14656.7973 | 23162.4485 | 298.7986 | 472.1978 | 120.1391 | 0 | 108.8399 | 1733347.3348 | 121937.0421 | 1813519.1255 | 1433736.8234 | 0 | 407348.1624 | 0 | 2148856.5104 | 5590883.8489 | 3815893.108 | 17065521.9554 | 961560.8286 | 9883032.0773 | 9883032.0773 | 1478867.319 | 4834933.9008 | 0 | 27910114.8613 | 44106948.1583 | 13335.2143 | 1.9042 | 14656.7973 | 23162.4485 | 298.7986 | 472.1978
1 | 3100 | 707 | 0.035 | 15 | 15 | 7 | 1.7783e-11 | 5spot_SharedNeighbor | Water | Porous | Wet | R600a | MinimizeLCOE_Brownfield | IgnoreSilica | 2019 | 44.0575 | 10.0056 | 0.61069 | 4 | 12720.7914 | 19351.3903 | 259.3305 | 394.5043 | 120.3294 | 0 | 145.0697 | 2019772.2254 | 142082.5734 | 2154097.363 | 1770028.7296 | 0 | 445289.6353 | 0 | 2547195.5054 | 6627280.2035 | 4523254.9159 | 20229001.1516 | 961560.8286 | 9883032.0773 | 9883032.0773 | 1478867.319 | 4834933.9008 | 0 | 31073594.0574 | 47270427.3545 | 17782.7941 | 2.4427 | 12720.7914 | 19351.3903 | 259.3305 | 394.5043
1 | 3100 | 707 | 0.035 | 15 | 15 | 7 | 2.3714e-11 | 5spot_SharedNeighbor | Water | Porous | Wet | R600a | MinimizeLCOE_Brownfield | IgnoreSilica | 2019 | 53.6897 | 12.218 | 0.77052 | 4 | 11207.6292 | 16462.7906 | 228.4827 | 335.6163 | 120.4639 | 0 | 137.07 | 2327486.7724 | 163660.5912 | 2527144.9814 | 2154070.454 | 0 | 479005.6339 | 0 | 2984033.6888 | 7763843.5487 | 5298982.753 | 23698228.4232 | 961560.8286 | 9883032.0773 | 9883032.0773 | 1478867.319 | 4834933.9008 | 0 | 34542821.329 | 50739654.6261 | 23713.7371 | 3.0821 | 11207.6292 | 16462.7906 | 228.4827 | 335.6163
1 | 3100 | 707 | 0.035 | 15 | 15 | 7 | 3.1623e-11 | 5spot_SharedNeighbor | Water | Porous | Wet | R600a | MinimizeLCOE_Brownfield | IgnoreSilica | 2019 | 64.1176 | 14.6069 | 0.9513 | 4 | 10025.3182 | 14281.8372 | 204.3797 | 291.1546 | 120.5355 | 0 | 155.813 | 2641636.6619 | 185606.4182 | 2915110.968 | 2569255.337 | 0 | 503805.838 | 0 | 3438011.937 | 8945001.8269 | 6105147.5483 | 27303576.5353 | 961560.8286 | 9883032.0773 | 9883032.0773 | 1478867.319 | 4834933.9008 | 0 | 38148169.4411 | 54345002.7382 | 31622.7766 | 3.8052 | 10025.3182 | 14281.8372 | 204.3797 | 291.1546
1 | 3100 | 707 | 0.035 | 15 | 15 | 7 | 4.217e-11 | 5spot_SharedNeighbor | Water | Porous | Wet | R600a | MinimizeLCOE_Brownfield | IgnoreSilica | 2019 | 74.8 | 17.0416 | 1.1448 | 4 | 9105.6559 | 12642.8505 | 185.6311 | 257.7416 | 120.5398 | 0 | 171.0631 | 2946023.9939 | 206766.941 | 3297734.4077 | 2993400.3271 | 0 | 516594.0203 | 0 | 3884602.6791 | 10106939.3294 | 6898193.7692 | 30850255.4677 | 961560.8286 | 9883032.0773 | 9883032.0773 | 1478867.319 | 4834933.9008 | 0 | 41694848.3735 | 57891681.6706 | 42169.6503 | 4.579 | 9105.6559 | 12642.8505 | 185.6311 | 257.7416
1 | 3100 | 707 | 0.035 | 15 | 15 | 7 | 5.6234e-11 | 5spot_SharedNeighbor | Water | Porous | Wet | R600a | MinimizeLCOE_Brownfield | IgnoreSilica | 2019 | 85.1387 | 19.3805 | 1.34 | 4 | 8394.5839 | 11416.4527 | 171.1349 | 232.7398 | 120.4837 | 0 | 182.4621 | 3225738.8973 | 226099.4978 | 3655252.6951 | 3402270.3138 | 0 | 516313.2108 | 0 | 4300013.0998 | 11187752.0317 | 7635870.647 | 34149310.3933 | 961560.8286 | 9883032.0773 | 9883032.0773 | 1478867.319 | 4834933.9008 | 0 | 44993903.2992 | 61190736.5962 | 56234.1325 | 5.3599 | 8394.5839 | 11416.4527 | 171.1349 | 232.7398
1 | 3100 | 707 | 0.035 | 15 | 15 | 7 | 7.4989e-11 | 5spot_SharedNeighbor | Water | Porous | Wet | R600a | MinimizeLCOE_Brownfield | IgnoreSilica | 2019 | 94.6628 | 21.5161 | 1.5265 | 4 | 7847.9462 | 10500.4807 | 159.991 | 214.0665 | 120.3844 | 0 | 213.336 | 3471611.9279 | 242985.7727 | 3974346.2831 | 3777137.3621 | 0 | 504627.0717 | 0 | 4668576.2828 | 12146677.8313 | 8290357.2091 | 37076319.7407 | 961560.8286 | 9883032.0773 | 9883032.0773 | 1478867.319 | 4834933.9008 | 0 | 47920912.6466 | 64117745.9436 | 74989.4209 | 6.1062 | 7847.9462 | 10500.4807 | 159.991 | 214.0665
1 | 3100 | 707 | 0.035 | 15 | 15 | 7 | 1e-10 | 5spot_SharedNeighbor | Water | Porous | Wet | R600a | MinimizeLCOE_Brownfield | IgnoreSilica | 2019 | 103.0575 | 23.3808 | 1.6963 | 4 | 7429.7596 | 9816.828 | 151.4657 | 200.1293 | 120.2623 | 0 | 217.2943 | 3679600.8188 | 257179.6268 | 4247951.2436 | 4105907.6284 | 0 | 484585.8819 | 0 | 4982337.8278 | 12963021.01 | 8847528.2028 | 39568112.2402 | 961560.8286 | 9883032.0773 | 9883032.0773 | 1478867.319 | 4834933.9008 | 0 | 50412705.1461 | 66609538.4431 | 100000 | 6.7852 | 7429.7596 | 9816.828 | 151.4657 | 200.1293
1 | 3100 | 707 | 0.035 | 15 | 15 | 7 | 1.3335e-10 | 5spot_SharedNeighbor | Water | Porous | Wet | R600a | MinimizeLCOE_Brownfield | IgnoreSilica | 2019 | 110.1681 | 24.946 | 1.8442 | 4 | 7111.0918 | 9306.7214 | 144.9692 | 189.7301 | 120.1357 | 0 | 206.7571 | 3849724.313 | 268720.2292 | 4474362.4212 | 4383056.6845 | 0 | 459547.5966 | 0 | 5239810.3854 | 13632911.7898 | 9304742.4249 | 41612875.8447 | 961560.8286 | 9883032.0773 | 9883032.0773 | 1478867.319 | 4834933.9008 | 0 | 52457468.7505 | 68654302.0476 | 133352.1432 | 7.3769 | 7111.0918 | 9306.7214 | 144.9692 | 189.7301
1 | 3100 | 707 | 0.035 | 15 | 15 | 7 | 1.7783e-10 | 5spot_SharedNeighbor | Water | Porous | Wet | R600a | MinimizeLCOE_Brownfield | IgnoreSilica | 2019 | 116.042 | 26.2283 | 1.969 | 4 | 6869.0059 | 8925.4633 | 140.034 | 181.9576 | 120.016 | 0 | 188.3113 | 3986247.2114 | 277932.2124 | 4657831.3882 | 4611014.6751 | 0 | 432987.4043 | 0 | 5446745.0276 | 14171313.2808 | 9672212.5055 | 43256283.7053 | 961560.8286 | 9883032.0773 | 9883032.0773 | 1478867.319 | 4834933.9008 | 0 | 54100876.6112 | 70297709.9082 | 177827.941 | 7.8761 | 6869.0059 | 8925.4633 | 140.034 | 181.9576
1 | 3100 | 707 | 0.035 | 15 | 15 | 7 | 2.3714e-10 | 5spot_SharedNeighbor | Water | Porous | Wet | R600a | MinimizeLCOE_Brownfield | IgnoreSilica | 2019 | 120.7601 | 27.2505 | 2.0712 | 4 | 6685.5244 | 8640.5388 | 136.2935 | 176.1491 | 119.9106 | 0 | 220.2769 | 4093315.4587 | 285124.5385 | 4802849.6712 | 4793220.9743 | 0 | 407069.551 | 0 | 5608816.2756 | 14592989.4227 | 9960015.1369 | 44543401.0291 | 961560.8286 | 9883032.0773 | 9883032.0773 | 1478867.319 | 4834933.9008 | 0 | 55387993.935 | 71584827.232 | 237137.3706 | 8.2848 | 6685.5244 | 8640.5388 | 136.2935 | 176.1491
1 | 3100 | 707 | 0.035 | 15 | 15 | 7 | 3.1623e-10 | 5spot_SharedNeighbor | Water | Porous | Wet | R600a | MinimizeLCOE_Brownfield | IgnoreSilica | 2019 | 120.587 | 27.2129 | 2.1072 | 4 | 6545.2931 | 8466.9164 | 133.4347 | 172.6095 | 119.914 | 0 | 878.132 | 4089383.2143 | 284859.7549 | 4797529.3298 | 4786523.1061 | 0 | 352408.1156 | 0 | 5581174.373 | 14521070.8624 | 9910929.2417 | 44323877.9977 | 961560.8286 | 9883032.0773 | 9883032.0773 | 1478867.319 | 4834933.9008 | 0 | 55168470.9036 | 71365304.2006 | 316227.766 | 8.4287 | 6545.2931 | 8466.9164 | 133.4347 | 172.6095
1 | 3100 | 707 | 0.035 | 15 | 15 | 7 | 4.217e-10 | 5spot_SharedNeighbor | Water | Porous | Wet | R600a | MinimizeLCOE_Brownfield | IgnoreSilica | 2019 | 127.6466 | 28.73 | 2.2218 | 4 | 6438.5471 | 8261.0662 | 131.2585 | 168.413 | 119.7426 | 0 | 197.4157 | 4245614.8531 | 295302.3003 | 5010931.0638 | 5057908.2141 | 0 | 363234.938 | 0 | 5839466.634 | 15193094.3424 | 10369599.0755 | 46375151.4212 | 961560.8286 | 9883032.0773 | 9883032.0773 | 1478867.319 | 4834933.9008 | 0 | 57219744.3271 | 73416577.6241 | 421696.5034 | 8.8871 | 6438.5471 | 8261.0662 | 131.2585 | 168.413
1 | 3100 | 707 | 0.035 | 15 | 15 | 7 | 5.6234e-10 | 5spot_SharedNeighbor | Water | Porous | Wet | R600a | MinimizeLCOE_Brownfield | IgnoreSilica | 2019 | 129.8392 | 29.1978 | 2.2713 | 4 | 6360.3443 | 8143.112 | 129.6642 | 166.0084 | 119.6856 | 0 | 185.7717 | 4293133.9481 | 298464.2466 | 5076306.1275 | 5141870.9331 | 0 | 345755.8359 | 0 | 5910657.1256 | 15378317.3983 | 10496017.6171 | 46940523.2322 | 961560.8286 | 9883032.0773 | 9883032.0773 | 1478867.319 | 4834933.9008 | 0 | 57785116.1381 | 73981949.4351 | 562341.3252 | 9.0852 | 6360.3443 | 8143.112 | 129.6642 | 166.0084
1 | 3100 | 707 | 0.035 | 15 | 15 | 7 | 7.4989e-10 | 5spot_SharedNeighbor | Water | Porous | Wet | R600a | MinimizeLCOE_Brownfield | IgnoreSilica | 2019 | 131.5124 | 29.5537 | 2.3094 | 4 | 6301.426 | 8054.7517 | 128.4631 | 164.207 | 119.6411 | 0 | 200.6493 | 4329085.2396 | 300851.9976 | 5125912.7935 | 5205839.0959 | 0 | 331401.9482 | 0 | 5964305.5192 | 15517899.5136 | 10591285.279 | 47366581.3865 | 961560.8286 | 9883032.0773 | 9883032.0773 | 1478867.319 | 4834933.9008 | 0 | 58211174.2924 | 74408007.5894 | 749894.2093 | 9.2378 | 6301.426 | 8054.7517 | 128.4631 | 164.207
1 | 3100 | 707 | 0.035 | 15 | 15 | 7 | 1e-09 | 5spot_SharedNeighbor | Water | Porous | Wet | R600a | MinimizeLCOE_Brownfield | IgnoreSilica | 2019 | 133.8 | 30.0403 | 2.351 | 4 | 6256.9038 | 7979.2221 | 127.5554 | 162.6672 | 119.5816 | 0 | 193.967 | 4378024.1571 | 304101.7574 | 5193525.693 | 5293287.023 | 0 | 327333.9258 | 0 | 6043546.297 | 15724067.7629 | 10731999.3455 | 47995885.9618 | 961560.8286 | 9883032.0773 | 9883032.0773 | 1478867.319 | 4834933.9008 | 0 | 58840478.8677 | 75037312.1647 | 1000000 | 9.4041 | 6256.9038 | 7979.2221 | 127.5554 | 162.6672
1 | 3100 | 707 | 0.035 | 15 | 15 | 7 | 1.3335e-09 | 5spot_SharedNeighbor | Water | Porous | Wet | R600a | MinimizeLCOE_Brownfield | IgnoreSilica | 2019 | 135.5077 | 30.4047 | 2.3826 | 4 | 6223.0039 | 7922.4602 | 126.8644 | 161.5101 | 119.5413 | 0 | 193.7649 | 4414615.6385 | 306536.9705 | 5244021.78 | 5358691.4098 | 0 | 323657.9546 | 0 | 6102534.2638 | 15877542.3524 | 10836748.9064 | 48464349.2758 | 961560.8286 | 9883032.0773 | 9883032.0773 | 1478867.319 | 4834933.9008 | 0 | 59308942.1817 | 75505775.4787 | 1333521.4322 | 9.5306 | 6223.0039 | 7922.4602 | 126.8644 | 161.5101
1 | 3100 | 707 | 0.035 | 15 | 15 | 7 | 1.7783e-09 | 5spot_SharedNeighbor | Water | Porous | Wet | R600a | MinimizeLCOE_Brownfield | IgnoreSilica | 2019 | 136.2823 | 30.5698 | 2.4003 | 4 | 6197.5681 | 7884.5046 | 126.3458 | 160.7363 | 119.5227 | 0 | 216.3446 | 4431129.7331 | 307634.8625 | 5266850.14 | 5388331.0363 | 0 | 316844.6811 | 0 | 6127208.2767 | 15941739.0726 | 10880564.487 | 48660302.2893 | 961560.8286 | 9883032.0773 | 9883032.0773 | 1478867.319 | 4834933.9008 | 0 | 59504895.1951 | 75701728.4922 | 1778279.41 | 9.6013 | 6197.5681 | 7884.5046 | 126.3458 | 160.7363
1 | 3100 | 707 | 0.035 | 15 | 15 | 7 | 2.3714e-09 | 5spot_SharedNeighbor | Water | Porous | Wet | R600a | MinimizeLCOE_Brownfield | IgnoreSilica | 2019 | 136.8501 | 30.6907 | 2.4135 | 4 | 6178.4573 | 7856.1825 | 125.9562 | 160.1589 | 119.509 | 0 | 200.6879 | 4443205.503 | 308437.265 | 5283557.8774 | 5410051.4825 | 0 | 311451.9584 | 0 | 6145114.5937 | 15988327.6364 | 10912362.1391 | 48802508.4556 | 961560.8286 | 9883032.0773 | 9883032.0773 | 1478867.319 | 4834933.9008 | 0 | 59647101.3615 | 75843934.6585 | 2371373.7057 | 9.654 | 6178.4573 | 7856.1825 | 125.9562 | 160.1589
1 | 3100 | 707 | 0.035 | 15 | 15 | 7 | 3.1623e-09 | 5spot_SharedNeighbor | Water | Porous | Wet | R600a | MinimizeLCOE_Brownfield | IgnoreSilica | 2019 | 137.2936 | 30.785 | 2.4237 | 4 | 6164.105 | 7834.8101 | 125.6636 | 159.7232 | 119.4983 | 0 | 179.9388 | 4452616.7619 | 309062.379 | 5296587.5329 | 5427006.4063 | 0 | 307428.1953 | 0 | 6159153.4974 | 16024853.984 | 10937292.1219 | 48914000.8785 | 961560.8286 | 9883032.0773 | 9883032.0773 | 1478867.319 | 4834933.9008 | 0 | 59758593.7844 | 75955427.0814 | 3162277.6602 | 9.6946 | 6164.105 | 7834.8101 | 125.6636 | 159.7232
1 | 3100 | 707 | 0.035 | 15 | 15 | 7 | 4.217e-09 | 5spot_SharedNeighbor | Water | Porous | Wet | R600a | MinimizeLCOE_Brownfield | IgnoreSilica | 2019 | 137.6077 | 30.8518 | 2.4311 | 4 | 6153.3301 | 7818.9468 | 125.444 | 159.3998 | 119.4907 | 0 | 180.3619 | 4459273.7416 | 309504.4123 | 5305808.6431 | 5439014.1069 | 0 | 304212.255 | 0 | 6168947.132 | 16050335.0124 | 10954683.4473 | 48991778.7506 | 961560.8286 | 9883032.0773 | 9883032.0773 | 1478867.319 | 4834933.9008 | 0 | 59836371.6565 | 76033204.9535 | 4216965.0343 | 9.7242 | 6153.3301 | 7818.9468 | 125.444 | 159.3998
1 | 3100 | 707 | 0.035 | 15 | 15 | 7 | 5.6234e-09 | 5spot_SharedNeighbor | Water | Porous | Wet | R600a | MinimizeLCOE_Brownfield | IgnoreSilica | 2019 | 137.8512 | 30.9036 | 2.4367 | 4 | 6145.243 | 7806.988 | 125.2791 | 159.156 | 119.4847 | 0 | 181.4995 | 4464429.9637 | 309846.7217 | 5312953.4757 | 5448322.9185 | 0 | 301823.3584 | 0 | 6176576.8108 | 16070185.8717 | 10968232.0667 | 49052371.1873 | 961560.8286 | 9883032.0773 | 9883032.0773 | 1478867.319 | 4834933.9008 | 0 | 59896964.0932 | 76093797.3903 | 5623413.2519 | 9.7469 | 6145.243 | 7806.988 | 125.2791 | 159.156
1 | 3100 | 707 | 0.035 | 15 | 15 | 7 | 7.4989e-09 | 5spot_SharedNeighbor | Water | Porous | Wet | R600a | MinimizeLCOE_Brownfield | IgnoreSilica | 2019 | 135.2836 | 30.3568 | 2.408 | 4 | 6136.202 | 7817.7657 | 125.0948 | 159.3757 | 119.5462 | 0 | 182.0075 | 4409797.6904 | 306215.7338 | 5237382.8725 | 5350093.6722 | 0 | 277844.6488 | 0 | 6076720.5009 | 15810380.2367 | 10790909.3824 | 48259344.7378 | 961560.8286 | 9883032.0773 | 9883032.0773 | 1478867.319 | 4834933.9008 | 0 | 59103937.6437 | 75300770.9408 | 7498942.0933 | 9.632 | 6136.202 | 7817.7657 | 125.0948 | 159.3757
1 | 3100 | 707 | 0.035 | 15 | 15 | 7 | 1e-08 | 5spot_SharedNeighbor | Water | Porous | Wet | R600a | MinimizeLCOE_Brownfield | IgnoreSilica | 2019 | 136.2115 | 30.5546 | 2.4211 | 4 | 6131.1741 | 7803.614 | 124.9923 | 159.0872 | 119.5241 | 0 | 176.7608 | 4429602.5098 | 307532.7964 | 5264749.7508 | 5385611.7921 | 0 | 282220.6291 | 0 | 6111189.8165 | 15900062.3252 | 10852119.2505 | 48533088.8705 | 961560.8286 | 9883032.0773 | 9883032.0773 | 1478867.319 | 4834933.9008 | 0 | 59377681.7764 | 75574515.0734 | 10000000 | 9.6846 | 6131.1741 | 7803.614 | 124.9923 | 159.0872
1 | 3200 | 707 | 0.035 | 15 | 15 | 7 | 1e-13 | 5spot_SharedNeighbor | Water | Porous | Wet | R600a | MinimizeLCOE_Brownfield | IgnoreSilica | 2019 | 0 | 0 | 0 | 0 |  |  |  |  | 15 |  | 24.2299 | [19 empty] | 100 | 0
1 | 3200 | 707 | 0.035 | 15 | 15 | 7 | 1.3335e-13 | 5spot_SharedNeighbor | Water | Porous | Wet | R600a | MinimizeLCOE_Brownfield | IgnoreSilica | 2019 | 0 | 0 | 0 | 0 |  |  |  |  | 15 |  | 25.4903 | [19 empty] | 133.3521 | 0
1 | 3200 | 707 | 0.035 | 15 | 15 | 7 | 1.7783e-13 | 5spot_SharedNeighbor | Water | Porous | Wet | R600a | MinimizeLCOE_Brownfield | IgnoreSilica | 2019 | 0 | 0 | 0 | 0 |  |  |  |  | 15 |  | 25.7787 | [19 empty] | 177.8279 | 0
1 | 3200 | 707 | 0.035 | 15 | 15 | 7 | 2.3714e-13 | 5spot_SharedNeighbor | Water | Porous | Wet | R600a | MinimizeLCOE_Brownfield | IgnoreSilica | 2019 | 0 | 0 | 0 | 0 |  |  |  |  | 15 |  | 25.0264 | [19 empty] | 237.1374 | 0
1 | 3200 | 707 | 0.035 | 15 | 15 | 7 | 3.1623e-13 | 5spot_SharedNeighbor | Water | Porous | Wet | R600a | MinimizeLCOE_Brownfield | IgnoreSilica | 2019 | 1.1398 | 0.17527 | 0.0020499 | 4 | 1490771.8 | 3532290.982 | 30391.3996 | 72010.5294 | 97.0426 | 0 | 58.7866 | 103397.1518 | 6322.3699 | 86162.3291 | 61452.311 | 0 | 62762.8092 | 0 | 124837.8187 | 324802.3964 | 221684.3096 | 991421.4956 | 961560.8286 | 10270819.4043 | 10270819.4043 | 1478867.319 | 4990048.8316 | 0 | 12223801.7285 | 28963537.2834 | 316.2278 | 0.0081996 | 1490771.8 | 3532290.982 | 30391.3996 | 72010.5294
1 | 3200 | 707 | 0.035 | 15 | 15 | 7 | 4.217e-13 | 5spot_SharedNeighbor | Water | Porous | Wet | R600a | MinimizeLCOE_Brownfield | IgnoreSilica | 2019 | 1.6709 | 0.29435 | 0.0060862 | 4 | 519887.1986 | 1207492.2526 | 10598.6037 | 24616.3628 | 104.6324 | 0 | 274.022 | 156017.1628 | 9999.8018 | 129722.2656 | 82366.3606 | 0 | 81742.5933 | 0 | 179340.7918 | 466607.9524 | 318469.5154 | 1424266.4437 | 961560.8286 | 10270819.4043 | 10270819.4043 | 1478867.319 | 4990048.8316 | 0 | 12656646.6766 | 29396382.2315 | 421.6965 | 0.024345 | 519887.1986 | 1207492.2526 | 10598.6037 | 24616.3628
1 | 3200 | 707 | 0.035 | 15 | 15 | 7 | 5.6234e-13 | 5spot_SharedNeighbor | Water | Porous | Wet | R600a | MinimizeLCOE_Brownfield | IgnoreSilica | 2019 | 2.3321 | 0.44776 | 0.012287 | 4 | 267667.2501 | 608269.5749 | 5456.7589 | 12400.398 | 109.7314 | 0 | 407.3143 | 215629.8248 | 14266.7013 | 180782.3979 | 108867.858 | 0 | 101255.6015 | 0 | 242112.9296 | 629928.1786 | 429938.9256 | 1922782.4172 | 961560.8286 | 10270819.4043 | 10270819.4043 | 1478867.319 | 4990048.8316 | 0 | 13155162.6501 | 29894898.205 | 562.3413 | 0.049147 | 267667.2501 | 608269.5749 | 5456.7589 | 12400.398
1 | 3200 | 707 | 0.035 | 15 | 15 | 7 | 7.4989e-13 | 5spot_SharedNeighbor | Water | Porous | Wet | R600a | MinimizeLCOE_Brownfield | IgnoreSilica | 2019 | 3.1489 | 0.64069 | 0.021147 | 4 | 162264.3713 | 360158.9903 | 3307.9787 | 7342.3282 | 113.2895 | 0 | 571.2676 | 282657.7232 | 19121.9837 | 240181.3769 | 141942.514 | 0 | 121139.7246 | 0 | 313966.8957 | 816877.4591 | 557535.651 | 2493423.3281 | 961560.8286 | 10270819.4043 | 10270819.4043 | 1478867.319 | 4990048.8316 | 0 | 13725803.561 | 30465539.1159 | 749.8942 | 0.084589 | 162264.3713 | 360158.9903 | 3307.9787 | 7342.3282
1 | 3200 | 707 | 0.035 | 15 | 15 | 7 | 1e-12 | 5spot_SharedNeighbor | Water | Porous | Wet | R600a | MinimizeLCOE_Brownfield | IgnoreSilica | 2019 | 4.1897 | 0.88875 | 0.03337 | 4 | 107907.8851 | 233316.2097 | 2199.8482 | 4756.4665 | 115.9223 | 0 | 71.9057 | 360540.1889 | 24795.3578 | 311486.4274 | 184217.0847 | 0 | 142888.7938 | 0 | 399331.8625 | 1038979.592 | 709124.9204 | 3171364.2275 | 961560.8286 | 10270819.4043 | 10270819.4043 | 1478867.319 | 4990048.8316 | 0 | 14403744.4604 | 31143480.0153 | 1000 | 0.13348 | 107907.8851 | 233316.2097 | 2199.8482 | 4756.4665
1 | 3200 | 707 | 0.035 | 15 | 15 | 7 | 1.3335e-12 | 5spot_SharedNeighbor | Water | Porous | Wet | R600a | MinimizeLCOE_Brownfield | IgnoreSilica | 2019 | 5.5127 | 1.2058 | 0.049904 | 4 | 76201.2368 | 160060.3731 | 1553.4653 | 3263.0472 | 117.8871 | 0 | 85.9364 | 451139.4763 | 31409.6261 | 397048.3626 | 238243.5158 | 0 | 166750.6278 | 0 | 500990.7273 | 1303475.1052 | 889648.543 | 3978705.984 | 961560.8286 | 10270819.4043 | 10270819.4043 | 1478867.319 | 4990048.8316 | 0 | 15211086.2169 | 31950821.7718 | 1333.5214 | 0.19962 | 76201.2368 | 160060.3731 | 1553.4653 | 3263.0472
1 | 3200 | 707 | 0.035 | 15 | 15 | 7 | 1.7783e-12 | 5spot_SharedNeighbor | Water | Porous | Wet | R600a | MinimizeLCOE_Brownfield | IgnoreSilica | 2019 | 7.1133 | 1.5895 | 0.071549 | 4 | 56331.7863 | 114822.2434 | 1148.3997 | 2340.8067 | 119.2733 | 0 | 95.9768 | 551461.9237 | 38721.9787 | 494762.7063 | 303470.6373 | 0 | 190256.3074 | 0 | 615682.6858 | 1601880.0547 | 1093316.0526 | 4889552.3466 | 961560.8286 | 10270819.4043 | 10270819.4043 | 1478867.319 | 4990048.8316 | 0 | 16121932.5795 | 32861668.1344 | 1778.2794 | 0.2862 | 56331.7863 | 114822.2434 | 1148.3997 | 2340.8067
1 | 3200 | 707 | 0.035 | 15 | 15 | 7 | 2.3714e-12 | 5spot_SharedNeighbor | Water | Porous | Wet | R600a | MinimizeLCOE_Brownfield | IgnoreSilica | 2019 | 9.4226 | 2.1474 | 0.10152 | 4 | 42808.8892 | 84030.0042 | 872.7171 | 1713.0653 | 120.5586 | 0 | 97.4585 | 685590.7094 | 48512.3229 | 628819.6844 | 398183.5069 | 0 | 225216.2141 | 0 | 774665.7507 | 2015521.3775 | 1375634.755 | 6152144.3209 | 961560.8286 | 10270819.4043 | 10270819.4043 | 1478867.319 | 4990048.8316 | 0 | 17384524.5538 | 34124260.1087 | 2371.3737 | 0.4061 | 42808.8892 | 84030.0042 | 872.7171 | 1713.0653
1 | 3200 | 707 | 0.035 | 15 | 15 | 7 | 3.1623e-12 | 5spot_SharedNeighbor | Water | Porous | Wet | R600a | MinimizeLCOE_Brownfield | IgnoreSilica | 2019 | 11.9971 | 2.7687 | 0.13948 | 4 | 33503.8287 | 63506.6816 | 683.0209 | 1294.6696 | 121.3884 | 0 | 93.5558 | 823026.7568 | 58515.1304 | 770141.1412 | 503712.5249 | 0 | 253410.4956 | 0 | 939434.3591 | 2444215.4978 | 1668227.3009 | 7460683.2067 | 961560.8286 | 10270819.4043 | 10270819.4043 | 1478867.319 | 4990048.8316 | 0 | 18693063.4396 | 35432798.9945 | 3162.2777 | 0.55794 | 33503.8287 | 63506.6816 | 683.0209 | 1294.6696
1 | 3200 | 707 | 0.035 | 15 | 15 | 7 | 4.217e-12 | 5spot_SharedNeighbor | Water | Porous | Wet | R600a | MinimizeLCOE_Brownfield | IgnoreSilica | 2019 | 15.3345 | 3.5746 | 0.18919 | 4 | 26837.2296 | 48957.2203 | 547.1132 | 998.0592 | 122.0524 | 0 | 87.667 | 988232.5054 | 70509.1394 | 944349.3252 | 640539.6824 | 0 | 287100.6235 | 0 | 1142985.1976 | 2973813.0257 | 2029688.4958 | 9077217.9951 | 961560.8286 | 10270819.4043 | 10270819.4043 | 1478867.319 | 4990048.8316 | 0 | 20309598.228 | 37049333.7829 | 4216.965 | 0.75677 | 26837.2296 | 48957.2203 | 547.1132 | 998.0592
1 | 3200 | 707 | 0.035 | 15 | 15 | 7 | 5.6234e-12 | 5spot_SharedNeighbor | Water | Porous | Wet | R600a | MinimizeLCOE_Brownfield | IgnoreSilica | 2019 | 19.5 | 4.5796 | 0.25314 | 4 | 21945.5467 | 38477.466 | 447.3897 | 784.4152 | 122.5665 | 0 | 107.5195 | 1179256.114 | 84327.1795 | 1150973.103 | 809962.2668 | 0 | 323474.6976 | 0 | 1383717.4108 | 3600148.8634 | 2457175.575 | 10989035.2102 | 961560.8286 | 10270819.4043 | 10270819.4043 | 1478867.319 | 4990048.8316 | 0 | 22221415.4431 | 38961150.998 | 5623.4133 | 1.0126 | 21945.5467 | 38477.466 | 447.3897 | 784.4152
1 | 3200 | 707 | 0.035 | 15 | 15 | 7 | 7.4989e-12 | 5spot_SharedNeighbor | Water | Porous | Wet | R600a | MinimizeLCOE_Brownfield | IgnoreSilica | 2019 | 24.6714 | 5.8277 | 0.33506 | 4 | 18268.5275 | 30758.7427 | 372.4286 | 627.0586 | 122.9661 | 0 | 93.1091 | 1400013.3382 | 100253.7051 | 1395370.6868 | 1020345.2415 | 0 | 362520.6554 | 0 | 1668616.4145 | 4341397.6304 | 2963093.0895 | 13251610.7615 | 961560.8286 | 10270819.4043 | 10270819.4043 | 1478867.319 | 4990048.8316 | 0 | 24483990.9944 | 41223726.5493 | 7498.9421 | 1.3402 | 18268.5275 | 30758.7427 | 372.4286 | 627.0586
1 | 3200 | 707 | 0.035 | 15 | 15 | 7 | 1e-11 | 5spot_SharedNeighbor | Water | Porous | Wet | R600a | MinimizeLCOE_Brownfield | IgnoreSilica | 2019 | 31.0445 | 7.3673 | 0.43922 | 4 | 15455.9499 | 24984.1118 | 315.0904 | 509.3349 | 123.2781 | 0 | 83.9635 | 1654188.5738 | 118558.3759 | 1682829.5588 | 1280965.5878 | 0 | 404045.818 | 0 | 2004829.2866 | 5216154.5567 | 3560132.6662 | 15921704.4237 | 961560.8286 | 10270819.4043 | 10270819.4043 | 1478867.319 | 4990048.8316 | 0 | 27154084.6566 | 43893820.2115 | 10000 | 1.7569 | 15455.9499 | 24984.1118 | 315.0904 | 509.3349
1 | 3200 | 707 | 0.035 | 15 | 15 | 7 | 1.3335e-11 | 5spot_SharedNeighbor | Water | Porous | Wet | R600a | MinimizeLCOE_Brownfield | IgnoreSilica | 2019 | 38.6861 | 9.2137 | 0.56876 | 4 | 13282.0606 | 20640.0414 | 270.7728 | 420.7752 | 123.5185 | 0 | 111.0586 | 1939332.9732 | 139039.2233 | 2012189.0821 | 1593653.6015 | 0 | 445377.4509 | 0 | 2390541.0091 | 6219697.3382 | 4245071.2354 | 18984901.9137 | 961560.8286 | 10270819.4043 | 10270819.4043 | 1478867.319 | 4990048.8316 | 0 | 30217282.1466 | 46957017.7015 | 13335.2143 | 2.275 | 13282.0606 | 20640.0414 | 270.7728 | 420.7752
1 | 3200 | 707 | 0.035 | 15 | 15 | 7 | 1.7783e-11 | 5spot_SharedNeighbor | Water | Porous | Wet | R600a | MinimizeLCOE_Brownfield | IgnoreSilica | 2019 | 47.6527 | 11.3799 | 0.72631 | 4 | 11587.0924 | 17348.9757 | 236.2186 | 353.6823 | 123.6992 | 0 | 153.9035 | 2253303.5091 | 161526.061 | 2382189.8877 | 1960521.7683 | 0 | 484703.4844 | 0 | 2824475.4371 | 7348705.7078 | 5015642.6464 | 22431068.5018 | 961560.8286 | 10270819.4043 | 10270819.4043 | 1478867.319 | 4990048.8316 | 0 | 33663448.7347 | 50403184.2896 | 17782.7941 | 2.9053 | 11587.0924 | 17348.9757 | 236.2186 | 353.6823
1 | 3200 | 707 | 0.035 | 15 | 15 | 7 | 2.3714e-11 | 5spot_SharedNeighbor | Water | Porous | Wet | R600a | MinimizeLCOE_Brownfield | IgnoreSilica | 2019 | 57.7575 | 13.8175 | 0.91098 | 4 | 10260.8386 | 14854.7048 | 209.1811 | 302.8332 | 123.8183 | 0 | 162.4584 | 2586220.4311 | 185288.3122 | 2782109.2366 | 2373612.039 | 0 | 518128.4201 | 0 | 3293689.7912 | 8569505.208 | 5848863.3902 | 26157416.8282 | 961560.8286 | 10270819.4043 | 10270819.4043 | 1478867.319 | 4990048.8316 | 0 | 37389797.0611 | 54129532.616 | 23713.7371 | 3.6439 | 10260.8386 | 14854.7048 | 209.1811 | 302.8332
1 | 3200 | 707 | 0.035 | 15 | 15 | 7 | 3.1623e-11 | 5spot_SharedNeighbor | Water | Porous | Wet | R600a | MinimizeLCOE_Brownfield | IgnoreSilica | 2019 | 68.5003 | 16.3994 | 1.1162 | 4 | 9225.1016 | 12974.2988 | 188.0662 | 264.4986 | 123.8667 | 0 | 164.8097 | 2920082.5428 | 209011.2982 | 3190634.7326 | 2811808.2813 | 0 | 540464.3122 | 0 | 3772080.4552 | 9814179.5843 | 6698379.2275 | 29956640.434 | 961560.8286 | 10270819.4043 | 10270819.4043 | 1478867.319 | 4990048.8316 | 0 | 41189020.6669 | 57928756.2218 | 31622.7766 | 4.4649 | 9225.1016 | 12974.2988 | 188.0662 | 264.4986
1 | 3200 | 707 | 0.035 | 15 | 15 | 7 | 4.217e-11 | 5spot_SharedNeighbor | Water | Porous | Wet | R600a | MinimizeLCOE_Brownfield | IgnoreSilica | 2019 | 79.3038 | 18.9792 | 1.3317 | 4 | 8420.4406 | 11562.9698 | 171.6621 | 235.7268 | 123.8433 | 0 | 199.1146 | 3237752.5456 | 231455.1084 | 3586280.7472 | 3250809.6822 | 0 | 549099.7695 | 0 | 4233605.1627 | 11014972.2014 | 7517944.8625 | 33621920.0796 | 961560.8286 | 10270819.4043 | 10270819.4043 | 1478867.319 | 4990048.8316 | 0 | 44854300.3125 | 61594035.8674 | 42169.6503 | 5.3268 | 8420.4406 | 11562.9698 | 171.6621 | 235.7268
1 | 3200 | 707 | 0.035 | 15 | 15 | 7 | 5.6234e-11 | 5spot_SharedNeighbor | Water | Porous | Wet | R600a | MinimizeLCOE_Brownfield | IgnoreSilica | 2019 | 89.6204 | 21.4215 | 1.5456 | 4 | 7799.0067 | 10506.6649 | 158.9933 | 214.1926 | 123.7598 | 0 | 179.0137 | 3525912.0377 | 251678.6998 | 3951184.4497 | 3667890.0694 | 0 | 544215.6648 | 0 | 4656943.5593 | 12116411.8709 | 8269700.0693 | 36983936.4209 | 961560.8286 | 10270819.4043 | 10270819.4043 | 1478867.319 | 4990048.8316 | 0 | 48216316.6538 | 64956052.2087 | 56234.1325 | 6.1824 | 7799.0067 | 10506.6649 | 158.9933 | 214.1926
1 | 3200 | 707 | 0.035 | 15 | 15 | 7 | 7.4989e-11 | 5spot_SharedNeighbor | Water | Porous | Wet | R600a | MinimizeLCOE_Brownfield | IgnoreSilica | 2019 | 98.9897 | 23.6177 | 1.7467 | 4 | 7321.6613 | 9717.5687 | 149.262 | 198.1058 | 123.6372 | 0 | 181.3507 | 3775789.0914 | 269091.5638 | 4272438.5786 | 4044488.7332 | 0 | 527880.7751 | 0 | 5026978.6094 | 13079167.1666 | 8926800.3412 | 39922634.8594 | 961560.8286 | 10270819.4043 | 10270819.4043 | 1478867.319 | 4990048.8316 | 0 | 51155015.0923 | 67894750.6472 | 74989.4209 | 6.9868 | 7321.6613 | 9717.5687 | 149.262 | 198.1058
1 | 3200 | 707 | 0.035 | 15 | 15 | 7 | 1e-10 | 5spot_SharedNeighbor | Water | Porous | Wet | R600a | MinimizeLCOE_Brownfield | IgnoreSilica | 2019 | 107.1649 | 25.5148 | 1.9273 | 4 | 6956.6472 | 9128.0158 | 141.8207 | 186.0869 | 123.4971 | 0 | 205.9637 | 3985206.4046 | 283583.2368 | 4545298.4463 | 4371163.8386 | 0 | 503814.556 | 0 | 5338735.9281 | 13890295.7596 | 9480412.273 | 42398510.443 | 961560.8286 | 10270819.4043 | 10270819.4043 | 1478867.319 | 4990048.8316 | 0 | 53630890.6759 | 70370626.2308 | 100000 | 7.7093 | 6956.6472 | 9128.0158 | 141.8207 | 186.0869
1 | 3200 | 707 | 0.035 | 15 | 15 | 7 | 1.3335e-10 | 5spot_SharedNeighbor | Water | Porous | Wet | R600a | MinimizeLCOE_Brownfield | IgnoreSilica | 2019 | 114.0392 | 27.0949 | 2.0831 | 4 | 6678.5464 | 8687.5647 | 136.1512 | 177.1078 | 123.3572 | 0 | 189.449 | 4155389.8445 | 295283.747 | 4769591.5212 | 4644341.1989 | 0 | 475596.8915 | 0 | 5592679.2492 | 14551004.1902 | 9931359.353 | 44415245.9955 | 961560.8286 | 10270819.4043 | 10270819.4043 | 1478867.319 | 4990048.8316 | 0 | 55647626.2284 | 72387361.7833 | 133352.1432 | 8.3323 | 6678.5464 | 8687.5647 | 136.1512 | 177.1078
1 | 3200 | 707 | 0.035 | 15 | 15 | 7 | 1.7783e-10 | 5spot_SharedNeighbor | Water | Porous | Wet | R600a | MinimizeLCOE_Brownfield | IgnoreSilica | 2019 | 119.6734 | 28.379 | 2.2133 | 4 | 6467.2781 | 8358.1146 | 131.8442 | 170.3915 | 123.2284 | 0 | 211.5854 | 4290999.0838 | 304553.8599 | 4950031.812 | 4867146.47 | 0 | 446554.8017 | 0 | 5795121.5507 | 15077717.532 | 10290852.0317 | 46022977.1417 | 961560.8286 | 10270819.4043 | 10270819.4043 | 1478867.319 | 4990048.8316 | 0 | 57255357.3746 | 73995092.9295 | 177827.941 | 8.8531 | 6467.2781 | 8358.1146 | 131.8442 | 170.3915
1 | 3200 | 707 | 0.035 | 15 | 15 | 7 | 2.3714e-10 | 5spot_SharedNeighbor | Water | Porous | Wet | R600a | MinimizeLCOE_Brownfield | IgnoreSilica | 2019 | 124.1434 | 29.3903 | 2.3187 | 4 | 6307.1506 | 8111.9818 | 128.5798 | 165.3737 | 123.1176 | 0 | 231.962 | 4396169.9548 | 311708.2871 | 5091061.5701 | 5043177.7369 | 0 | 418558.4449 | 0 | 5951663.6376 | 15485007.9309 | 10568836.098 | 47266183.6603 | 961560.8286 | 10270819.4043 | 10270819.4043 | 1478867.319 | 4990048.8316 | 0 | 58498563.8932 | 75238299.4481 | 237137.3706 | 9.275 | 6307.1506 | 8111.9818 | 128.5798 | 165.3737
1 | 3200 | 707 | 0.035 | 15 | 15 | 7 | 3.1623e-10 | 5spot_SharedNeighbor | Water | Porous | Wet | R600a | MinimizeLCOE_Brownfield | IgnoreSilica | 2019 | 127.666 | 30.1826 | 2.4029 | 4 | 6186.007 | 7927.5976 | 126.1101 | 161.6148 | 123.0251 | 0 | 211.641 | 4477575.809 | 317223.8431 | 5200901.701 | 5181431.7102 | 0 | 393430.1993 | 0 | 6072519.6724 | 15799450.5426 | 10783449.6416 | 48225983.1192 | 961560.8286 | 10270819.4043 | 10270819.4043 | 1478867.319 | 4990048.8316 | 0 | 59458363.3521 | 76198098.907 | 316227.766 | 9.6118 | 6186.007 | 7927.5976 | 126.1101 | 161.6148
1 | 3200 | 707 | 0.035 | 15 | 15 | 7 | 4.217e-10 | 5spot_SharedNeighbor | Water | Porous | Wet | R600a | MinimizeLCOE_Brownfield | IgnoreSilica | 2019 | 130.7406 | 30.8715 | 2.4748 | 4 | 6091.1767 | 7782.2102 | 124.1769 | 158.6509 | 122.9408 | 0 | 194.6325 | 4547802.1096 | 321976.129 | 5295946.434 | 5302925.7242 | 0 | 372764.963 | 0 | 6178151.9903 | 16074284.1656 | 10971029.2365 | 49064880.7522 | 961560.8286 | 10270819.4043 | 10270819.4043 | 1478867.319 | 4990048.8316 | 0 | 60297260.9852 | 77036996.54 | 421696.5034 | 9.8991 | 6091.1767 | 7782.2102 | 124.1769 | 158.6509
1 | 3200 | 707 | 0.035 | 15 | 15 | 7 | 5.6234e-10 | 5spot_SharedNeighbor | Water | Porous | Wet | R600a | MinimizeLCOE_Brownfield | IgnoreSilica | 2019 | 133.8 | 31.5552 | 2.5387 | 4 | 6022.7681 | 7671.2215 | 122.7823 | 156.3882 | 122.8563 | 0 | 180.19 | 4617021.9637 | 326655.7016 | 5389876.5336 | 5424184.2762 | 0 | 362253.4215 | 0 | 6286796.8397 | 16356955.7774 | 11163958.4199 | 49927702.9335 | 961560.8286 | 10270819.4043 | 10270819.4043 | 1478867.319 | 4990048.8316 | 0 | 61160083.1665 | 77899818.7213 | 562341.3252 | 10.1548 | 6022.7681 | 7671.2215 | 122.7823 | 156.3882
1 | 3200 | 707 | 0.035 | 15 | 15 | 7 | 7.4989e-10 | 5spot_SharedNeighbor | Water | Porous | Wet | R600a | MinimizeLCOE_Brownfield | IgnoreSilica | 2019 | 136.2387 | 32.1021 | 2.5898 | 4 | 5970.4928 | 7586.4522 | 121.7166 | 154.6601 | 122.7955 | 0 | 211.7891 | 4672183.2821 | 330392.6171 | 5464691.041 | 5520952.7259 | 0 | 353999.9635 | 0 | 6373465.6556 | 16582450.2582 | 11317863.0365 | 50615998.5799 | 961560.8286 | 10270819.4043 | 10270819.4043 | 1478867.319 | 4990048.8316 | 0 | 61848378.8128 | 78588114.3677 | 749894.2093 | 10.359 | 5970.4928 | 7586.4522 | 121.7166 | 154.6601
1 | 3200 | 707 | 0.035 | 15 | 15 | 7 | 1e-09 | 5spot_SharedNeighbor | Water | Porous | Wet | R600a | MinimizeLCOE_Brownfield | IgnoreSilica | 2019 | 137.5151 | 32.3876 | 2.6211 | 4 | 5931.1929 | 7527.8112 | 120.9154 | 153.4646 | 122.7631 | 0 | 188.383 | 4700843.8184 | 332331.3101 | 5503657.5747 | 5571559.3101 | 0 | 342691.477 | 0 | 6415922.5613 | 16692914.4177 | 11393257.0952 | 50953177.5646 | 961560.8286 | 10270819.4043 | 10270819.4043 | 1478867.319 | 4990048.8316 | 0 | 62185557.7975 | 78925293.3524 | 1000000 | 10.4845 | 5931.1929 | 7527.8112 | 120.9154 | 153.4646
1 | 3200 | 707 | 0.035 | 15 | 15 | 7 | 1.3335e-09 | 5spot_SharedNeighbor | Water | Porous | Wet | R600a | MinimizeLCOE_Brownfield | IgnoreSilica | 2019 | 138.4554 | 32.5977 | 2.6446 | 4 | 5901.6299 | 7484.0463 | 120.3127 | 152.5724 | 122.739 | 0 | 201.9347 | 4721870.2262 | 333752.3717 | 5532285.2978 | 5608827.3049 | 0 | 333570.4136 | 0 | 6446819.1895 | 16773301.1067 | 11448122.6622 | 51198548.5726 | 961560.8286 | 10270819.4043 | 10270819.4043 | 1478867.319 | 4990048.8316 | 0 | 62430928.8055 | 79170664.3604 | 1333521.4322 | 10.5786 | 5901.6299 | 7484.0463 | 120.3127 | 152.5724
1 | 3200 | 707 | 0.035 | 15 | 15 | 7 | 1.7783e-09 | 5spot_SharedNeighbor | Water | Porous | Wet | R600a | MinimizeLCOE_Brownfield | IgnoreSilica | 2019 | 139.1741 | 32.7581 | 2.6626 | 4 | 5879.4064 | 7451.1568 | 119.8597 | 151.9019 | 122.7204 | 0 | 178.9946 | 4737889.1719 | 334834.3082 | 5554118.216 | 5637300.038 | 0 | 326530.2885 | 0 | 6470362.0888 | 16834554.9013 | 11489929.6357 | 51385518.6484 | 961560.8286 | 10270819.4043 | 10270819.4043 | 1478867.319 | 4990048.8316 | 0 | 62617898.8813 | 79357634.4362 | 1778279.41 | 10.6504 | 5879.4064 | 7451.1568 | 119.8597 | 151.9019
1 | 3200 | 707 | 0.035 | 15 | 15 | 7 | 2.3714e-09 | 5spot_SharedNeighbor | Water | Porous | Wet | R600a | MinimizeLCOE_Brownfield | IgnoreSilica | 2019 | 139.7271 | 32.8814 | 2.6763 | 4 | 5862.7094 | 7426.4027 | 119.5193 | 151.3973 | 122.706 | 0 | 180.9733 | 4750187.3735 | 335664.5324 | 5570893.4197 | 5659206.4616 | 0 | 321180.8243 | 0 | 6488481.7185 | 16881698.4609 | 11522106.0838 | 51529418.8748 | 961560.8286 | 10270819.4043 | 10270819.4043 | 1478867.319 | 4990048.8316 | 0 | 62761799.1077 | 79501534.6626 | 2371373.7057 | 10.7053 | 5862.7094 | 7426.4027 | 119.5193 | 151.3973
1 | 3200 | 707 | 0.035 | 15 | 15 | 7 | 3.1623e-09 | 5spot_SharedNeighbor | Water | Porous | Wet | R600a | MinimizeLCOE_Brownfield | IgnoreSilica | 2019 | 140.1339 | 32.9721 | 2.6865 | 4 | 5850.17 | 7407.9135 | 119.2636 | 151.0203 | 122.6954 | 0 | 196.4654 | 4759215.2299 | 336273.7493 | 5583215.3298 | 5675313.951 | 0 | 317004.5277 | 0 | 6501698.8872 | 16916086.8226 | 11545576.8472 | 51634385.3445 | 961560.8286 | 10270819.4043 | 10270819.4043 | 1478867.319 | 4990048.8316 | 0 | 62866765.5774 | 79606501.1323 | 3162277.6602 | 10.7461 | 5850.17 | 7407.9135 | 119.2636 | 151.0203
1 | 3200 | 707 | 0.035 | 15 | 15 | 7 | 4.217e-09 | 5spot_SharedNeighbor | Water | Porous | Wet | R600a | MinimizeLCOE_Brownfield | IgnoreSilica | 2019 | 140.4387 | 33.04 | 2.6942 | 4 | 5840.7561 | 7394.0554 | 119.0717 | 150.7378 | 122.6875 | 0 | 190.352 | 4765972.8335 | 336729.6371 | 5592442.7968 | 5687385.4444 | 0 | 313811.8941 | 0 | 6511573.6163 | 16941778.8421 | 11563112.1785 | 51712807.2427 | 961560.8286 | 10270819.4043 | 10270819.4043 | 1478867.319 | 4990048.8316 | 0 | 62945187.4757 | 79684923.0305 | 4216965.0343 | 10.7769 | 5840.7561 | 7394.0554 | 119.0717 | 150.7378
1 | 3200 | 707 | 0.035 | 15 | 15 | 7 | 5.6234e-09 | 5spot_SharedNeighbor | Water | Porous | Wet | R600a | MinimizeLCOE_Brownfield | IgnoreSilica | 2019 | 140.6692 | 33.0913 | 2.7 | 4 | 5833.6906 | 7383.6516 | 118.9277 | 150.5257 | 122.6814 | 0 | 200.3692 | 4771077.3391 | 337073.9295 | 5599415.3334 | 5696512.1903 | 0 | 311397.9972 | 0 | 6519035.9479 | 16961194.2982 | 11576363.6262 | 51772070.6618 | 961560.8286 | 10270819.4043 | 10270819.4043 | 1478867.319 | 4990048.8316 | 0 | 63004450.8947 | 79744186.4496 | 5623413.2519 | 10.8001 | 5833.6906 | 7383.6516 | 118.9277 | 150.5257
1 | 3200 | 707 | 0.035 | 15 | 15 | 7 | 7.4989e-09 | 5spot_SharedNeighbor | Water | Porous | Wet | R600a | MinimizeLCOE_Brownfield | IgnoreSilica | 2019 | 140.8324 | 33.1277 | 2.7043 | 4 | 5828.3888 | 7375.926 | 118.8196 | 150.3682 | 122.6771 | 0 | 214.0318 | 4774687.6705 | 337317.3999 | 5604348.201 | 5702971.8973 | 0 | 309494.222 | 0 | 6524239.5623 | 16974733.0356 | 11585604.0927 | 51813396.0813 | 961560.8286 | 10270819.4043 | 10270819.4043 | 1478867.319 | 4990048.8316 | 0 | 63045776.3142 | 79785511.8691 | 7498942.0933 | 10.817 | 5828.3888 | 7375.926 | 118.8196 | 150.3682
1 | 3200 | 707 | 0.035 | 15 | 15 | 7 | 1e-08 | 5spot_SharedNeighbor | Water | Porous | Wet | R600a | MinimizeLCOE_Brownfield | IgnoreSilica | 2019 | 140.9593 | 33.1559 | 2.7075 | 4 | 5824.411 | 7370.0987 | 118.7385 | 150.2494 | 122.6738 | 0 | 200.8221 | 4777493.4734 | 337506.5955 | 5608182.4948 | 5707994.4929 | 0 | 308089.947 | 0 | 6528314.1314 | 16985334.2285 | 11592839.6247 | 51845754.9882 | 961560.8286 | 10270819.4043 | 10270819.4043 | 1478867.319 | 4990048.8316 | 0 | 63078135.2211 | 79817870.776 | 10000000 | 10.83 | 5824.411 | 7370.0987 | 118.7385 | 150.2494
1 | 3300 | 707 | 0.035 | 15 | 15 | 7 | 1e-13 | 5spot_SharedNeighbor | Water | Porous | Wet | R600a | MinimizeLCOE_Brownfield | IgnoreSilica | 2019 | 0 | 0 | 0 | 0 |  |  |  |  | 15 |  | 24.679 | [19 empty] | 100 | 0
1 | 3300 | 707 | 0.035 | 15 | 15 | 7 | 1.3335e-13 | 5spot_SharedNeighbor | Water | Porous | Wet | R600a | MinimizeLCOE_Brownfield | IgnoreSilica | 2019 | 0 | 0 | 0 | 0 |  |  |  |  | 15 |  | 26.0115 | [19 empty] | 133.3521 | 0
1 | 3300 | 707 | 0.035 | 15 | 15 | 7 | 1.7783e-13 | 5spot_SharedNeighbor | Water | Porous | Wet | R600a | MinimizeLCOE_Brownfield | IgnoreSilica | 2019 | 0 | 0 | 0 | 0 |  |  |  |  | 15 |  | 26.0062 | [19 empty] | 177.8279 | 0
1 | 3300 | 707 | 0.035 | 15 | 15 | 7 | 2.3714e-13 | 5spot_SharedNeighbor | Water | Porous | Wet | R600a | MinimizeLCOE_Brownfield | IgnoreSilica | 2019 | 0 | 0 | 0 | 0 |  |  |  |  | 15 |  | 24.3637 | [19 empty] | 237.1374 | 0
1 | 3300 | 707 | 0.035 | 15 | 15 | 7 | 3.1623e-13 | 5spot_SharedNeighbor | Water | Porous | Wet | R600a | MinimizeLCOE_Brownfield | IgnoreSilica | 2019 | 1.323 | 0.22339 | 0.0033111 | 4 | 966977.1263 | 2272509.7894 | 19713.1367 | 46328.1859 | 102.211 | 0 | 65.0041 | 126826.7696 | 8000.0269 | 104218.2511 | 69305.9305 | 0 | 72918.8983 | 0 | 148695.2518 | 386874.5436 | 264049.8255 | 1180889.4974 | 961560.8286 | 10664466.8222 | 10664466.8222 | 1478867.319 | 5147507.7987 | 0 | 12806917.1483 | 30097759.0882 | 316.2278 | 0.013244 | 966977.1263 | 2272509.7894 | 19713.1367 | 46328.1859
1 | 3300 | 707 | 0.035 | 15 | 15 | 7 | 4.217e-13 | 5spot_SharedNeighbor | Water | Porous | Wet | R600a | MinimizeLCOE_Brownfield | IgnoreSilica | 2019 | 1.8653 | 0.35245 | 0.0083907 | 4 | 394879.3944 | 910059.2109 | 8050.1506 | 18552.788 | 108.7692 | 0 | 316.0002 | 181553.4287 | 11927.356 | 149381.6939 | 91350.3606 | 0 | 91156.9605 | 0 | 204894.2219 | 533092.7359 | 363846.7462 | 1627203.5038 | 961560.8286 | 10664466.8222 | 10664466.8222 | 1478867.319 | 5147507.7987 | 0 | 13253231.1546 | 30544073.0946 | 421.6965 | 0.033563 | 394879.3944 | 910059.2109 | 8050.1506 | 18552.788
1 | 3300 | 707 | 0.035 | 15 | 15 | 7 | 5.6234e-13 | 5spot_SharedNeighbor | Water | Porous | Wet | R600a | MinimizeLCOE_Brownfield | IgnoreSilica | 2019 | 2.4682 | 0.49988 | 0.015848 | 4 | 216275.705 | 489042.596 | 4409.0728 | 9969.7948 | 113.002 | 0 | 435.8214 | 237474.9337 | 16018.0366 | 196971.2198 | 116242.9853 | 0 | 106084.7496 | 0 | 262388.8507 | 682681.9662 | 465944.4697 | 2083807.2115 | 961560.8286 | 10664466.8222 | 10664466.8222 | 1478867.319 | 5147507.7987 | 0 | 13709834.8623 | 31000676.8023 | 562.3413 | 0.063391 | 216275.705 | 489042.596 | 4409.0728 | 9969.7948
1 | 3300 | 707 | 0.035 | 15 | 15 | 7 | 7.4989e-13 | 5spot_SharedNeighbor | Water | Porous | Wet | R600a | MinimizeLCOE_Brownfield | IgnoreSilica | 2019 | 3.2656 | 0.69765 | 0.026337 | 4 | 135531.9402 | 299662.5487 | 2763.0019 | 6109.0264 | 116.3725 | 0 | 586.6443 | 305422.731 | 21040.3895 | 256559.1222 | 149367.0358 | 0 | 123853.1442 | 0 | 333934.5448 | 868829.1863 | 592993.7723 | 2651999.9261 | 961560.8286 | 10664466.8222 | 10664466.8222 | 1478867.319 | 5147507.7987 | 0 | 14278027.5769 | 31568869.5168 | 749.8942 | 0.10535 | 135531.9402 | 299662.5487 | 2763.0019 | 6109.0264
1 | 3300 | 707 | 0.035 | 15 | 15 | 7 | 1e-12 | 5spot_SharedNeighbor | Water | Porous | Wet | R600a | MinimizeLCOE_Brownfield | IgnoreSilica | 2019 | 4.3406 | 0.96676 | 0.04084 | 4 | 91818.8784 | 197663.1154 | 1871.852 | 4029.63 | 119.0618 | 0 | 79.5813 | 389282.9024 | 27273.3532 | 332438.7583 | 194258.7225 | 0 | 145974.0988 | 0 | 424798.8557 | 1105239.4844 | 754348.6585 | 3373614.8337 | 961560.8286 | 10664466.8222 | 10664466.8222 | 1478867.319 | 5147507.7987 | 0 | 14999642.4845 | 32290484.4245 | 1000 | 0.16336 | 91818.8784 | 197663.1154 | 1871.852 | 4029.63
1 | 3300 | 707 | 0.035 | 15 | 15 | 7 | 1.3335e-12 | 5spot_SharedNeighbor | Water | Porous | Wet | R600a | MinimizeLCOE_Brownfield | IgnoreSilica | 2019 | 5.7562 | 1.3231 | 0.060509 | 4 | 65662.6183 | 137102.1613 | 1338.6213 | 2795.013 | 121.1236 | 0 | 90.0536 | 490210.7669 | 34790.5225 | 426684.3465 | 253686.3819 | 0 | 172170.5211 | 0 | 537241.5902 | 1397792.4142 | 954022.0444 | 4266598.5876 | 961560.8286 | 10664466.8222 | 10664466.8222 | 1478867.319 | 5147507.7987 | 0 | 15892626.2384 | 33183468.1784 | 1333.5214 | 0.24203 | 65662.6183 | 137102.1613 | 1338.6213 | 2795.013
1 | 3300 | 707 | 0.035 | 15 | 15 | 7 | 1.7783e-12 | 5spot_SharedNeighbor | Water | Porous | Wet | R600a | MinimizeLCOE_Brownfield | IgnoreSilica | 2019 | 7.6588 | 1.8009 | 0.086651 | 4 | 49091.9157 | 98978.2564 | 1000.8051 | 2017.8056 | 122.6502 | 0 | 94.024 | 613114.3083 | 43915.2791 | 545461.6638 | 332868.2716 | 0 | 204718.4727 | 0 | 678630.4182 | 1765657.1419 | 1205097.28 | 5389462.8355 | 961560.8286 | 10664466.8222 | 10664466.8222 | 1478867.319 | 5147507.7987 | 0 | 17015490.4863 | 34306332.4263 | 1778.2794 | 0.3466 | 49091.9157 | 98978.2564 | 1000.8051 | 2017.8056
1 | 3300 | 707 | 0.035 | 15 | 15 | 7 | 2.3714e-12 | 5spot_SharedNeighbor | Water | Porous | Wet | R600a | MinimizeLCOE_Brownfield | IgnoreSilica | 2019 | 10.199 | 2.4461 | 0.12277 | 4 | 37554.7835 | 72765.4942 | 765.6051 | 1483.423 | 123.9877 | 0 | 103.2752 | 765268.7426 | 55250.0964 | 696240.1627 | 439585.2878 | 0 | 244286.824 | 0 | 858246.1343 | 2232980.3909 | 1524055 | 6815912.6387 | 961560.8286 | 10664466.8222 | 10664466.8222 | 1478867.319 | 5147507.7987 | 0 | 18441940.2895 | 35732782.2294 | 2371.3737 | 0.49107 | 37554.7835 | 72765.4942 | 765.6051 | 1483.423
1 | 3300 | 707 | 0.035 | 15 | 15 | 7 | 3.1623e-12 | 5spot_SharedNeighbor | Water | Porous | Wet | R600a | MinimizeLCOE_Brownfield | IgnoreSilica | 2019 | 13.1226 | 3.187 | 0.16848 | 4 | 29632.1831 | 55288.7475 | 604.0921 | 1127.1359 | 124.8304 | 0 | 107.3572 | 925480.8782 | 67135.0242 | 859859.0202 | 562492.165 | 0 | 279071.4647 | 0 | 1050675.0354 | 2733640.919 | 1865766.0979 | 8344120.6045 | 961560.8286 | 10664466.8222 | 10664466.8222 | 1478867.319 | 5147507.7987 | 0 | 19970148.2554 | 37260990.1953 | 3162.2777 | 0.67393 | 29632.1831 | 55288.7475 | 604.0921 | 1127.1359
1 | 3300 | 707 | 0.035 | 15 | 15 | 7 | 4.217e-12 | 5spot_SharedNeighbor | Water | Porous | Wet | R600a | MinimizeLCOE_Brownfield | IgnoreSilica | 2019 | 16.787 | 4.1166 | 0.22797 | 4 | 23894.9989 | 42856.8267 | 487.1319 | 873.6944 | 125.4782 | 0 | 105.3084 | 1111679.8291 | 80921.0979 | 1054767.3795 | 717171.9951 | 0 | 316836.5406 | 0 | 1279736.9684 | 3329613.0817 | 2272529.345 | 10163256.2372 | 961560.8286 | 10664466.8222 | 10664466.8222 | 1478867.319 | 5147507.7987 | 0 | 21789283.8881 | 39080125.828 | 4216.965 | 0.91188 | 23894.9989 | 42856.8267 | 487.1319 | 873.6944
1 | 3300 | 707 | 0.035 | 15 | 15 | 7 | 5.6234e-12 | 5spot_SharedNeighbor | Water | Porous | Wet | R600a | MinimizeLCOE_Brownfield | IgnoreSilica | 2019 | 21.3197 | 5.2673 | 0.30447 | 4 | 19648.0162 | 33845.6293 | 400.5514 | 689.9889 | 125.9753 | 0 | 88.7093 | 1325700.1461 | 96726.3366 | 1284226.7384 | 908783.4226 | 0 | 356693.6079 | 0 | 1549130.7981 | 4030520.5663 | 2750913.1054 | 12302694.7215 | 961560.8286 | 10664466.8222 | 10664466.8222 | 1478867.319 | 5147507.7987 | 0 | 23928722.3723 | 41219564.3123 | 5623.4133 | 1.2179 | 19648.0162 | 33845.6293 | 400.5514 | 689.9889
1 | 3300 | 707 | 0.035 | 15 | 15 | 7 | 7.4989e-12 | 5spot_SharedNeighbor | Water | Porous | Wet | R600a | MinimizeLCOE_Brownfield | IgnoreSilica | 2019 | 26.8808 | 6.6789 | 0.40172 | 4 | 16446.4498 | 27207.015 | 335.2831 | 554.6518 | 126.3591 | 0 | 118.7693 | 1570152.2278 | 114724.2179 | 1552441.0131 | 1143363.6761 | 0 | 398164.9628 | 0 | 1863749.9781 | 4849095.1353 | 3309607.0688 | 14801298.2798 | 961560.8286 | 10664466.8222 | 10664466.8222 | 1478867.319 | 5147507.7987 | 0 | 26427325.9306 | 43718167.8705 | 7498.9421 | 1.6069 | 16446.4498 | 27207.015 | 335.2831 | 554.6518
1 | 3300 | 707 | 0.035 | 15 | 15 | 7 | 1e-11 | 5spot_SharedNeighbor | Water | Porous | Wet | R600a | MinimizeLCOE_Brownfield | IgnoreSilica | 2019 | 33.6897 | 8.4076 | 0.52443 | 4 | 13992.3337 | 22234.9845 | 285.2526 | 453.2902 | 126.6591 | 0 | 117.814 | 1849725.0832 | 135249.9375 | 1865947.2435 | 1430603.8175 | 0 | 441636.8538 | 0 | 2232033.5449 | 5807293.4307 | 3963597.0944 | 17726087.0055 | 961560.8286 | 10664466.8222 | 10664466.8222 | 1478867.319 | 5147507.7987 | 0 | 29352114.6563 | 46642956.5963 | 10000 | 2.0977 | 13992.3337 | 22234.9845 | 285.2526 | 453.2902
1 | 3300 | 707 | 0.035 | 15 | 15 | 7 | 1.3335e-11 | 5spot_SharedNeighbor | Water | Porous | Wet | R600a | MinimizeLCOE_Brownfield | IgnoreSilica | 2019 | 41.8675 | 10.4841 | 0.67662 | 4 | 12088.2738 | 18476.9699 | 246.4358 | 376.678 | 126.8912 | 0 | 117.9138 | 2164182.2872 | 158271.2652 | 2225968.3424 | 1775631.6888 | 0 | 485390.5983 | 0 | 2655683.231 | 6909543.0114 | 4715905.0822 | 21090575.5066 | 961560.8286 | 10664466.8222 | 10664466.8222 | 1478867.319 | 5147507.7987 | 0 | 32716603.1574 | 50007445.0974 | 13335.2143 | 2.7065 | 12088.2738 | 18476.9699 | 246.4358 | 376.678
1 | 3300 | 707 | 0.035 | 15 | 15 | 7 | 1.7783e-11 | 5spot_SharedNeighbor | Water | Porous | Wet | R600a | MinimizeLCOE_Brownfield | IgnoreSilica | 2019 | 51.3534 | 12.8913 | 0.85983 | 4 | 10599.989 | 15627.3701 | 216.0951 | 318.5851 | 127.0603 | 0 | 130.0563 | 2506656.7651 | 183264.9452 | 2625903.4159 | 2175568.9069 | 0 | 525667.8201 | 0 | 3126654.1227 | 8134912.6623 | 5552245.0478 | 24830873.6859 | 961560.8286 | 10664466.8222 | 10664466.8222 | 1478867.319 | 5147507.7987 | 0 | 36456901.3367 | 53747743.2766 | 17782.7941 | 3.4393 | 10599.989 | 15627.3701 | 216.0951 | 318.5851
1 | 3300 | 707 | 0.035 | 15 | 15 | 7 | 2.3714e-11 | 5spot_SharedNeighbor | Water | Porous | Wet | R600a | MinimizeLCOE_Brownfield | IgnoreSilica | 2019 | 61.8675 | 15.553 | 1.0713 | 4 | 9434.6686 | 13469.5127 | 192.3385 | 274.5942 | 127.16 | 0 | 129.3226 | 2863936.7955 | 209235.6404 | 3051142.2594 | 2618080.023 | 0 | 557817.995 | 0 | 3627082.9582 | 9436925.8401 | 6440895.7953 | 28805117.3068 | 961560.8286 | 10664466.8222 | 10664466.8222 | 1478867.319 | 5147507.7987 | 0 | 40431144.9577 | 57721986.8976 | 23713.7371 | 4.2854 | 9434.6686 | 13469.5127 | 192.3385 | 274.5942
1 | 3300 | 707 | 0.035 | 15 | 15 | 7 | 3.1623e-11 | 5spot_SharedNeighbor | Water | Porous | Wet | R600a | MinimizeLCOE_Brownfield | IgnoreSilica | 2019 | 72.8756 | 18.326 | 1.3026 | 4 | 8525.129 | 11843.6395 | 173.7963 | 241.4486 | 127.1816 | 0 | 160.7113 | 3216899.6177 | 234758.1893 | 3479039.944 | 3080143.582 | 0 | 577085.8985 | 0 | 4129291.6203 | 10743569.7619 | 7332707.1208 | 32793495.7347 | 961560.8286 | 10664466.8222 | 10664466.8222 | 1478867.319 | 5147507.7987 | 0 | 44419523.3855 | 61710365.3254 | 31622.7766 | 5.2104 | 8525.129 | 11843.6395 | 173.7963 | 241.4486
1 | 3300 | 707 | 0.035 | 15 | 15 | 7 | 4.217e-11 | 5spot_SharedNeighbor | Water | Porous | Wet | R600a | MinimizeLCOE_Brownfield | IgnoreSilica | 2019 | 83.7498 | 21.0444 | 1.541 | 4 | 7819.229 | 10624.4243 | 159.4056 | 216.5933 | 127.1284 | 0 | 147.9308 | 3546939.0386 | 258467.3086 | 3886251.0496 | 3534704.6489 | 0 | 581078.1029 | 0 | 4604901.6579 | 11981009.5188 | 8177285.1817 | 36570636.507 | 961560.8286 | 10664466.8222 | 10664466.8222 | 1478867.319 | 5147507.7987 | 0 | 48196664.1578 | 65487506.0977 | 42169.6503 | 6.1639 | 7819.229 | 10624.4243 | 159.4056 | 216.5933
1 | 3300 | 707 | 0.035 | 15 | 15 | 7 | 5.6234e-11 | 5spot_SharedNeighbor | Water | Porous | Wet | R600a | MinimizeLCOE_Brownfield | IgnoreSilica | 2019 | 94.0003 | 23.5823 | 1.7739 | 4 | 7274.5467 | 9711.4115 | 148.3015 | 197.9803 | 127.017 | 0 | 176.7525 | 3842682.8247 | 279555.2778 | 4257196.6438 | 3960974.4916 | 0 | 571261.6411 | 0 | 5035551.6428 | 13101472.441 | 8942024.1493 | 39990719.1121 | 961560.8286 | 10664466.8222 | 10664466.8222 | 1478867.319 | 5147507.7987 | 0 | 51616746.763 | 68907588.7029 | 56234.1325 | 7.0955 | 7274.5467 | 9711.4115 | 148.3015 | 197.9803
1 | 3300 | 707 | 0.035 | 15 | 15 | 7 | 7.4989e-11 | 5spot_SharedNeighbor | Water | Porous | Wet | R600a | MinimizeLCOE_Brownfield | IgnoreSilica | 2019 | 103.2085 | 25.8371 | 1.9898 | 4 | 6856.4239 | 9028.8614 | 139.7775 | 184.0656 | 126.8712 | 0 | 217.7549 | 4096444.8824 | 297508.4251 | 4580293.7584 | 4341101.743 | 0 | 550338.3612 | 0 | 5407617.9963 | 14069512.7714 | 9602731.566 | 42945549.5037 | 961560.8286 | 10664466.8222 | 10664466.8222 | 1478867.319 | 5147507.7987 | 0 | 54571577.1545 | 71862419.0944 | 74989.4209 | 7.9592 | 6856.4239 | 9028.8614 | 139.7775 | 184.0656
1 | 3300 | 707 | 0.035 | 15 | 15 | 7 | 1e-10 | 5spot_SharedNeighbor | Water | Porous | Wet | R600a | MinimizeLCOE_Brownfield | IgnoreSilica | 2019 | 111.1498 | 27.7607 | 2.1811 | 4 | 6536.7884 | 8518.6378 | 133.2613 | 173.664 | 126.7136 | 0 | 184.2799 | 4306802.0583 | 312278.5928 | 4851665.5966 | 4666769.2531 | 0 | 522192.0444 | 0 | 5717285.9426 | 14875205.246 | 10152633.2353 | 45404831.969 | 961560.8286 | 10664466.8222 | 10664466.8222 | 1478867.319 | 5147507.7987 | 0 | 57030859.6198 | 74321701.5597 | 100000 | 8.7246 | 6536.7884 | 8518.6378 | 133.2613 | 173.664
1 | 3300 | 707 | 0.035 | 15 | 15 | 7 | 1.3335e-10 | 5spot_SharedNeighbor | Water | Porous | Wet | R600a | MinimizeLCOE_Brownfield | IgnoreSilica | 2019 | 117.7735 | 29.3493 | 2.3445 | 4 | 6293.2782 | 8137.064 | 128.297 | 165.8851 | 126.5614 | 0 | 190.9219 | 4476516.6724 | 324112.9666 | 5073064.7495 | 4936803.6061 | 0 | 490708.3439 | 0 | 5967470.472 | 15526134.0716 | 10596905.534 | 47391716.4162 | 961560.8286 | 10664466.8222 | 10664466.8222 | 1478867.319 | 5147507.7987 | 0 | 59017744.067 | 76308586.0069 | 133352.1432 | 9.3779 | 6293.2782 | 8137.064 | 128.297 | 165.8851
1 | 3300 | 707 | 0.035 | 15 | 15 | 7 | 1.7783e-10 | 5spot_SharedNeighbor | Water | Porous | Wet | R600a | MinimizeLCOE_Brownfield | IgnoreSilica | 2019 | 123.165 | 30.6311 | 2.4799 | 4 | 6108.2759 | 7851.4029 | 124.5255 | 160.0615 | 126.4243 | 0 | 212.7149 | 4610936.1531 | 333429.6346 | 5250052.9453 | 5155476.2994 | 0 | 459157.1359 | 0 | 6165530.3456 | 16041445.2351 | 10948615.9917 | 48964643.7406 | 961560.8286 | 10664466.8222 | 10664466.8222 | 1478867.319 | 5147507.7987 | 0 | 60590671.3914 | 77881513.3314 | 177827.941 | 9.9194 | 6108.2759 | 7851.4029 | 124.5255 | 160.0615
1 | 3300 | 707 | 0.035 | 15 | 15 | 7 | 2.3714e-10 | 5spot_SharedNeighbor | Water | Porous | Wet | R600a | MinimizeLCOE_Brownfield | IgnoreSilica | 2019 | 127.4445 | 31.641 | 2.5892 | 4 | 5968.0373 | 7637.5845 | 121.6665 | 155.7025 | 126.3074 | 0 | 186.8887 | 4715313.1824 | 340627.1966 | 5388522.3181 | 5328301.7679 | 0 | 429518.4508 | 0 | 6318890.3372 | 16440456.4747 | 11220949.3616 | 50182579.0893 | 961560.8286 | 10664466.8222 | 10664466.8222 | 1478867.319 | 5147507.7987 | 0 | 61808606.7401 | 79099448.6801 | 237137.3706 | 10.3566 | 5968.0373 | 7637.5845 | 121.6665 | 155.7025
1 | 3300 | 707 | 0.035 | 15 | 15 | 7 | 3.1623e-10 | 5spot_SharedNeighbor | Water | Porous | Wet | R600a | MinimizeLCOE_Brownfield | IgnoreSilica | 2019 | 130.7741 | 32.422 | 2.6755 | 4 | 5861.9247 | 7477.5594 | 119.5033 | 152.4402 | 126.2117 | 0 | 220.8388 | 4795125.6489 | 346107.9333 | 5495037.5703 | 5462291.1988 | 0 | 402975.9147 | 0 | 6435599.9237 | 16744110.8785 | 11428199.7317 | 51109448.8 | 961560.8286 | 10664466.8222 | 10664466.8222 | 1478867.319 | 5147507.7987 | 0 | 62735476.4508 | 80026318.3907 | 316227.766 | 10.7022 | 5861.9247 | 7477.5594 | 119.5033 | 152.4402
1 | 3300 | 707 | 0.035 | 15 | 15 | 7 | 4.217e-10 | 5spot_SharedNeighbor | Water | Porous | Wet | R600a | MinimizeLCOE_Brownfield | IgnoreSilica | 2019 | 131.028 | 32.4812 | 2.7113 | 4 | 5779.4521 | 7373.7941 | 117.8219 | 150.3248 | 126.2037 | 0 | 908.6066 | 4801122.712 | 346517.6893 | 5503085.5213 | 5472467.3158 | 0 | 360076.5143 | 0 | 6428475.2036 | 16725573.8182 | 11415547.8071 | 51052866.5817 | 961560.8286 | 10664466.8222 | 10664466.8222 | 1478867.319 | 5147507.7987 | 0 | 62678894.2325 | 79969736.1724 | 421696.5034 | 10.8451 | 5779.4521 | 7373.7941 | 117.8219 | 150.3248
1 | 3300 | 707 | 0.035 | 15 | 15 | 7 | 5.6234e-10 | 5spot_SharedNeighbor | Water | Porous | Wet | R600a | MinimizeLCOE_Brownfield | IgnoreSilica | 2019 | 137.642 | 34.0302 | 2.8303 | 4 | 5717.2134 | 7244.4909 | 116.5531 | 147.6887 | 126.0229 | 0 | 197.0597 | 4957652.1412 | 357255.6722 | 5712782.1782 | 5738398.5104 | 0 | 378307.5095 | 0 | 6686314.4445 | 17396418.6329 | 11873413.1776 | 53100542.2666 | 961560.8286 | 10664466.8222 | 10664466.8222 | 1478867.319 | 5147507.7987 | 0 | 64726569.9174 | 82017411.8573 | 562341.3252 | 11.3213 | 5717.2134 | 7244.4909 | 116.5531 | 147.6887
1 | 3300 | 707 | 0.035 | 15 | 15 | 7 | 7.4989e-10 | 5spot_SharedNeighbor | Water | Porous | Wet | R600a | MinimizeLCOE_Brownfield | IgnoreSilica | 2019 | 139.2519 | 34.4061 | 2.8724 | 4 | 5671.4408 | 7176.3448 | 115.62 | 146.2995 | 125.9794 | 0 | 198.6677 | 4995265.2888 | 359830.5165 | 5763379.1137 | 5802861.6814 | 0 | 363951.7439 | 0 | 6741262.4543 | 17539382.083 | 11970988.6699 | 53536921.5515 | 961560.8286 | 10664466.8222 | 10664466.8222 | 1478867.319 | 5147507.7987 | 0 | 65162949.2023 | 82453791.1422 | 749894.2093 | 11.4897 | 5671.4408 | 7176.3448 | 115.62 | 146.2995
1 | 3300 | 707 | 0.035 | 15 | 15 | 7 | 1e-09 | 5spot_SharedNeighbor | Water | Porous | Wet | R600a | MinimizeLCOE_Brownfield | IgnoreSilica | 2019 | 140.4628 | 34.688 | 2.9044 | 4 | 5636.9716 | 7125.3256 | 114.9173 | 145.2594 | 125.9464 | 0 | 206.2923 | 5023371.7541 | 361751.3826 | 5801272.5892 | 5851147.4085 | 0 | 352402.0114 | 0 | 6782078.6068 | 17645577.3394 | 12043469.1145 | 53861070.2065 | 961560.8286 | 10664466.8222 | 10664466.8222 | 1478867.319 | 5147507.7987 | 0 | 65487097.8573 | 82777939.7973 | 1000000 | 11.6174 | 5636.9716 | 7125.3256 | 114.9173 | 145.2594
1 | 3300 | 707 | 0.035 | 15 | 15 | 7 | 1.3335e-09 | 5spot_SharedNeighbor | Water | Porous | Wet | R600a | MinimizeLCOE_Brownfield | IgnoreSilica | 2019 | 141.364 | 34.8976 | 2.9284 | 4 | 5611.0394 | 7087.1657 | 114.3886 | 144.4815 | 125.9216 | 0 | 220.0589 | 5044201.0815 | 363173.5107 | 5829395.3886 | 5887048.0691 | 0 | 343198.4124 | 0 | 6812136.4203 | 17723781.6044 | 12096845.1323 | 54099779.6193 | 961560.8286 | 10664466.8222 | 10664466.8222 | 1478867.319 | 5147507.7987 | 0 | 65725807.2701 | 83016649.2101 | 1333521.4322 | 11.7137 | 5611.0394 | 7087.1657 | 114.3886 | 144.4815
1 | 3300 | 707 | 0.035 | 15 | 15 | 7 | 1.7783e-09 | 5spot_SharedNeighbor | Water | Porous | Wet | R600a | MinimizeLCOE_Brownfield | IgnoreSilica | 2019 | 142.0387 | 35.0543 | 2.9466 | 4 | 5591.5435 | 7058.581 | 113.9912 | 143.8987 | 125.9029 | 0 | 228.8609 | 5059747.4509 | 364234.1616 | 5850407.9236 | 5913908.2336 | 0 | 335999.4406 | 0 | 6834475.912 | 17781904.3793 | 12136515.1205 | 54277192.6221 | 961560.8286 | 10664466.8222 | 10664466.8222 | 1478867.319 | 5147507.7987 | 0 | 65903220.2729 | 83194062.2129 | 1778279.41 | 11.7862 | 5591.5435 | 7058.581 | 113.9912 | 143.8987
1 | 3300 | 707 | 0.035 | 15 | 15 | 7 | 2.3714e-09 | 5spot_SharedNeighbor | Water | Porous | Wet | R600a | MinimizeLCOE_Brownfield | IgnoreSilica | 2019 | 142.5575 | 35.1747 | 2.9604 | 4 | 5576.8949 | 7037.0665 | 113.6925 | 143.4601 | 125.8884 | 0 | 223.4386 | 5071672.8475 | 365047.3236 | 5866539.3138 | 5934549.819 | 0 | 330533.3828 | 0 | 6851653.6478 | 17826597.3241 | 12167018.9736 | 54413612.6321 | 961560.8286 | 10664466.8222 | 10664466.8222 | 1478867.319 | 5147507.7987 | 0 | 66039640.2829 | 83330482.2228 | 2371373.7057 | 11.8417 | 5576.8949 | 7037.0665 | 113.6925 | 143.4601
1 | 3300 | 707 | 0.035 | 15 | 15 | 7 | 3.1623e-09 | 5spot_SharedNeighbor | Water | Porous | Wet | R600a | MinimizeLCOE_Brownfield | IgnoreSilica | 2019 | 142.9324 | 35.2617 | 2.9706 | 4 | 5565.8932 | 7021.0392 | 113.4683 | 143.1334 | 125.8779 | 0 | 215.9652 | 5080275.0033 | 365633.6278 | 5878182.6128 | 5949459.9044 | 0 | 326223.9694 | 0 | 6863912.2959 | 17858491.812 | 12188787.617 | 54510966.8428 | 961560.8286 | 10664466.8222 | 10664466.8222 | 1478867.319 | 5147507.7987 | 0 | 66136994.4936 | 83427836.4335 | 3162277.6602 | 11.8825 | 5565.8932 | 7021.0392 | 113.4683 | 143.1334
1 | 3300 | 707 | 0.035 | 15 | 15 | 7 | 4.217e-09 | 5spot_SharedNeighbor | Water | Porous | Wet | R600a | MinimizeLCOE_Brownfield | IgnoreSilica | 2019 | 143.2297 | 35.3306 | 2.9786 | 4 | 5557.6335 | 7008.91 | 113.2999 | 142.8861 | 125.8696 | 0 | 206.0986 | 5087087.4022 | 366097.8084 | 5887407.4724 | 5961279.6636 | 0 | 323063.6896 | 0 | 6873725.0541 | 17884022.596 | 12206212.9017 | 54588896.588 | 961560.8286 | 10664466.8222 | 10664466.8222 | 1478867.319 | 5147507.7987 | 0 | 66214924.2388 | 83505766.1787 | 4216965.0343 | 11.9142 | 5557.6335 | 7008.91 | 113.2999 | 142.8861
1 | 3300 | 707 | 0.035 | 15 | 15 | 7 | 5.6234e-09 | 5spot_SharedNeighbor | Water | Porous | Wet | R600a | MinimizeLCOE_Brownfield | IgnoreSilica | 2019 | 143.442 | 35.3798 | 2.9844 | 4 | 5551.4341 | 6999.891 | 113.1735 | 142.7022 | 125.8636 | 0 | 209.9937 | 5091946.2746 | 366428.7947 | 5893989.4001 | 5969716.7567 | 0 | 320576.6968 | 0 | 6880636.5899 | 17902004.9943 | 12218486.2581 | 54643785.7652 | 961560.8286 | 10664466.8222 | 10664466.8222 | 1478867.319 | 5147507.7987 | 0 | 66269813.416 | 83560655.3559 | 5623413.2519 | 11.9374 | 5551.4341 | 6999.891 | 113.1735 | 142.7022
1 | 3300 | 707 | 0.035 | 15 | 15 | 7 | 7.4989e-09 | 5spot_SharedNeighbor | Water | Porous | Wet | R600a | MinimizeLCOE_Brownfield | IgnoreSilica | 2019 | 143.5929 | 35.4148 | 2.9886 | 4 | 5546.782 | 6993.1857 | 113.0787 | 142.5655 | 125.8594 | 0 | 189.8263 | 5095399.2362 | 366663.9646 | 5898668.1075 | 5975716.0932 | 0 | 318628.0302 | 0 | 6885479.4183 | 17914605.0405 | 12227086.0485 | 54682245.939 | 961560.8286 | 10664466.8222 | 10664466.8222 | 1478867.319 | 5147507.7987 | 0 | 66308273.5898 | 83599115.5297 | 7498942.0933 | 11.9544 | 5546.782 | 6993.1857 | 113.0787 | 142.5655
1 | 3300 | 707 | 0.035 | 15 | 15 | 7 | 1e-08 | 5spot_SharedNeighbor | Water | Porous | Wet | R600a | MinimizeLCOE_Brownfield | IgnoreSilica | 2019 | 143.7218 | 35.4446 | 2.992 | 4 | 5543.2917 | 6988.0484 | 113.0075 | 142.4608 | 125.8558 | 0 | 215.4761 | 5098346.546 | 366864.6806 | 5902662.229 | 5980838.7172 | 0 | 317280.7475 | 0 | 6889737.2389 | 17925683.0162 | 12234646.9945 | 54716060.1699 | 961560.8286 | 10664466.8222 | 10664466.8222 | 1478867.319 | 5147507.7987 | 0 | 66342087.8207 | 83632929.7607 | 10000000 | 11.968 | 5543.2917 | 6988.0484 | 113.0075 | 142.4608
1 | 3400 | 707 | 0.035 | 15 | 15 | 7 | 1e-13 | 5spot_SharedNeighbor | Water | Porous | Wet | R600a | MinimizeLCOE_Brownfield | IgnoreSilica | 2019 | 0 | 0 | 0 | 0 |  |  |  |  | 15 |  | 24.4888 | [19 empty] | 100 | 0
1 | 3400 | 707 | 0.035 | 15 | 15 | 7 | 1.3335e-13 | 5spot_SharedNeighbor | Water | Porous | Wet | R600a | MinimizeLCOE_Brownfield | IgnoreSilica | 2019 | 0 | 0 | 0 | 0 |  |  |  |  | 15 |  | 26.2993 | [19 empty] | 133.3521 | 0
1 | 3400 | 707 | 0.035 | 15 | 15 | 7 | 1.7783e-13 | 5spot_SharedNeighbor | Water | Porous | Wet | R600a | MinimizeLCOE_Brownfield | IgnoreSilica | 2019 | 0 | 0 | 0 | 0 |  |  |  |  | 15 |  | 26.2815 | [19 empty] | 177.8279 | 0
1 | 3400 | 707 | 0.035 | 15 | 15 | 7 | 2.3714e-13 | 5spot_SharedNeighbor | Water | Porous | Wet | R600a | MinimizeLCOE_Brownfield | IgnoreSilica | 2019 | 0.95256 | 0.14358 | 0.0010424 | 4 | 3093277.8064 | 7374134.0008 | 63060.6521 | 150331.6959 | 95.9702 | 0 | 41.6863 | 89398.5457 | 5422.2018 | 73511.3196 | 55040.303 | 0 | 58392.6719 | 0 | 109888.3664 | 285906.9881 | 195137.3942 | 872697.7907 | 961560.8286 | 11063974.3309 | 11063974.3309 | 1478867.319 | 5307310.8022 | 0 | 12898232.9503 | 30748385.4025 | 237.1374 | 0.0041698 | 3093277.8064 | 7374134.0008 | 63060.6521 | 150331.6959
1 | 3400 | 707 | 0.035 | 15 | 15 | 7 | 3.1623e-13 | 5spot_SharedNeighbor | Water | Porous | Wet | R600a | MinimizeLCOE_Brownfield | IgnoreSilica | 2019 | 1.4371 | 0.25905 | 0.0049027 | 4 | 680135.4014 | 1590347.6383 | 13865.4801 | 32421.3877 | 105.9678 | 0 | 63.8265 | 144095.8411 | 9295.8036 | 117005.2444 | 74777.6575 | 0 | 78615.5674 | 0 | 165278.1444 | 430019.8286 | 293497.3691 | 1312585.4561 | 961560.8286 | 11063974.3309 | 11063974.3309 | 1478867.319 | 5307310.8022 | 0 | 13338120.6157 | 31188273.0679 | 316.2278 | 0.019611 | 680135.4014 | 1590347.6383 | 13865.4801 | 32421.3877
1 | 3400 | 707 | 0.035 | 15 | 15 | 7 | 4.217e-13 | 5spot_SharedNeighbor | Water | Porous | Wet | R600a | MinimizeLCOE_Brownfield | IgnoreSilica | 2019 | 1.9042 | 0.37589 | 0.010922 | 4 | 314155.6998 | 722746.1342 | 6404.4889 | 14734.1575 | 111.4117 | 0 | 327.4492 | 193006.3522 | 12878.712 | 156979.1804 | 94321.9215 | 0 | 91374.8808 | 0 | 213938.8083 | 556624.8944 | 379907.9279 | 1699032.6777 | 961560.8286 | 11063974.3309 | 11063974.3309 | 1478867.319 | 5307310.8022 | 0 | 13724567.8372 | 31574720.2895 | 421.6965 | 0.043687 | 314155.6998 | 722746.1342 | 6404.4889 | 14734.1575
1 | 3400 | 707 | 0.035 | 15 | 15 | 7 | 5.6234e-13 | 5spot_SharedNeighbor | Water | Porous | Wet | R600a | MinimizeLCOE_Brownfield | IgnoreSilica | 2019 | 2.5266 | 0.53524 | 0.019666 | 4 | 180653.198 | 407572.526 | 3682.8598 | 8308.9172 | 115.8367 | 0 | 450.7044 | 253241.7505 | 17369.3631 | 207625.853 | 120588.3702 | 0 | 106698.1775 | 0 | 275154.1706 | 715894.71 | 488612.8497 | 2185185.2446 | 961560.8286 | 11063974.3309 | 11063974.3309 | 1478867.319 | 5307310.8022 | 0 | 14210720.4042 | 32060872.8564 | 562.3413 | 0.078663 | 180653.198 | 407572.526 | 3682.8598 | 8308.9172
1 | 3400 | 707 | 0.035 | 15 | 15 | 7 | 7.4989e-13 | 5spot_SharedNeighbor | Water | Porous | Wet | R600a | MinimizeLCOE_Brownfield | IgnoreSilica | 2019 | 3.3434 | 0.74768 | 0.031926 | 4 | 115982.8351 | 255759.8947 | 2364.467 | 5214.0114 | 119.3251 | 0 | 606.36 | 325969.0232 | 22852.9191 | 270614.4069 | 155455.3066 | 0 | 124611.3593 | 0 | 350806.1759 | 912725.7094 | 622954.0513 | 2785988.9516 | 961560.8286 | 11063974.3309 | 11063974.3309 | 1478867.319 | 5307310.8022 | 0 | 14811524.1111 | 32661676.5633 | 749.8942 | 0.1277 | 115982.8351 | 255759.8947 | 2364.467 | 5214.0114
1 | 3400 | 707 | 0.035 | 15 | 15 | 7 | 1e-12 | 5spot_SharedNeighbor | Water | Porous | Wet | R600a | MinimizeLCOE_Brownfield | IgnoreSilica | 2019 | 4.4332 | 1.0339 | 0.048824 | 4 | 79707.9779 | 171108.3209 | 1624.9549 | 3488.2746 | 122.0859 | 0 | 77.8364 | 414907.2194 | 29599.5916 | 350052.355 | 202326.7558 | 0 | 146430.5922 | 0 | 445893.4405 | 1160123.2667 | 791807.9677 | 3541141.1889 | 961560.8286 | 11063974.3309 | 11063974.3309 | 1478867.319 | 5307310.8022 | 0 | 15566676.3485 | 33416828.8007 | 1000 | 0.1953 | 79707.9779 | 171108.3209 | 1624.9549 | 3488.2746
1 | 3400 | 707 | 0.035 | 15 | 15 | 7 | 1.3335e-12 | 5spot_SharedNeighbor | Water | Porous | Wet | R600a | MinimizeLCOE_Brownfield | IgnoreSilica | 2019 | 5.8754 | 1.414 | 0.071596 | 4 | 57622.353 | 119951.475 | 1174.7096 | 2445.3731 | 124.2173 | 0 | 72.9913 | 522155.7713 | 37744.0075 | 449011.5277 | 263901.1976 | 0 | 172554.2018 | 0 | 563693.0153 | 1466613.5964 | 1000993.9155 | 4476667.233 | 961560.8286 | 11063974.3309 | 11063974.3309 | 1478867.319 | 5307310.8022 | 0 | 16502202.3926 | 34352354.8448 | 1333.5214 | 0.28639 | 57622.353 | 119951.475 | 1174.7096 | 2445.3731
1 | 3400 | 707 | 0.035 | 15 | 15 | 7 | 1.7783e-12 | 5spot_SharedNeighbor | Water | Porous | Wet | R600a | MinimizeLCOE_Brownfield | IgnoreSilica | 2019 | 7.822 | 1.9272 | 0.10217 | 4 | 43291.4565 | 86967.7841 | 882.5549 | 1772.9559 | 125.7905 | 0 | 103.495 | 653995.2737 | 47745.1653 | 574596.564 | 348054.9727 | 0 | 205398.01 | 0 | 713618.0944 | 1856687.8985 | 1267227.6418 | 5667323.6205 | 961560.8286 | 11063974.3309 | 11063974.3309 | 1478867.319 | 5307310.8022 | 0 | 17692858.78 | 35543011.2322 | 1778.2794 | 0.40869 | 43291.4565 | 86967.7841 | 882.5549 | 1772.9559
1 | 3400 | 707 | 0.035 | 15 | 15 | 7 | 2.3714e-12 | 5spot_SharedNeighbor | Water | Porous | Wet | R600a | MinimizeLCOE_Brownfield | IgnoreSilica | 2019 | 10.399 | 2.6152 | 0.1443 | 4 | 33248.8034 | 64173.4612 | 677.8218 | 1308.2628 | 127.1869 | 0 | 79.4637 | 816042.091 | 60083.7488 | 732845.582 | 460182.0493 | 0 | 244556.7176 | 0 | 902346.9736 | 2347721.7285 | 1602368.3205 | 7166147.2113 | 961560.8286 | 11063974.3309 | 11063974.3309 | 1478867.319 | 5307310.8022 | 0 | 19191682.3709 | 37041834.8231 | 2371.3737 | 0.57721 | 33248.8034 | 64173.4612 | 677.8218 | 1308.2628
1 | 3400 | 707 | 0.035 | 15 | 15 | 7 | 3.1623e-12 | 5spot_SharedNeighbor | Water | Porous | Wet | R600a | MinimizeLCOE_Brownfield | IgnoreSilica | 2019 | 13.8459 | 3.5316 | 0.19988 | 4 | 26356.7557 | 48682.7985 | 537.3181 | 992.4647 | 128.1657 | 0 | 92.4551 | 1012686.7579 | 74974.9023 | 931290.1985 | 609260.3022 | 0 | 292846.3806 | 0 | 1139212.8312 | 2963998.102 | 2022989.6087 | 9047259.0833 | 961560.8286 | 11063974.3309 | 11063974.3309 | 1478867.319 | 5307310.8022 | 0 | 21072794.2428 | 38922946.695 | 3162.2777 | 0.79952 | 26356.7557 | 48682.7985 | 537.3181 | 992.4647
1 | 3400 | 707 | 0.035 | 15 | 15 | 7 | 4.217e-12 | 5spot_SharedNeighbor | Water | Porous | Wet | R600a | MinimizeLCOE_Brownfield | IgnoreSilica | 2019 | 18.246 | 4.7026 | 0.27281 | 4 | 21387.2666 | 37745.1546 | 436.0084 | 769.486 | 128.8856 | 0 | 71.7823 | 1243093.2562 | 92370.7036 | 1170484.7406 | 799880.7464 | 0 | 346698.6523 | 0 | 1424485.9586 | 3706220.2621 | 2529571.4841 | 11312805.8038 | 961560.8286 | 11063974.3309 | 11063974.3309 | 1478867.319 | 5307310.8022 | 0 | 23338340.9634 | 41188493.4156 | 4216.965 | 1.0912 | 21387.2666 | 37745.1546 | 436.0084 | 769.486
1 | 3400 | 707 | 0.035 | 15 | 15 | 7 | 5.6234e-12 | 5spot_SharedNeighbor | Water | Porous | Wet | R600a | MinimizeLCOE_Brownfield | IgnoreSilica | 2019 | 23.1445 | 6.0067 | 0.36307 | 4 | 17698.36 | 29989.4547 | 360.805 | 611.3756 | 129.3689 | 0 | 69.5219 | 1480489.0791 | 110243.8843 | 1423170.4572 | 1012187.9895 | 0 | 389917.2669 | 0 | 1722243.384 | 4480924.0046 | 3058322.7069 | 13677498.7725 | 961560.8286 | 11063974.3309 | 11063974.3309 | 1478867.319 | 5307310.8022 | 0 | 25703033.9321 | 43553186.3843 | 5623.4133 | 1.4523 | 17698.36 | 29989.4547 | 360.805 | 611.3756
1 | 3400 | 707 | 0.035 | 15 | 15 | 7 | 7.4989e-12 | 5spot_SharedNeighbor | Water | Porous | Wet | R600a | MinimizeLCOE_Brownfield | IgnoreSilica | 2019 | 29.1419 | 7.6038 | 0.47761 | 4 | 14898.5475 | 24241.9454 | 303.727 | 494.2048 | 129.7423 | 0 | 101.6669 | 1751455.3239 | 130586.4039 | 1718149.1566 | 1272197.2445 | 0 | 434728.8045 | 0 | 2069775.604 | 5385131.5522 | 3675462.9377 | 16437487.0272 | 961560.8286 | 11063974.3309 | 11063974.3309 | 1478867.319 | 5307310.8022 | 0 | 28463022.1867 | 46313174.6389 | 7498.9421 | 1.9105 | 14898.5475 | 24241.9454 | 303.727 | 494.2048
1 | 3400 | 707 | 0.035 | 15 | 15 | 7 | 1e-11 | 5spot_SharedNeighbor | Water | Porous | Wet | R600a | MinimizeLCOE_Brownfield | IgnoreSilica | 2019 | 36.4398 | 9.5476 | 0.62144 | 4 | 12742.198 | 19923.1075 | 259.7669 | 406.1595 | 130.0333 | 0 | 117.9849 | 2059677.8771 | 153659.0054 | 2060952.1755 | 1588638.4853 | 0 | 480999.3665 | 0 | 2474131.4948 | 6437182.6353 | 4393509.4194 | 19648750.4592 | 961560.8286 | 11063974.3309 | 11063974.3309 | 1478867.319 | 5307310.8022 | 0 | 31674285.6188 | 49524438.071 | 10000 | 2.4858 | 12742.198 | 19923.1075 | 259.7669 | 406.1595
1 | 3400 | 707 | 0.035 | 15 | 15 | 7 | 1.3335e-11 | 5spot_SharedNeighbor | Water | Porous | Wet | R600a | MinimizeLCOE_Brownfield | IgnoreSilica | 2019 | 45.1512 | 11.8677 | 0.79873 | 4 | 11063.1888 | 16650.2505 | 225.5381 | 339.4379 | 130.2564 | 0 | 117.4653 | 2404464.0246 | 179393.2768 | 2452309.5354 | 1966283.2401 | 0 | 526912.019 | 0 | 2936451.2174 | 7640043.7188 | 5214486.8253 | 23320343.8574 | 961560.8286 | 11063974.3309 | 11063974.3309 | 1478867.319 | 5307310.8022 | 0 | 35345879.017 | 53196031.4692 | 13335.2143 | 3.1949 | 11063.1888 | 16650.2505 | 225.5381 | 339.4379
1 | 3400 | 707 | 0.035 | 15 | 15 | 7 | 1.7783e-11 | 5spot_SharedNeighbor | Water | Porous | Wet | R600a | MinimizeLCOE_Brownfield | IgnoreSilica | 2019 | 55.1239 | 14.5207 | 1.0098 | 4 | 9748.249 | 14167.6941 | 198.7312 | 288.8276 | 130.4109 | 0 | 157.0414 | 2775303.087 | 206975.0503 | 2881559.1696 | 2398338.4735 | 0 | 567476.6296 | 0 | 3443564.4399 | 8959448.3005 | 6115007.5633 | 27347672.7137 | 961560.8286 | 11063974.3309 | 11063974.3309 | 1478867.319 | 5307310.8022 | 0 | 39373207.8733 | 57223360.3255 | 17782.7941 | 4.039 | 9748.249 | 14167.6941 | 198.7312 | 288.8276
1 | 3400 | 707 | 0.035 | 15 | 15 | 7 | 2.3714e-11 | 5spot_SharedNeighbor | Water | Porous | Wet | R600a | MinimizeLCOE_Brownfield | IgnoreSilica | 2019 | 65.9935 | 17.4029 | 1.2496 | 4 | 8718.5537 | 12289.749 | 177.7395 | 250.5432 | 130.4874 | 0 | 150.788 | 3155881.7906 | 235149.6959 | 3330511.7695 | 2868335.1064 | 0 | 597539.0485 | 0 | 3973092.7902 | 10337172.4468 | 7055332.6026 | 31553015.2505 | 961560.8286 | 11063974.3309 | 11063974.3309 | 1478867.319 | 5307310.8022 | 0 | 43578550.4101 | 61428702.8623 | 23713.7371 | 4.9984 | 8718.5537 | 12289.749 | 177.7395 | 250.5432
1 | 3400 | 707 | 0.035 | 15 | 15 | 7 | 3.1623e-11 | 5spot_SharedNeighbor | Water | Porous | Wet | R600a | MinimizeLCOE_Brownfield | IgnoreSilica | 2019 | 77.1922 | 20.3537 | 1.5074 | 4 | 7915.6972 | 10876.1741 | 161.3722 | 221.7255 | 130.4793 | 0 | 155.4749 | 3525895.8474 | 262372.9136 | 3775122.7398 | 3350761.3097 | 0 | 612848.4482 | 0 | 4495530.4909 | 11696448.1772 | 7983066.2189 | 35702046.1458 | 961560.8286 | 11063974.3309 | 11063974.3309 | 1478867.319 | 5307310.8022 | 0 | 47727581.3054 | 65577733.7576 | 31622.7766 | 6.0295 | 7915.6972 | 10876.1741 | 161.3722 | 221.7255
1 | 3400 | 707 | 0.035 | 15 | 15 | 7 | 4.217e-11 | 5spot_SharedNeighbor | Water | Porous | Wet | R600a | MinimizeLCOE_Brownfield | IgnoreSilica | 2019 | 88.1077 | 23.204 | 1.7688 | 4 | 7293.3012 | 9816.2163 | 148.6838 | 200.1168 | 130.3949 | 0 | 170.8059 | 3867321.9157 | 287303.113 | 4192686.7166 | 3818484.2815 | 0 | 612007.7725 | 0 | 4983343.4817 | 12965637.5151 | 8849314.0213 | 39576098.8174 | 961560.8286 | 11063974.3309 | 11063974.3309 | 1478867.319 | 5307310.8022 | 0 | 51601633.9769 | 69451786.4291 | 42169.6503 | 7.0752 | 7293.3012 | 9816.2163 | 148.6838 | 200.1168
1 | 3400 | 707 | 0.035 | 15 | 15 | 7 | 5.6234e-11 | 5spot_SharedNeighbor | Water | Porous | Wet | R600a | MinimizeLCOE_Brownfield | IgnoreSilica | 2019 | 98.2392 | 25.8213 | 2.02 | 4 | 6813.4609 | 9022.6559 | 138.9016 | 183.939 | 130.256 | 0 | 176.7229 | 4168689.0857 | 309124.1264 | 4567361.9112 | 4249876.4508 | 0 | 596864.7144 | 0 | 5417847.3526 | 14096127.4581 | 9620896.6366 | 43026787.7359 | 961560.8286 | 11063974.3309 | 11063974.3309 | 1478867.319 | 5307310.8022 | 0 | 55052322.8955 | 72902475.3477 | 56234.1325 | 8.0799 | 6813.4609 | 9022.6559 | 138.9016 | 183.939
1 | 3400 | 707 | 0.035 | 15 | 15 | 7 | 7.4989e-11 | 5spot_SharedNeighbor | Water | Porous | Wet | R600a | MinimizeLCOE_Brownfield | IgnoreSilica | 2019 | 107.2575 | 28.1244 | 2.25 | 4 | 6445.287 | 8428.6057 | 131.3959 | 171.8285 | 130.0878 | 0 | 198.4901 | 4425209.2262 | 327539.0933 | 4891042.4453 | 4631325.3815 | 0 | 571253.5557 | 0 | 5790084.1838 | 15064611.3365 | 10281906.784 | 45982972.0062 | 961560.8286 | 11063974.3309 | 11063974.3309 | 1478867.319 | 5307310.8022 | 0 | 58008507.1658 | 75858659.618 | 74989.4209 | 9.0001 | 6445.287 | 8428.6057 | 131.3959 | 171.8285
1 | 3400 | 707 | 0.035 | 15 | 15 | 7 | 1e-10 | 5spot_SharedNeighbor | Water | Porous | Wet | R600a | MinimizeLCOE_Brownfield | IgnoreSilica | 2019 | 114.9749 | 30.0732 | 2.4518 | 4 | 6163.897 | 7984.0129 | 125.6594 | 162.7649 | 129.9135 | 0 | 185.956 | 4636385.4925 | 342576.6061 | 5160957.2095 | 4955553.9206 | 0 | 539261.9901 | 0 | 6097546.7354 | 15864565.8266 | 10827892.1609 | 48424739.9416 | 961560.8286 | 11063974.3309 | 11063974.3309 | 1478867.319 | 5307310.8022 | 0 | 60450275.1012 | 78300427.5534 | 100000 | 9.8072 | 6163.897 | 7984.0129 | 125.6594 | 162.7649
1 | 3400 | 707 | 0.035 | 15 | 15 | 7 | 1.3335e-10 | 5spot_SharedNeighbor | Water | Porous | Wet | R600a | MinimizeLCOE_Brownfield | IgnoreSilica | 2019 | 121.3667 | 31.6704 | 2.6224 | 4 | 5949.5347 | 7651.2168 | 121.2893 | 155.9804 | 129.7495 | 0 | 187.724 | 4805686.3975 | 354544.8451 | 5379710.5824 | 5222405.4104 | 0 | 504761.3383 | 0 | 6344172.3437 | 16506235.0697 | 11265844.6043 | 50383360.5915 | 961560.8286 | 11063974.3309 | 11063974.3309 | 1478867.319 | 5307310.8022 | 0 | 62408895.7511 | 80259048.2033 | 133352.1432 | 10.4897 | 5949.5347 | 7651.2168 | 121.2893 | 155.9804
1 | 3400 | 707 | 0.035 | 15 | 15 | 7 | 1.7783e-10 | 5spot_SharedNeighbor | Water | Porous | Wet | R600a | MinimizeLCOE_Brownfield | IgnoreSilica | 2019 | 126.5166 | 32.9459 | 2.7625 | 4 | 5786.6727 | 7402.0691 | 117.9691 | 150.9012 | 129.605 | 0 | 213.172 | 4938526.7054 | 363875.7338 | 5552911.4179 | 5436307.1072 | 0 | 470737.5708 | 0 | 6537319.8287 | 17008765.2056 | 11608831.748 | 51917275.3175 | 961560.8286 | 11063974.3309 | 11063974.3309 | 1478867.319 | 5307310.8022 | 0 | 63942810.477 | 81792962.9292 | 177827.941 | 11.05 | 5786.6727 | 7402.0691 | 117.9691 | 150.9012
1 | 3400 | 707 | 0.035 | 15 | 15 | 7 | 2.3714e-10 | 5spot_SharedNeighbor | Water | Porous | Wet | R600a | MinimizeLCOE_Brownfield | IgnoreSilica | 2019 | 130.587 | 33.9466 | 2.8749 | 4 | 5663.2051 | 7215.421 | 115.4521 | 147.0961 | 129.4833 | 0 | 240.4084 | 5041322.1534 | 371057.7071 | 5687919.8503 | 5604655.953 | 0 | 439304.049 | 0 | 6686261.288 | 17396280.3306 | 11873318.7835 | 53100120.115 | 961560.8286 | 11063974.3309 | 11063974.3309 | 1478867.319 | 5307310.8022 | 0 | 65125655.2745 | 82975807.7267 | 237137.3706 | 11.4998 | 5663.2051 | 7215.421 | 115.4521 | 147.0961
1 | 3400 | 707 | 0.035 | 15 | 15 | 7 | 3.1623e-10 | 5spot_SharedNeighbor | Water | Porous | Wet | R600a | MinimizeLCOE_Brownfield | IgnoreSilica | 2019 | 135.6586 | 35.1898 | 2.9929 | 4 | 5569.1669 | 7060.1918 | 113.535 | 143.9316 | 129.3343 | 0 | 216.8438 | 5167656.5222 | 379865.9802 | 5854566.4971 | 5814067.2209 | 0 | 427553.0957 | 0 | 6881046.6333 | 17903071.8431 | 12219214.4042 | 54647042.1967 | 961560.8286 | 11063974.3309 | 11063974.3309 | 1478867.319 | 5307310.8022 | 0 | 66672577.3563 | 84522729.8085 | 316227.766 | 11.9717 | 5569.1669 | 7060.1918 | 113.535 | 143.9316
1 | 3400 | 707 | 0.035 | 15 | 15 | 7 | 4.217e-10 | 5spot_SharedNeighbor | Water | Porous | Wet | R600a | MinimizeLCOE_Brownfield | IgnoreSilica | 2019 | 138.2922 | 35.8352 | 3.0661 | 4 | 5497.4031 | 6952.8404 | 112.072 | 141.7431 | 129.2608 | 0 | 209.8999 | 5232740.5964 | 384403.0464 | 5940610.3042 | 5922795.8148 | 0 | 405342.9111 | 0 | 6975498.1424 | 18148815.2951 | 12386939.3597 | 55397145.4699 | 961560.8286 | 11063974.3309 | 11063974.3309 | 1478867.319 | 5307310.8022 | 0 | 67422680.6295 | 85272833.0817 | 421696.5034 | 12.2645 | 5497.4031 | 6952.8404 | 112.072 | 141.7431
1 | 3400 | 707 | 0.035 | 15 | 15 | 7 | 5.6234e-10 | 5spot_SharedNeighbor | Water | Porous | Wet | R600a | MinimizeLCOE_Brownfield | IgnoreSilica | 2019 | 140.4648 | 36.3659 | 3.1263 | 4 | 5440.6064 | 6868.0177 | 110.9141 | 140.0138 | 129.1989 | 0 | 228.1518 | 5285928.2331 | 388102.5496 | 6011151.5128 | 6012330.665 | 0 | 386467.194 | 0 | 7052752.2603 | 18349814.6628 | 12524125.5583 | 56010672.6358 | 961560.8286 | 11063974.3309 | 11063974.3309 | 1478867.319 | 5307310.8022 | 0 | 68036207.7954 | 85886360.2476 | 562341.3252 | 12.5053 | 5440.6064 | 6868.0177 | 110.9141 | 140.0138
1 | 3400 | 707 | 0.035 | 15 | 15 | 7 | 7.4989e-10 | 5spot_SharedNeighbor | Water | Porous | Wet | R600a | MinimizeLCOE_Brownfield | IgnoreSilica | 2019 | 142.1313 | 36.772 | 3.1715 | 4 | 5400.2644 | 6807.3461 | 110.0917 | 138.777 | 129.1507 | 0 | 224.7468 | 5326416.7374 | 390913.3846 | 6064992.5047 | 6080912.468 | 0 | 372885.3552 | 0 | 7112086.9755 | 18504191.4205 | 12629490.8676 | 56481889.7135 | 961560.8286 | 11063974.3309 | 11063974.3309 | 1478867.319 | 5307310.8022 | 0 | 68507424.8731 | 86357577.3253 | 749894.2093 | 12.6859 | 5400.2644 | 6807.3461 | 110.0917 | 138.777
1 | 3400 | 707 | 0.035 | 15 | 15 | 7 | 1e-09 | 5spot_SharedNeighbor | Water | Porous | Wet | R600a | MinimizeLCOE_Brownfield | IgnoreSilica | 2019 | 143.2567 | 37.0456 | 3.2038 | 4 | 5369.8899 | 6762.7874 | 109.4725 | 137.8686 | 129.1177 | 0 | 214.1369 | 5353604.0549 | 392798.1443 | 6101215.8719 | 6127172.3747 | 0 | 360893.6696 | 0 | 7150916.805 | 18605218.6719 | 12698444.0426 | 56790263.6349 | 961560.8286 | 11063974.3309 | 11063974.3309 | 1478867.319 | 5307310.8022 | 0 | 68815798.7945 | 86665951.2467 | 1000000 | 12.8151 | 5369.8899 | 6762.7874 | 109.4725 | 137.8686
1 | 3400 | 707 | 0.035 | 15 | 15 | 7 | 1.3335e-09 | 5spot_SharedNeighbor | Water | Porous | Wet | R600a | MinimizeLCOE_Brownfield | IgnoreSilica | 2019 | 144.1117 | 37.2533 | 3.2284 | 4 | 5347.0382 | 6729.3299 | 109.0066 | 137.1865 | 129.0925 | 0 | 210.2709 | 5374177.776 | 394223.024 | 6128664.4712 | 6162289.5839 | 0 | 351525.6933 | 0 | 7180243.4139 | 18681520.4924 | 12750521.6029 | 57023166.0576 | 961560.8286 | 11063974.3309 | 11063974.3309 | 1478867.319 | 5307310.8022 | 0 | 69048701.2171 | 86898853.6693 | 1333521.4322 | 12.9134 | 5347.0382 | 6729.3299 | 109.0066 | 137.1865
1 | 3400 | 707 | 0.035 | 15 | 15 | 7 | 1.7783e-09 | 5spot_SharedNeighbor | Water | Porous | Wet | R600a | MinimizeLCOE_Brownfield | IgnoreSilica | 2019 | 144.7501 | 37.4082 | 3.2469 | 4 | 5329.8583 | 6704.2735 | 108.6564 | 136.6757 | 129.0736 | 0 | 212.5677 | 5389495.506 | 395283.0966 | 6149121.6306 | 6188497.6858 | 0 | 344202.5049 | 0 | 7201974.1653 | 18738059.4501 | 12789110.6033 | 57195744.6427 | 961560.8286 | 11063974.3309 | 11063974.3309 | 1478867.319 | 5307310.8022 | 0 | 69221279.8023 | 87071432.2545 | 1778279.41 | 12.9875 | 5329.8583 | 6704.2735 | 108.6564 | 136.6757
1 | 3400 | 707 | 0.035 | 15 | 15 | 7 | 2.3714e-09 | 5spot_SharedNeighbor | Water | Porous | Wet | R600a | MinimizeLCOE_Brownfield | IgnoreSilica | 2019 | 145.2176 | 37.5215 | 3.2606 | 4 | 5316.9497 | 6685.5646 | 108.3932 | 136.2943 | 129.0596 | 0 | 198.367 | 5400687.4095 | 396057.2022 | 6164080.0938 | 6207680.6329 | 0 | 338456.8898 | 0 | 7217715.269 | 18779014.573 | 12817063.3162 | 57320755.3865 | 961560.8286 | 11063974.3309 | 11063974.3309 | 1478867.319 | 5307310.8022 | 0 | 69346290.5461 | 87196442.9983 | 2371373.7057 | 13.0425 | 5316.9497 | 6685.5646 | 108.3932 | 136.2943
1 | 3400 | 707 | 0.035 | 15 | 15 | 7 | 3.1623e-09 | 5spot_SharedNeighbor | Water | Porous | Wet | R600a | MinimizeLCOE_Brownfield | IgnoreSilica | 2019 | 145.5855 | 37.6106 | 3.2712 | 4 | 5307.2549 | 6671.4254 | 108.1956 | 136.006 | 129.0486 | 0 | 206.5655 | 5409479.1319 | 396665.0531 | 6175837.1153 | 6222769.2697 | 0 | 334196.0985 | 0 | 7230189.2007 | 18811469.1845 | 12839214.2555 | 57419819.3092 | 961560.8286 | 11063974.3309 | 11063974.3309 | 1478867.319 | 5307310.8022 | 0 | 69445354.4687 | 87295506.9209 | 3162277.6602 | 13.085 | 5307.2549 | 6671.4254 | 108.1956 | 136.006
1 | 3400 | 707 | 0.035 | 15 | 15 | 7 | 4.217e-09 | 5spot_SharedNeighbor | Water | Porous | Wet | R600a | MinimizeLCOE_Brownfield | IgnoreSilica | 2019 | 145.8561 | 37.6761 | 3.2792 | 4 | 5299.9763 | 6660.8586 | 108.0472 | 135.7906 | 129.0405 | 0 | 197.6869 | 5415938.4231 | 397111.4949 | 6184478.8495 | 6233866.285 | 0 | 330903.8374 | 0 | 7239296.5671 | 18835164.6837 | 12855386.9205 | 57492147.0613 | 961560.8286 | 11063974.3309 | 11063974.3309 | 1478867.319 | 5307310.8022 | 0 | 69517682.2209 | 87367834.6731 | 4216965.0343 | 13.1166 | 5299.9763 | 6660.8586 | 108.0472 | 135.7906
1 | 3400 | 707 | 0.035 | 15 | 15 | 7 | 5.6234e-09 | 5spot_SharedNeighbor | Water | Porous | Wet | R600a | MinimizeLCOE_Brownfield | IgnoreSilica | 2019 | 146.0607 | 37.7257 | 3.2851 | 4 | 5294.5132 | 6652.9242 | 107.9358 | 135.6289 | 129.0344 | 0 | 195.6369 | 5420819.391 | 397448.7695 | 6191011.085 | 6242258.042 | 0 | 328418.3408 | 0 | 7246182.6951 | 18853080.9761 | 12867615.1583 | 57546834.4579 | 961560.8286 | 11063974.3309 | 11063974.3309 | 1478867.319 | 5307310.8022 | 0 | 69572369.6174 | 87422522.0696 | 5623413.2519 | 13.1405 | 5294.5132 | 6652.9242 | 107.9358 | 135.6289
1 | 3400 | 707 | 0.035 | 15 | 15 | 7 | 7.4989e-09 | 5spot_SharedNeighbor | Water | Porous | Wet | R600a | MinimizeLCOE_Brownfield | IgnoreSilica | 2019 | 146.2117 | 37.7622 | 3.2896 | 4 | 5290.4137 | 6646.9909 | 107.8522 | 135.5079 | 129.0298 | 0 | 204.1643 | 5424416.7931 | 397697.3033 | 6195826.7167 | 6248446.5415 | 0 | 326516.0611 | 0 | 7251232.3321 | 18866219.0959 | 12876582.195 | 57586937.0387 | 961560.8286 | 11063974.3309 | 11063974.3309 | 1478867.319 | 5307310.8022 | 0 | 69612472.1983 | 87462624.6505 | 7498942.0933 | 13.1582 | 5290.4137 | 6646.9909 | 107.8522 | 135.5079
1 | 3400 | 707 | 0.035 | 15 | 15 | 7 | 1e-08 | 5spot_SharedNeighbor | Water | Porous | Wet | R600a | MinimizeLCOE_Brownfield | IgnoreSilica | 2019 | 146.3165 | 37.7876 | 3.2928 | 4 | 5287.338 | 6642.5956 | 107.7895 | 135.4183 | 129.0267 | 0 | 204.999 | 5426913.4507 | 397869.7615 | 6199169.5332 | 6252743.4129 | 0 | 325010.7328 | 0 | 7254665.6875 | 18875151.9824 | 12882679.0736 | 57614203.6345 | 961560.8286 | 11063974.3309 | 11063974.3309 | 1478867.319 | 5307310.8022 | 0 | 69639738.7941 | 87489891.2463 | 10000000 | 13.171 | 5287.338 | 6642.5956 | 107.7895 | 135.4183
1 | 3500 | 707 | 0.035 | 15 | 15 | 7 | 1e-13 | 5spot_SharedNeighbor | Water | Porous | Wet | R600a | MinimizeLCOE_Brownfield | IgnoreSilica | 2019 | 0 | 0 | 0 | 0 |  |  |  |  | 15 |  | 23.469 | [19 empty] | 100 | 0
1 | 3500 | 707 | 0.035 | 15 | 15 | 7 | 1.3335e-13 | 5spot_SharedNeighbor | Water | Porous | Wet | R600a | MinimizeLCOE_Brownfield | IgnoreSilica | 2019 | 0 | 0 | 0 | 0 |  |  |  |  | 15 |  | 25.5842 | [19 empty] | 133.3521 | 0
1 | 3500 | 707 | 0.035 | 15 | 15 | 7 | 1.7783e-13 | 5spot_SharedNeighbor | Water | Porous | Wet | R600a | MinimizeLCOE_Brownfield | IgnoreSilica | 2019 | 0 | 0 | 0 | 0 |  |  |  |  | 15 |  | 25.3461 | [19 empty] | 177.8279 | 0
1 | 3500 | 707 | 0.035 | 15 | 15 | 7 | 2.3714e-13 | 5spot_SharedNeighbor | Water | Porous | Wet | R600a | MinimizeLCOE_Brownfield | IgnoreSilica | 2019 | 1.1276 | 0.19004 | 0.0020442 | 4 | 1650595.8015 | 3903035.2818 | 33649.628 | 79568.6535 | 102.1035 | 0 | 60.9013 | 113343.5003 | 7134.0814 | 91578.1324 | 62589.8748 | 0 | 69410.9421 | 0 | 134182.047 | 349114.1619 | 238277.5891 | 1065630.3289 | 961560.8286 | 11469341.9306 | 11469341.9306 | 1478867.319 | 5469457.8421 | 0 | 13496533.0881 | 31914200.1798 | 237.1374 | 0.0081768 | 1650595.8015 | 3903035.2818 | 33649.628 | 79568.6535
1 | 3500 | 707 | 0.035 | 15 | 15 | 7 | 3.1623e-13 | 5spot_SharedNeighbor | Water | Porous | Wet | R600a | MinimizeLCOE_Brownfield | IgnoreSilica | 2019 | 1.4908 | 0.28172 | 0.0066934 | 4 | 516209.7711 | 1204118.2765 | 10523.6344 | 24547.5798 | 108.7786 | 0 | 51.3012 | 155483.7596 | 10197.7062 | 124875.5028 | 77846.1959 | 0 | 80317.2978 | 0 | 175000.9803 | 455316.653 | 310762.9715 | 1389801.067 | 961560.8286 | 11469341.9306 | 11469341.9306 | 1478867.319 | 5469457.8421 | 0 | 13820703.8262 | 32238370.9179 | 316.2278 | 0.026773 | 516209.7711 | 1204118.2765 | 10523.6344 | 24547.5798
1 | 3500 | 707 | 0.035 | 15 | 15 | 7 | 4.217e-13 | 5spot_SharedNeighbor | Water | Porous | Wet | R600a | MinimizeLCOE_Brownfield | IgnoreSilica | 2019 | 1.9431 | 0.40021 | 0.013629 | 4 | 260536.7876 | 598379.6175 | 5311.3948 | 12198.7779 | 114.0503 | 0 | 328.1138 | 204806.3419 | 13879.4996 | 164747.3094 | 97273.876 | 0 | 91537.889 | 0 | 223175.5172 | 580656.9161 | 396310.2766 | 1772387.6258 | 961560.8286 | 11469341.9306 | 11469341.9306 | 1478867.319 | 5469457.8421 | 0 | 14203290.385 | 32620957.4767 | 421.6965 | 0.054515 | 260536.7876 | 598379.6175 | 5311.3948 | 12198.7779
1 | 3500 | 707 | 0.035 | 15 | 15 | 7 | 5.6234e-13 | 5spot_SharedNeighbor | Water | Porous | Wet | R600a | MinimizeLCOE_Brownfield | IgnoreSilica | 2019 | 2.5849 | 0.57225 | 0.023801 | 4 | 154626.5965 | 348081.9405 | 3152.2723 | 7096.1212 | 118.6683 | 0 | 452.6445 | 269644.94 | 18809.1499 | 218597.7567 | 125109.904 | 0 | 107242.7956 | 0 | 288367.773 | 750273.7929 | 512077.2803 | 2290123.3923 | 961560.8286 | 11469341.9306 | 11469341.9306 | 1478867.319 | 5469457.8421 | 0 | 14721026.1515 | 33138693.2432 | 562.3413 | 0.095204 | 154626.5965 | 348081.9405 | 3152.2723 | 7096.1212
1 | 3500 | 707 | 0.035 | 15 | 15 | 7 | 7.4989e-13 | 5spot_SharedNeighbor | Water | Porous | Wet | R600a | MinimizeLCOE_Brownfield | IgnoreSilica | 2019 | 3.4212 | 0.80008 | 0.037973 | 4 | 101095.7194 | 222351.1743 | 2060.973 | 4532.9294 | 122.2744 | 0 | 613.2172 | 347348.327 | 24786.6125 | 285096.9124 | 161760.3583 | 0 | 125287.2132 | 0 | 368268.9751 | 958160.3309 | 653964.1141 | 2924672.8436 | 961560.8286 | 11469341.9306 | 11469341.9306 | 1478867.319 | 5469457.8421 | 0 | 15355575.6028 | 33773242.6945 | 749.8942 | 0.15189 | 101095.7194 | 222351.1743 | 2060.973 | 4532.9294
1 | 3500 | 707 | 0.035 | 15 | 15 | 7 | 1e-12 | 5spot_SharedNeighbor | Water | Porous | Wet | R600a | MinimizeLCOE_Brownfield | IgnoreSilica | 2019 | 4.5259 | 1.1037 | 0.057351 | 4 | 70368.723 | 150653.7133 | 1434.5616 | 3071.2797 | 125.1057 | 0 | 76.3017 | 441325.937 | 32059.5249 | 368056.0132 | 210235.7696 | 0 | 146783.4639 | 0 | 467399.6764 | 1216078.081 | 829998.2782 | 3711936.7443 | 961560.8286 | 11469341.9306 | 11469341.9306 | 1478867.319 | 5469457.8421 | 0 | 16142839.5034 | 34560506.5951 | 1000 | 0.2294 | 70368.723 | 150653.7133 | 1434.5616 | 3071.2797
1 | 3500 | 707 | 0.035 | 15 | 15 | 7 | 1.3335e-12 | 5spot_SharedNeighbor | Water | Porous | Wet | R600a | MinimizeLCOE_Brownfield | IgnoreSilica | 2019 | 6.0191 | 1.5169 | 0.083907 | 4 | 51096.6291 | 105972.163 | 1041.6739 | 2160.3859 | 127.3337 | 0 | 78.346 | 557773.0578 | 41105.8453 | 473950.9572 | 276789.6481 | 0 | 173815.6095 | 0 | 594139.696 | 1545829.6141 | 1055060.4752 | 4718464.903 | 961560.8286 | 11469341.9306 | 11469341.9306 | 1478867.319 | 5469457.8421 | 0 | 17149367.6622 | 35567034.7539 | 1333.5214 | 0.33563 | 51096.6291 | 105972.163 | 1041.6739 | 2160.3859
1 | 3500 | 707 | 0.035 | 15 | 15 | 7 | 1.7783e-12 | 5spot_SharedNeighbor | Water | Porous | Wet | R600a | MinimizeLCOE_Brownfield | IgnoreSilica | 2019 | 7.9754 | 2.0565 | 0.11879 | 4 | 38679.5896 | 77440.5392 | 788.5358 | 1578.7301 | 128.9182 | 0 | 71.9341 | 695835.5633 | 51790.1889 | 603930.9332 | 363276.4134 | 0 | 205611.9183 | 0 | 748973.5567 | 1948675.5588 | 1330011.1102 | 5948105.2428 | 961560.8286 | 11469341.9306 | 11469341.9306 | 1478867.319 | 5469457.8421 | 0 | 18379008.002 | 36796675.0937 | 1778.2794 | 0.47516 | 38679.5896 | 77440.5392 | 788.5358 | 1578.7301
1 | 3500 | 707 | 0.035 | 15 | 15 | 7 | 2.3714e-12 | 5spot_SharedNeighbor | Water | Porous | Wet | R600a | MinimizeLCOE_Brownfield | IgnoreSilica | 2019 | 10.6205 | 2.7968 | 0.16745 | 4 | 29812.0145 | 57309.3985 | 607.7582 | 1168.3296 | 130.3896 | 0 | 101.6773 | 869808.5366 | 65325.6537 | 771567.5788 | 481436.0586 | 0 | 245339.7157 | 0 | 949056.2419 | 2469249.6632 | 1685313.6332 | 7537097.0817 | 961560.8286 | 11469341.9306 | 11469341.9306 | 1478867.319 | 5469457.8421 | 0 | 19967999.8409 | 38385666.9326 | 2371.3737 | 0.6698 | 29812.0145 | 57309.3985 | 607.7582 | 1168.3296
1 | 3500 | 707 | 0.035 | 15 | 15 | 7 | 3.1623e-12 | 5spot_SharedNeighbor | Water | Porous | Wet | R600a | MinimizeLCOE_Brownfield | IgnoreSilica | 2019 | 14.1238 | 3.7731 | 0.23139 | 4 | 23706.9016 | 43605.9464 | 483.2973 | 888.9662 | 131.3993 | 0 | 86.922 | 1078846.3172 | 81497.1162 | 979705.5131 | 637459.7286 | 0 | 293323.6265 | 0 | 1197624.5976 | 3115973.5364 | 2126715.9655 | 9511146.4012 | 961560.8286 | 11469341.9306 | 11469341.9306 | 1478867.319 | 5469457.8421 | 0 | 21942049.1604 | 40359716.252 | 3162.2777 | 0.92556 | 23706.9016 | 43605.9464 | 483.2973 | 888.9662
1 | 3500 | 707 | 0.035 | 15 | 15 | 7 | 4.217e-12 | 5spot_SharedNeighbor | Water | Porous | Wet | R600a | MinimizeLCOE_Brownfield | IgnoreSilica | 2019 | 18.7842 | 5.0726 | 0.31653 | 4 | 19290.4611 | 33837.1751 | 393.2621 | 689.8166 | 132.1672 | 0 | 91.6503 | 1333567.8583 | 101134.5847 | 1240789.5915 | 844798.0088 | 0 | 351800.4344 | 0 | 1510115.2863 | 3929010.2077 | 2681630.1999 | 11992846.1716 | 961560.8286 | 11469341.9306 | 11469341.9306 | 1478867.319 | 5469457.8421 | 0 | 24423748.9308 | 42841416.0225 | 4216.965 | 1.2661 | 19290.4611 | 33837.1751 | 393.2621 | 689.8166
1 | 3500 | 707 | 0.035 | 15 | 15 | 7 | 5.6234e-12 | 5spot_SharedNeighbor | Water | Porous | Wet | R600a | MinimizeLCOE_Brownfield | IgnoreSilica | 2019 | 24.9474 | 6.7906 | 0.4292 | 4 | 16033.704 | 26761.6599 | 326.8687 | 545.5726 | 132.7476 | 0 | 87.7603 | 1642313.2171 | 124845.7314 | 1566293.242 | 1118018.4019 | 0 | 422405.2118 | 0 | 1900811.5636 | 4945521.7785 | 3375420.2341 | 15095629.3805 | 961560.8286 | 11469341.9306 | 11469341.9306 | 1478867.319 | 5469457.8421 | 0 | 27526532.1397 | 45944199.2314 | 5623.4133 | 1.7168 | 16033.704 | 26761.6599 | 326.8687 | 545.5726
1 | 3500 | 707 | 0.035 | 15 | 15 | 7 | 7.4989e-12 | 5spot_SharedNeighbor | Water | Porous | Wet | R600a | MinimizeLCOE_Brownfield | IgnoreSilica | 2019 | 31.5024 | 8.619 | 0.56408 | 4 | 13569.8831 | 21732.5233 | 276.6404 | 443.0469 | 133.1188 | 0 | 109.6949 | 1946577.7875 | 148141.7034 | 1894974.0079 | 1409179.4856 | 0 | 473208.7417 | 0 | 2290111.8732 | 5958401.3274 | 4066731.3389 | 18187326.2655 | 961560.8286 | 11469341.9306 | 11469341.9306 | 1478867.319 | 5469457.8421 | 0 | 30618229.0247 | 49035896.1163 | 7498.9421 | 2.2563 | 13569.8831 | 21732.5233 | 276.6404 | 443.0469
1 | 3500 | 707 | 0.035 | 15 | 15 | 7 | 1e-11 | 5spot_SharedNeighbor | Water | Porous | Wet | R600a | MinimizeLCOE_Brownfield | IgnoreSilica | 2019 | 39.3124 | 10.799 | 0.73179 | 4 | 11662.5189 | 17954.49 | 237.7562 | 366.0266 | 133.4014 | 0 | 98.2359 | 2285766.5982 | 174045.2373 | 2269116.2237 | 1757133.9096 | 0 | 522491.9237 | 0 | 2733336.0181 | 7111579.6347 | 4853799.2291 | 21707268.7744 | 961560.8286 | 11469341.9306 | 11469341.9306 | 1478867.319 | 5469457.8421 | 0 | 34138171.5336 | 52555838.6253 | 10000 | 2.9272 | 11662.5189 | 17954.49 | 237.7562 | 366.0266
1 | 3500 | 707 | 0.035 | 15 | 15 | 7 | 1.3335e-11 | 5spot_SharedNeighbor | Water | Porous | Wet | R600a | MinimizeLCOE_Brownfield | IgnoreSilica | 2019 | 48.5204 | 13.3685 | 0.93658 | 4 | 10173.2952 | 15089.5221 | 207.3964 | 307.6203 | 133.6131 | 0 | 119.6305 | 2660809.7871 | 202594.2901 | 2691236.2024 | 2167315.1136 | 0 | 569689.3499 | 0 | 3233741.4498 | 8413531.9209 | 5742408.4168 | 25681326.5306 | 961560.8286 | 11469341.9306 | 11469341.9306 | 1478867.319 | 5469457.8421 | 0 | 38112229.2898 | 56529896.3815 | 13335.2143 | 3.7463 | 10173.2952 | 15089.5221 | 207.3964 | 307.6203
1 | 3500 | 707 | 0.035 | 15 | 15 | 7 | 1.7783e-11 | 5spot_SharedNeighbor | Water | Porous | Wet | R600a | MinimizeLCOE_Brownfield | IgnoreSilica | 2019 | 58.9561 | 16.2753 | 1.1777 | 4 | 9005.8299 | 12915.337 | 183.596 | 263.2966 | 133.7498 | 0 | 140.9527 | 3060291.663 | 232881.1339 | 3149694.1683 | 2631636.1584 | 0 | 610049.3606 | 0 | 3776975.4688 | 9826915.4057 | 6707071.6873 | 29995515.046 | 961560.8286 | 11469341.9306 | 11469341.9306 | 1478867.319 | 5469457.8421 | 0 | 42426417.8052 | 60844084.8969 | 17782.7941 | 4.711 | 9005.8299 | 12915.337 | 183.596 | 263.2966
1 | 3500 | 707 | 0.035 | 15 | 15 | 7 | 2.3714e-11 | 5spot_SharedNeighbor | Water | Porous | Wet | R600a | MinimizeLCOE_Brownfield | IgnoreSilica | 2019 | 70.1345 | 19.3748 | 1.4473 | 4 | 8092.1051 | 11273.403 | 164.9685 | 229.8236 | 133.7992 | 0 | 165.8997 | 3463172.7683 | 263257.0475 | 3620925.6667 | 3127491.0624 | 0 | 637313.0707 | 0 | 4333742.2501 | 11275508.3619 | 7695766.1455 | 34417176.3729 | 961560.8286 | 11469341.9306 | 11469341.9306 | 1478867.319 | 5469457.8421 | 0 | 46848079.1321 | 65265746.2238 | 23713.7371 | 5.7894 | 8092.1051 | 11273.403 | 164.9685 | 229.8236
1 | 3500 | 707 | 0.035 | 15 | 15 | 7 | 3.1623e-11 | 5spot_SharedNeighbor | Water | Porous | Wet | R600a | MinimizeLCOE_Brownfield | IgnoreSilica | 2019 | 81.4575 | 22.4899 | 1.732 | 4 | 7380.4836 | 10038.9611 | 150.4611 | 204.6578 | 133.7587 | 0 | 184.4782 | 3848234.5963 | 292078.752 | 4079733.8786 | 3627152.5781 | 0 | 647854.9244 | 0 | 4873071.3444 | 12678732.0338 | 8653495.135 | 38700353.2426 | 961560.8286 | 11469341.9306 | 11469341.9306 | 1478867.319 | 5469457.8421 | 0 | 51131256.0018 | 69548923.0935 | 31622.7766 | 6.9279 | 7380.4836 | 10038.9611 | 150.4611 | 204.6578
1 | 3500 | 707 | 0.035 | 15 | 15 | 7 | 4.217e-11 | 5spot_SharedNeighbor | Water | Porous | Wet | R600a | MinimizeLCOE_Brownfield | IgnoreSilica | 2019 | 92.364 | 25.459 | 2.0163 | 4 | 6829.383 | 9113.0015 | 139.2262 | 185.7809 | 133.6425 | 0 | 174.401 | 4199363.9385 | 318133.064 | 4505583.5252 | 4105103.4974 | 0 | 641732.1589 | 0 | 5370267.3117 | 13972333.9518 | 9536405.0249 | 42648922.4723 | 961560.8286 | 11469341.9306 | 11469341.9306 | 1478867.319 | 5469457.8421 | 0 | 55079825.2315 | 73497492.3232 | 42169.6503 | 8.0651 | 6829.383 | 9113.0015 | 139.2262 | 185.7809
1 | 3500 | 707 | 0.035 | 15 | 15 | 7 | 5.6234e-11 | 5spot_SharedNeighbor | Water | Porous | Wet | R600a | MinimizeLCOE_Brownfield | IgnoreSilica | 2019 | 102.3607 | 28.148 | 2.2854 | 4 | 6404.7998 | 8419.5357 | 130.5705 | 171.6436 | 133.4762 | 0 | 193.5004 | 4505485.0746 | 340634.26 | 4882994.8608 | 4539742.1097 | 0 | 621253.1502 | 0 | 5807142.6875 | 15108994.0642 | 10312198.9076 | 46118445.1146 | 961560.8286 | 11469341.9306 | 11469341.9306 | 1478867.319 | 5469457.8421 | 0 | 58549347.8738 | 76967014.9655 | 56234.1325 | 9.1415 | 6404.7998 | 8419.5357 | 130.5705 | 171.6436
1 | 3500 | 707 | 0.035 | 15 | 15 | 7 | 7.4989e-11 | 5spot_SharedNeighbor | Water | Porous | Wet | R600a | MinimizeLCOE_Brownfield | IgnoreSilica | 2019 | 111.1692 | 30.4883 | 2.5287 | 4 | 6079.1432 | 7900.0054 | 123.9316 | 161.0523 | 133.2868 | 0 | 188.4695 | 4763524.2773 | 359422.2257 | 5205854.3373 | 4919648.4315 | 0 | 590889.7214 | 0 | 6177342.2073 | 16072177.2763 | 10969591.2413 | 49058449.7179 | 961560.8286 | 11469341.9306 | 11469341.9306 | 1478867.319 | 5469457.8421 | 0 | 61489352.4771 | 79907019.5688 | 74989.4209 | 10.1148 | 6079.1432 | 7900.0054 | 123.9316 | 161.0523
1 | 3500 | 707 | 0.035 | 15 | 15 | 7 | 1e-10 | 5spot_SharedNeighbor | Water | Porous | Wet | R600a | MinimizeLCOE_Brownfield | IgnoreSilica | 2019 | 118.6406 | 32.4501 | 2.7398 | 4 | 5830.301 | 7510.8726 | 118.8586 | 153.1193 | 133.0973 | 0 | 220.189 | 4974214.5239 | 374625.8616 | 5472880.5891 | 5239446.6403 | 0 | 554954.8638 | 0 | 6480287.7667 | 16860379.4791 | 11507555.4406 | 51464345.1651 | 961560.8286 | 11469341.9306 | 11469341.9306 | 1478867.319 | 5469457.8421 | 0 | 63895247.9243 | 82312915.016 | 100000 | 10.9592 | 5830.301 | 7510.8726 | 118.8586 | 153.1193
1 | 3500 | 707 | 0.035 | 15 | 15 | 7 | 1.3335e-10 | 5spot_SharedNeighbor | Water | Porous | Wet | R600a | MinimizeLCOE_Brownfield | IgnoreSilica | 2019 | 124.8085 | 34.0537 | 2.9174 | 4 | 5640.7271 | 7218.9972 | 114.9939 | 147.169 | 132.922 | 0 | 239.8144 | 5142939.5243 | 386715.4742 | 5688885.9345 | 5502925.5337 | 0 | 517587.2319 | 0 | 6723230.9424 | 17492467.7879 | 11938968.6995 | 53393721.1285 | 961560.8286 | 11469341.9306 | 11469341.9306 | 1478867.319 | 5469457.8421 | 0 | 65824623.8877 | 84242290.9794 | 133352.1432 | 11.6695 | 5640.7271 | 7218.9972 | 114.9939 | 147.169
1 | 3500 | 707 | 0.035 | 15 | 15 | 7 | 1.7783e-10 | 5spot_SharedNeighbor | Water | Porous | Wet | R600a | MinimizeLCOE_Brownfield | IgnoreSilica | 2019 | 129.7271 | 35.3225 | 3.0621 | 4 | 5496.685 | 7000.3768 | 112.0574 | 142.7122 | 132.7708 | 0 | 204.4038 | 5274358.4481 | 396082.0237 | 5858423.0266 | 5713424.7426 | 0 | 481200.6139 | 0 | 6912160.6534 | 17984024.1411 | 12274466.0111 | 54894139.6606 | 961560.8286 | 11469341.9306 | 11469341.9306 | 1478867.319 | 5469457.8421 | 0 | 67325042.4197 | 85742709.5114 | 177827.941 | 12.2483 | 5496.685 | 7000.3768 | 112.0574 | 142.7122
1 | 3500 | 707 | 0.035 | 15 | 15 | 7 | 2.3714e-10 | 5spot_SharedNeighbor | Water | Porous | Wet | R600a | MinimizeLCOE_Brownfield | IgnoreSilica | 2019 | 135.542 | 36.8148 | 3.2097 | 4 | 5387.0031 | 6821.5286 | 109.8213 | 139.0661 | 132.5903 | 0 | 219.8966 | 5426826.2436 | 406907.5243 | 6056328.0585 | 5961730.4865 | 0 | 465098.502 | 0 | 7143587.4178 | 18586149.1099 | 12685428.6747 | 56732056.0172 | 961560.8286 | 11469341.9306 | 11469341.9306 | 1478867.319 | 5469457.8421 | 0 | 69162958.7764 | 87580625.8681 | 237137.3706 | 12.8389 | 5387.0031 | 6821.5286 | 109.8213 | 139.0661
1 | 3500 | 707 | 0.035 | 15 | 15 | 7 | 3.1623e-10 | 5spot_SharedNeighbor | Water | Porous | Wet | R600a | MinimizeLCOE_Brownfield | IgnoreSilica | 2019 | 138.7797 | 37.6454 | 3.3059 | 4 | 5302.9535 | 6695.7318 | 108.1079 | 136.5016 | 132.4954 | 0 | 233.4673 | 5510921.9682 | 412876.9694 | 6165778.3747 | 6099974.7876 | 0 | 437821.6888 | 0 | 7264675.7776 | 18901196.1835 | 12900454.776 | 57693700.5259 | 961560.8286 | 11469341.9306 | 11469341.9306 | 1478867.319 | 5469457.8421 | 0 | 70124603.285 | 88542270.3767 | 316227.766 | 13.2237 | 5302.9535 | 6695.7318 | 108.1079 | 136.5016
1 | 3500 | 707 | 0.035 | 15 | 15 | 7 | 4.217e-10 | 5spot_SharedNeighbor | Water | Porous | Wet | R600a | MinimizeLCOE_Brownfield | IgnoreSilica | 2019 | 141.254 | 38.2777 | 3.3805 | 4 | 5239.4143 | 6601.473 | 106.8125 | 134.58 | 132.4211 | 0 | 236.0123 | 5574463.5816 | 417374.6284 | 6248795.7816 | 6205446.5476 | 0 | 414534.5544 | 0 | 7355639.8864 | 19137866.1353 | 13061986.8812 | 58416107.9963 | 961560.8286 | 11469341.9306 | 11469341.9306 | 1478867.319 | 5469457.8421 | 0 | 70847010.7555 | 89264677.8472 | 421696.5034 | 13.5219 | 5239.4143 | 6601.473 | 106.8125 | 134.58
1 | 3500 | 707 | 0.035 | 15 | 15 | 7 | 5.6234e-10 | 5spot_SharedNeighbor | Water | Porous | Wet | R600a | MinimizeLCOE_Brownfield | IgnoreSilica | 2019 | 143.1325 | 38.7563 | 3.4377 | 4 | 5191.4535 | 6530.8233 | 105.8348 | 133.1397 | 132.3637 | 0 | 199.4307 | 5622292.5073 | 420752.678 | 6311467.8955 | 6285422.5854 | 0 | 395233.7164 | 0 | 7423716.0592 | 19314986.3724 | 13182875.0825 | 58956746.8966 | 961560.8286 | 11469341.9306 | 11469341.9306 | 1478867.319 | 5469457.8421 | 0 | 71387649.6558 | 89805316.7475 | 562341.3252 | 13.751 | 5191.4535 | 6530.8233 | 105.8348 | 133.1397
1 | 3500 | 707 | 0.035 | 15 | 15 | 7 | 7.4989e-10 | 5spot_SharedNeighbor | Water | Porous | Wet | R600a | MinimizeLCOE_Brownfield | IgnoreSilica | 2019 | 144.9157 | 39.2096 | 3.4887 | 4 | 5153.1669 | 6472.9735 | 105.0543 | 131.9603 | 132.3086 | 0 | 208.7269 | 5667383.9977 | 423931.9132 | 6370691.97 | 6361271.0938 | 0 | 381032.4858 | 0 | 7489681.4696 | 19486614.8389 | 13300015.0374 | 59480622.8063 | 961560.8286 | 11469341.9306 | 11469341.9306 | 1478867.319 | 5469457.8421 | 0 | 71911525.5655 | 90329192.6572 | 749894.2093 | 13.9548 | 5153.1669 | 6472.9735 | 105.0543 | 131.9603
1 | 3500 | 707 | 0.035 | 15 | 15 | 7 | 1e-09 | 5spot_SharedNeighbor | Water | Porous | Wet | R600a | MinimizeLCOE_Brownfield | IgnoreSilica | 2019 | 145.9681 | 39.4766 | 3.5214 | 4 | 5126.2854 | 6433.8302 | 104.5063 | 131.1623 | 132.2756 | 0 | 207.1622 | 5693837.4215 | 425794.0063 | 6405507.8771 | 6405992.1078 | 0 | 368661.6241 | 0 | 7526919.2844 | 19583499.9945 | 13366141.1469 | 59776353.4625 | 961560.8286 | 11469341.9306 | 11469341.9306 | 1478867.319 | 5469457.8421 | 0 | 72207256.2217 | 90624923.3134 | 1000000 | 14.0857 | 5126.2854 | 6433.8302 | 104.5063 | 131.1623
1 | 3500 | 707 | 0.035 | 15 | 15 | 7 | 1.3335e-09 | 5spot_SharedNeighbor | Water | Porous | Wet | R600a | MinimizeLCOE_Brownfield | IgnoreSilica | 2019 | 146.7575 | 39.6766 | 3.5461 | 4 | 5106.0628 | 6404.4937 | 104.094 | 130.5643 | 132.2507 | 0 | 214.8168 | 5713609.8787 | 427184.557 | 6431562.1831 | 6439519.5652 | 0 | 358941.6116 | 0 | 7554618.9402 | 19655568.8171 | 13415329.5992 | 59996335.1521 | 961560.8286 | 11469341.9306 | 11469341.9306 | 1478867.319 | 5469457.8421 | 0 | 72427237.9113 | 90844905.003 | 1333521.4322 | 14.1846 | 5106.0628 | 6404.4937 | 104.094 | 130.5643
1 | 3500 | 707 | 0.035 | 15 | 15 | 7 | 1.7783e-09 | 5spot_SharedNeighbor | Water | Porous | Wet | R600a | MinimizeLCOE_Brownfield | IgnoreSilica | 2019 | 147.3519 | 39.827 | 3.5648 | 4 | 5090.8598 | 6382.4874 | 103.7841 | 130.1156 | 132.2319 | 0 | 180.5715 | 5728457.7762 | 428228.0375 | 6451145.4492 | 6464754.531 | 0 | 351409.1719 | 0 | 7575358.0366 | 19709527.6918 | 13452157.6399 | 60161038.3341 | 961560.8286 | 11469341.9306 | 11469341.9306 | 1478867.319 | 5469457.8421 | 0 | 72591941.0933 | 91009608.185 | 1778279.41 | 14.2593 | 5090.8598 | 6382.4874 | 103.7841 | 130.1156
1 | 3500 | 707 | 0.035 | 15 | 15 | 7 | 2.3714e-09 | 5spot_SharedNeighbor | Water | Porous | Wet | R600a | MinimizeLCOE_Brownfield | IgnoreSilica | 2019 | 147.8124 | 39.9435 | 3.5791 | 4 | 5079.4366 | 6365.8992 | 103.5512 | 129.7775 | 132.2172 | 0 | 189.826 | 5739936.4736 | 429034.305 | 6466295.612 | 6484297.3697 | 0 | 345730.7455 | 0 | 7591464.8573 | 19751434.335 | 13480759.7851 | 60288953.4832 | 961560.8286 | 11469341.9306 | 11469341.9306 | 1478867.319 | 5469457.8421 | 0 | 72719856.2423 | 91137523.334 | 2371373.7057 | 14.3165 | 5079.4366 | 6365.8992 | 103.5512 | 129.7775
1 | 3500 | 707 | 0.035 | 15 | 15 | 7 | 3.1623e-09 | 5spot_SharedNeighbor | Water | Porous | Wet | R600a | MinimizeLCOE_Brownfield | IgnoreSilica | 2019 | 148.1406 | 40.0264 | 3.5896 | 4 | 5070.8574 | 6353.5643 | 103.3763 | 129.526 | 132.2067 | 0 | 241.2727 | 5748107.3483 | 429607.9778 | 6477085.9298 | 6498227.4334 | 0 | 341238.3384 | 0 | 7602764.1408 | 19780832.7529 | 13500824.8093 | 60378688.7307 | 961560.8286 | 11469341.9306 | 11469341.9306 | 1478867.319 | 5469457.8421 | 0 | 72809591.4899 | 91227258.5816 | 3162277.6602 | 14.3584 | 5070.8574 | 6353.5643 | 103.3763 | 129.526
1 | 3500 | 707 | 0.035 | 15 | 15 | 7 | 4.217e-09 | 5spot_SharedNeighbor | Water | Porous | Wet | R600a | MinimizeLCOE_Brownfield | IgnoreSilica | 2019 | 148.3964 | 40.0911 | 3.5976 | 4 | 5064.4165 | 6344.2571 | 103.245 | 129.3363 | 132.1986 | 0 | 250.4551 | 5754466.5176 | 430054.3232 | 6485486.9331 | 6509079.1217 | 0 | 337899.1952 | 0 | 7611624.5754 | 19803885.7864 | 13516558.9784 | 60449055.4311 | 961560.8286 | 11469341.9306 | 11469341.9306 | 1478867.319 | 5469457.8421 | 0 | 72879958.1903 | 91297625.282 | 4216965.0343 | 14.3906 | 5064.4165 | 6344.2571 | 103.245 | 129.3363
1 | 3500 | 707 | 0.035 | 15 | 15 | 7 | 5.6234e-09 | 5spot_SharedNeighbor | Water | Porous | Wet | R600a | MinimizeLCOE_Brownfield | IgnoreSilica | 2019 | 148.5887 | 40.1396 | 3.6037 | 4 | 5059.5821 | 6337.2753 | 103.1464 | 129.1939 | 132.1924 | 0 | 225.6971 | 5759242.7116 | 430389.4821 | 6491798.6021 | 6517235.6195 | 0 | 335369.5048 | 0 | 7618274.0088 | 19821186.2481 | 13528366.899 | 60501863.0759 | 961560.8286 | 11469341.9306 | 11469341.9306 | 1478867.319 | 5469457.8421 | 0 | 72932765.8351 | 91350432.9268 | 5623413.2519 | 14.4148 | 5059.5821 | 6337.2753 | 103.1464 | 129.1939
1 | 3500 | 707 | 0.035 | 15 | 15 | 7 | 7.4989e-09 | 5spot_SharedNeighbor | Water | Porous | Wet | R600a | MinimizeLCOE_Brownfield | IgnoreSilica | 2019 | 148.7324 | 40.1759 | 3.6082 | 4 | 5055.9544 | 6332.0426 | 103.0725 | 129.0873 | 132.1878 | 0 | 230.8573 | 5762810.3979 | 430639.7918 | 6496514.3268 | 6523331.7408 | 0 | 333451.6132 | 0 | 7623231.6695 | 19834085.0642 | 13537170.606 | 60541235.2103 | 961560.8286 | 11469341.9306 | 11469341.9306 | 1478867.319 | 5469457.8421 | 0 | 72972137.9695 | 91389805.0612 | 7498942.0933 | 14.4329 | 5055.9544 | 6332.0426 | 103.0725 | 129.0873
1 | 3500 | 707 | 0.035 | 15 | 15 | 7 | 1e-08 | 5spot_SharedNeighbor | Water | Porous | Wet | R600a | MinimizeLCOE_Brownfield | IgnoreSilica | 2019 | 148.825 | 40.1993 | 3.6114 | 4 | 5053.2326 | 6328.2092 | 103.017 | 129.0091 | 132.1848 | 0 | 229.5892 | 5765107.8552 | 430800.9485 | 6499551.7696 | 6527259.4417 | 0 | 331874.9367 | 0 | 7626292.0312 | 19842047.4976 | 13542605.1304 | 60565539.6109 | 961560.8286 | 11469341.9306 | 11469341.9306 | 1478867.319 | 5469457.8421 | 0 | 72996442.3701 | 91414109.4618 | 10000000 | 14.4455 | 5053.2326 | 6328.2092 | 103.017 | 129.0091
1 | 3600 | 707 | 0.035 | 15 | 15 | 7 | 1e-13 | 5spot_SharedNeighbor | Water | Porous | Wet | R600a | MinimizeLCOE_Brownfield | IgnoreSilica | 2019 | 0 | 0 | 0 | 0 |  |  |  |  | 15 |  | 24.3742 | [19 empty] | 100 | 0
1 | 3600 | 707 | 0.035 | 15 | 15 | 7 | 1.3335e-13 | 5spot_SharedNeighbor | Water | Porous | Wet | R600a | MinimizeLCOE_Brownfield | IgnoreSilica | 2019 | 0 | 0 | 0 | 0 |  |  |  |  | 15 |  | 26.2846 | [19 empty] | 133.3521 | 0
1 | 3600 | 707 | 0.035 | 15 | 15 | 7 | 1.7783e-13 | 5spot_SharedNeighbor | Water | Porous | Wet | R600a | MinimizeLCOE_Brownfield | IgnoreSilica | 2019 | 0 | 0 | 0 | 0 |  |  |  |  | 15 |  | 25.1886 | [19 empty] | 177.8279 | 0
1 | 3600 | 707 | 0.035 | 15 | 15 | 7 | 2.3714e-13 | 5spot_SharedNeighbor | Water | Porous | Wet | R600a | MinimizeLCOE_Brownfield | IgnoreSilica | 2019 | 1.1619 | 0.20461 | 0.003234 | 4 | 1079170.4956 | 2547420.7361 | 22000.3502 | 51932.6173 | 104.6127 | 0 | 49.2758 | 121325.9422 | 7750.5704 | 96978.0741 | 64603.4518 | 0 | 70336.9837 | 0 | 140788.0586 | 366301.6488 | 250008.4021 | 1118093.1315 | 961560.8286 | 11880569.6211 | 11880569.6211 | 1478867.319 | 5633948.9183 | 0 | 13960223.5812 | 32953609.4396 | 237.1374 | 0.012936 | 1079170.4956 | 2547420.7361 | 22000.3502 | 51932.6173
1 | 3600 | 707 | 0.035 | 15 | 15 | 7 | 3.1623e-13 | 5spot_SharedNeighbor | Water | Porous | Wet | R600a | MinimizeLCOE_Brownfield | IgnoreSilica | 2019 | 1.5102 | 0.29651 | 0.0085596 | 4 | 417013.6723 | 971749.8844 | 8501.3878 | 19810.4358 | 111.0823 | 0 | 57.8882 | 163434.8946 | 10866.1503 | 129877.3527 | 79639.5204 | 0 | 79763.6886 | 0 | 180796.8265 | 470396.2561 | 321055.1105 | 1435829.7997 | 961560.8286 | 11880569.6211 | 11880569.6211 | 1478867.319 | 5633948.9183 | 0 | 14277960.2494 | 33271346.1078 | 316.2278 | 0.034239 | 417013.6723 | 971749.8844 | 8501.3878 | 19810.4358
1 | 3600 | 707 | 0.035 | 15 | 15 | 7 | 4.217e-13 | 5spot_SharedNeighbor | Water | Porous | Wet | R600a | MinimizeLCOE_Brownfield | IgnoreSilica | 2019 | 2.0015 | 0.43093 | 0.016663 | 4 | 220685.3047 | 505656.4184 | 4498.9684 | 10308.49 | 116.8664 | 0 | 345.9068 | 219167.205 | 15104.0247 | 174440.0356 | 101193.8397 | 0 | 92755.4103 | 0 | 235037.601 | 611519.6248 | 417374.7094 | 1866592.4505 | 961560.8286 | 11880569.6211 | 11880569.6211 | 1478867.319 | 5633948.9183 | 0 | 14708722.9002 | 33702108.7585 | 421.6965 | 0.06665 | 220685.3047 | 505656.4184 | 4498.9684 | 10308.49
1 | 3600 | 707 | 0.035 | 15 | 15 | 7 | 5.6234e-13 | 5spot_SharedNeighbor | Water | Porous | Wet | R600a | MinimizeLCOE_Brownfield | IgnoreSilica | 2019 | 2.6433 | 0.61102 | 0.028274 | 4 | 134764.8911 | 302708.0392 | 2747.3646 | 6171.1128 | 121.4969 | 0 | 472.4546 | 286725.552 | 20345.0603 | 229911.9507 | 129851.7428 | 0 | 107719.3099 | 0 | 302075.9101 | 785939.5539 | 536419.8949 | 2398988.9746 | 961560.8286 | 11880569.6211 | 11880569.6211 | 1478867.319 | 5633948.9183 | 0 | 15241119.4243 | 34234505.2827 | 562.3413 | 0.11309 | 134764.8911 | 302708.0392 | 2747.3646 | 6171.1128
1 | 3600 | 707 | 0.035 | 15 | 15 | 7 | 7.4989e-13 | 5spot_SharedNeighbor | Water | Porous | Wet | R600a | MinimizeLCOE_Brownfield | IgnoreSilica | 2019 | 3.499 | 0.85473 | 0.04448 | 4 | 89420.0837 | 196173.13 | 1822.9494 | 3999.2546 | 125.2204 | 0 | 635.2755 | 369514.0395 | 26843.4979 | 299963.5096 | 168164.9422 | 0 | 125873.2002 | 0 | 386240.0838 | 1004917.4694 | 685876.8219 | 3067393.5645 | 961560.8286 | 11880569.6211 | 11880569.6211 | 1478867.319 | 5633948.9183 | 0 | 15909524.0142 | 34902909.8725 | 749.8942 | 0.17792 | 89420.0837 | 196173.13 | 1822.9494 | 3999.2546
1 | 3600 | 707 | 0.035 | 15 | 15 | 7 | 1e-12 | 5spot_SharedNeighbor | Water | Porous | Wet | R600a | MinimizeLCOE_Brownfield | IgnoreSilica | 2019 | 4.6185 | 1.1772 | 0.066643 | 4 | 62779.1655 | 134029.9833 | 1279.8382 | 2732.3825 | 128.1215 | 0 | 75.9047 | 469171.7617 | 34731.6254 | 386737.9036 | 219199.9827 | 0 | 147065.9651 | 0 | 490193.823 | 1275383.7749 | 870475.6329 | 3892960.4694 | 961560.8286 | 11880569.6211 | 11880569.6211 | 1478867.319 | 5633948.9183 | 0 | 16735090.9191 | 35728476.7774 | 1000 | 0.26657 | 62779.1655 | 134029.9833 | 1279.8382 | 2732.3825
1 | 3600 | 707 | 0.035 | 15 | 15 | 7 | 1.3335e-12 | 5spot_SharedNeighbor | Water | Porous | Wet | R600a | MinimizeLCOE_Brownfield | IgnoreSilica | 2019 | 6.1311 | 1.615 | 0.096814 | 4 | 45924.9084 | 94970.9017 | 936.2414 | 1936.1103 | 130.4099 | 0 | 82.3358 | 592167.8082 | 44488.6729 | 497260.5368 | 288151.454 | 0 | 173730.6542 | 0 | 622361.6592 | 1619257.3733 | 1105176.4297 | 4942594.5885 | 961560.8286 | 11880569.6211 | 11880569.6211 | 1478867.319 | 5633948.9183 | 0 | 17784725.0381 | 36778110.8965 | 1333.5214 | 0.38726 | 45924.9084 | 94970.9017 | 936.2414 | 1936.1103
1 | 3600 | 707 | 0.035 | 15 | 15 | 7 | 1.7783e-12 | 5spot_SharedNeighbor | Water | Porous | Wet | R600a | MinimizeLCOE_Brownfield | IgnoreSilica | 2019 | 8.158 | 2.1997 | 0.13687 | 4 | 34888.7635 | 69582.3145 | 711.2546 | 1418.5296 | 132.0546 | 0 | 87.508 | 741317.0582 | 56278.3923 | 635958.8569 | 380270.189 | 0 | 206716.1247 | 0 | 788010.8422 | 2050242.5681 | 1399332.681 | 6258126.7122 | 961560.8286 | 11880569.6211 | 11880569.6211 | 1478867.319 | 5633948.9183 | 0 | 19100257.1619 | 38093643.0203 | 1778.2794 | 0.54746 | 34888.7635 | 69582.3145 | 711.2546 | 1418.5296
1 | 3600 | 707 | 0.035 | 15 | 15 | 7 | 2.3714e-12 | 5spot_SharedNeighbor | Water | Porous | Wet | R600a | MinimizeLCOE_Brownfield | IgnoreSilica | 2019 | 10.84 | 2.9856 | 0.19223 | 4 | 26997.8001 | 51698.8966 | 550.3867 | 1053.9519 | 133.5873 | 0 | 85.8968 | 925448.9293 | 70918.4603 | 811180.2615 | 502785.6417 | 0 | 245885.2563 | 0 | 996925.2342 | 2593794.9618 | 1770318.3586 | 7917257.1036 | 961560.8286 | 11880569.6211 | 11880569.6211 | 1478867.319 | 5633948.9183 | 0 | 20759387.5533 | 39752773.4116 | 2371.3737 | 0.76893 | 26997.8001 | 51698.8966 | 550.3867 | 1053.9519
1 | 3600 | 707 | 0.035 | 15 | 15 | 7 | 3.1623e-12 | 5spot_SharedNeighbor | Water | Porous | Wet | R600a | MinimizeLCOE_Brownfield | IgnoreSilica | 2019 | 14.4138 | 4.0283 | 0.26523 | 4 | 21526.4101 | 39429.211 | 438.845 | 803.8178 | 134.6311 | 0 | 80.7301 | 1148196.3293 | 88531.5038 | 1030100.486 | 666465.714 | 0 | 293953.4713 | 0 | 1258626.5267 | 3274688.0426 | 2235041.8772 | 9995603.9508 | 961560.8286 | 11880569.6211 | 11880569.6211 | 1478867.319 | 5633948.9183 | 0 | 22837734.4005 | 41831120.2588 | 3162.2777 | 1.0609 | 21526.4101 | 39429.211 | 438.845 | 803.8178
1 | 3600 | 707 | 0.035 | 15 | 15 | 7 | 4.217e-12 | 5spot_SharedNeighbor | Water | Porous | Wet | R600a | MinimizeLCOE_Brownfield | IgnoreSilica | 2019 | 19.1474 | 5.4103 | 0.36226 | 4 | 17556.3118 | 30664.0477 | 357.9092 | 625.1281 | 135.4224 | 0 | 79.0199 | 1418589.3793 | 109844.5041 | 1303529.8571 | 883285.4646 | 0 | 352010.8158 | 0 | 1586231.4082 | 4127048.7432 | 2816795.5696 | 12597335.7419 | 961560.8286 | 11880569.6211 | 11880569.6211 | 1478867.319 | 5633948.9183 | 0 | 25439466.1916 | 44432852.0499 | 4216.965 | 1.449 | 17556.3118 | 30664.0477 | 357.9092 | 625.1281
1 | 3600 | 707 | 0.035 | 15 | 15 | 7 | 5.6234e-12 | 5spot_SharedNeighbor | Water | Porous | Wet | R600a | MinimizeLCOE_Brownfield | IgnoreSilica | 2019 | 25.4468 | 7.2507 | 0.49128 | 4 | 14615.4765 | 24280.7718 | 297.9563 | 494.9964 | 136.0248 | 0 | 103.7905 | 1748848.468 | 135785.7894 | 1646877.8328 | 1172098.1575 | 0 | 423162.3302 | 0 | 1999441.3054 | 5202136.1348 | 3550564.8052 | 15878914.8234 | 961560.8286 | 11880569.6211 | 11880569.6211 | 1478867.319 | 5633948.9183 | 0 | 28721045.2731 | 47714431.1314 | 5623.4133 | 1.9651 | 14615.4765 | 24280.7718 | 297.9563 | 494.9964
1 | 3600 | 707 | 0.035 | 15 | 15 | 7 | 7.4989e-12 | 5spot_SharedNeighbor | Water | Porous | Wet | R600a | MinimizeLCOE_Brownfield | IgnoreSilica | 2019 | 33.717 | 9.6671 | 0.66107 | 4 | 12406.9409 | 19589.8135 | 252.9323 | 399.3648 | 136.4785 | 0 | 78.1276 | 2147228.7173 | 166964.1732 | 2072321.2837 | 1551162.2199 | 0 | 508373.9444 | 0 | 2513959.632 | 6540807.2785 | 4464235.3677 | 19965052.6166 | 961560.8286 | 11880569.6211 | 11880569.6211 | 1478867.319 | 5633948.9183 | 0 | 32807183.0663 | 51800568.9247 | 7498.9421 | 2.6443 | 12406.9409 | 19589.8135 | 252.9323 | 399.3648
1 | 3600 | 707 | 0.035 | 15 | 15 | 7 | 1e-11 | 5spot_SharedNeighbor | Water | Porous | Wet | R600a | MinimizeLCOE_Brownfield | IgnoreSilica | 2019 | 42.2749 | 12.168 | 0.85802 | 4 | 10714.3805 | 16248.4551 | 218.4271 | 331.2467 | 136.762 | 0 | 97.3909 | 2529793.1381 | 196797.754 | 2490637.799 | 1943485.1655 | 0 | 565640.4548 | 0 | 3013278.1814 | 7839931.7197 | 5350914.4932 | 23930478.7057 | 961560.8286 | 11880569.6211 | 11880569.6211 | 1478867.319 | 5633948.9183 | 0 | 36772609.1553 | 55765995.0137 | 10000 | 3.4321 | 10714.3805 | 16248.4551 | 218.4271 | 331.2467
1 | 3600 | 707 | 0.035 | 15 | 15 | 7 | 1.3335e-11 | 5spot_SharedNeighbor | Water | Porous | Wet | R600a | MinimizeLCOE_Brownfield | IgnoreSilica | 2019 | 51.9971 | 15.0073 | 1.0935 | 4 | 9389.7542 | 13732.0893 | 191.4228 | 279.9472 | 136.9608 | 0 | 118.0412 | 2937175.0525 | 228451.843 | 2945221.1416 | 2389014.9604 | 0 | 614237.6381 | 0 | 3554499.2479 | 9248077.9149 | 6312003.2059 | 28228681.0041 | 961560.8286 | 11880569.6211 | 11880569.6211 | 1478867.319 | 5633948.9183 | 0 | 41070811.4538 | 60064197.3121 | 13335.2143 | 4.374 | 9389.7542 | 13732.0893 | 191.4228 | 279.9472
1 | 3600 | 707 | 0.035 | 15 | 15 | 7 | 1.7783e-11 | 5spot_SharedNeighbor | Water | Porous | Wet | R600a | MinimizeLCOE_Brownfield | IgnoreSilica | 2019 | 62.8077 | 18.154 | 1.3662 | 4 | 8351.0607 | 11826.6725 | 170.2477 | 241.1027 | 137.0752 | 0 | 126.2509 | 3362629.2584 | 261341.692 | 3429421.6918 | 2882038.9999 | 0 | 652792.6693 | 0 | 4129407.4814 | 10743871.2088 | 7332912.8644 | 32794415.866 | 961560.8286 | 11880569.6211 | 11880569.6211 | 1478867.319 | 5633948.9183 | 0 | 45636546.3157 | 64629932.1741 | 17782.7941 | 5.4648 | 8351.0607 | 11826.6725 | 170.2477 | 241.1027
1 | 3600 | 707 | 0.035 | 15 | 15 | 7 | 2.3714e-11 | 5spot_SharedNeighbor | Water | Porous | Wet | R600a | MinimizeLCOE_Brownfield | IgnoreSilica | 2019 | 74.2567 | 21.4682 | 1.667 | 4 | 7538.2101 | 10386.6408 | 153.6766 | 211.7457 | 137.0939 | 0 | 166.2922 | 3787093.0289 | 293948.2243 | 3921697.9689 | 3403113.5739 | 0 | 676718.5273 | 0 | 4712202.816 | 12260185.1216 | 8367828.2671 | 37422787.528 | 961560.8286 | 11880569.6211 | 11880569.6211 | 1478867.319 | 5633948.9183 | 0 | 50264917.9777 | 69258303.8361 | 23713.7371 | 6.668 | 7538.2101 | 10386.6408 | 153.6766 | 211.7457
1 | 3600 | 707 | 0.035 | 15 | 15 | 7 | 3.1623e-11 | 5spot_SharedNeighbor | Water | Porous | Wet | R600a | MinimizeLCOE_Brownfield | IgnoreSilica | 2019 | 85.7176 | 24.7587 | 1.9805 | 4 | 6905.4906 | 9303.0858 | 140.7778 | 189.656 | 137.0186 | 0 | 183.0339 | 4188561.4472 | 324547.1128 | 4395830.5413 | 3924158.5179 | 0 | 682785.7992 | 0 | 5271194.5332 | 13714566.9046 | 9360473.7186 | 41862118.5747 | 961560.8286 | 11880569.6211 | 11880569.6211 | 1478867.319 | 5633948.9183 | 0 | 54704249.0244 | 73697634.8827 | 31622.7766 | 7.9218 | 6905.4906 | 9303.0858 | 140.7778 | 189.656
1 | 3600 | 707 | 0.035 | 15 | 15 | 7 | 4.217e-11 | 5spot_SharedNeighbor | Water | Porous | Wet | R600a | MinimizeLCOE_Brownfield | IgnoreSilica | 2019 | 96.5265 | 27.8247 | 2.2873 | 4 | 6416.113 | 8492.1165 | 130.8011 | 173.1233 | 136.8705 | 0 | 199.9675 | 4546859.0962 | 351578.8618 | 4826666.2857 | 4410830.4987 | 0 | 670402.0103 | 0 | 5774471.3335 | 15023989.9029 | 10254181.8209 | 45858979.81 | 961560.8286 | 11880569.6211 | 11880569.6211 | 1478867.319 | 5633948.9183 | 0 | 58701110.2597 | 77694496.1181 | 42169.6503 | 9.149 | 6416.113 | 8492.1165 | 130.8011 | 173.1233
1 | 3600 | 707 | 0.035 | 15 | 15 | 7 | 5.6234e-11 | 5spot_SharedNeighbor | Water | Porous | Wet | R600a | MinimizeLCOE_Brownfield | IgnoreSilica | 2019 | 106.3561 | 30.5769 | 2.5741 | 4 | 6039.3671 | 7884.0014 | 123.1207 | 160.726 | 136.6774 | 0 | 184.5416 | 4856902.8428 | 374723.1217 | 5205664.712 | 4849404.3489 | 0 | 644377.2264 | 0 | 6213118.1782 | 16165259.0139 | 11033121.4398 | 49342570.8836 | 961560.8286 | 11880569.6211 | 11880569.6211 | 1478867.319 | 5633948.9183 | 0 | 62184701.3333 | 81178087.1916 | 56234.1325 | 10.2966 | 6039.3671 | 7884.0014 | 123.1207 | 160.726
1 | 3600 | 707 | 0.035 | 15 | 15 | 7 | 7.4989e-11 | 5spot_SharedNeighbor | Water | Porous | Wet | R600a | MinimizeLCOE_Brownfield | IgnoreSilica | 2019 | 114.9406 | 32.9499 | 2.8307 | 4 | 5750.5096 | 7427.9774 | 117.2319 | 151.4294 | 136.4677 | 0 | 200.167 | 5116147.3156 | 393875.7516 | 5527236.2924 | 5229388.6339 | 0 | 609236.8806 | 0 | 6581595.1009 | 17123960.3817 | 11687454.8227 | 52268895.1795 | 961560.8286 | 11880569.6211 | 11880569.6211 | 1478867.319 | 5633948.9183 | 0 | 65111025.6291 | 84104411.4875 | 74989.4209 | 11.3227 | 5750.5096 | 7427.9774 | 117.2319 | 151.4294
1 | 3600 | 707 | 0.035 | 15 | 15 | 7 | 1e-10 | 5spot_SharedNeighbor | Water | Porous | Wet | R600a | MinimizeLCOE_Brownfield | IgnoreSilica | 2019 | 122.1755 | 34.926 | 3.0512 | 4 | 5529.8245 | 7086.0249 | 112.733 | 144.4582 | 136.2634 | 0 | 206.876 | 5326653.0538 | 409277.7538 | 5791689.1113 | 5547280.8913 | 0 | 569516.3892 | 0 | 6881322.7078 | 17903790.1323 | 12219704.6514 | 54649234.6908 | 961560.8286 | 11880569.6211 | 11880569.6211 | 1478867.319 | 5633948.9183 | 0 | 67491365.1405 | 86484750.9988 | 100000 | 12.205 | 5529.8245 | 7086.0249 | 112.733 | 144.4582
1 | 3600 | 707 | 0.035 | 15 | 15 | 7 | 1.3335e-10 | 5spot_SharedNeighbor | Water | Porous | Wet | R600a | MinimizeLCOE_Brownfield | IgnoreSilica | 2019 | 128.0681 | 36.5184 | 3.2344 | 4 | 5361.718 | 6829.7873 | 109.3059 | 139.2345 | 136.0795 | 0 | 212.6279 | 5492892.7255 | 421336.8693 | 6002774.4543 | 5804534.1999 | 0 | 528814.6848 | 0 | 7117637.6442 | 18518633.1219 | 12639347.6256 | 56525971.3255 | 961560.8286 | 11880569.6211 | 11880569.6211 | 1478867.319 | 5633948.9183 | 0 | 69368101.7752 | 88361487.6336 | 133352.1432 | 12.9377 | 5361.718 | 6829.7873 | 109.3059 | 139.2345
1 | 3600 | 707 | 0.035 | 15 | 15 | 7 | 1.7783e-10 | 5spot_SharedNeighbor | Water | Porous | Wet | R600a | MinimizeLCOE_Brownfield | IgnoreSilica | 2019 | 132.8009 | 37.7853 | 3.3834 | 4 | 5233.9636 | 6637.3998 | 106.7014 | 135.3124 | 135.9211 | 0 | 222.1095 | 5623061.9577 | 430712.6449 | 6169482.9382 | 6009834.1215 | 0 | 490480.7914 | 0 | 7302193.2569 | 18998808.9688 | 12967077.5077 | 57991652.1871 | 961560.8286 | 11880569.6211 | 11880569.6211 | 1478867.319 | 5633948.9183 | 0 | 70833782.6367 | 89827168.4951 | 177827.941 | 13.5335 | 5233.9636 | 6637.3998 | 106.7014 | 135.3124
1 | 3600 | 707 | 0.035 | 15 | 15 | 7 | 2.3714e-10 | 5spot_SharedNeighbor | Water | Porous | Wet | R600a | MinimizeLCOE_Brownfield | IgnoreSilica | 2019 | 138.7332 | 39.3731 | 3.5423 | 4 | 5135.2724 | 6475.7245 | 104.6895 | 132.0164 | 135.7385 | 0 | 217.6446 | 5784588.3875 | 442356.2742 | 6376841.4562 | 6267015.4841 | 0 | 475867.5682 | 0 | 7545200.9764 | 19631065.207 | 13398605.3818 | 59921540.7353 | 961560.8286 | 11880569.6211 | 11880569.6211 | 1478867.319 | 5633948.9183 | 0 | 72763671.185 | 91757057.0434 | 237137.3706 | 14.1694 | 5135.2724 | 6475.7245 | 104.6895 | 132.0164
1 | 3600 | 707 | 0.035 | 15 | 15 | 7 | 3.1623e-10 | 5spot_SharedNeighbor | Water | Porous | Wet | R600a | MinimizeLCOE_Brownfield | IgnoreSilica | 2019 | 141.8265 | 40.1967 | 3.6407 | 4 | 5060.5792 | 6364.8224 | 103.1668 | 129.7555 | 135.6413 | 0 | 242.8662 | 5867412.7479 | 448301.9316 | 6483768.8326 | 6400683.4103 | 0 | 447526.8325 | 0 | 7662600.5644 | 19936514.8531 | 13607081.0416 | 60853890.214 | 961560.8286 | 11880569.6211 | 11880569.6211 | 1478867.319 | 5633948.9183 | 0 | 73696020.6637 | 92689406.5221 | 316227.766 | 14.5628 | 5060.5792 | 6364.8224 | 103.1668 | 129.7555
1 | 3600 | 707 | 0.035 | 15 | 15 | 7 | 4.217e-10 | 5spot_SharedNeighbor | Water | Porous | Wet | R600a | MinimizeLCOE_Brownfield | IgnoreSilica | 2019 | 144.1971 | 40.8254 | 3.7169 | 4 | 5004.1039 | 6281.61 | 102.0154 | 128.0591 | 135.5652 | 0 | 230.9194 | 5930185.4084 | 452794.1168 | 6565121.3298 | 6502878.9975 | 0 | 423608.2104 | 0 | 7751089.3445 | 20166744.5074 | 13764217.5114 | 61556639.4262 | 961560.8286 | 11880569.6211 | 11880569.6211 | 1478867.319 | 5633948.9183 | 0 | 74398769.8759 | 93392155.7342 | 421696.5034 | 14.8676 | 5004.1039 | 6281.61 | 102.0154 | 128.0591
1 | 3600 | 707 | 0.035 | 15 | 15 | 7 | 5.6234e-10 | 5spot_SharedNeighbor | Water | Porous | Wet | R600a | MinimizeLCOE_Brownfield | IgnoreSilica | 2019 | 145.983 | 41.2977 | 3.7751 | 4 | 4961.4691 | 6219.2829 | 101.1463 | 126.7885 | 135.5069 | 0 | 225.7916 | 5977076.075 | 456141.6475 | 6626069.7476 | 6579725.561 | 0 | 403781.2808 | 0 | 7816689.7816 | 20337423.3882 | 13880709.3547 | 62077616.8362 | 961560.8286 | 11880569.6211 | 11880569.6211 | 1478867.319 | 5633948.9183 | 0 | 74919747.2859 | 93913133.1443 | 562341.3252 | 15.1003 | 4961.4691 | 6219.2829 | 101.1463 | 126.7885
1 | 3600 | 707 | 0.035 | 15 | 15 | 7 | 7.4989e-10 | 5spot_SharedNeighbor | Water | Porous | Wet | R600a | MinimizeLCOE_Brownfield | IgnoreSilica | 2019 | 145.946 | 41.2877 | 3.7958 | 4 | 4927.4651 | 6178.4125 | 100.453 | 125.9553 | 135.5078 | 0 | 407.4967 | 5976078.4798 | 456069.3298 | 6624787.8858 | 6578116.7851 | 0 | 373823.0679 | 0 | 7803461.4638 | 20303006.0188 | 13857218.7929 | 61972561.8238 | 961560.8286 | 11880569.6211 | 11880569.6211 | 1478867.319 | 5633948.9183 | 0 | 74814692.2735 | 93808078.1319 | 749894.2093 | 15.1832 | 4927.4651 | 6178.4125 | 100.453 | 125.9553
1 | 3600 | 707 | 0.035 | 15 | 15 | 7 | 1e-09 | 5spot_SharedNeighbor | Water | Porous | Wet | R600a | MinimizeLCOE_Brownfield | IgnoreSilica | 2019 | 148.7083 | 42.016 | 3.8606 | 4 | 4903.3156 | 6133.2505 | 99.9607 | 125.0346 | 135.4166 | 0 | 223.1979 | 6047997.655 | 461191.9395 | 6718539.7597 | 6696773.8435 | 0 | 376638.1893 | 0 | 7917445.1409 | 20599568.1654 | 14059628.5517 | 62877783.245 | 961560.8286 | 11880569.6211 | 11880569.6211 | 1478867.319 | 5633948.9183 | 0 | 75719913.6947 | 94713299.5531 | 1000000 | 15.4426 | 4903.3156 | 6133.2505 | 99.9607 | 125.0346
1 | 3600 | 707 | 0.035 | 15 | 15 | 7 | 1.3335e-09 | 5spot_SharedNeighbor | Water | Porous | Wet | R600a | MinimizeLCOE_Brownfield | IgnoreSilica | 2019 | 149.4512 | 42.2113 | 3.8856 | 4 | 4885.3397 | 6107.3888 | 99.5943 | 124.5074 | 135.3916 | 0 | 222.9549 | 6067188.3622 | 462555.4598 | 6743626.0983 | 6728626.3191 | 0 | 366699.8493 | 0 | 7943791.4746 | 20668115.9212 | 14106413.8035 | 63087017.288 | 961560.8286 | 11880569.6211 | 11880569.6211 | 1478867.319 | 5633948.9183 | 0 | 75929147.7377 | 94922533.596 | 1333521.4322 | 15.5422 | 4885.3397 | 6107.3888 | 99.5943 | 124.5074
1 | 3600 | 707 | 0.035 | 15 | 15 | 7 | 1.7783e-09 | 5spot_SharedNeighbor | Water | Porous | Wet | R600a | MinimizeLCOE_Brownfield | IgnoreSilica | 2019 | 150.0165 | 42.3597 | 3.9045 | 4 | 4871.8246 | 6087.9511 | 99.3187 | 124.1111 | 135.3725 | 0 | 232.1092 | 6081751.8148 | 463589.4023 | 6762681.2739 | 6752848.4203 | 0 | 359064.8282 | 0 | 7963774.9384 | 20720108.7948 | 14141900.0081 | 63245719.4808 | 961560.8286 | 11880569.6211 | 11880569.6211 | 1478867.319 | 5633948.9183 | 0 | 76087849.9305 | 95081235.7889 | 1778279.41 | 15.6179 | 4871.8246 | 6087.9511 | 99.3187 | 124.1111
1 | 3600 | 707 | 0.035 | 15 | 15 | 7 | 2.3714e-09 | 5spot_SharedNeighbor | Water | Porous | Wet | R600a | MinimizeLCOE_Brownfield | IgnoreSilica | 2019 | 150.4381 | 42.4703 | 3.9187 | 4 | 4861.6693 | 6073.3883 | 99.1117 | 123.8142 | 135.3582 | 0 | 230.2456 | 6092590.5969 | 464358.4469 | 6776873.0376 | 6770903.8583 | 0 | 353170.1618 | 0 | 7978579.4796 | 20758627.1743 | 14168189.5936 | 63363292.349 | 961560.8286 | 11880569.6211 | 11880569.6211 | 1478867.319 | 5633948.9183 | 0 | 76205422.7987 | 95198808.6571 | 2371373.7057 | 15.6747 | 4861.6693 | 6073.3883 | 99.1117 | 123.8142
1 | 3600 | 707 | 0.035 | 15 | 15 | 7 | 3.1623e-09 | 5spot_SharedNeighbor | Water | Porous | Wet | R600a | MinimizeLCOE_Brownfield | IgnoreSilica | 2019 | 150.7741 | 42.5585 | 3.9297 | 4 | 4854.042 | 6062.3575 | 98.9562 | 123.5894 | 135.3468 | 0 | 210.2272 | 6101216.9953 | 464970.2584 | 6788173.8004 | 6785290.4732 | 0 | 348837.9639 | 0 | 7990510.9016 | 20789670.2868 | 14189377.1558 | 63458047.8355 | 961560.8286 | 11880569.6211 | 11880569.6211 | 1478867.319 | 5633948.9183 | 0 | 76300178.2852 | 95293564.1435 | 3162277.6602 | 15.7189 | 4854.042 | 6062.3575 | 98.9562 | 123.5894
1 | 3600 | 707 | 0.035 | 15 | 15 | 7 | 4.217e-09 | 5spot_SharedNeighbor | Water | Porous | Wet | R600a | MinimizeLCOE_Brownfield | IgnoreSilica | 2019 | 150.9982 | 42.6172 | 3.9375 | 4 | 4848.3155 | 6054.2394 | 98.8395 | 123.4239 | 135.3391 | 0 | 211.343 | 6106963.533 | 465377.651 | 6795705.3412 | 6794883.5423 | 0 | 345295.2403 | 0 | 7998207.8701 | 20809696.2199 | 14203045.2666 | 63519174.6643 | 961560.8286 | 11880569.6211 | 11880569.6211 | 1478867.319 | 5633948.9183 | 0 | 76361305.114 | 95354690.9724 | 4216965.0343 | 15.7501 | 4848.3155 | 6054.2394 | 98.8395 | 123.4239
1 | 3600 | 707 | 0.035 | 15 | 15 | 7 | 5.6234e-09 | 5spot_SharedNeighbor | Water | Porous | Wet | R600a | MinimizeLCOE_Brownfield | IgnoreSilica | 2019 | 151.1808 | 42.6651 | 3.9436 | 4 | 4844.0173 | 6048.0711 | 98.7518 | 123.2981 | 135.3329 | 0 | 228.0101 | 6111642.6235 | 465709.3046 | 6801839.388 | 6802699.1897 | 0 | 342737.8269 | 0 | 8004605.0498 | 20826340.3692 | 14214405.2405 | 63569978.9921 | 961560.8286 | 11880569.6211 | 11880569.6211 | 1478867.319 | 5633948.9183 | 0 | 76412109.4418 | 95405495.3002 | 5623413.2519 | 15.7745 | 4844.0173 | 6048.0711 | 98.7518 | 123.2981
1 | 3600 | 707 | 0.035 | 15 | 15 | 7 | 7.4989e-09 | 5spot_SharedNeighbor | Water | Porous | Wet | R600a | MinimizeLCOE_Brownfield | IgnoreSilica | 2019 | 151.3077 | 42.6983 | 3.948 | 4 | 4840.7919 | 6043.5006 | 98.6861 | 123.2049 | 135.3286 | 0 | 211.1372 | 6114891.1101 | 465939.5018 | 6806099.0963 | 6808128.2182 | 0 | 340715.3957 | 0 | 8008951.5956 | 20837649.19 | 14222123.743 | 63604497.8508 | 961560.8286 | 11880569.6211 | 11880569.6211 | 1478867.319 | 5633948.9183 | 0 | 76446628.3005 | 95440014.1589 | 7498942.0933 | 15.7922 | 4840.7919 | 6043.5006 | 98.6861 | 123.2049
1 | 3600 | 707 | 0.035 | 15 | 15 | 7 | 1e-08 | 5spot_SharedNeighbor | Water | Porous | Wet | R600a | MinimizeLCOE_Brownfield | IgnoreSilica | 2019 | 151.4197 | 42.7277 | 3.9517 | 4 | 4838.3719 | 6039.9803 | 98.6368 | 123.1332 | 135.3247 | 0 | 208.9981 | 6117759.3736 | 466142.7471 | 6809860.5636 | 6812923.0414 | 0 | 339338.0929 | 0 | 8012949.2892 | 20848050.3686 | 14229222.7612 | 63636246.2376 | 961560.8286 | 11880569.6211 | 11880569.6211 | 1478867.319 | 5633948.9183 | 0 | 76478376.6873 | 95471762.5456 | 10000000 | 15.8066 | 4838.3719 | 6039.9803 | 98.6368 | 123.1332
1 | 3700 | 707 | 0.035 | 15 | 15 | 7 | 1e-13 | 5spot_SharedNeighbor | Water | Porous | Wet | R600a | MinimizeLCOE_Brownfield | IgnoreSilica | 2019 | 0 | 0 | 0 | 0 |  |  |  |  | 15 |  | 24.0573 | [19 empty] | 100 | 0
1 | 3700 | 707 | 0.035 | 15 | 15 | 7 | 1.3335e-13 | 5spot_SharedNeighbor | Water | Porous | Wet | R600a | MinimizeLCOE_Brownfield | IgnoreSilica | 2019 | 0 | 0 | 0 | 0 |  |  |  |  | 15 |  | 25.3924 | [19 empty] | 133.3521 | 0
1 | 3700 | 707 | 0.035 | 15 | 15 | 7 | 1.7783e-13 | 5spot_SharedNeighbor | Water | Porous | Wet | R600a | MinimizeLCOE_Brownfield | IgnoreSilica | 2019 | 0 | 0 | 0 | 0 |  |  |  |  | 15 |  | 24.8348 | [19 empty] | 177.8279 | 0
1 | 3700 | 707 | 0.035 | 15 | 15 | 7 | 2.3714e-13 | 5spot_SharedNeighbor | Water | Porous | Wet | R600a | MinimizeLCOE_Brownfield | IgnoreSilica | 2019 | 1.1813 | 0.21588 | 0.0044919 | 4 | 802281.7374 | 1891867.4941 | 16355.5984 | 38568.2778 | 106.7787 | 0 | 54.4652 | 127704.8618 | 8262.4228 | 101068.4217 | 66008.1449 | 0 | 70160.6448 | 0 | 145549.7535 | 378690.6021 | 258464.1173 | 1155908.9689 | 961560.8286 | 12297657.4024 | 12297657.4024 | 1478867.319 | 5800784.0308 | 0 | 14415127.1999 | 33992435.9521 | 237.1374 | 0.017968 | 802281.7374 | 1891867.4941 | 16355.5984 | 38568.2778
1 | 3700 | 707 | 0.035 | 15 | 15 | 7 | 3.1623e-13 | 5spot_SharedNeighbor | Water | Porous | Wet | R600a | MinimizeLCOE_Brownfield | IgnoreSilica | 2019 | 1.5686 | 0.32261 | 0.010758 | 4 | 343518.208 | 798477.2324 | 7003.0833 | 16278.0384 | 113.9608 | 0 | 68.8581 | 176292.1195 | 11923.0288 | 138661.3484 | 83121.2276 | 0 | 81627.7743 | 0 | 191733.9445 | 498852.3935 | 340477.0089 | 1522688.8455 | 961560.8286 | 12297657.4024 | 12297657.4024 | 1478867.319 | 5800784.0308 | 0 | 14781907.0765 | 34359215.8288 | 316.2278 | 0.043031 | 343518.208 | 798477.2324 | 7003.0833 | 16278.0384
1 | 3700 | 707 | 0.035 | 15 | 15 | 7 | 4.217e-13 | 5spot_SharedNeighbor | Water | Porous | Wet | R600a | MinimizeLCOE_Brownfield | IgnoreSilica | 2019 | 2.0404 | 0.45752 | 0.019817 | 4 | 191808.3846 | 438784.7144 | 3910.2734 | 8945.2199 | 119.5002 | 0 | 351.9844 | 231915.8982 | 16237.0234 | 182664.2557 | 104373.4553 | 0 | 92798.0749 | 0 | 244915.596 | 637220.1416 | 434915.8402 | 1945040.2854 | 961560.8286 | 12297657.4024 | 12297657.4024 | 1478867.319 | 5800784.0308 | 0 | 15204258.5164 | 34781567.2686 | 421.6965 | 0.079268 | 191808.3846 | 438784.7144 | 3910.2734 | 8945.2199
1 | 3700 | 707 | 0.035 | 15 | 15 | 7 | 5.6234e-13 | 5spot_SharedNeighbor | Water | Porous | Wet | R600a | MinimizeLCOE_Brownfield | IgnoreSilica | 2019 | 2.7016 | 0.65118 | 0.033041 | 4 | 119311.7488 | 267439.708 | 2432.3314 | 5452.1202 | 124.3226 | 0 | 476.1232 | 304284.8135 | 21961.3248 | 241456.9011 | 134450.2472 | 0 | 108113.1175 | 0 | 316003.8976 | 822177.3203 | 561152.9152 | 2509600.5372 | 961560.8286 | 12297657.4024 | 12297657.4024 | 1478867.319 | 5800784.0308 | 0 | 15768818.7682 | 35346127.5205 | 562.3413 | 0.13216 | 119311.7488 | 267439.708 | 2432.3314 | 5452.1202
1 | 3700 | 707 | 0.035 | 15 | 15 | 7 | 7.4989e-13 | 5spot_SharedNeighbor | Water | Porous | Wet | R600a | MinimizeLCOE_Brownfield | IgnoreSilica | 2019 | 3.5768 | 0.91226 | 0.051562 | 4 | 79888.0421 | 174808.8528 | 1628.6258 | 3563.7149 | 128.1632 | 0 | 634.7503 | 392799.2774 | 29067.6902 | 315361.4017 | 175242.3768 | 0 | 126384.8358 | 0 | 405153.6769 | 1054126.7589 | 719463.1731 | 3217599.1906 | 961560.8286 | 12297657.4024 | 12297657.4024 | 1478867.319 | 5800784.0308 | 0 | 16476817.4216 | 36054126.1739 | 749.8942 | 0.20625 | 79888.0421 | 174808.8528 | 1628.6258 | 3563.7149
1 | 3700 | 707 | 0.035 | 15 | 15 | 7 | 1e-12 | 5spot_SharedNeighbor | Water | Porous | Wet | R600a | MinimizeLCOE_Brownfield | IgnoreSilica | 2019 | 4.7279 | 1.2589 | 0.076768 | 4 | 56507.0257 | 120261.9342 | 1151.9722 | 2451.7022 | 131.1671 | 0 | 92.3504 | 499479.302 | 37695.7576 | 407190.0511 | 229013.0691 | 0 | 147945.0281 | 0 | 515316.0511 | 1340746.659 | 915087.1444 | 4092473.0624 | 961560.8286 | 12297657.4024 | 12297657.4024 | 1478867.319 | 5800784.0308 | 0 | 17351691.2934 | 36929000.0457 | 1000 | 0.30707 | 56507.0257 | 120261.9342 | 1151.9722 | 2451.7022
1 | 3700 | 707 | 0.035 | 15 | 15 | 7 | 1.3335e-12 | 5spot_SharedNeighbor | Water | Porous | Wet | R600a | MinimizeLCOE_Brownfield | IgnoreSilica | 2019 | 6.2775 | 1.7273 | 0.11097 | 4 | 41583.7031 | 85690.2528 | 847.74 | 1746.9117 | 133.5202 | 0 | 68.5813 | 630485.4141 | 48312.2394 | 523613.1243 | 301123.1108 | 0 | 174820.6941 | 0 | 654558.2872 | 1703026.3949 | 1162350.5082 | 5198289.7729 | 961560.8286 | 12297657.4024 | 12297657.4024 | 1478867.319 | 5800784.0308 | 0 | 18457508.0039 | 38034816.7562 | 1333.5214 | 0.44386 | 41583.7031 | 85690.2528 | 847.74 | 1746.9117
1 | 3700 | 707 | 0.035 | 15 | 15 | 7 | 1.7783e-12 | 5spot_SharedNeighbor | Water | Porous | Wet | R600a | MinimizeLCOE_Brownfield | IgnoreSilica | 2019 | 8.3238 | 2.3439 | 0.15607 | 4 | 31756.6226 | 63116.6529 | 647.4017 | 1286.7183 | 135.1747 | 0 | 77.0759 | 787304.1444 | 60984.1058 | 667684.5315 | 396776.3379 | 0 | 207088.0945 | 0 | 826736.5135 | 2150998.8212 | 1468100.8941 | 6565673.443 | 961560.8286 | 12297657.4024 | 12297657.4024 | 1478867.319 | 5800784.0308 | 0 | 19824891.674 | 39402200.4263 | 1778.2794 | 0.62428 | 31756.6226 | 63116.6529 | 647.4017 | 1286.7183
1 | 3700 | 707 | 0.035 | 15 | 15 | 7 | 2.3714e-12 | 5spot_SharedNeighbor | Water | Porous | Wet | R600a | MinimizeLCOE_Brownfield | IgnoreSilica | 2019 | 11.0615 | 3.1847 | 0.21913 | 4 | 24618.3472 | 46953.1567 | 501.8783 | 957.2036 | 136.7813 | 0 | 106.6048 | 984099.6393 | 77021.6279 | 852281.9564 | 526388.9007 | 0 | 246361.1911 | 0 | 1047599.793 | 2725639.7692 | 1860305.1488 | 8319698.0265 | 961560.8286 | 12297657.4024 | 12297657.4024 | 1478867.319 | 5800784.0308 | 0 | 21578916.2575 | 41156225.0098 | 2371.3737 | 0.87654 | 24618.3472 | 46953.1567 | 501.8783 | 957.2036
1 | 3700 | 707 | 0.035 | 15 | 15 | 7 | 3.1623e-12 | 5spot_SharedNeighbor | Water | Porous | Wet | R600a | MinimizeLCOE_Brownfield | IgnoreSilica | 2019 | 14.7085 | 4.2926 | 0.3012 | 4 | 19710.0922 | 35959.6999 | 401.8169 | 733.0871 | 137.8594 | 0 | 95.9192 | 1219767.3646 | 96035.244 | 1081452.7844 | 694293.2351 | 0 | 294430.4154 | 0 | 1320531.8269 | 3435752.9353 | 2344971.976 | 10487235.7816 | 961560.8286 | 12297657.4024 | 12297657.4024 | 1478867.319 | 5800784.0308 | 0 | 23746454.0126 | 43323762.7649 | 3162.2777 | 1.2048 | 19710.0922 | 35959.6999 | 401.8169 | 733.0871
1 | 3700 | 707 | 0.035 | 15 | 15 | 7 | 4.217e-12 | 5spot_SharedNeighbor | Water | Porous | Wet | R600a | MinimizeLCOE_Brownfield | IgnoreSilica | 2019 | 19.5541 | 5.7677 | 0.41061 | 4 | 16119.1162 | 28038.7952 | 328.61 | 571.6088 | 138.6786 | 0 | 97.2958 | 1507226.693 | 119153.3737 | 1369001.5161 | 918485.5256 | 0 | 352944.2263 | 0 | 1664056.4206 | 4329533.4614 | 2954995.5504 | 13215396.7672 | 961560.8286 | 12297657.4024 | 12297657.4024 | 1478867.319 | 5800784.0308 | 0 | 26474614.9982 | 46051923.7504 | 4216.965 | 1.6424 | 16119.1162 | 28038.7952 | 328.61 | 571.6088
1 | 3700 | 707 | 0.035 | 15 | 15 | 7 | 5.6234e-12 | 5spot_SharedNeighbor | Water | Porous | Wet | R600a | MinimizeLCOE_Brownfield | IgnoreSilica | 2019 | 25.9459 | 7.7176 | 0.55587 | 4 | 13445.3671 | 22250.1932 | 274.102 | 453.6003 | 139.2973 | 0 | 95.6864 | 1856239.2786 | 147161.4101 | 1727440.1487 | 1217063.3335 | 0 | 423375.8404 | 0 | 2094799.2044 | 5450237.8274 | 3719899.3084 | 16636216.3515 | 961560.8286 | 12297657.4024 | 12297657.4024 | 1478867.319 | 5800784.0308 | 0 | 29895434.5825 | 49472743.3347 | 5623.4133 | 2.2235 | 13445.3671 | 22250.1932 | 274.102 | 453.6003
1 | 3700 | 707 | 0.035 | 15 | 15 | 7 | 7.4989e-12 | 5spot_SharedNeighbor | Water | Porous | Wet | R600a | MinimizeLCOE_Brownfield | IgnoreSilica | 2019 | 34.3795 | 10.2942 | 0.74801 | 4 | 11427.5904 | 17970.758 | 232.9669 | 366.3582 | 139.7664 | 0 | 102.3502 | 2280332.5941 | 181103.1552 | 2174406.19 | 1613693.7456 | 0 | 508837.7783 | 0 | 2635765.6506 | 6857721.5531 | 4680535.8721 | 20932396.539 | 961560.8286 | 12297657.4024 | 12297657.4024 | 1478867.319 | 5800784.0308 | 0 | 34191614.77 | 53768923.5222 | 7498.9421 | 2.992 | 11427.5904 | 17970.758 | 232.9669 | 366.3582
1 | 3700 | 707 | 0.035 | 15 | 15 | 7 | 1e-11 | 5spot_SharedNeighbor | Water | Porous | Wet | R600a | MinimizeLCOE_Brownfield | IgnoreSilica | 2019 | 45.2958 | 13.6276 | 0.99726 | 4 | 9894.6079 | 14802.3799 | 201.715 | 301.7665 | 140.1141 | 0 | 104.7962 | 2785293.035 | 221336.9068 | 2720795.088 | 2125726.6677 | 0 | 609438.9424 | 0 | 3300410.3495 | 8586990.7222 | 5860797.6129 | 26210789.3246 | 961560.8286 | 12297657.4024 | 12297657.4024 | 1478867.319 | 5800784.0308 | 0 | 39470007.5556 | 59047316.3078 | 10000 | 3.989 | 9894.6079 | 14802.3799 | 201.715 | 301.7665
1 | 3700 | 707 | 0.035 | 15 | 15 | 7 | 1.3335e-11 | 5spot_SharedNeighbor | Water | Porous | Wet | R600a | MinimizeLCOE_Brownfield | IgnoreSilica | 2019 | 55.5003 | 16.7369 | 1.2651 | 4 | 8708.7913 | 12577.5726 | 177.5405 | 256.4108 | 140.2972 | 0 | 93.7331 | 3224128.0372 | 256128.9497 | 3206605.1086 | 2601994.1576 | 0 | 658710.446 | 0 | 3879551.0126 | 10093795.9295 | 6889223.1287 | 30810136.7699 | 961560.8286 | 12297657.4024 | 12297657.4024 | 1478867.319 | 5800784.0308 | 0 | 44069355.0009 | 63646663.7532 | 13335.2143 | 5.0603 | 8708.7913 | 12577.5726 | 177.5405 | 256.4108
1 | 3700 | 707 | 0.035 | 15 | 15 | 7 | 1.7783e-11 | 5spot_SharedNeighbor | Water | Porous | Wet | R600a | MinimizeLCOE_Brownfield | IgnoreSilica | 2019 | 66.6982 | 20.1366 | 1.5716 | 4 | 7778.2323 | 10892.5629 | 158.5698 | 222.0596 | 140.3859 | 0 | 117.3232 | 3676886.6741 | 291826.852 | 3717653.23 | 3123761.6039 | 0 | 695650.0694 | 0 | 4487253.5874 | 11674913.3722 | 7968368.272 | 35636313.661 | 961560.8286 | 12297657.4024 | 12297657.4024 | 1478867.319 | 5800784.0308 | 0 | 48895531.892 | 68472840.6442 | 17782.7941 | 6.2862 | 7778.2323 | 10892.5629 | 158.5698 | 222.0596
1 | 3700 | 707 | 0.035 | 15 | 15 | 7 | 2.3714e-11 | 5spot_SharedNeighbor | Water | Porous | Wet | R600a | MinimizeLCOE_Brownfield | IgnoreSilica | 2019 | 78.3519 | 23.6504 | 1.9039 | 4 | 7050.947 | 9621.6945 | 143.7431 | 196.1513 | 140.3708 | 0 | 131.7982 | 4120614.2664 | 326546.2295 | 4228188.88 | 3665018.6173 | 0 | 715284.8451 | 0 | 5091704.6069 | 13247570.9349 | 9041739.3734 | 40436667.7534 | 961560.8286 | 12297657.4024 | 12297657.4024 | 1478867.319 | 5800784.0308 | 0 | 53695885.9845 | 73273194.7367 | 23713.7371 | 7.6154 | 7050.947 | 9621.6945 | 143.7431 | 196.1513
1 | 3700 | 707 | 0.035 | 15 | 15 | 7 | 3.1623e-11 | 5spot_SharedNeighbor | Water | Porous | Wet | R600a | MinimizeLCOE_Brownfield | IgnoreSilica | 2019 | 89.823 | 27.0746 | 2.2438 | 4 | 6485.707 | 8666.927 | 132.2199 | 176.687 | 140.2603 | 0 | 172.3424 | 4532985.3109 | 358503.0207 | 4711573.5658 | 4195323.2968 | 0 | 715298.2097 | 0 | 5660336.5275 | 14727034.55 | 10051503.6907 | 44952558.1721 | 961560.8286 | 12297657.4024 | 12297657.4024 | 1478867.319 | 5800784.0308 | 0 | 58211776.4031 | 77789085.1554 | 31622.7766 | 8.9754 | 6485.707 | 8666.927 | 132.2199 | 176.687
1 | 3700 | 707 | 0.035 | 15 | 15 | 7 | 4.217e-11 | 5spot_SharedNeighbor | Water | Porous | Wet | R600a | MinimizeLCOE_Brownfield | IgnoreSilica | 2019 | 100.6144 | 30.2572 | 2.5741 | 4 | 6048.7752 | 7950.1773 | 123.3125 | 162.0751 | 140.0791 | 0 | 191.2083 | 4900703.287 | 386689.2751 | 5150300.3834 | 4691455.2233 | 0 | 697929.6653 | 0 | 6172560.3553 | 16059735.8782 | 10961099.7315 | 49020473.799 | 961560.8286 | 12297657.4024 | 12297657.4024 | 1478867.319 | 5800784.0308 | 0 | 62279692.03 | 81857000.7823 | 42169.6503 | 10.2962 | 6048.7752 | 7950.1773 | 123.3125 | 162.0751
1 | 3700 | 707 | 0.035 | 15 | 15 | 7 | 5.6234e-11 | 5spot_SharedNeighbor | Water | Porous | Wet | R600a | MinimizeLCOE_Brownfield | IgnoreSilica | 2019 | 110.2265 | 33.0492 | 2.8767 | 4 | 5712.6133 | 7413.9693 | 116.4593 | 151.1438 | 139.8612 | 0 | 216.6563 | 5211881.4597 | 410242.3944 | 5527975.6131 | 5126451.4195 | 0 | 665933.6291 | 0 | 6607568.9611 | 17191539.0381 | 11733578.6443 | 52475171.1594 | 961560.8286 | 12297657.4024 | 12297657.4024 | 1478867.319 | 5800784.0308 | 0 | 65734389.3904 | 85311698.1427 | 56234.1325 | 11.5069 | 5712.6133 | 7413.9693 | 116.4593 | 151.1438
1 | 3700 | 707 | 0.035 | 15 | 15 | 7 | 7.4989e-11 | 5spot_SharedNeighbor | Water | Porous | Wet | R600a | MinimizeLCOE_Brownfield | IgnoreSilica | 2019 | 118.6017 | 35.4452 | 3.1447 | 4 | 5454.9828 | 7011.3507 | 111.2072 | 142.9359 | 139.632 | 0 | 210.8736 | 5470952.9952 | 429606.6417 | 5847307.8036 | 5499100.66 | 0 | 626337.4954 | 0 | 6970589.1824 | 18136043.1882 | 12378222.1344 | 55358160.101 | 961560.8286 | 12297657.4024 | 12297657.4024 | 1478867.319 | 5800784.0308 | 0 | 68617378.332 | 88194687.0842 | 74989.4209 | 12.5788 | 5454.9828 | 7011.3507 | 111.2072 | 142.9359
1 | 3700 | 707 | 0.035 | 15 | 15 | 7 | 1e-10 | 5spot_SharedNeighbor | Water | Porous | Wet | R600a | MinimizeLCOE_Brownfield | IgnoreSilica | 2019 | 125.5808 | 37.4161 | 3.3724 | 4 | 5258.1233 | 6709.4129 | 107.194 | 136.7805 | 139.4151 | 0 | 201.4932 | 5678904.892 | 444979.6114 | 6106977.365 | 5806324.2995 | 0 | 582773.2049 | 0 | 7261784.1554 | 18893672.7756 | 12895319.8955 | 57670736.1993 | 961560.8286 | 12297657.4024 | 12297657.4024 | 1478867.319 | 5800784.0308 | 0 | 70929954.4304 | 90507263.1826 | 100000 | 13.4896 | 5258.1233 | 6709.4129 | 107.194 | 136.7805
1 | 3700 | 707 | 0.035 | 15 | 15 | 7 | 1.3335e-10 | 5spot_SharedNeighbor | Water | Porous | Wet | R600a | MinimizeLCOE_Brownfield | IgnoreSilica | 2019 | 131.2734 | 39.0057 | 3.5607 | 4 | 5108.1275 | 6482.6566 | 104.1361 | 132.1577 | 139.2217 | 0 | 237.3477 | 5843344.3942 | 457018.2071 | 6314565.6832 | 6054600.7557 | 0 | 539565.9633 | 0 | 7491547.0514 | 19491468.7001 | 13303327.8974 | 59495438.6523 | 961560.8286 | 12297657.4024 | 12297657.4024 | 1478867.319 | 5800784.0308 | 0 | 72754656.8834 | 92331965.6356 | 133352.1432 | 14.2429 | 5108.1275 | 6482.6566 | 104.1361 | 132.1577
1 | 3700 | 707 | 0.035 | 15 | 15 | 7 | 1.7783e-10 | 5spot_SharedNeighbor | Water | Porous | Wet | R600a | MinimizeLCOE_Brownfield | IgnoreSilica | 2019 | 138.0144 | 40.8806 | 3.7549 | 4 | 4992.7152 | 6296.1591 | 101.7833 | 128.3557 | 138.9995 | 0 | 226.2702 | 6034506.5783 | 470968.5426 | 6557315.401 | 6347700.8359 | 0 | 519991.9779 | 0 | 7772888.501 | 20223461.4408 | 13802927.9839 | 61729761.2615 | 961560.8286 | 12297657.4024 | 12297657.4024 | 1478867.319 | 5800784.0308 | 0 | 74988979.4925 | 94566288.2447 | 177827.941 | 15.0197 | 4992.7152 | 6296.1591 | 101.7833 | 128.3557
1 | 3700 | 707 | 0.035 | 15 | 15 | 7 | 2.3714e-10 | 5spot_SharedNeighbor | Water | Porous | Wet | R600a | MinimizeLCOE_Brownfield | IgnoreSilica | 2019 | 141.8265 | 41.941 | 3.8836 | 4 | 4904.5977 | 6164.8545 | 99.9869 | 125.6789 | 138.8748 | 0 | 239.4684 | 6141832.5973 | 478833.9741 | 6693577.5305 | 6518014.8424 | 0 | 485956.8502 | 0 | 7924104.1599 | 20616893.5668 | 14071453.4942 | 62930667.0155 | 961560.8286 | 12297657.4024 | 12297657.4024 | 1478867.319 | 5800784.0308 | 0 | 76189885.2465 | 95767193.9988 | 237137.3706 | 15.5344 | 4904.5977 | 6164.8545 | 99.9869 | 125.6789
1 | 3700 | 707 | 0.035 | 15 | 15 | 7 | 3.1623e-10 | 5spot_SharedNeighbor | Water | Porous | Wet | R600a | MinimizeLCOE_Brownfield | IgnoreSilica | 2019 | 144.7501 | 42.7504 | 3.9838 | 4 | 4837.865 | 6066.4172 | 98.6264 | 123.6721 | 138.7766 | 0 | 230.7541 | 6223040.5406 | 484762.6108 | 6797153.8252 | 6648407.7479 | 0 | 456331.9311 | 0 | 8037781.6957 | 20912659.1965 | 14273319.6138 | 63833457.1617 | 961560.8286 | 12297657.4024 | 12297657.4024 | 1478867.319 | 5800784.0308 | 0 | 77092675.3927 | 96669984.145 | 316227.766 | 15.9353 | 4837.865 | 6066.4172 | 98.6264 | 123.6721
1 | 3700 | 707 | 0.035 | 15 | 15 | 7 | 4.217e-10 | 5spot_SharedNeighbor | Water | Porous | Wet | R600a | MinimizeLCOE_Brownfield | IgnoreSilica | 2019 | 146.9887 | 43.3679 | 4.0613 | 4 | 4787.4166 | 5992.5216 | 97.598 | 122.1657 | 138.6999 | 0 | 205.902 | 6284579.5862 | 489241.9209 | 6875920.5371 | 6748111.173 | 0 | 431526.1467 | 0 | 8123457.9519 | 21135571.2405 | 14425461.6642 | 64513870.2204 | 961560.8286 | 12297657.4024 | 12297657.4024 | 1478867.319 | 5800784.0308 | 0 | 77773088.4514 | 97350397.2036 | 421696.5034 | 16.2453 | 4787.4166 | 5992.5216 | 97.598 | 122.1657
1 | 3700 | 707 | 0.035 | 15 | 15 | 7 | 5.6234e-10 | 5spot_SharedNeighbor | Water | Porous | Wet | R600a | MinimizeLCOE_Brownfield | IgnoreSilica | 2019 | 148.6741 | 43.8314 | 4.1204 | 4 | 4749.3357 | 5937.151 | 96.8216 | 121.0369 | 138.6412 | 0 | 230.3556 | 6330548.3094 | 492580.183 | 6934916.5719 | 6823098.5954 | 0 | 411091.2081 | 0 | 8186971.5984 | 21300820.7203 | 14538247.8297 | 65018275.0163 | 961560.8286 | 12297657.4024 | 12297657.4024 | 1478867.319 | 5800784.0308 | 0 | 78277493.2473 | 97854801.9996 | 562341.3252 | 16.4818 | 4749.3357 | 5937.151 | 96.8216 | 121.0369
1 | 3700 | 707 | 0.035 | 15 | 15 | 7 | 7.4989e-10 | 5spot_SharedNeighbor | Water | Porous | Wet | R600a | MinimizeLCOE_Brownfield | IgnoreSilica | 2019 | 149.9434 | 44.1798 | 4.1654 | 4 | 4720.6264 | 5895.6288 | 96.2364 | 120.1904 | 138.5966 | 0 | 246.2581 | 6364963.859 | 495075.0649 | 6979175.0674 | 6879528.8234 | 0 | 394647.3042 | 0 | 8234222.1463 | 21423756.9536 | 14622154.335 | 65393523.5538 | 961560.8286 | 12297657.4024 | 12297657.4024 | 1478867.319 | 5800784.0308 | 0 | 78652741.7848 | 98230050.537 | 749894.2093 | 16.6615 | 4720.6264 | 5895.6288 | 96.2364 | 120.1904
1 | 3700 | 707 | 0.035 | 15 | 15 | 7 | 1e-09 | 5spot_SharedNeighbor | Water | Porous | Wet | R600a | MinimizeLCOE_Brownfield | IgnoreSilica | 2019 | 150.9789 | 44.4636 | 4.2023 | 4 | 4697.2121 | 5861.8962 | 95.759 | 119.5027 | 138.56 | 0 | 229.9287 | 6392922.3561 | 497099.4396 | 7015181.911 | 6925543.6624 | 0 | 380549.1191 | 0 | 8272405.6304 | 21523102.5466 | 14689959.7436 | 65696764.4087 | 961560.8286 | 12297657.4024 | 12297657.4024 | 1478867.319 | 5800784.0308 | 0 | 78955982.6397 | 98533291.392 | 1000000 | 16.8091 | 4697.2121 | 5861.8962 | 95.759 | 119.5027
1 | 3700 | 707 | 0.035 | 15 | 15 | 7 | 1.3335e-09 | 5spot_SharedNeighbor | Water | Porous | Wet | R600a | MinimizeLCOE_Brownfield | IgnoreSilica | 2019 | 151.9682 | 44.7343 | 4.2331 | 4 | 4681.1597 | 5837.3626 | 95.4318 | 119.0025 | 138.5247 | 0 | 217.2596 | 6419521.4245 | 499022.9802 | 7049486.5001 | 6969476.9257 | 0 | 373024.9021 | 0 | 8311107.7657 | 21623797.5638 | 14758686.1619 | 66004124.2241 | 961560.8286 | 12297657.4024 | 12297657.4024 | 1478867.319 | 5800784.0308 | 0 | 79263342.4551 | 98840651.2074 | 1333521.4322 | 16.9324 | 4681.1597 | 5837.3626 | 95.4318 | 119.0025
1 | 3700 | 707 | 0.035 | 15 | 15 | 7 | 1.7783e-09 | 5spot_SharedNeighbor | Water | Porous | Wet | R600a | MinimizeLCOE_Brownfield | IgnoreSilica | 2019 | 152.4844 | 44.8753 | 4.2519 | 4 | 4669.0954 | 5820.174 | 95.1858 | 118.6521 | 138.5062 | 0 | 234.4574 | 6433353.5378 | 500022.1335 | 7067347.0387 | 6992389.84 | 0 | 365099.1331 | 0 | 8329702.5564 | 21672177.3947 | 14791706.3906 | 66151798.0247 | 961560.8286 | 12297657.4024 | 12297657.4024 | 1478867.319 | 5800784.0308 | 0 | 79411016.2557 | 98988325.0079 | 1778279.41 | 17.0078 | 4669.0954 | 5820.174 | 95.1858 | 118.6521
1 | 3700 | 707 | 0.035 | 15 | 15 | 7 | 2.3714e-09 | 5spot_SharedNeighbor | Water | Porous | Wet | R600a | MinimizeLCOE_Brownfield | IgnoreSilica | 2019 | 152.8935 | 44.987 | 4.2666 | 4 | 4660.0303 | 5807.1674 | 95.001 | 118.387 | 138.4915 | 0 | 211.1638 | 6444298.1023 | 500812.2902 | 7081487.7265 | 7010547.7561 | 0 | 359212.0217 | 0 | 8344579.5798 | 21710884.3579 | 14818124.6883 | 66269946.5229 | 961560.8286 | 12297657.4024 | 12297657.4024 | 1478867.319 | 5800784.0308 | 0 | 79529164.7539 | 99106473.5062 | 2371373.7057 | 17.0662 | 4660.0303 | 5807.1674 | 95.001 | 118.387
1 | 3700 | 707 | 0.035 | 15 | 15 | 7 | 3.1623e-09 | 5spot_SharedNeighbor | Water | Porous | Wet | R600a | MinimizeLCOE_Brownfield | IgnoreSilica | 2019 | 153.1862 | 45.0669 | 4.2773 | 4 | 4653.222 | 5797.4868 | 94.8622 | 118.1896 | 138.4809 | 0 | 202.3037 | 6452114.5699 | 501376.3482 | 7091591.9858 | 7023532.341 | 0 | 354585.9872 | 0 | 8355048.4805 | 21738122.2902 | 14836715.1368 | 66353087.1395 | 961560.8286 | 12297657.4024 | 12297657.4024 | 1478867.319 | 5800784.0308 | 0 | 79612305.3705 | 99189614.1227 | 3162277.6602 | 17.1091 | 4653.222 | 5797.4868 | 94.8622 | 118.1896
1 | 3700 | 707 | 0.035 | 15 | 15 | 7 | 4.217e-09 | 5spot_SharedNeighbor | Water | Porous | Wet | R600a | MinimizeLCOE_Brownfield | IgnoreSilica | 2019 | 153.4077 | 45.1273 | 4.2854 | 4 | 4648.1103 | 5790.2158 | 94.758 | 118.0414 | 138.4729 | 0 | 207.14 | 6458025.0761 | 501802.7348 | 7099235.1187 | 7033359.469 | 0 | 351087.6987 | 0 | 8362968.938 | 21758729.6958 | 14850780.1145 | 66415988.8456 | 961560.8286 | 12297657.4024 | 12297657.4024 | 1478867.319 | 5800784.0308 | 0 | 79675207.0766 | 99252515.8289 | 4216965.0343 | 17.1414 | 4648.1103 | 5790.2158 | 94.758 | 118.0414
1 | 3700 | 707 | 0.035 | 15 | 15 | 7 | 5.6234e-09 | 5spot_SharedNeighbor | Water | Porous | Wet | R600a | MinimizeLCOE_Brownfield | IgnoreSilica | 2019 | 153.5781 | 45.1738 | 4.2915 | 4 | 4644.2737 | 5784.7407 | 94.6798 | 117.9298 | 138.4667 | 0 | 215.9239 | 6462568.3781 | 502130.4176 | 7105111.7802 | 7040918.3704 | 0 | 348475.7664 | 0 | 8369089.838 | 21774655.022 | 14861649.477 | 66464599.0497 | 961560.8286 | 12297657.4024 | 12297657.4024 | 1478867.319 | 5800784.0308 | 0 | 79723817.2807 | 99301126.033 | 5623413.2519 | 17.166 | 4644.2737 | 5784.7407 | 94.6798 | 117.9298
1 | 3700 | 707 | 0.035 | 15 | 15 | 7 | 7.4989e-09 | 5spot_SharedNeighbor | Water | Porous | Wet | R600a | MinimizeLCOE_Brownfield | IgnoreSilica | 2019 | 153.6977 | 45.2064 | 4.296 | 4 | 4641.3946 | 5780.6766 | 94.6211 | 117.8469 | 138.4623 | 0 | 222.9078 | 6465756.1953 | 502360.2846 | 7109236.1279 | 7046225.1176 | 0 | 346427.7266 | 0 | 8373302.1263 | 21785614.5321 | 14869129.5678 | 66498051.6782 | 961560.8286 | 12297657.4024 | 12297657.4024 | 1478867.319 | 5800784.0308 | 0 | 79757269.9092 | 99334578.6615 | 7498942.0933 | 17.1839 | 4641.3946 | 5780.6766 | 94.6211 | 117.8469
1 | 3700 | 707 | 0.035 | 15 | 15 | 7 | 1e-08 | 5spot_SharedNeighbor | Water | Porous | Wet | R600a | MinimizeLCOE_Brownfield | IgnoreSilica | 2019 | 153.7903 | 45.2317 | 4.2994 | 4 | 4639.2345 | 5777.6138 | 94.5771 | 117.7845 | 138.459 | 0 | 217.2957 | 6468222.7833 | 502538.1263 | 7112427.776 | 7050332.6203 | 0 | 344909.1838 | 0 | 8376587.891 | 21794163.4179 | 14874964.358 | 66524146.1565 | 961560.8286 | 12297657.4024 | 12297657.4024 | 1478867.319 | 5800784.0308 | 0 | 79783364.3875 | 99360673.1398 | 10000000 | 17.1975 | 4639.2345 | 5777.6138 | 94.5771 | 117.7845
1 | 3800 | 707 | 0.035 | 15 | 15 | 7 | 1e-13 | 5spot_SharedNeighbor | Water | Porous | Wet | R600a | MinimizeLCOE_Brownfield | IgnoreSilica | 2019 | 0 | 0 | 0 | 0 |  |  |  |  | 15 |  | 25.4474 | [19 empty] | 100 | 0
1 | 3800 | 707 | 0.035 | 15 | 15 | 7 | 1.3335e-13 | 5spot_SharedNeighbor | Water | Porous | Wet | R600a | MinimizeLCOE_Brownfield | IgnoreSilica | 2019 | 0 | 0 | 0 | 0 |  |  |  |  | 15 |  | 25.6031 | [19 empty] | 133.3521 | 0
1 | 3800 | 707 | 0.035 | 15 | 15 | 7 | 1.7783e-13 | 5spot_SharedNeighbor | Water | Porous | Wet | R600a | MinimizeLCOE_Brownfield | IgnoreSilica | 2019 | 0.94237 | 0.15731 | 0.0014585 | 4 | 2506324.0039 | 5963522.0708 | 51094.8049 | 121574.4637 | 101.5638 | 0 | 64.1082 | 99125.6764 | 6208.418 | 78759.3788 | 56129.6636 | 0 | 63217.0663 | 0 | 118341.6792 | 307900.7741 | 210148.6051 | 939831.2616 | 961560.8286 | 12720605.2746 | 12720605.2746 | 1478867.319 | 5969963.1797 | 0 | 14621997.3648 | 34791433.1382 | 177.8279 | 0.005834 | 2506324.0039 | 5963522.0708 | 51094.8049 | 121574.4637
1 | 3800 | 707 | 0.035 | 15 | 15 | 7 | 2.3714e-13 | 5spot_SharedNeighbor | Water | Porous | Wet | R600a | MinimizeLCOE_Brownfield | IgnoreSilica | 2019 | 1.2202 | 0.23296 | 0.0059304 | 4 | 628050.6049 | 1478302.5315 | 12803.6611 | 30137.1967 | 109.3946 | 0 | 62.3634 | 136865.3617 | 8993.5858 | 107215.001 | 68309.7532 | 0 | 71310.2476 | 0 | 153150.6402 | 398466.5504 | 271961.6083 | 1216272.7482 | 961560.8286 | 12720605.2746 | 12720605.2746 | 1478867.319 | 5969963.1797 | 0 | 14898438.8514 | 35067874.6247 | 237.1374 | 0.023722 | 628050.6049 | 1478302.5315 | 12803.6611 | 30137.1967
1 | 3800 | 707 | 0.035 | 15 | 15 | 7 | 3.1623e-13 | 5spot_SharedNeighbor | Water | Porous | Wet | R600a | MinimizeLCOE_Brownfield | IgnoreSilica | 2019 | 1.6 | 0.34218 | 0.012985 | 4 | 293923.176 | 682249.6828 | 5992.0215 | 13908.5826 | 116.4393 | 0 | 262.0481 | 186317.6192 | 12788.567 | 145096.5765 | 85498.7119 | 0 | 81725.7258 | 0 | 199456.6082 | 518945.1803 | 354190.7488 | 1584019.7376 | 961560.8286 | 12720605.2746 | 12720605.2746 | 1478867.319 | 5969963.1797 | 0 | 15266185.8409 | 35435621.6142 | 316.2278 | 0.051939 | 293923.176 | 682249.6828 | 5992.0215 | 13908.5826
1 | 3800 | 707 | 0.035 | 15 | 15 | 7 | 4.217e-13 | 5spot_SharedNeighbor | Water | Porous | Wet | R600a | MinimizeLCOE_Brownfield | IgnoreSilica | 2019 | 2.0987 | 0.49108 | 0.023393 | 4 | 168081.0126 | 383632.5432 | 3426.5588 | 7820.8683 | 122.3132 | 0 | 362.2728 | 247413.1309 | 17620.2974 | 192929.3691 | 108554.4304 | 0 | 93871.6572 | 0 | 257551.6652 | 670096.6017 | 457354.6998 | 2045391.8517 | 961560.8286 | 12720605.2746 | 12720605.2746 | 1478867.319 | 5969963.1797 | 0 | 15727557.9549 | 35896993.7282 | 421.6965 | 0.093571 | 168081.0126 | 383632.5432 | 3426.5588 | 7820.8683
1 | 3800 | 707 | 0.035 | 15 | 15 | 7 | 5.6234e-13 | 5spot_SharedNeighbor | Water | Porous | Wet | R600a | MinimizeLCOE_Brownfield | IgnoreSilica | 2019 | 2.76 | 0.69368 | 0.038259 | 4 | 106572.2643 | 238366.5677 | 2172.6198 | 4859.4249 | 127.1454 | 0 | 488.3063 | 322851.3151 | 23719.5774 | 253480.9071 | 139784.2392 | 0 | 108450.5009 | 0 | 330831.7505 | 860756.3518 | 587483.8969 | 2627358.5389 | 961560.8286 | 12720605.2746 | 12720605.2746 | 1478867.319 | 5969963.1797 | 0 | 16309524.6422 | 36478960.4155 | 562.3413 | 0.15304 | 106572.2643 | 238366.5677 | 2172.6198 | 4859.4249
1 | 3800 | 707 | 0.035 | 15 | 15 | 7 | 7.4989e-13 | 5spot_SharedNeighbor | Water | Porous | Wet | R600a | MinimizeLCOE_Brownfield | IgnoreSilica | 2019 | 3.6546 | 0.9722 | 0.059149 | 4 | 72081.9627 | 157331.0326 | 1469.4883 | 3207.4059 | 131.1027 | 0 | 648.4251 | 416912.8486 | 31434.8258 | 331155.3565 | 182403.4739 | 0 | 126802.6796 | 0 | 424596.5819 | 1104713.2094 | 753989.465 | 3372008.4408 | 961560.8286 | 12720605.2746 | 12720605.2746 | 1478867.319 | 5969963.1797 | 0 | 17054174.5441 | 37223610.3174 | 749.8942 | 0.23659 | 72081.9627 | 157331.0326 | 1469.4883 | 3207.4059
1 | 3800 | 707 | 0.035 | 15 | 15 | 7 | 1e-12 | 5spot_SharedNeighbor | Water | Porous | Wet | R600a | MinimizeLCOE_Brownfield | IgnoreSilica | 2019 | 4.84 | 1.3449 | 0.087666 | 4 | 51279.9876 | 108798.0996 | 1045.4119 | 2217.9964 | 134.2145 | 0 | 94.9639 | 531137.5057 | 40877.942 | 428398.6012 | 239033.1662 | 0 | 148813.1221 | 0 | 541421.5315 | 1408667.7642 | 961444.6943 | 4299794.3272 | 961560.8286 | 12720605.2746 | 12720605.2746 | 1478867.319 | 5969963.1797 | 0 | 17981960.4304 | 38151396.2037 | 1000 | 0.35066 | 51279.9876 | 108798.0996 | 1045.4119 | 2217.9964
1 | 3800 | 707 | 0.035 | 15 | 15 | 7 | 1.3335e-12 | 5spot_SharedNeighbor | Water | Porous | Wet | R600a | MinimizeLCOE_Brownfield | IgnoreSilica | 2019 | 6.4166 | 1.8432 | 0.12626 | 4 | 37905.35 | 77840.4987 | 772.7518 | 1586.8839 | 136.6175 | 0 | 70.2841 | 670186.6485 | 52424.1731 | 550351.5988 | 315041.6538 | 0 | 175529.3405 | 0 | 687778.0317 | 1789457.3559 | 1221341.4151 | 5462110.2175 | 961560.8286 | 12720605.2746 | 12720605.2746 | 1478867.319 | 5969963.1797 | 0 | 19144276.3207 | 39313712.094 | 1333.5214 | 0.50505 | 37905.35 | 77840.4987 | 772.7518 | 1586.8839
1 | 3800 | 707 | 0.035 | 15 | 15 | 7 | 1.7783e-12 | 5spot_SharedNeighbor | Water | Porous | Wet | R600a | MinimizeLCOE_Brownfield | IgnoreSilica | 2019 | 8.5064 | 2.4966 | 0.17647 | 4 | 29135.1311 | 57709.1495 | 593.9591 | 1176.4791 | 138.2997 | 0 | 91.7964 | 835376.2189 | 66030.8177 | 700794.3655 | 412387.2201 | 0 | 207812.6141 | 0 | 866736.4821 | 2255070.5344 | 1539131.9768 | 6883340.2296 | 961560.8286 | 12720605.2746 | 12720605.2746 | 1478867.319 | 5969963.1797 | 0 | 20565506.3329 | 40734942.1062 | 1778.2794 | 0.70587 | 29135.1311 | 57709.1495 | 593.9591 | 1176.4791
1 | 3800 | 707 | 0.035 | 15 | 15 | 7 | 2.3714e-12 | 5spot_SharedNeighbor | Water | Porous | Wet | R600a | MinimizeLCOE_Brownfield | IgnoreSilica | 2019 | 11.3005 | 3.3938 | 0.24755 | 4 | 22632.5116 | 43001.3646 | 461.3944 | 876.641 | 139.9778 | 0 | 91.9096 | 1044856.976 | 83511.0725 | 894853.3616 | 547908.4503 | 0 | 247097.9817 | 0 | 1099108.8584 | 2859655.7914 | 1951773.8377 | 8728766.3296 | 961560.8286 | 12720605.2746 | 12720605.2746 | 1478867.319 | 5969963.1797 | 0 | 22410932.4328 | 42580368.2062 | 2371.3737 | 0.99021 | 22632.5116 | 43001.3646 | 461.3944 | 876.641
1 | 3800 | 707 | 0.035 | 15 | 15 | 7 | 3.1623e-12 | 5spot_SharedNeighbor | Water | Porous | Wet | R600a | MinimizeLCOE_Brownfield | IgnoreSilica | 2019 | 15.0058 | 4.5714 | 0.34008 | 4 | 18148.9897 | 32976.0712 | 369.9917 | 672.2618 | 141.0837 | 0 | 94.5065 | 1295067.7003 | 104210.4335 | 1134786.7665 | 724617.5157 | 0 | 294819.5055 | 0 | 1385865.7494 | 3605738.3998 | 2460990.5484 | 11006096.619 | 961560.8286 | 12720605.2746 | 12720605.2746 | 1478867.319 | 5969963.1797 | 0 | 24688262.7223 | 44857698.4956 | 3162.2777 | 1.3603 | 18148.9897 | 32976.0712 | 369.9917 | 672.2618
1 | 3800 | 707 | 0.035 | 15 | 15 | 7 | 4.217e-12 | 5spot_SharedNeighbor | Water | Porous | Wet | R600a | MinimizeLCOE_Brownfield | IgnoreSilica | 2019 | 19.9368 | 6.1441 | 0.46387 | 4 | 14857.7701 | 25727.8753 | 302.8957 | 524.4975 | 141.9271 | 0 | 88.5493 | 1601417.6495 | 129494.9872 | 1436741.7375 | 962564.2411 | 0 | 353226.1678 | 0 | 1748543.4654 | 4549351.4213 | 3105025.8249 | 13886365.4946 | 961560.8286 | 12720605.2746 | 12720605.2746 | 1478867.319 | 5969963.1797 | 0 | 27568531.5978 | 47737967.3712 | 4216.965 | 1.8555 | 14857.7701 | 25727.8753 | 302.8957 | 524.4975
1 | 3800 | 707 | 0.035 | 15 | 15 | 7 | 5.6234e-12 | 5spot_SharedNeighbor | Water | Porous | Wet | R600a | MinimizeLCOE_Brownfield | IgnoreSilica | 2019 | 26.4601 | 8.2249 | 0.62796 | 4 | 12412.3804 | 20442.1416 | 253.0432 | 416.7407 | 142.5661 | 0 | 92.5852 | 1973484.9393 | 160113.2351 | 1813490.1062 | 1277741.6722 | 0 | 423944.1587 | 0 | 2203021.9035 | 5731811.0909 | 3912078.8465 | 17495685.9524 | 961560.8286 | 12720605.2746 | 12720605.2746 | 1478867.319 | 5969963.1797 | 0 | 31177852.0556 | 51347287.829 | 5623.4133 | 2.5118 | 12412.3804 | 20442.1416 | 253.0432 | 416.7407
1 | 3800 | 707 | 0.035 | 15 | 15 | 7 | 7.4989e-12 | 5spot_SharedNeighbor | Water | Porous | Wet | R600a | MinimizeLCOE_Brownfield | IgnoreSilica | 2019 | 35.0595 | 10.9691 | 0.84426 | 4 | 10569.3791 | 16541.9063 | 215.4711 | 337.2291 | 143.0501 | 0 | 93.5872 | 2424304.5403 | 197060.0412 | 2282423.7879 | 1693235.005 | 0 | 509595.7615 | 0 | 2771581.463 | 7211086.4372 | 4921714.6664 | 22011001.7025 | 961560.8286 | 12720605.2746 | 12720605.2746 | 1478867.319 | 5969963.1797 | 0 | 35693167.8057 | 55862603.579 | 7498.9421 | 3.377 | 10569.3791 | 16541.9063 | 215.4711 | 337.2291
1 | 3800 | 707 | 0.035 | 15 | 15 | 7 | 1e-11 | 5spot_SharedNeighbor | Water | Porous | Wet | R600a | MinimizeLCOE_Brownfield | IgnoreSilica | 2019 | 46.2775 | 14.5464 | 1.1258 | 4 | 9167.6598 | 13646.7163 | 186.8951 | 278.2068 | 143.4099 | 0 | 86.8492 | 2964912.6511 | 241141.9299 | 2859942.7177 | 2232946.457 | 0 | 612275.5862 | 0 | 3475375.5433 | 9042214.2662 | 6171497.0356 | 27600306.187 | 961560.8286 | 12720605.2746 | 12720605.2746 | 1478867.319 | 5969963.1797 | 0 | 41282472.2902 | 61451908.0636 | 10000 | 4.5031 | 9167.6598 | 13646.7163 | 186.8951 | 278.2068
1 | 3800 | 707 | 0.035 | 15 | 15 | 7 | 1.3335e-11 | 5spot_SharedNeighbor | Water | Porous | Wet | R600a | MinimizeLCOE_Brownfield | IgnoreSilica | 2019 | 59.1077 | 18.6306 | 1.4614 | 4 | 8096.6307 | 11546.9125 | 165.0608 | 235.3994 | 143.6222 | 0 | 105.3938 | 3536210.888 | 287474.9843 | 3485545.4201 | 2849656.5588 | 0 | 705123.2552 | 0 | 4236964.3315 | 11023712.0697 | 7523910.0022 | 33648597.5098 | 961560.8286 | 12720605.2746 | 12720605.2746 | 1478867.319 | 5969963.1797 | 0 | 47330763.6131 | 67500199.3864 | 13335.2143 | 5.8457 | 8096.6307 | 11546.9125 | 165.0608 | 235.3994
1 | 3800 | 707 | 0.035 | 15 | 15 | 7 | 1.7783e-11 | 5spot_SharedNeighbor | Water | Porous | Wet | R600a | MinimizeLCOE_Brownfield | IgnoreSilica | 2019 | 70.6204 | 22.2762 | 1.8038 | 4 | 7263.0526 | 10058.405 | 148.0672 | 205.0542 | 143.6804 | 0 | 124.3393 | 4014795.1313 | 326010.2894 | 4021103.2607 | 3401431.723 | 0 | 739114.6167 | 0 | 4875957.4582 | 12686241.1099 | 8658620.2337 | 38723273.8228 | 961560.8286 | 12720605.2746 | 12720605.2746 | 1478867.319 | 5969963.1797 | 0 | 52405439.926 | 72574875.6994 | 17782.7941 | 7.2153 | 7263.0526 | 10058.405 | 148.0672 | 205.0542
1 | 3800 | 707 | 0.035 | 15 | 15 | 7 | 2.3714e-11 | 5spot_SharedNeighbor | Water | Porous | Wet | R600a | MinimizeLCOE_Brownfield | IgnoreSilica | 2019 | 82.4197 | 25.9806 | 2.169 | 4 | 6612.2875 | 8936.9946 | 134.8004 | 182.1927 | 143.6284 | 0 | 151.353 | 4476499.1817 | 362850.9431 | 4547859.0167 | 3964242.8979 | 0 | 753569.2587 | 0 | 5500958.3063 | 14312365.1112 | 9768483.2781 | 43686827.9936 | 961560.8286 | 12720605.2746 | 12720605.2746 | 1478867.319 | 5969963.1797 | 0 | 57368994.0968 | 77538429.8701 | 23713.7371 | 8.6761 | 6612.2875 | 8936.9946 | 134.8004 | 182.1927
1 | 3800 | 707 | 0.035 | 15 | 15 | 7 | 3.1623e-11 | 5spot_SharedNeighbor | Water | Porous | Wet | R600a | MinimizeLCOE_Brownfield | IgnoreSilica | 2019 | 93.8734 | 29.5347 | 2.5367 | 4 | 6107.0238 | 8094.7747 | 124.4999 | 165.0229 | 143.4815 | 0 | 194.2228 | 4899498.7005 | 396229.3919 | 5039611.6089 | 4507049.028 | 0 | 747218.5553 | 0 | 6079946.841 | 15818774.5116 | 10796638.6475 | 48284967.2845 | 961560.8286 | 12720605.2746 | 12720605.2746 | 1478867.319 | 5969963.1797 | 0 | 61967133.3877 | 82136569.1611 | 31622.7766 | 10.1469 | 6107.0238 | 8094.7747 | 124.4999 | 165.0229
1 | 3800 | 707 | 0.035 | 15 | 15 | 7 | 4.217e-11 | 5spot_SharedNeighbor | Water | Porous | Wet | R600a | MinimizeLCOE_Brownfield | IgnoreSilica | 2019 | 104.5339 | 32.7982 | 2.8889 | 4 | 5716.7156 | 7462.128 | 116.543 | 152.1256 | 143.2687 | 0 | 181.7079 | 5272645.8074 | 425311.2412 | 5481179.9607 | 5008561.8568 | 0 | 723540.0573 | 0 | 6595383.1801 | 17159834.1356 | 11711939.3969 | 52378395.636 | 961560.8286 | 12720605.2746 | 12720605.2746 | 1478867.319 | 5969963.1797 | 0 | 66060561.7392 | 86229997.5126 | 42169.6503 | 11.5557 | 5716.7156 | 7462.128 | 116.543 | 152.1256
1 | 3800 | 707 | 0.035 | 15 | 15 | 7 | 5.6234e-11 | 5spot_SharedNeighbor | Water | Porous | Wet | R600a | MinimizeLCOE_Brownfield | IgnoreSilica | 2019 | 114.0197 | 35.6615 | 3.2102 | 4 | 5416.5149 | 6987.2358 | 110.423 | 142.4443 | 143.024 | 0 | 189.5182 | 5589052.5915 | 449658.6167 | 5861742.8749 | 5451485.1618 | 0 | 686828.1777 | 0 | 7035119.2948 | 18303937.3037 | 12492813.3181 | 55870637.3392 | 961560.8286 | 12720605.2746 | 12720605.2746 | 1478867.319 | 5969963.1797 | 0 | 69552803.4424 | 89722239.2158 | 56234.1325 | 12.8409 | 5416.5149 | 6987.2358 | 110.423 | 142.4443
1 | 3800 | 707 | 0.035 | 15 | 15 | 7 | 7.4989e-11 | 5spot_SharedNeighbor | Water | Porous | Wet | R600a | MinimizeLCOE_Brownfield | IgnoreSilica | 2019 | 122.0977 | 38.0617 | 3.4894 | 4 | 5186.5472 | 6631.5811 | 105.7348 | 135.1938 | 142.7782 | 0 | 216.2389 | 5846518.624 | 469184.4945 | 6176399.7274 | 5821656.8184 | 0 | 641877.3907 | 0 | 7392698.4515 | 19234284.9197 | 13127794.6828 | 58710415.109 | 961560.8286 | 12720605.2746 | 12720605.2746 | 1478867.319 | 5969963.1797 | 0 | 72392581.2122 | 92562016.9856 | 74989.4209 | 13.9578 | 5186.5472 | 6631.5811 | 105.7348 | 135.1938
1 | 3800 | 707 | 0.035 | 15 | 15 | 7 | 1e-10 | 5spot_SharedNeighbor | Water | Porous | Wet | R600a | MinimizeLCOE_Brownfield | IgnoreSilica | 2019 | 128.8381 | 40.0386 | 3.7257 | 4 | 5010.8702 | 6364.26 | 102.1534 | 129.744 | 142.5485 | 0 | 222.5491 | 6053622.8888 | 484702.3315 | 6432807.9136 | 6127250.5129 | 0 | 594657.318 | 0 | 7680285.9762 | 19982528.6669 | 13638486.4151 | 60994342.0229 | 961560.8286 | 12720605.2746 | 12720605.2746 | 1478867.319 | 5969963.1797 | 0 | 74676508.1261 | 94845943.8995 | 100000 | 14.9029 | 5010.8702 | 6364.26 | 102.1534 | 129.744
1 | 3800 | 707 | 0.035 | 15 | 15 | 7 | 1.3335e-10 | 5spot_SharedNeighbor | Water | Porous | Wet | R600a | MinimizeLCOE_Brownfield | IgnoreSilica | 2019 | 136.446 | 42.2501 | 3.9628 | 4 | 4876.3543 | 6148.7662 | 99.4111 | 125.3509 | 142.2802 | 0 | 228.6943 | 6280781.3324 | 501583.0478 | 6716838.8891 | 6469949.3534 | 0 | 569879.621 | 0 | 8010222.5751 | 20840956.0177 | 14224380.7209 | 63614591.5574 | 961560.8286 | 12720605.2746 | 12720605.2746 | 1478867.319 | 5969963.1797 | 0 | 77296757.6606 | 97466193.434 | 133352.1432 | 15.8513 | 4876.3543 | 6148.7662 | 99.4111 | 125.3509
1 | 3800 | 707 | 0.035 | 15 | 15 | 7 | 1.7783e-10 | 5spot_SharedNeighbor | Water | Porous | Wet | R600a | MinimizeLCOE_Brownfield | IgnoreSilica | 2019 | 141.1297 | 43.6078 | 4.1287 | 4 | 4772.6346 | 5993.9281 | 97.2966 | 122.1943 | 142.1222 | 0 | 224.5069 | 6418380.702 | 511784.5415 | 6889763.7965 | 6680527.9725 | 0 | 530113.9523 | 0 | 8201922.6763 | 21339720.358 | 14564797.6318 | 65137011.6309 | 961560.8286 | 12720605.2746 | 12720605.2746 | 1478867.319 | 5969963.1797 | 0 | 78819177.7342 | 98988613.5075 | 177827.941 | 16.5148 | 4772.6346 | 5993.9281 | 97.2966 | 122.1943
1 | 3800 | 707 | 0.035 | 15 | 15 | 7 | 2.3714e-10 | 5spot_SharedNeighbor | Water | Porous | Wet | R600a | MinimizeLCOE_Brownfield | IgnoreSilica | 2019 | 144.8622 | 44.6829 | 4.2614 | 4 | 4693.8902 | 5877.1649 | 95.6913 | 119.814 | 141.9919 | 0 | 232.942 | 6526111.7751 | 519726.2847 | 7025992.6858 | 6847594.757 | 0 | 495433.4113 | 0 | 8351794.9764 | 21729657.34 | 14830937.6343 | 66327248.8647 | 961560.8286 | 12720605.2746 | 12720605.2746 | 1478867.319 | 5969963.1797 | 0 | 80009414.968 | 100178850.7413 | 237137.3706 | 17.0454 | 4693.8902 | 5877.1649 | 95.6913 | 119.814
1 | 3800 | 707 | 0.035 | 15 | 15 | 7 | 3.1623e-10 | 5spot_SharedNeighbor | Water | Porous | Wet | R600a | MinimizeLCOE_Brownfield | IgnoreSilica | 2019 | 147.6756 | 45.4878 | 4.3635 | 4 | 4634.1988 | 5789.7821 | 94.4744 | 118.0325 | 141.8912 | 0 | 245.7833 | 6606192.778 | 525618.856 | 7127561.2675 | 6973141.5244 | 0 | 464990.6821 | 0 | 8462026.9921 | 22016458.4331 | 15026685.2736 | 67202675.8069 | 961560.8286 | 12720605.2746 | 12720605.2746 | 1478867.319 | 5969963.1797 | 0 | 80884841.9101 | 101054277.6834 | 316227.766 | 17.4539 | 4634.1988 | 5789.7821 | 94.4744 | 118.0325
1 | 3800 | 707 | 0.035 | 15 | 15 | 7 | 4.217e-10 | 5spot_SharedNeighbor | Water | Porous | Wet | R600a | MinimizeLCOE_Brownfield | IgnoreSilica | 2019 | 149.8191 | 46.0986 | 4.4421 | 4 | 4589.0618 | 5724.1904 | 93.5542 | 116.6954 | 141.8131 | 0 | 248.2906 | 6666573.5973 | 530046.419 | 7204424.633 | 7068539.883 | 0 | 439563.189 | 0 | 8544567.6113 | 22231212.1928 | 15173259.1273 | 67858186.6528 | 961560.8286 | 12720605.2746 | 12720605.2746 | 1478867.319 | 5969963.1797 | 0 | 81540352.756 | 101709788.5294 | 421696.5034 | 17.7684 | 4589.0618 | 5724.1904 | 93.5542 | 116.6954
1 | 3800 | 707 | 0.035 | 15 | 15 | 7 | 5.6234e-10 | 5spot_SharedNeighbor | Water | Porous | Wet | R600a | MinimizeLCOE_Brownfield | IgnoreSilica | 2019 | 151.4197 | 46.5534 | 4.5017 | 4 | 4554.9828 | 5675.0771 | 92.8595 | 115.6941 | 141.7539 | 0 | 225.5749 | 6711307.2853 | 533317.8465 | 7261528.5179 | 7139631.5043 | 0 | 418600.8226 | 0 | 8605110.5309 | 22388732.4504 | 15280769.9399 | 68338998.8977 | 961560.8286 | 12720605.2746 | 12720605.2746 | 1478867.319 | 5969963.1797 | 0 | 82021165.0009 | 102190600.7743 | 562341.3252 | 18.0069 | 4554.9828 | 5675.0771 | 92.8595 | 115.6941
1 | 3800 | 707 | 0.035 | 15 | 15 | 7 | 7.4989e-10 | 5spot_SharedNeighbor | Water | Porous | Wet | R600a | MinimizeLCOE_Brownfield | IgnoreSilica | 2019 | 152.6307 | 46.8966 | 4.5471 | 4 | 4529.2864 | 5638.2008 | 92.3356 | 114.9424 | 141.7087 | 0 | 235.1201 | 6744949.769 | 535773.1845 | 7304564.1825 | 7193331.4671 | 0 | 401851.7435 | 0 | 8650383.4352 | 22506523.2608 | 15361164.5883 | 68698541.631 | 961560.8286 | 12720605.2746 | 12720605.2746 | 1478867.319 | 5969963.1797 | 0 | 82380707.7342 | 102550143.5076 | 749894.2093 | 18.1885 | 4529.2864 | 5638.2008 | 92.3356 | 114.9424
1 | 3800 | 707 | 0.035 | 15 | 15 | 7 | 1e-09 | 5spot_SharedNeighbor | Water | Porous | Wet | R600a | MinimizeLCOE_Brownfield | IgnoreSilica | 2019 | 150 | 46.1493 | 4.5094 | 4 | 4509.2198 | 5627.4043 | 91.9265 | 114.7222 | 141.8051 | 0 | 869.1176 | 6671521.2354 | 530403.1666 | 7210798.3143 | 7076493.3943 | 0 | 353885.2456 | 0 | 8518809.5289 | 22164194.9462 | 15127518.4794 | 67653624.3107 | 961560.8286 | 12720605.2746 | 12720605.2746 | 1478867.319 | 5969963.1797 | 0 | 81335790.414 | 101505226.1873 | 1000000 | 18.0377 | 4509.2198 | 5627.4043 | 91.9265 | 114.7222
1 | 3800 | 707 | 0.035 | 15 | 15 | 7 | 1.3335e-09 | 5spot_SharedNeighbor | Water | Porous | Wet | R600a | MinimizeLCOE_Brownfield | IgnoreSilica | 2019 | 154.587 | 47.4499 | 4.6161 | 4 | 4493.7876 | 5586.1327 | 91.6119 | 113.8809 | 141.6352 | 0 | 213.0095 | 6798960.462 | 539706.9893 | 7373806.7165 | 7279948.6698 | 0 | 379871.3934 | 0 | 8725194.7501 | 22701166.9562 | 15494012.9099 | 69292668.8471 | 961560.8286 | 12720605.2746 | 12720605.2746 | 1478867.319 | 5969963.1797 | 0 | 82974834.9503 | 103144270.7237 | 1333521.4322 | 18.4643 | 4493.7876 | 5586.1327 | 91.6119 | 113.8809
1 | 3800 | 707 | 0.035 | 15 | 15 | 7 | 1.7783e-09 | 5spot_SharedNeighbor | Water | Porous | Wet | R600a | MinimizeLCOE_Brownfield | IgnoreSilica | 2019 | 155.0861 | 47.5908 | 4.6352 | 4 | 4482.9901 | 5570.8257 | 91.3918 | 113.5688 | 141.6162 | 0 | 205.5447 | 6812663.5689 | 540702.9176 | 7391410.5434 | 7302014.9958 | 0 | 371920.5341 | 0 | 8743297.8983 | 22748267.6344 | 15526160.0907 | 69436438.1832 | 961560.8286 | 12720605.2746 | 12720605.2746 | 1478867.319 | 5969963.1797 | 0 | 83118604.2864 | 103288040.0598 | 1778279.41 | 18.5409 | 4482.9901 | 5570.8257 | 91.3918 | 113.5688
1 | 3800 | 707 | 0.035 | 15 | 15 | 7 | 2.3714e-09 | 5spot_SharedNeighbor | Water | Porous | Wet | R600a | MinimizeLCOE_Brownfield | IgnoreSilica | 2019 | 155.4681 | 47.6985 | 4.6498 | 4 | 4474.8764 | 5559.3073 | 91.2264 | 113.334 | 141.6016 | 0 | 249.2581 | 6823130.9551 | 541463.1936 | 7404866.3336 | 7318893.6436 | 0 | 365891.989 | 0 | 8757155.9848 | 22784323.5327 | 15550768.9821 | 69546494.6144 | 961560.8286 | 12720605.2746 | 12720605.2746 | 1478867.319 | 5969963.1797 | 0 | 83228660.7176 | 103398096.491 | 2371373.7057 | 18.5991 | 4474.8764 | 5559.3073 | 91.2264 | 113.334
1 | 3800 | 707 | 0.035 | 15 | 15 | 7 | 3.1623e-09 | 5spot_SharedNeighbor | Water | Porous | Wet | R600a | MinimizeLCOE_Brownfield | IgnoreSilica | 2019 | 155.7434 | 47.776 | 4.6605 | 4 | 4468.7824 | 5550.7213 | 91.1022 | 113.159 | 141.5911 | 0 | 262.4439 | 6830661.6659 | 542009.8811 | 7414552.0984 | 7331049.7755 | 0 | 361186.3117 | 0 | 8766989.2957 | 22809907.7906 | 15568230.7638 | 69624587.5827 | 961560.8286 | 12720605.2746 | 12720605.2746 | 1478867.319 | 5969963.1797 | 0 | 83306753.6859 | 103476189.4593 | 3162277.6602 | 18.6419 | 4468.7824 | 5550.7213 | 91.1022 | 113.159
1 | 3800 | 707 | 0.035 | 15 | 15 | 7 | 4.217e-09 | 5spot_SharedNeighbor | Water | Porous | Wet | R600a | MinimizeLCOE_Brownfield | IgnoreSilica | 2019 | 155.9675 | 47.8392 | 4.6689 | 4 | 4464.2069 | 5544.1972 | 91.0089 | 113.026 | 141.5825 | 0 | 259.3273 | 6836788.1857 | 542454.5016 | 7422434.3874 | 7340946.2298 | 0 | 357777.1583 | 0 | 8775156.1805 | 22831156.3496 | 15582733.3419 | 69689446.3348 | 961560.8286 | 12720605.2746 | 12720605.2746 | 1478867.319 | 5969963.1797 | 0 | 83371612.438 | 103541048.2114 | 4216965.0343 | 18.6756 | 4464.2069 | 5544.1972 | 91.0089 | 113.026
1 | 3800 | 707 | 0.035 | 15 | 15 | 7 | 5.6234e-09 | 5spot_SharedNeighbor | Water | Porous | Wet | R600a | MinimizeLCOE_Brownfield | IgnoreSilica | 2019 | 156.1138 | 47.8804 | 4.6748 | 4 | 4460.7726 | 5539.407 | 90.9389 | 112.9283 | 141.5769 | 0 | 244.6302 | 6840784.11 | 542744.3778 | 7427577.4035 | 7347405.5691 | 0 | 354990.9728 | 0 | 8780265.949 | 22844450.9191 | 15591807.1588 | 69730026.4602 | 961560.8286 | 12720605.2746 | 12720605.2746 | 1478867.319 | 5969963.1797 | 0 | 83412192.5635 | 103581628.3368 | 5623413.2519 | 18.699 | 4460.7726 | 5539.407 | 90.9389 | 112.9283
1 | 3800 | 707 | 0.035 | 15 | 15 | 7 | 7.4989e-09 | 5spot_SharedNeighbor | Water | Porous | Wet | R600a | MinimizeLCOE_Brownfield | IgnoreSilica | 2019 | 156.2381 | 47.9153 | 4.6795 | 4 | 4458.1954 | 5535.7456 | 90.8863 | 112.8537 | 141.5721 | 0 | 248.8628 | 6844176.6251 | 542990.4619 | 7431944.3171 | 7352891.1949 | 0 | 353022.6367 | 0 | 8784759.8419 | 22856143.1067 | 15599787.3171 | 69765715.5014 | 961560.8286 | 12720605.2746 | 12720605.2746 | 1478867.319 | 5969963.1797 | 0 | 83447881.6046 | 103617317.378 | 7498942.0933 | 18.7179 | 4458.1954 | 5535.7456 | 90.8863 | 112.8537
1 | 3800 | 707 | 0.035 | 15 | 15 | 7 | 1e-08 | 5spot_SharedNeighbor | Water | Porous | Wet | R600a | MinimizeLCOE_Brownfield | IgnoreSilica | 2019 | 156.3307 | 47.9414 | 4.683 | 4 | 4456.2617 | 5533.0025 | 90.8469 | 112.7977 | 141.5685 | 0 | 247.5925 | 6846703.5748 | 543173.7292 | 7435197.6041 | 7356978.6214 | 0 | 351532.6107 | 0 | 8788098.5946 | 22864829.8564 | 15605716.2023 | 69792230.7934 | 961560.8286 | 12720605.2746 | 12720605.2746 | 1478867.319 | 5969963.1797 | 0 | 83474396.8966 | 103643832.67 | 10000000 | 18.7319 | 4456.2617 | 5533.0025 | 90.8469 | 112.7977
1 | 3900 | 707 | 0.035 | 15 | 15 | 7 | 1e-13 | 5spot_SharedNeighbor | Water | Porous | Wet | R600a | MinimizeLCOE_Brownfield | IgnoreSilica | 2019 | 0 | 0 | 0 | 0 |  |  |  |  | 15 |  | 25.1003 | [19 empty] | 100 | 0
1 | 3900 | 707 | 0.035 | 15 | 15 | 7 | 1.3335e-13 | 5spot_SharedNeighbor | Water | Porous | Wet | R600a | MinimizeLCOE_Brownfield | IgnoreSilica | 2019 | 0 | 0 | 0 | 0 |  |  |  |  | 15 |  | 25.7061 | [19 empty] | 133.3521 | 0
1 | 3900 | 707 | 0.035 | 15 | 15 | 7 | 1.7783e-13 | 5spot_SharedNeighbor | Water | Porous | Wet | R600a | MinimizeLCOE_Brownfield | IgnoreSilica | 2019 | 0.95719 | 0.16528 | 0.0023418 | 4 | 1609715.4051 | 3826962.9769 | 32816.2258 | 78017.8166 | 103.4781 | 0 | 49.7972 | 103917.0193 | 6582.4059 | 81819.2498 | 57161.483 | 0 | 62995.8384 | 0 | 121865.6386 | 317069.3935 | 216406.3762 | 967817.4046 | 961560.8286 | 13149413.2377 | 13149413.2377 | 1478867.319 | 6141486.3649 | 0 | 15078791.4709 | 35848558.3926 | 177.8279 | 0.0093674 | 1609715.4051 | 3826962.9769 | 32816.2258 | 78017.8166
1 | 3900 | 707 | 0.035 | 15 | 15 | 7 | 2.3714e-13 | 5spot_SharedNeighbor | Water | Porous | Wet | R600a | MinimizeLCOE_Brownfield | IgnoreSilica | 2019 | 1.2545 | 0.24962 | 0.0074948 | 4 | 513177.3525 | 1205979.7891 | 10461.8145 | 24585.5292 | 111.9021 | 0 | 49.8184 | 145807.3307 | 9725.8591 | 113100.5603 | 70537.8066 | 0 | 72079.7345 | 0 | 160388.0036 | 417296.6852 | 284813.5622 | 1273749.5422 | 961560.8286 | 13149413.2377 | 13149413.2377 | 1478867.319 | 6141486.3649 | 0 | 15384723.6085 | 36154490.5301 | 237.1374 | 0.029979 | 513177.3525 | 1205979.7891 | 10461.8145 | 24585.5292
1 | 3900 | 707 | 0.035 | 15 | 15 | 7 | 3.1623e-13 | 5spot_SharedNeighbor | Water | Porous | Wet | R600a | MinimizeLCOE_Brownfield | IgnoreSilica | 2019 | 1.632 | 0.3627 | 0.015374 | 4 | 256259.3989 | 594003.922 | 5224.1945 | 12109.5734 | 118.9236 | 0 | 271.3515 | 196766.0475 | 13709.1857 | 151754.0244 | 87989.2333 | 0 | 81809.2161 | 0 | 207490.8058 | 539848.5143 | 368457.7038 | 1647824.731 | 961560.8286 | 13149413.2377 | 13149413.2377 | 1478867.319 | 6141486.3649 | 0 | 15758798.7973 | 36528565.7189 | 316.2278 | 0.061495 | 256259.3989 | 594003.922 | 5224.1945 | 12109.5734
1 | 3900 | 707 | 0.035 | 15 | 15 | 7 | 4.217e-13 | 5spot_SharedNeighbor | Water | Porous | Wet | R600a | MinimizeLCOE_Brownfield | IgnoreSilica | 2019 | 2.1571 | 0.52617 | 0.027268 | 4 | 149071.811 | 339492.3123 | 3039.0305 | 6921.01 | 125.1243 | 0 | 372.3025 | 263501.8652 | 19091.9931 | 203486.0698 | 112818.5921 | 0 | 94864.5914 | 0 | 270567.6135 | 703961.4293 | 480468.1405 | 2148760.2949 | 961560.8286 | 13149413.2377 | 13149413.2377 | 1478867.319 | 6141486.3649 | 0 | 16259734.3612 | 37029501.2829 | 421.6965 | 0.10907 | 149071.811 | 339492.3123 | 3039.0305 | 6921.01
1 | 3900 | 707 | 0.035 | 15 | 15 | 7 | 5.6234e-13 | 5spot_SharedNeighbor | Water | Porous | Wet | R600a | MinimizeLCOE_Brownfield | IgnoreSilica | 2019 | 2.8377 | 0.74398 | 0.04409 | 4 | 95696.9477 | 213465.882 | 1950.9117 | 4351.7907 | 130.0768 | 0 | 496.1914 | 344172.2587 | 25759.8146 | 267539.1417 | 145961.3365 | 0 | 109671.6656 | 0 | 348310.6447 | 906232.8491 | 618522.5407 | 2766170.2516 | 961560.8286 | 13149413.2377 | 13149413.2377 | 1478867.319 | 6141486.3649 | 0 | 16877144.3179 | 37646911.2395 | 562.3413 | 0.17636 | 95696.9477 | 213465.882 | 1950.9117 | 4351.7907
1 | 3900 | 707 | 0.035 | 15 | 15 | 7 | 7.4989e-13 | 5spot_SharedNeighbor | Water | Porous | Wet | R600a | MinimizeLCOE_Brownfield | IgnoreSilica | 2019 | 3.7365 | 1.0359 | 0.067315 | 4 | 65532.2047 | 142668.5557 | 1335.9626 | 2908.4915 | 134.0533 | 0 | 65.6517 | 442286.9725 | 33988.2677 | 347707.7097 | 189801.2849 | 0 | 127309.1097 | 0 | 445026.4043 | 1157867.4166 | 790268.3036 | 3534255.4691 | 961560.8286 | 13149413.2377 | 13149413.2377 | 1478867.319 | 6141486.3649 | 0 | 17645229.5354 | 38414996.457 | 749.8942 | 0.26926 | 65532.2047 | 142668.5557 | 1335.9626 | 2908.4915
1 | 3900 | 707 | 0.035 | 15 | 15 | 7 | 1e-12 | 5spot_SharedNeighbor | Water | Porous | Wet | R600a | MinimizeLCOE_Brownfield | IgnoreSilica | 2019 | 4.9474 | 1.4331 | 0.099339 | 4 | 46864.0391 | 99133.7721 | 955.3868 | 2020.976 | 137.2491 | 0 | 74.2813 | 563689.6826 | 44270.4003 | 449788.5737 | 249266.4804 | 0 | 149371.9545 | 0 | 567990.9657 | 1477795.9818 | 1008626.1232 | 4510800.1622 | 961560.8286 | 13149413.2377 | 13149413.2377 | 1478867.319 | 6141486.3649 | 0 | 18621774.2285 | 39391541.1501 | 1000 | 0.39736 | 46864.0391 | 99133.7721 | 955.3868 | 2020.976
1 | 3900 | 707 | 0.035 | 15 | 15 | 7 | 1.3335e-12 | 5spot_SharedNeighbor | Water | Porous | Wet | R600a | MinimizeLCOE_Brownfield | IgnoreSilica | 2019 | 6.5527 | 1.9604 | 0.14218 | 4 | 34868.7594 | 71390.0743 | 710.8468 | 1455.3832 | 139.7066 | 0 | 79.2863 | 710048.4858 | 56679.7425 | 576981.5205 | 326839.4465 | 0 | 175919.0001 | 0 | 720122.5962 | 1873611.2778 | 1278778.196 | 5718980.2653 | 961560.8286 | 13149413.2377 | 13149413.2377 | 1478867.319 | 6141486.3649 | 0 | 19829954.3316 | 40599721.2533 | 1333.5214 | 0.5687 | 34868.7594 | 71390.0743 | 710.8468 | 1455.3832
1 | 3900 | 707 | 0.035 | 15 | 15 | 7 | 1.7783e-12 | 5spot_SharedNeighbor | Water | Porous | Wet | R600a | MinimizeLCOE_Brownfield | IgnoreSilica | 2019 | 8.6916 | 2.6604 | 0.19895 | 4 | 26816.4131 | 52915.9531 | 546.6889 | 1078.7633 | 141.4318 | 0 | 86.6981 | 886939.8904 | 71645.1064 | 735748.5353 | 431220.9945 | 0 | 208537.0845 | 0 | 910295.7284 | 2368402.7578 | 1616483.548 | 7229273.6454 | 961560.8286 | 13149413.2377 | 13149413.2377 | 1478867.319 | 6141486.3649 | 0 | 21340247.7117 | 42110014.6333 | 1778.2794 | 0.79579 | 26816.4131 | 52915.9531 | 546.6889 | 1078.7633
1 | 3900 | 707 | 0.035 | 15 | 15 | 7 | 2.3714e-12 | 5spot_SharedNeighbor | Water | Porous | Wet | R600a | MinimizeLCOE_Brownfield | IgnoreSilica | 2019 | 11.5368 | 3.6151 | 0.27877 | 4 | 20879.0614 | 39505.4891 | 425.6479 | 805.3728 | 143.169 | 0 | 93.6703 | 1109590.2463 | 90735.5669 | 939113.7177 | 573796.8758 | 0 | 247656.6256 | 0 | 1154748.2826 | 3004418.1598 | 2050577.1287 | 9170636.6034 | 961560.8286 | 13149413.2377 | 13149413.2377 | 1478867.319 | 6141486.3649 | 0 | 23281610.6697 | 44051377.5914 | 2371.3737 | 1.1151 | 20879.0614 | 39505.4891 | 425.6479 | 805.3728
1 | 3900 | 707 | 0.035 | 15 | 15 | 7 | 3.1623e-12 | 5spot_SharedNeighbor | Water | Porous | Wet | R600a | MinimizeLCOE_Brownfield | IgnoreSilica | 2019 | 15.3152 | 4.8713 | 0.38283 | 4 | 16773.0188 | 30336.2565 | 341.9407 | 618.4456 | 144.3063 | 0 | 91.4149 | 1376078.0803 | 113364.7326 | 1191226.5334 | 760752.676 | 0 | 295443.7319 | 0 | 1457377.6442 | 3791797.6808 | 2587979.8308 | 11574020.91 | 961560.8286 | 13149413.2377 | 13149413.2377 | 1478867.319 | 6141486.3649 | 0 | 25684994.9763 | 46454761.898 | 3162.2777 | 1.5313 | 16773.0188 | 30336.2565 | 341.9407 | 618.4456
1 | 3900 | 707 | 0.035 | 15 | 15 | 7 | 4.217e-12 | 5spot_SharedNeighbor | Water | Porous | Wet | R600a | MinimizeLCOE_Brownfield | IgnoreSilica | 2019 | 20.3453 | 6.547 | 0.52188 | 4 | 13757.6647 | 23707.1646 | 280.4686 | 483.3026 | 145.1743 | 0 | 95.2636 | 1702033.7104 | 140984.7284 | 1508134.105 | 1011462.2341 | 0 | 353953.3763 | 0 | 1839461.5801 | 4785901.706 | 3266476.2548 | 14608407.6951 | 961560.8286 | 13149413.2377 | 13149413.2377 | 1478867.319 | 6141486.3649 | 0 | 28719381.7614 | 49489148.6831 | 4216.965 | 2.0875 | 13757.6647 | 23707.1646 | 280.4686 | 483.3026
1 | 3900 | 707 | 0.035 | 15 | 15 | 7 | 5.6234e-12 | 5spot_SharedNeighbor | Water | Porous | Wet | R600a | MinimizeLCOE_Brownfield | IgnoreSilica | 2019 | 26.9937 | 8.7588 | 0.7052 | 4 | 11521.3905 | 18884.5139 | 234.8791 | 384.9864 | 145.8317 | 0 | 94.9492 | 2096257.5358 | 174193.7377 | 1902693.0761 | 1339213.2636 | 0 | 424630.7401 | 0 | 2315425.4578 | 6024262.0822 | 4111682.6573 | 18388358.5507 | 961560.8286 | 13149413.2377 | 13149413.2377 | 1478867.319 | 6141486.3649 | 0 | 32499332.617 | 53269099.5387 | 5623.4133 | 2.8208 | 11521.3905 | 18884.5139 | 234.8791 | 384.9864
1 | 3900 | 707 | 0.035 | 15 | 15 | 7 | 7.4989e-12 | 5spot_SharedNeighbor | Water | Porous | Wet | R600a | MinimizeLCOE_Brownfield | IgnoreSilica | 2019 | 35.7562 | 11.6778 | 0.94753 | 4 | 9826.4694 | 15306.4474 | 200.3259 | 312.0426 | 146.3298 | 0 | 104.0985 | 2575080.3354 | 214452.7415 | 2394079.2202 | 1774766.8568 | 0 | 510337.9689 | 0 | 2912799.6779 | 7578507.2645 | 5172486.9308 | 23132510.9959 | 961560.8286 | 13149413.2377 | 13149413.2377 | 1478867.319 | 6141486.3649 | 0 | 37243485.0622 | 58013251.9838 | 7498.9421 | 3.7901 | 9826.4694 | 15306.4474 | 200.3259 | 312.0426
1 | 3900 | 707 | 0.035 | 15 | 15 | 7 | 1e-11 | 5spot_SharedNeighbor | Water | Porous | Wet | R600a | MinimizeLCOE_Brownfield | IgnoreSilica | 2019 | 47.1595 | 15.4779 | 1.2632 | 4 | 8534.2096 | 12644.834 | 173.9814 | 257.782 | 146.6983 | 0 | 97.076 | 3149180.668 | 262544.5494 | 2998431.5833 | 2343379.2987 | 0 | 612780.5598 | 0 | 3652863.4971 | 9504001.514 | 6486676.321 | 29009857.9912 | 961560.8286 | 13149413.2377 | 13149413.2377 | 1478867.319 | 6141486.3649 | 0 | 43120832.0575 | 63890598.9792 | 10000 | 5.0527 | 8534.2096 | 12644.834 | 173.9814 | 257.782
1 | 3900 | 707 | 0.035 | 15 | 15 | 7 | 1.3335e-11 | 5spot_SharedNeighbor | Water | Porous | Wet | R600a | MinimizeLCOE_Brownfield | IgnoreSilica | 2019 | 61.7756 | 20.3368 | 1.665 | 4 | 7550.0524 | 10668.6068 | 153.918 | 217.494 | 146.9255 | 0 | 96.4205 | 3825696.0323 | 318840.2238 | 3729704.5982 | 3070639.5826 | 0 | 734126.5449 | 0 | 4554812.7229 | 11850688.3845 | 8088338.3297 | 36172846.419 | 961560.8286 | 13149413.2377 | 13149413.2377 | 1478867.319 | 6141486.3649 | 0 | 50283820.4853 | 71053587.4069 | 13335.2143 | 6.6601 | 7550.0524 | 10668.6068 | 153.918 | 217.494
1 | 3900 | 707 | 0.035 | 15 | 15 | 7 | 1.7783e-11 | 5spot_SharedNeighbor | Water | Porous | Wet | R600a | MinimizeLCOE_Brownfield | IgnoreSilica | 2019 | 74.525 | 24.5445 | 2.0618 | 4 | 6801.2819 | 9319.6825 | 138.6533 | 189.9943 | 146.9573 | 0 | 126.4451 | 4372146.7001 | 363859.6948 | 4335112.7162 | 3700832.596 | 0 | 782183.0899 | 0 | 5286112.5708 | 13753380.5785 | 9386964.8486 | 41980592.7949 | 961560.8286 | 13149413.2377 | 13149413.2377 | 1478867.319 | 6141486.3649 | 0 | 56091566.8612 | 76861333.7829 | 17782.7941 | 8.2472 | 6801.2819 | 9319.6825 | 138.6533 | 189.9943
1 | 3900 | 707 | 0.035 | 15 | 15 | 7 | 2.3714e-11 | 5spot_SharedNeighbor | Water | Porous | Wet | R600a | MinimizeLCOE_Brownfield | IgnoreSilica | 2019 | 86.4003 | 28.4209 | 2.46 | 4 | 6218.2711 | 8329.031 | 126.7679 | 169.7986 | 146.8667 | 0 | 167.9529 | 4849265.049 | 402686.7204 | 4875043.061 | 4281977.7576 | 0 | 790456.4222 | 0 | 5927777.314 | 15422860.6166 | 10526419.2789 | 47076486.2197 | 961560.8286 | 13149413.2377 | 13149413.2377 | 1478867.319 | 6141486.3649 | 0 | 61187460.286 | 81957227.2076 | 23713.7371 | 9.8399 | 6218.2711 | 8329.031 | 126.7679 | 169.7986
1 | 3900 | 707 | 0.035 | 15 | 15 | 7 | 3.1623e-11 | 5spot_SharedNeighbor | Water | Porous | Wet | R600a | MinimizeLCOE_Brownfield | IgnoreSilica | 2019 | 97.7982 | 32.0912 | 2.8546 | 4 | 5766.0903 | 7585.0399 | 117.5495 | 154.6313 | 146.6834 | 0 | 170.9706 | 5280836.7346 | 437306.4982 | 5373280.3042 | 4832920.9996 | 0 | 777360.1527 | 0 | 6513664.8289 | 16947219.7483 | 11566825.7088 | 51729414.9754 | 961560.8286 | 13149413.2377 | 13149413.2377 | 1478867.319 | 6141486.3649 | 0 | 65840389.0417 | 86610155.9633 | 31622.7766 | 11.4185 | 5766.0903 | 7585.0399 | 117.5495 | 154.6313
1 | 3900 | 707 | 0.035 | 15 | 15 | 7 | 4.217e-11 | 5spot_SharedNeighbor | Water | Porous | Wet | R600a | MinimizeLCOE_Brownfield | IgnoreSilica | 2019 | 108.2781 | 35.4152 | 3.2268 | 4 | 5416.9475 | 7026.1086 | 110.4318 | 143.2367 | 146.4407 | 0 | 190.7135 | 5656413.2027 | 466962.7155 | 5815192.4628 | 5332627.7997 | 0 | 746914.4554 | 0 | 7027063.1481 | 18282976.8625 | 12478507.3862 | 55806658.0329 | 961560.8286 | 13149413.2377 | 13149413.2377 | 1478867.319 | 6141486.3649 | 0 | 69917632.0992 | 90687399.0209 | 42169.6503 | 12.9072 | 5416.9475 | 7026.1086 | 110.4318 | 143.2367
1 | 3900 | 707 | 0.035 | 15 | 15 | 7 | 5.6234e-11 | 5spot_SharedNeighbor | Water | Porous | Wet | R600a | MinimizeLCOE_Brownfield | IgnoreSilica | 2019 | 117.5345 | 38.3063 | 3.5622 | 4 | 5148.4298 | 6606.067 | 104.9577 | 134.6736 | 146.173 | 0 | 212.3124 | 5972162.2633 | 491496.9099 | 6193274.2785 | 5768014.8273 | 0 | 704458.8379 | 0 | 7460468.7756 | 19410609.4016 | 13248139.7647 | 59248625.0589 | 961560.8286 | 13149413.2377 | 13149413.2377 | 1478867.319 | 6141486.3649 | 0 | 73359599.1252 | 94129366.0469 | 56234.1325 | 14.2489 | 5148.4298 | 6606.067 | 104.9577 | 134.6736
1 | 3900 | 707 | 0.035 | 15 | 15 | 7 | 7.4989e-11 | 5spot_SharedNeighbor | Water | Porous | Wet | R600a | MinimizeLCOE_Brownfield | IgnoreSilica | 2019 | 125.5077 | 40.7625 | 3.8553 | 4 | 4942.592 | 6289.4219 | 100.7614 | 128.2184 | 145.9057 | 0 | 210.3147 | 6233337.0875 | 511543.9786 | 6510279.0699 | 6141566.9011 | 0 | 656473.4996 | 0 | 7820748.2093 | 20347982.5845 | 13887916.2231 | 62109847.5535 | 961560.8286 | 13149413.2377 | 13149413.2377 | 1478867.319 | 6141486.3649 | 0 | 76220821.6198 | 96990588.5415 | 74989.4209 | 15.4212 | 4942.592 | 6289.4219 | 100.7614 | 128.2184
1 | 3900 | 707 | 0.035 | 15 | 15 | 7 | 1e-10 | 5spot_SharedNeighbor | Water | Porous | Wet | R600a | MinimizeLCOE_Brownfield | IgnoreSilica | 2019 | 131.9682 | 42.7307 | 4.0997 | 4 | 4785.2536 | 6051.8063 | 97.5539 | 123.3743 | 145.6657 | 0 | 224.9804 | 6438709.9312 | 527212.5781 | 6761641.4501 | 6447174.4633 | 0 | 605210.5667 | 0 | 8104180.1058 | 21085414.2394 | 14391228.4803 | 64360771.8148 | 961560.8286 | 13149413.2377 | 13149413.2377 | 1478867.319 | 6141486.3649 | 0 | 78471745.8811 | 99241512.8028 | 100000 | 16.3987 | 4785.2536 | 6051.8063 | 97.5539 | 123.3743
1 | 3900 | 707 | 0.035 | 15 | 15 | 7 | 1.3335e-10 | 5spot_SharedNeighbor | Water | Porous | Wet | R600a | MinimizeLCOE_Brownfield | IgnoreSilica | 2019 | 139.6339 | 45.057 | 4.3543 | 4 | 4663.5021 | 5855.9867 | 95.0718 | 119.3822 | 145.3921 | 0 | 252.3402 | 6677582.5387 | 545374.5388 | 7055852.2187 | 6809286.7679 | 0 | 580864.1285 | 0 | 8450894.4751 | 21987493.9075 | 15006916.3897 | 67114264.965 | 961560.8286 | 13149413.2377 | 13149413.2377 | 1478867.319 | 6141486.3649 | 0 | 81225239.0313 | 101995005.953 | 133352.1432 | 17.4172 | 4663.5021 | 5855.9867 | 95.0718 | 119.3822
1 | 3900 | 707 | 0.035 | 15 | 15 | 7 | 1.7783e-10 | 5spot_SharedNeighbor | Water | Porous | Wet | R600a | MinimizeLCOE_Brownfield | IgnoreSilica | 2019 | 144.1265 | 46.4117 | 4.5254 | 4 | 4570.5495 | 5717.9451 | 93.1768 | 116.568 | 145.2298 | 0 | 208.7467 | 6814621.3029 | 555731.9433 | 7225860.8935 | 7020975.2592 | 0 | 539075.0301 | 0 | 8640943.1273 | 22481961.5161 | 15344400.6929 | 68623569.7654 | 961560.8286 | 13149413.2377 | 13149413.2377 | 1478867.319 | 6141486.3649 | 0 | 82734543.8317 | 103504310.7533 | 177827.941 | 18.1017 | 4570.5495 | 5717.9451 | 93.1768 | 116.568
1 | 3900 | 707 | 0.035 | 15 | 15 | 7 | 2.3714e-10 | 5spot_SharedNeighbor | Water | Porous | Wet | R600a | MinimizeLCOE_Brownfield | IgnoreSilica | 2019 | 147.5681 | 47.4436 | 4.6591 | 4 | 4499.9992 | 5614.4834 | 91.7386 | 114.4588 | 145.1017 | 0 | 243.1056 | 6917919.7228 | 563496.4081 | 7354740.9601 | 7182766.4907 | 0 | 501666.217 | 0 | 8783030.0215 | 22851642.4688 | 15596715.5393 | 69751977.8283 | 961560.8286 | 13149413.2377 | 13149413.2377 | 1478867.319 | 6141486.3649 | 0 | 83862951.8946 | 104632718.8163 | 237137.3706 | 18.6362 | 4499.9992 | 5614.4834 | 91.7386 | 114.4588
1 | 3900 | 707 | 0.035 | 15 | 15 | 7 | 3.1623e-10 | 5spot_SharedNeighbor | Water | Porous | Wet | R600a | MinimizeLCOE_Brownfield | IgnoreSilica | 2019 | 150.4381 | 48.2998 | 4.7677 | 4 | 4446.568 | 5535.65 | 90.6493 | 112.8517 | 144.9926 | 0 | 246.1286 | 7002893.491 | 569851.62 | 7461276.3081 | 7317117.7951 | 0 | 472000.4301 | 0 | 8901024.4613 | 23158639.7971 | 15806247.524 | 70689051.4266 | 961560.8286 | 13149413.2377 | 13149413.2377 | 1478867.319 | 6141486.3649 | 0 | 84800025.4929 | 105569792.4146 | 316227.766 | 19.0709 | 4446.568 | 5535.65 | 90.6493 | 112.8517
1 | 3900 | 707 | 0.035 | 15 | 15 | 7 | 4.217e-10 | 5spot_SharedNeighbor | Water | Porous | Wet | R600a | MinimizeLCOE_Brownfield | IgnoreSilica | 2019 | 152.4649 | 48.8979 | 4.8471 | 4 | 4406.1042 | 5477.3479 | 89.8244 | 111.6631 | 144.9141 | 0 | 248.6923 | 7061637.9847 | 574197.1208 | 7535538.8478 | 7408693.1782 | 0 | 445689.4107 | 0 | 8980045.0514 | 23364235.1633 | 15946570.586 | 71316607.3429 | 961560.8286 | 13149413.2377 | 13149413.2377 | 1478867.319 | 6141486.3649 | 0 | 85427581.4092 | 106197348.3309 | 421696.5034 | 19.3885 | 4406.1042 | 5477.3479 | 89.8244 | 111.6631
1 | 3900 | 707 | 0.035 | 15 | 15 | 7 | 5.6234e-10 | 5spot_SharedNeighbor | Water | Porous | Wet | R600a | MinimizeLCOE_Brownfield | IgnoreSilica | 2019 | 153.9996 | 49.3494 | 4.9077 | 4 | 4375.5497 | 5433.5663 | 89.2015 | 110.7706 | 144.8539 | 0 | 236.8738 | 7105777.2997 | 577452.5526 | 7591494.8589 | 7477869.7539 | 0 | 424324.6045 | 0 | 9038998.4371 | 23517619.7798 | 16051258.7385 | 71784796.0249 | 961560.8286 | 13149413.2377 | 13149413.2377 | 1478867.319 | 6141486.3649 | 0 | 85895770.0913 | 106665537.0129 | 562341.3252 | 19.6309 | 4375.5497 | 5433.5663 | 89.2015 | 110.7706
1 | 3900 | 707 | 0.035 | 15 | 15 | 7 | 7.4989e-10 | 5spot_SharedNeighbor | Water | Porous | Wet | R600a | MinimizeLCOE_Brownfield | IgnoreSilica | 2019 | 155.1586 | 49.6897 | 4.9538 | 4 | 4352.5083 | 5400.6906 | 88.7318 | 110.1004 | 144.808 | 0 | 266.1637 | 7138916.3451 | 579891.1275 | 7633595.3243 | 7530016.5772 | 0 | 407284.9392 | 0 | 9082984.6822 | 23632062.9667 | 16129368.5651 | 72134120.5271 | 961560.8286 | 13149413.2377 | 13149413.2377 | 1478867.319 | 6141486.3649 | 0 | 86245094.5934 | 107014861.5151 | 749894.2093 | 19.815 | 4352.5083 | 5400.6906 | 88.7318 | 110.1004
1 | 3900 | 707 | 0.035 | 15 | 15 | 7 | 1e-09 | 5spot_SharedNeighbor | Water | Porous | Wet | R600a | MinimizeLCOE_Brownfield | IgnoreSilica | 2019 | 156.0166 | 49.9411 | 4.9883 | 4 | 4335.1519 | 5376.0783 | 88.3779 | 109.5986 | 144.7739 | 0 | 256.7541 | 7163338.8163 | 581685.165 | 7664672.2121 | 7568564.105 | 0 | 393733.0695 | 0 | 9115077.4135 | 23715561.6705 | 16186358.1461 | 72388990.598 | 961560.8286 | 13149413.2377 | 13149413.2377 | 1478867.319 | 6141486.3649 | 0 | 86499964.6643 | 107269731.586 | 1000000 | 19.9532 | 4335.1519 | 5376.0783 | 88.3779 | 109.5986
1 | 3900 | 707 | 0.035 | 15 | 15 | 7 | 1.3335e-09 | 5spot_SharedNeighbor | Water | Porous | Wet | R600a | MinimizeLCOE_Brownfield | IgnoreSilica | 2019 | 156.6519 | 50.127 | 5.0141 | 4 | 4322.09 | 5357.6482 | 88.1117 | 109.2229 | 144.7484 | 0 | 259.8036 | 7181365.0216 | 583007.6235 | 7687637.6081 | 7597080.1302 | 0 | 383094.1692 | 0 | 9138551.9755 | 23776637.6656 | 16228043.7678 | 72575417.9616 | 961560.8286 | 13149413.2377 | 13149413.2377 | 1478867.319 | 6141486.3649 | 0 | 86686392.0279 | 107456158.9496 | 1333521.4322 | 20.0566 | 4322.09 | 5357.6482 | 88.1117 | 109.2229
1 | 3900 | 707 | 0.035 | 15 | 15 | 7 | 1.7783e-09 | 5spot_SharedNeighbor | Water | Porous | Wet | R600a | MinimizeLCOE_Brownfield | IgnoreSilica | 2019 | 157.3294 | 50.3252 | 5.0393 | 4 | 4310.8537 | 5341.2409 | 87.8826 | 108.8884 | 144.7214 | 0 | 280.7106 | 7200553.518 | 584414.7387 | 7712098.7091 | 7627479.3176 | 0 | 374970.6419 | 0 | 9164811.6009 | 23844959.8241 | 16274675.0449 | 72783963.3952 | 961560.8286 | 13149413.2377 | 13149413.2377 | 1478867.319 | 6141486.3649 | 0 | 86894937.4615 | 107664704.3832 | 1778279.41 | 20.1572 | 4310.8537 | 5341.2409 | 87.8826 | 108.8884
1 | 3900 | 707 | 0.035 | 15 | 15 | 7 | 2.3714e-09 | 5spot_SharedNeighbor | Water | Porous | Wet | R600a | MinimizeLCOE_Brownfield | IgnoreSilica | 2019 | 157.8628 | 50.481 | 5.0577 | 4 | 4303.5775 | 5330.2195 | 87.7342 | 108.6637 | 144.6999 | 0 | 258.7177 | 7215614.4164 | 585517.6446 | 7731320.6823 | 7651388.4961 | 0 | 370491.9307 | 0 | 9186189.9363 | 23900581.8677 | 16312638.2325 | 72953743.2066 | 961560.8286 | 13149413.2377 | 13149413.2377 | 1478867.319 | 6141486.3649 | 0 | 87064717.2729 | 107834484.1945 | 2371373.7057 | 20.2308 | 4303.5775 | 5330.2195 | 87.7342 | 108.6637
1 | 3900 | 707 | 0.035 | 15 | 15 | 7 | 3.1623e-09 | 5spot_SharedNeighbor | Water | Porous | Wet | R600a | MinimizeLCOE_Brownfield | IgnoreSilica | 2019 | 158.1212 | 50.5564 | 5.0684 | 4 | 4298.1135 | 5322.5819 | 87.6229 | 108.508 | 144.6894 | 0 | 246.5363 | 7222892.0197 | 586049.9696 | 7740617.5431 | 7662959.2396 | 0 | 365693.4819 | 0 | 9195502.779 | 23924811.974 | 16329175.7779 | 73027702.7847 | 961560.8286 | 13149413.2377 | 13149413.2377 | 1478867.319 | 6141486.3649 | 0 | 87138676.851 | 107908443.7727 | 3162277.6602 | 20.2737 | 4298.1135 | 5322.5819 | 87.6229 | 108.508
1 | 3900 | 707 | 0.035 | 15 | 15 | 7 | 4.217e-09 | 5spot_SharedNeighbor | Water | Porous | Wet | R600a | MinimizeLCOE_Brownfield | IgnoreSilica | 2019 | 158.3233 | 50.6154 | 5.0767 | 4 | 4294.0111 | 5316.8162 | 87.5392 | 108.3905 | 144.6812 | 0 | 268.3461 | 7228578.1643 | 586465.741 | 7747883.823 | 7672005.6044 | 0 | 362130.431 | 0 | 9202854.8678 | 23943940.6008 | 16342231.4589 | 73086090.691 | 961560.8286 | 13149413.2377 | 13149413.2377 | 1478867.319 | 6141486.3649 | 0 | 87197064.7573 | 107966831.6789 | 4216965.0343 | 20.3067 | 4294.0111 | 5316.8162 | 87.5392 | 108.3905
1 | 3900 | 707 | 0.035 | 15 | 15 | 7 | 5.6234e-09 | 5spot_SharedNeighbor | Water | Porous | Wet | R600a | MinimizeLCOE_Brownfield | IgnoreSilica | 2019 | 158.465 | 50.6567 | 5.0826 | 4 | 4290.9317 | 5312.5347 | 87.4764 | 108.3032 | 144.6755 | 0 | 251.3645 | 7232561.9099 | 586756.9193 | 7752976.3103 | 7678347.2116 | 0 | 359338.0442 | 0 | 9207892.3542 | 23957047.1072 | 16351176.9188 | 73126096.7757 | 961560.8286 | 13149413.2377 | 13149413.2377 | 1478867.319 | 6141486.3649 | 0 | 87237070.842 | 108006837.7636 | 5623413.2519 | 20.3306 | 4290.9317 | 5312.5347 | 87.4764 | 108.3032
1 | 3900 | 707 | 0.035 | 15 | 15 | 7 | 7.4989e-09 | 5spot_SharedNeighbor | Water | Porous | Wet | R600a | MinimizeLCOE_Brownfield | IgnoreSilica | 2019 | 158.5692 | 50.6871 | 5.0871 | 4 | 4288.6209 | 5309.3319 | 87.4293 | 108.2379 | 144.6712 | 0 | 229.247 | 7235492.608 | 586971.0769 | 7756723.4728 | 7683014.3129 | 0 | 357210.4978 | 0 | 9211570.6677 | 23966617.3243 | 16357708.7886 | 73155308.749 | 961560.8286 | 13149413.2377 | 13149413.2377 | 1478867.319 | 6141486.3649 | 0 | 87266282.8153 | 108036049.737 | 7498942.0933 | 20.3483 | 4288.6209 | 5309.3319 | 87.4293 | 108.2379
1 | 3900 | 707 | 0.035 | 15 | 15 | 7 | 1e-08 | 5spot_SharedNeighbor | Water | Porous | Wet | R600a | MinimizeLCOE_Brownfield | IgnoreSilica | 2019 | 158.6593 | 50.7133 | 5.0907 | 4 | 4286.887 | 5306.8782 | 87.394 | 108.1879 | 144.6676 | 0 | 247.3258 | 7238021.3566 | 587155.8646 | 7759956.8454 | 7687041.9629 | 0 | 355720.5728 | 0 | 9214879.6749 | 23975226.6822 | 16363584.8523 | 73181587.8116 | 961560.8286 | 13149413.2377 | 13149413.2377 | 1478867.319 | 6141486.3649 | 0 | 87292561.8779 | 108062328.7995 | 10000000 | 20.3627 | 4286.887 | 5306.8782 | 87.394 | 108.1879
1 | 4000 | 707 | 0.035 | 15 | 15 | 7 | 1e-13 | 5spot_SharedNeighbor | Water | Porous | Wet | R600a | MinimizeLCOE_Brownfield | IgnoreSilica | 2019 | 0 | 0 | 0 | 0 |  |  |  |  | 15 |  | 25.9503 | [19 empty] | 100 | 0
1 | 4000 | 707 | 0.035 | 15 | 15 | 7 | 1.3335e-13 | 5spot_SharedNeighbor | Water | Porous | Wet | R600a | MinimizeLCOE_Brownfield | IgnoreSilica | 2019 | 0 | 0 | 0 | 0 |  |  |  |  | 15 |  | 25.9864 | [19 empty] | 133.3521 | 0
1 | 4000 | 707 | 0.035 | 15 | 15 | 7 | 1.7783e-13 | 5spot_SharedNeighbor | Water | Porous | Wet | R600a | MinimizeLCOE_Brownfield | IgnoreSilica | 2019 | 0.97664 | 0.17479 | 0.0032949 | 4 | 1179661.7737 | 2801730.7743 | 24049.0009 | 57117.0715 | 105.5503 | 0 | 54.086 | 109505.9546 | 7021.7379 | 85436.812 | 58406.8528 | 0 | 63104.7484 | 0 | 126155.6813 | 328231.2045 | 224024.5416 | 1001887.5332 | 961560.8286 | 13584081.2916 | 13584081.2916 | 1478867.319 | 6315353.5865 | 0 | 15547529.6534 | 36925831.8506 | 177.8279 | 0.01318 | 1179661.7737 | 2801730.7743 | 24049.0009 | 57117.0715
1 | 4000 | 707 | 0.035 | 15 | 15 | 7 | 2.3714e-13 | 5spot_SharedNeighbor | Water | Porous | Wet | R600a | MinimizeLCOE_Brownfield | IgnoreSilica | 2019 | 1.2934 | 0.26836 | 0.0092329 | 4 | 430081.1969 | 1008943.668 | 8767.7869 | 20568.6814 | 114.5146 | 0 | 59.997 | 155707.9815 | 10549.8041 | 119622.4408 | 72984.0378 | 0 | 73109.8684 | 0 | 168469.9117 | 438324.1524 | 299165.2407 | 1337933.4374 | 961560.8286 | 13584081.2916 | 13584081.2916 | 1478867.319 | 6315353.5865 | 0 | 15883575.5577 | 37261877.7548 | 237.1374 | 0.036932 | 430081.1969 | 1008943.668 | 8767.7869 | 20568.6814
1 | 4000 | 707 | 0.035 | 15 | 15 | 7 | 3.1623e-13 | 5spot_SharedNeighbor | Water | Porous | Wet | R600a | MinimizeLCOE_Brownfield | IgnoreSilica | 2019 | 1.6903 | 0.39253 | 0.018265 | 4 | 222951.146 | 515560.4898 | 4545.1607 | 10510.3979 | 121.799 | 0 | 284.9845 | 211212.2762 | 14977.6711 | 161332.6872 | 91893.9539 | 0 | 83459.3099 | 0 | 219521.6004 | 571150.1741 | 389821.7298 | 1743369.4026 | 961560.8286 | 13584081.2916 | 13584081.2916 | 1478867.319 | 6315353.5865 | 0 | 16289011.5228 | 37667313.72 | 316.2278 | 0.073061 | 222951.146 | 515560.4898 | 4545.1607 | 10510.3979
1 | 4000 | 707 | 0.035 | 15 | 15 | 7 | 4.217e-13 | 5spot_SharedNeighbor | Water | Porous | Wet | R600a | MinimizeLCOE_Brownfield | IgnoreSilica | 2019 | 2.2154 | 0.56317 | 0.031519 | 4 | 133279.3182 | 302848.2445 | 2717.0792 | 6173.9711 | 127.9337 | 0 | 389.1142 | 280425.7143 | 20684.2423 | 214434.5939 | 117531.1663 | 0 | 95785.8667 | 0 | 284256.0176 | 739575.8488 | 504775.7136 | 2257469.1635 | 961560.8286 | 13584081.2916 | 13584081.2916 | 1478867.319 | 6315353.5865 | 0 | 16803111.2838 | 38181413.4809 | 421.6965 | 0.12607 | 133279.3182 | 302848.2445 | 2717.0792 | 6173.9711
1 | 4000 | 707 | 0.035 | 15 | 15 | 7 | 5.6234e-13 | 5spot_SharedNeighbor | Water | Porous | Wet | R600a | MinimizeLCOE_Brownfield | IgnoreSilica | 2019 | 2.8961 | 0.7899 | 0.050044 | 4 | 87098.2345 | 193896.2754 | 1775.6153 | 3952.8378 | 132.895 | 0 | 509.2997 | 363957.8445 | 27736.1946 | 280130.8768 | 151188.1255 | 0 | 109829.6991 | 0 | 363808.6688 | 946555.5289 | 646043.5982 | 2889250.5365 | 961560.8286 | 13584081.2916 | 13584081.2916 | 1478867.319 | 6315353.5865 | 0 | 17434892.6568 | 38813194.8539 | 562.3413 | 0.20018 | 87098.2345 | 193896.2754 | 1775.6153 | 3952.8378
1 | 4000 | 707 | 0.035 | 15 | 15 | 7 | 7.4989e-13 | 5spot_SharedNeighbor | Water | Porous | Wet | R600a | MinimizeLCOE_Brownfield | IgnoreSilica | 2019 | 3.8265 | 1.1054 | 0.076288 | 4 | 59829.4875 | 129887.398 | 1219.705 | 2647.9303 | 137.0288 | 0 | 83.7772 | 469725.0213 | 36827.5218 | 365480.7964 | 198181.4398 | 0 | 128084.8011 | 0 | 467336.8364 | 1215914.5843 | 829886.6883 | 3711437.6895 | 961560.8286 | 13584081.2916 | 13584081.2916 | 1478867.319 | 6315353.5865 | 0 | 18257079.8097 | 39635382.0069 | 749.8942 | 0.30515 | 59829.4875 | 129887.398 | 1219.705 | 2647.9303
1 | 4000 | 707 | 0.035 | 15 | 15 | 7 | 1e-12 | 5spot_SharedNeighbor | Water | Porous | Wet | R600a | MinimizeLCOE_Brownfield | IgnoreSilica | 2019 | 5.0595 | 1.5256 | 0.11176 | 4 | 43113.6785 | 90936.688 | 878.9307 | 1853.8674 | 140.2895 | 0 | 79.2073 | 597490.236 | 47891.2512 | 471912.0357 | 259072.019 | 0 | 149970.4327 | 0 | 595271.0301 | 1548773.1134 | 1057069.474 | 4727449.592 | 961560.8286 | 13584081.2916 | 13584081.2916 | 1478867.319 | 6315353.5865 | 0 | 19273091.7123 | 40651393.9094 | 1000 | 0.44703 | 43113.6785 | 90936.688 | 878.9307 | 1853.8674
1 | 4000 | 707 | 0.035 | 15 | 15 | 7 | 1.3335e-12 | 5spot_SharedNeighbor | Water | Porous | Wet | R600a | MinimizeLCOE_Brownfield | IgnoreSilica | 2019 | 6.699 | 2.089 | 0.15995 | 4 | 32125.2812 | 65538.7061 | 654.9173 | 1336.0952 | 142.8023 | 0 | 71.1814 | 753801.9653 | 61530.0972 | 605736.7533 | 342246.693 | 0 | 176625.9434 | 0 | 756577.1663 | 1968458.5914 | 1343513.4364 | 6008490.6463 | 961560.8286 | 13584081.2916 | 13584081.2916 | 1478867.319 | 6315353.5865 | 0 | 20554132.7665 | 41932434.9637 | 1333.5214 | 0.63981 | 32125.2812 | 65538.7061 | 654.9173 | 1336.0952
1 | 4000 | 707 | 0.035 | 15 | 15 | 7 | 1.7783e-12 | 5spot_SharedNeighbor | Water | Porous | Wet | R600a | MinimizeLCOE_Brownfield | IgnoreSilica | 2019 | 8.8768 | 2.8347 | 0.22368 | 4 | 24751.839 | 48646.1819 | 504.5997 | 991.7182 | 144.5981 | 0 | 86.4701 | 941970.4806 | 77898.202 | 772299.6968 | 452472.3711 | 0 | 209101.853 | 0 | 956959.6154 | 2489812.6198 | 1699348.2735 | 7599863.1122 | 961560.8286 | 13584081.2916 | 13584081.2916 | 1478867.319 | 6315353.5865 | 0 | 22145505.2324 | 43523807.4296 | 1778.2794 | 0.8947 | 24751.839 | 48646.1819 | 504.5997 | 991.7182
1 | 4000 | 707 | 0.035 | 15 | 15 | 7 | 2.3714e-12 | 5spot_SharedNeighbor | Water | Porous | Wet | R600a | MinimizeLCOE_Brownfield | IgnoreSilica | 2019 | 11.7802 | 3.8488 | 0.31244 | 4 | 19348.5449 | 36454.6675 | 394.4463 | 743.1777 | 146.3586 | 0 | 81.6354 | 1177757.789 | 98646.7207 | 985149.4542 | 601055.5792 | 0 | 248248.8829 | 0 | 1213234.7861 | 3156588.0448 | 2154436.202 | 9635117.459 | 961560.8286 | 13584081.2916 | 13584081.2916 | 1478867.319 | 6315353.5865 | 0 | 24180759.5792 | 45559061.7764 | 2371.3737 | 1.2497 | 19348.5449 | 36454.6675 | 394.4463 | 743.1777
1 | 4000 | 707 | 0.035 | 15 | 15 | 7 | 3.1623e-12 | 5spot_SharedNeighbor | Water | Porous | Wet | R600a | MinimizeLCOE_Brownfield | IgnoreSilica | 2019 | 15.6442 | 5.1908 | 0.42932 | 4 | 15562.8279 | 28011.6469 | 317.2693 | 571.0553 | 147.5287 | 0 | 95.7865 | 1462377.8238 | 123550.051 | 1250390.0086 | 799929.1691 | 0 | 296376.9421 | 0 | 1533723.3579 | 3990433.5674 | 2723552.9049 | 12180333.8249 | 961560.8286 | 13584081.2916 | 13584081.2916 | 1478867.319 | 6315353.5865 | 0 | 26725975.9451 | 48104278.1423 | 3162.2777 | 1.7173 | 15562.8279 | 28011.6469 | 317.2693 | 571.0553
1 | 4000 | 707 | 0.035 | 15 | 15 | 7 | 4.217e-12 | 5spot_SharedNeighbor | Water | Porous | Wet | R600a | MinimizeLCOE_Brownfield | IgnoreSilica | 2019 | 20.7669 | 6.971 | 0.58454 | 4 | 12793.3761 | 21936.6562 | 260.8103 | 447.2084 | 148.4185 | 0 | 96.3939 | 1808144.5647 | 153682.5719 | 1581995.863 | 1062984.2984 | 0 | 354720.2017 | 0 | 1934995.7248 | 5034461.9539 | 3436123.7314 | 15367108.9097 | 961560.8286 | 13584081.2916 | 13584081.2916 | 1478867.319 | 6315353.5865 | 0 | 29912751.0299 | 51291053.2271 | 4216.965 | 2.3381 | 12793.3761 | 21936.6562 | 260.8103 | 447.2084
1 | 4000 | 707 | 0.035 | 15 | 15 | 7 | 5.6234e-12 | 5spot_SharedNeighbor | Water | Porous | Wet | R600a | MinimizeLCOE_Brownfield | IgnoreSilica | 2019 | 27.5468 | 9.3288 | 0.79037 | 4 | 10726.6004 | 17488.7046 | 218.6763 | 356.5309 | 149.094 | 0 | 102.6852 | 2228635.4921 | 190215.3968 | 1996225.2006 | 1412108.7468 | 0 | 425568.1269 | 0 | 2438573.6556 | 6344668.4317 | 4330366.5745 | 19366361.625 | 961560.8286 | 13584081.2916 | 13584081.2916 | 1478867.319 | 6315353.5865 | 0 | 33912003.7453 | 55290305.9424 | 5623.4133 | 3.1615 | 10726.6004 | 17488.7046 | 218.6763 | 356.5309
1 | 4000 | 707 | 0.035 | 15 | 15 | 7 | 7.4989e-12 | 5spot_SharedNeighbor | Water | Porous | Wet | R600a | MinimizeLCOE_Brownfield | IgnoreSilica | 2019 | 36.4601 | 12.4287 | 1.061 | 4 | 9165.5084 | 14202.8678 | 186.8513 | 289.5447 | 149.6048 | 0 | 98.1119 | 2736684.7543 | 234161.7001 | 2510274.6464 | 1870410.0758 | 0 | 511021.0369 | 0 | 3066395.3632 | 7978131.731 | 5445238.8406 | 24352318.1482 | 961560.8286 | 13584081.2916 | 13584081.2916 | 1478867.319 | 6315353.5865 | 0 | 38897960.2684 | 60276262.4656 | 7498.9421 | 4.244 | 9165.5084 | 14202.8678 | 186.8513 | 289.5447
1 | 4000 | 707 | 0.035 | 15 | 15 | 7 | 1e-11 | 5spot_SharedNeighbor | Water | Porous | Wet | R600a | MinimizeLCOE_Brownfield | IgnoreSilica | 2019 | 48.0654 | 16.4652 | 1.413 | 4 | 7974.3765 | 11756.7635 | 162.5685 | 239.6775 | 149.9819 | 0 | 105.7634 | 3345728.0891 | 286590.7433 | 3142765.8743 | 2467301.0877 | 0 | 613463.0171 | 0 | 3843781.0365 | 10000729.789 | 6825703.5755 | 30526063.2125 | 961560.8286 | 13584081.2916 | 13584081.2916 | 1478867.319 | 6315353.5865 | 0 | 45071705.3327 | 66450007.5299 | 10000 | 5.6521 | 7974.3765 | 11756.7635 | 162.5685 | 239.6775
1 | 4000 | 707 | 0.035 | 15 | 15 | 7 | 1.3335e-11 | 5spot_SharedNeighbor | Water | Porous | Wet | R600a | MinimizeLCOE_Brownfield | IgnoreSilica | 2019 | 62.9058 | 21.6079 | 1.8592 | 4 | 7067.5263 | 9942.1406 | 144.0811 | 202.684 | 150.2077 | 0 | 118.2879 | 4060644.0207 | 347647.502 | 3905520.9229 | 3225502.0619 | 0 | 734478.0175 | 0 | 4786779.0847 | 12454217.2751 | 8500259.1988 | 38015048.0837 | 961560.8286 | 13584081.2916 | 13584081.2916 | 1478867.319 | 6315353.5865 | 0 | 52560690.2039 | 73938992.4011 | 13335.2143 | 7.4369 | 7067.5263 | 9942.1406 | 144.0811 | 202.684
1 | 4000 | 707 | 0.035 | 15 | 15 | 7 | 1.7783e-11 | 5spot_SharedNeighbor | Water | Porous | Wet | R600a | MinimizeLCOE_Brownfield | IgnoreSilica | 2019 | 78.4498 | 26.9497 | 2.3464 | 4 | 6386.8888 | 8664.6284 | 130.2054 | 176.6402 | 150.2153 | 0 | 105.1945 | 4749758.4816 | 405826.0967 | 4660471.0388 | 4016727.4517 | 0 | 825403.1398 | 0 | 5716692.6214 | 14873661.5459 | 10151579.6283 | 45400120.0042 | 961560.8286 | 13584081.2916 | 13584081.2916 | 1478867.319 | 6315353.5865 | 0 | 59945762.1244 | 81324064.3216 | 17782.7941 | 9.3858 | 6386.8888 | 8664.6284 | 130.2054 | 176.6402
1 | 4000 | 707 | 0.035 | 15 | 15 | 7 | 2.3714e-11 | 5spot_SharedNeighbor | Water | Porous | Wet | R600a | MinimizeLCOE_Brownfield | IgnoreSilica | 2019 | 90.3982 | 31.0052 | 2.78 | 4 | 5863.087 | 7785.5854 | 119.527 | 158.7197 | 150.0837 | 0 | 137.3533 | 5243597.3554 | 446924.8906 | 5214030.7558 | 4621845.8037 | 0 | 827524.689 | 0 | 6378030.1628 | 16594326.1698 | 11325968.5902 | 50652248.4172 | 961560.8286 | 13584081.2916 | 13584081.2916 | 1478867.319 | 6315353.5865 | 0 | 65197890.5375 | 86576192.7346 | 23713.7371 | 11.1201 | 5863.087 | 7785.5854 | 119.527 | 158.7197
1 | 4000 | 707 | 0.035 | 15 | 15 | 7 | 3.1623e-11 | 5spot_SharedNeighbor | Water | Porous | Wet | R600a | MinimizeLCOE_Brownfield | IgnoreSilica | 2019 | 101.7157 | 34.7897 | 3.2035 | 4 | 5457.1898 | 7125.543 | 111.2522 | 145.2638 | 149.863 | 0 | 176.7516 | 5684458.4746 | 483027.933 | 5718169.7381 | 5188223.3239 | 0 | 807402.536 | 0 | 6973699.9822 | 18144136.8511 | 12383746.2256 | 55382865.0644 | 961560.8286 | 13584081.2916 | 13584081.2916 | 1478867.319 | 6315353.5865 | 0 | 69928507.1846 | 91306809.3818 | 31622.7766 | 12.814 | 5457.1898 | 7125.543 | 111.2522 | 145.2638
1 | 4000 | 707 | 0.035 | 15 | 15 | 7 | 4.217e-11 | 5spot_SharedNeighbor | Water | Porous | Wet | R600a | MinimizeLCOE_Brownfield | IgnoreSilica | 2019 | 112.0318 | 38.1824 | 3.598 | 4 | 5144.0711 | 6629.5056 | 104.8688 | 135.1514 | 149.5895 | 0 | 201.0138 | 6064633.5842 | 513606.8017 | 6161356.0239 | 5696489.8323 | 0 | 770472.0818 | 0 | 7490557.7463 | 19488894.7313 | 13301571.1108 | 59487581.9123 | 961560.8286 | 13584081.2916 | 13584081.2916 | 1478867.319 | 6315353.5865 | 0 | 74033224.0326 | 95411526.2297 | 42169.6503 | 14.392 | 5144.0711 | 6629.5056 | 104.8688 | 135.1514
1 | 4000 | 707 | 0.035 | 15 | 15 | 7 | 5.6234e-11 | 5spot_SharedNeighbor | Water | Porous | Wet | R600a | MinimizeLCOE_Brownfield | IgnoreSilica | 2019 | 121.0501 | 41.102 | 3.9496 | 4 | 4903.3631 | 6256.5559 | 99.9617 | 127.5484 | 149.2992 | 0 | 220.1414 | 6381286.9195 | 538639.2503 | 6536891.4664 | 6135688.8034 | 0 | 722176.427 | 0 | 7922726.318 | 20613308.7047 | 14069006.7521 | 62919724.6412 | 961560.8286 | 13584081.2916 | 13584081.2916 | 1478867.319 | 6315353.5865 | 0 | 77465366.7615 | 98843668.9586 | 56234.1325 | 15.7984 | 4903.3631 | 6256.5559 | 99.9617 | 127.5484
1 | 4000 | 707 | 0.035 | 15 | 15 | 7 | 7.4989e-11 | 5spot_SharedNeighbor | Water | Porous | Wet | R600a | MinimizeLCOE_Brownfield | IgnoreSilica | 2019 | 128.6749 | 43.5349 | 4.2516 | 4 | 4718.9256 | 5976.0009 | 96.2017 | 121.8289 | 149.0197 | 0 | 207.9962 | 6638078.4359 | 558610.0776 | 6846095.814 | 6503154.9909 | 0 | 668405.6066 | 0 | 8273594.5208 | 21526195.7955 | 14692070.9495 | 65706206.1909 | 961560.8286 | 13584081.2916 | 13584081.2916 | 1478867.319 | 6315353.5865 | 0 | 80251848.3111 | 101630150.5083 | 74989.4209 | 17.0064 | 4718.9256 | 5976.0009 | 96.2017 | 121.8289
1 | 4000 | 707 | 0.035 | 15 | 15 | 7 | 1e-10 | 5spot_SharedNeighbor | Water | Porous | Wet | R600a | MinimizeLCOE_Brownfield | IgnoreSilica | 2019 | 137.2787 | 46.2456 | 4.5561 | 4 | 4577.1055 | 5750.1709 | 93.3105 | 117.225 | 148.6907 | 0 | 204.7876 | 6917676.8183 | 580098.168 | 7186832.4402 | 6911834.8833 | 0 | 639038.5061 | 0 | 8671837.5182 | 22562342.3839 | 15399262.2868 | 68868923.0048 | 961560.8286 | 13584081.2916 | 13584081.2916 | 1478867.319 | 6315353.5865 | 0 | 83414565.125 | 104792867.3222 | 100000 | 18.2243 | 4577.1055 | 5750.1709 | 93.3105 | 117.225
1 | 4000 | 707 | 0.035 | 15 | 15 | 7 | 1.3335e-10 | 5spot_SharedNeighbor | Water | Porous | Wet | R600a | MinimizeLCOE_Brownfield | IgnoreSilica | 2019 | 142.7498 | 47.9612 | 4.774 | 4 | 4467.4166 | 5586.9265 | 91.0743 | 113.8971 | 148.4879 | 0 | 209.1166 | 7091793.1653 | 593416.5862 | 7400493.1933 | 7170741.0477 | 0 | 591121.5577 | 0 | 8910550.5646 | 23183424.7637 | 15823163.773 | 70764704.6514 | 961560.8286 | 13584081.2916 | 13584081.2916 | 1478867.319 | 6315353.5865 | 0 | 85310346.7716 | 106688648.9688 | 133352.1432 | 19.0961 | 4467.4166 | 5586.9265 | 91.0743 | 113.8971
1 | 4000 | 707 | 0.035 | 15 | 15 | 7 | 1.7783e-10 | 5spot_SharedNeighbor | Water | Porous | Wet | R600a | MinimizeLCOE_Brownfield | IgnoreSilica | 2019 | 147.054 | 49.3007 | 4.9478 | 4 | 4383.9222 | 5464.1235 | 89.3722 | 111.3935 | 148.3221 | 0 | 245.247 | 7225884.2126 | 603584.7706 | 7566341.4399 | 7373232.5601 | 0 | 547326.8648 | 0 | 9093384.2408 | 23659120.4849 | 16147835.8772 | 72216710.451 | 961560.8286 | 13584081.2916 | 13584081.2916 | 1478867.319 | 6315353.5865 | 0 | 86762352.5712 | 108140654.7684 | 177827.941 | 19.791 | 4383.9222 | 5464.1235 | 89.3722 | 111.3935
1 | 4000 | 707 | 0.035 | 15 | 15 | 7 | 2.3714e-10 | 5spot_SharedNeighbor | Water | Porous | Wet | R600a | MinimizeLCOE_Brownfield | IgnoreSilica | 2019 | 150.3844 | 50.3309 | 5.0839 | 4 | 4320.5229 | 5371.807 | 88.0797 | 109.5116 | 148.1902 | 0 | 258.1994 | 7327935.2872 | 611269.873 | 7693345.447 | 7529195.0796 | 0 | 508903.0255 | 0 | 9231552.9978 | 24018607.2484 | 16393192.9801 | 73314001.9386 | 961560.8286 | 13584081.2916 | 13584081.2916 | 1478867.319 | 6315353.5865 | 0 | 87859644.0588 | 109237946.256 | 237137.3706 | 20.3354 | 4320.5229 | 5371.807 | 88.0797 | 109.5116
1 | 4000 | 707 | 0.035 | 15 | 15 | 7 | 3.1623e-10 | 5spot_SharedNeighbor | Water | Porous | Wet | R600a | MinimizeLCOE_Brownfield | IgnoreSilica | 2019 | 152.9324 | 51.1153 | 5.1891 | 4 | 4272.4867 | 5302.4414 | 87.1004 | 108.0974 | 148.0872 | 0 | 231.1771 | 7405020.6206 | 617042.9474 | 7789744.4279 | 7648094.4364 | 0 | 476276.4423 | 0 | 9335109.7611 | 24288040.7041 | 16577086.8499 | 74136416.1897 | 961560.8286 | 13584081.2916 | 13584081.2916 | 1478867.319 | 6315353.5865 | 0 | 88682058.31 | 110060360.5071 | 316227.766 | 20.7565 | 4272.4867 | 5302.4414 | 87.1004 | 108.0974
1 | 4000 | 707 | 0.035 | 15 | 15 | 7 | 4.217e-10 | 5spot_SharedNeighbor | Water | Porous | Wet | R600a | MinimizeLCOE_Brownfield | IgnoreSilica | 2019 | 154.8419 | 51.7011 | 5.2693 | 4 | 4236.1559 | 5250.4484 | 86.3598 | 107.0375 | 148.0088 | 0 | 260.579 | 7462227.6736 | 621308.9604 | 7861550.5383 | 7736952.822 | 0 | 449035.1876 | 0 | 9411119.321 | 24485801.9871 | 16712062.9891 | 74740059.4792 | 961560.8286 | 13584081.2916 | 13584081.2916 | 1478867.319 | 6315353.5865 | 0 | 89285701.5994 | 110664003.7966 | 421696.5034 | 21.0771 | 4236.1559 | 5250.4484 | 86.3598 | 107.0375
1 | 4000 | 707 | 0.035 | 15 | 15 | 7 | 5.6234e-10 | 5spot_SharedNeighbor | Water | Porous | Wet | R600a | MinimizeLCOE_Brownfield | IgnoreSilica | 2019 | 156.3696 | 52.1678 | 5.3324 | 4 | 4208.7058 | 5210.9926 | 85.8002 | 106.2331 | 147.9453 | 0 | 267.6876 | 7507752.5633 | 624715.5624 | 7918630.1364 | 7808419.7831 | 0 | 427821.323 | 0 | 9472062.3536 | 24644363.257 | 16820284.3139 | 75224049.2929 | 961560.8286 | 13584081.2916 | 13584081.2916 | 1478867.319 | 6315353.5865 | 0 | 89769691.4131 | 111147993.6103 | 562341.3252 | 21.3295 | 4208.7058 | 5210.9926 | 85.8002 | 106.2331
1 | 4000 | 707 | 0.035 | 15 | 15 | 7 | 7.4989e-10 | 5spot_SharedNeighbor | Water | Porous | Wet | R600a | MinimizeLCOE_Brownfield | IgnoreSilica | 2019 | 157.4561 | 52.4988 | 5.3788 | 4 | 4188.0033 | 5181.6473 | 85.3781 | 105.6349 | 147.8998 | 0 | 253.9156 | 7539955.1587 | 627121.9533 | 7959066.316 | 7859233.7262 | 0 | 410256.6611 | 0 | 9514297.188 | 24754249.6324 | 16895284.0231 | 75559464.6588 | 961560.8286 | 13584081.2916 | 13584081.2916 | 1478867.319 | 6315353.5865 | 0 | 90105106.779 | 111483408.9762 | 749894.2093 | 21.5151 | 4188.0033 | 5181.6473 | 85.3781 | 105.6349
1 | 4000 | 707 | 0.035 | 15 | 15 | 7 | 1e-09 | 5spot_SharedNeighbor | Water | Porous | Wet | R600a | MinimizeLCOE_Brownfield | IgnoreSilica | 2019 | 158.2675 | 52.7457 | 5.4137 | 4 | 4172.4082 | 5159.6402 | 85.0602 | 105.1862 | 147.8656 | 0 | 233.5667 | 7563906.4046 | 628908.625 | 7989187.118 | 7897144.9102 | 0 | 396401.647 | 0 | 9545463.9949 | 24835339.2707 | 16950629.3675 | 75806981.3378 | 961560.8286 | 13584081.2916 | 13584081.2916 | 1478867.319 | 6315353.5865 | 0 | 90352623.4581 | 111730925.6552 | 1000000 | 21.6548 | 4172.4082 | 5159.6402 | 85.0602 | 105.1862
1 | 4000 | 707 | 0.035 | 15 | 15 | 7 | 1.3335e-09 | 5spot_SharedNeighbor | Water | Porous | Wet | R600a | MinimizeLCOE_Brownfield | IgnoreSilica | 2019 | 158.8593 | 52.9255 | 5.4396 | 4 | 4160.6715 | 5143.196 | 84.8209 | 104.851 | 147.8405 | 0 | 222.3378 | 7581319.8749 | 630205.8707 | 8011111.198 | 7924771.8795 | 0 | 385456.0764 | 0 | 9567817.3108 | 24893498.0134 | 16990323.9044 | 75984504.128 | 961560.8286 | 13584081.2916 | 13584081.2916 | 1478867.319 | 6315353.5865 | 0 | 90530146.2483 | 111908448.4454 | 1333521.4322 | 21.7585 | 4160.6715 | 5143.196 | 84.8209 | 104.851
1 | 4000 | 707 | 0.035 | 15 | 15 | 7 | 1.7783e-09 | 5spot_SharedNeighbor | Water | Porous | Wet | R600a | MinimizeLCOE_Brownfield | IgnoreSilica | 2019 | 159.3003 | 53.0594 | 5.4591 | 4 | 4151.8452 | 5130.8675 | 84.641 | 104.5997 | 147.8218 | 0 | 226.4328 | 7594267.2979 | 631169.4771 | 8027425.9926 | 7945348.185 | 0 | 376989.3382 | 0 | 9584328.1134 | 24936455.735 | 17019643.4321 | 76115627.5712 | 961560.8286 | 13584081.2916 | 13584081.2916 | 1478867.319 | 6315353.5865 | 0 | 90661269.6915 | 112039571.8886 | 1778279.41 | 21.8364 | 4151.8452 | 5130.8675 | 84.641 | 104.5997
1 | 4000 | 707 | 0.035 | 15 | 15 | 7 | 2.3714e-09 | 5spot_SharedNeighbor | Water | Porous | Wet | R600a | MinimizeLCOE_Brownfield | IgnoreSilica | 2019 | 159.3199 | 53.0653 | 5.4678 | 4 | 4143.9525 | 5121.421 | 84.4801 | 104.4071 | 147.8209 | 0 | 242.287 | 7594835.8236 | 631211.3934 | 8028146.3908 | 7946258.8297 | 0 | 365543.2388 | 0 | 9580738.3137 | 24927115.8127 | 17013268.7432 | 76087118.5458 | 961560.8286 | 13584081.2916 | 13584081.2916 | 1478867.319 | 6315353.5865 | 0 | 90632760.666 | 112011062.8632 | 2371373.7057 | 21.8711 | 4143.9525 | 5121.421 | 84.4801 | 104.4071
1 | 4000 | 707 | 0.035 | 15 | 15 | 7 | 3.1623e-09 | 5spot_SharedNeighbor | Water | Porous | Wet | R600a | MinimizeLCOE_Brownfield | IgnoreSilica | 2019 | 160.2601 | 53.3506 | 5.4949 | 4 | 4139.017 | 5111.658 | 84.3795 | 104.2081 | 147.7811 | 0 | 242.249 | 7622392.7857 | 633261.7204 | 8062888.932 | 7990118.2725 | 0 | 367548.5823 | 0 | 9623722.0143 | 25038950.5843 | 17089598.2728 | 76428481.1643 | 961560.8286 | 13584081.2916 | 13584081.2916 | 1478867.319 | 6315353.5865 | 0 | 90974123.2845 | 112352425.4817 | 3162277.6602 | 21.9796 | 4139.017 | 5111.658 | 84.3795 | 104.2081
1 | 4000 | 707 | 0.035 | 15 | 15 | 7 | 4.217e-09 | 5spot_SharedNeighbor | Water | Porous | Wet | R600a | MinimizeLCOE_Brownfield | IgnoreSilica | 2019 | 160.4381 | 53.4045 | 5.5029 | 4 | 4135.3319 | 5106.5553 | 84.3043 | 104.104 | 147.7734 | 0 | 234.0291 | 7627588.7127 | 633647.46 | 8069450.0834 | 7998410.9093 | 0 | 363794.4936 | 0 | 9630227.747 | 25055877.1664 | 17101151.0128 | 76480147.5852 | 961560.8286 | 13584081.2916 | 13584081.2916 | 1478867.319 | 6315353.5865 | 0 | 91025789.7054 | 112404091.9026 | 4216965.0343 | 22.0117 | 4135.3319 | 5106.5553 | 84.3043 | 104.104
1 | 4000 | 707 | 0.035 | 15 | 15 | 7 | 5.6234e-09 | 5spot_SharedNeighbor | Water | Porous | Wet | R600a | MinimizeLCOE_Brownfield | IgnoreSilica | 2019 | 160.587 | 53.4496 | 5.5093 | 4 | 4132.5659 | 5102.664 | 84.2479 | 104.0247 | 147.767 | 0 | 242.7696 | 7631934.1351 | 633970.0129 | 8074938.1813 | 8005348.9507 | 0 | 361107.5126 | 0 | 9635846.5291 | 25070496.0847 | 17111128.725 | 76524770.1312 | 961560.8286 | 13584081.2916 | 13584081.2916 | 1478867.319 | 6315353.5865 | 0 | 91070412.2515 | 112448714.4486 | 5623413.2519 | 22.0373 | 4132.5659 | 5102.664 | 84.2479 | 104.0247
1 | 4000 | 707 | 0.035 | 15 | 15 | 7 | 7.4989e-09 | 5spot_SharedNeighbor | Water | Porous | Wet | R600a | MinimizeLCOE_Brownfield | IgnoreSilica | 2019 | 160.6887 | 53.4804 | 5.5139 | 4 | 4130.4901 | 5099.7865 | 84.2056 | 103.966 | 147.7627 | 0 | 217.3984 | 7634899.298 | 634190.0287 | 8078684.131 | 8010085.6983 | 0 | 358979.1755 | 0 | 9639566.9493 | 25080175.855 | 17117735.3671 | 76554316.503 | 961560.8286 | 13584081.2916 | 13584081.2916 | 1478867.319 | 6315353.5865 | 0 | 91099958.6232 | 112478260.8204 | 7498942.0933 | 22.0555 | 4130.4901 | 5099.7865 | 84.2056 | 103.966
1 | 4000 | 707 | 0.035 | 15 | 15 | 7 | 1e-08 | 5spot_SharedNeighbor | Water | Porous | Wet | R600a | MinimizeLCOE_Brownfield | IgnoreSilica | 2019 | 160.7593 | 53.5017 | 5.5172 | 4 | 4128.9326 | 5097.6517 | 84.1739 | 103.9225 | 147.7596 | 0 | 235.8937 | 7636955.4788 | 634342.5535 | 8081282.3009 | 8013371.639 | 0 | 357318.331 | 0 | 9642075.4183 | 25086702.3767 | 17122189.8523 | 76574237.9505 | 961560.8286 | 13584081.2916 | 13584081.2916 | 1478867.319 | 6315353.5865 | 0 | 91119880.0707 | 112498182.2679 | 10000000 | 22.0686 | 4128.9326 | 5097.6517 | 84.1739 | 103.9225
1 | 4100 | 707 | 0.035 | 15 | 15 | 7 | 1e-13 | 5spot_SharedNeighbor | Water | Porous | Wet | R600a | MinimizeLCOE_Brownfield | IgnoreSilica | 2019 | 0 | 0 | 0 | 0 |  |  |  |  | 15 |  | 25.2193 | [19 empty] | 100 | 0
1 | 4100 | 707 | 0.035 | 15 | 15 | 7 | 1.3335e-13 | 5spot_SharedNeighbor | Water | Porous | Wet | R600a | MinimizeLCOE_Brownfield | IgnoreSilica | 2019 | 0 | 0 | 0 | 0 |  |  |  |  | 15 |  | 25.3403 | [19 empty] | 133.3521 | 0
1 | 4100 | 707 | 0.035 | 15 | 15 | 7 | 1.7783e-13 | 5spot_SharedNeighbor | Water | Porous | Wet | R600a | MinimizeLCOE_Brownfield | IgnoreSilica | 2019 | 1.0155 | 0.19039 | 0.0044481 | 4 | 901895.5415 | 2138094.3411 | 18386.3605 | 43587.9451 | 108.2969 | 0 | 61.3027 | 118241.4343 | 7707.2828 | 91303.4786 | 60579.0382 | 0 | 64661.7165 | 0 | 133572.2507 | 347527.5968 | 237194.7258 | 1060787.5236 | 961560.8286 | 14024609.4364 | 14024609.4364 | 1478867.319 | 6491564.8444 | 0 | 16046957.7886 | 38041999.3885 | 177.8279 | 0.017792 | 901895.5415 | 2138094.3411 | 18386.3605 | 43587.9451
1 | 4100 | 707 | 0.035 | 15 | 15 | 7 | 2.3714e-13 | 5spot_SharedNeighbor | Water | Porous | Wet | R600a | MinimizeLCOE_Brownfield | IgnoreSilica | 2019 | 1.325 | 0.28571 | 0.011057 | 4 | 370404.9869 | 867730.8152 | 7551.2067 | 17689.8664 | 116.961 | 0 | 60.187 | 164937.19 | 11340.5821 | 125554.8294 | 75171.9584 | 0 | 73585.3479 | 0 | 175730.0641 | 457213.5795 | 312057.6628 | 1395591.2142 | 961560.8286 | 14024609.4364 | 14024609.4364 | 1478867.319 | 6491564.8444 | 0 | 16381761.4792 | 38376803.0791 | 237.1374 | 0.044227 | 370404.9869 | 867730.8152 | 7551.2067 | 17689.8664
1 | 4100 | 707 | 0.035 | 15 | 15 | 7 | 3.1623e-13 | 5spot_SharedNeighbor | Water | Porous | Wet | R600a | MinimizeLCOE_Brownfield | IgnoreSilica | 2019 | 1.7292 | 0.41719 | 0.021123 | 4 | 198892.2625 | 459213.497 | 4054.6878 | 9361.6883 | 124.3849 | 0 | 287.688 | 223389.7379 | 16091.8691 | 169091.4901 | 94759.9611 | 0 | 83838.5502 | 0 | 228996.9273 | 595803.0311 | 406647.8112 | 1818619.3781 | 961560.8286 | 14024609.4364 | 14024609.4364 | 1478867.319 | 6491564.8444 | 0 | 16804789.6431 | 38799831.243 | 316.2278 | 0.084492 | 198892.2625 | 459213.497 | 4054.6878 | 9361.6883
1 | 4100 | 707 | 0.035 | 15 | 15 | 7 | 4.217e-13 | 5spot_SharedNeighbor | Water | Porous | Wet | R600a | MinimizeLCOE_Brownfield | IgnoreSilica | 2019 | 2.2543 | 0.59509 | 0.035754 | 4 | 121202.7961 | 274995.2167 | 2470.8829 | 5606.1495 | 130.5607 | 0 | 385.443 | 295371.9323 | 22155.716 | 223696.6963 | 121295.3563 | 0 | 95564.0048 | 0 | 295652.6452 | 769227.5361 | 525013.5994 | 2347977.4864 | 961560.8286 | 14024609.4364 | 14024609.4364 | 1478867.319 | 6491564.8444 | 0 | 17334147.7514 | 39329189.3513 | 421.6965 | 0.14302 | 121202.7961 | 274995.2167 | 2470.8829 | 5606.1495
1 | 4100 | 707 | 0.035 | 15 | 15 | 7 | 5.6234e-13 | 5spot_SharedNeighbor | Water | Porous | Wet | R600a | MinimizeLCOE_Brownfield | IgnoreSilica | 2019 | 2.9739 | 0.84498 | 0.056859 | 4 | 79252.6481 | 175960.8775 | 1615.6724 | 3587.2005 | 135.8221 | 0 | 513.9178 | 387125.3153 | 30085.0677 | 295051.9649 | 158000.5197 | 0 | 110872.1991 | 0 | 382642.676 | 995557.7523 | 679488.6226 | 3038824.1177 | 961560.8286 | 14024609.4364 | 14024609.4364 | 1478867.319 | 6491564.8444 | 0 | 18024994.3827 | 40020035.9826 | 562.3413 | 0.22744 | 79252.6481 | 175960.8775 | 1615.6724 | 3587.2005
1 | 4100 | 707 | 0.035 | 15 | 15 | 7 | 7.4989e-13 | 5spot_SharedNeighbor | Water | Porous | Wet | R600a | MinimizeLCOE_Brownfield | IgnoreSilica | 2019 | 3.9191 | 1.1775 | 0.085761 | 4 | 55026.1426 | 119143.1968 | 1121.7823 | 2428.8952 | 140.0104 | 0 | 78.4256 | 497904.7043 | 39821.2857 | 383678.9911 | 205805.3088 | 0 | 128831.0659 | 0 | 489856.1288 | 1274505.1638 | 869875.9627 | 3890278.6112 | 961560.8286 | 14024609.4364 | 14024609.4364 | 1478867.319 | 6491564.8444 | 0 | 18876448.8762 | 40871490.4761 | 749.8942 | 0.34305 | 55026.1426 | 119143.1968 | 1121.7823 | 2428.8952
1 | 4100 | 707 | 0.035 | 15 | 15 | 7 | 1e-12 | 5spot_SharedNeighbor | Water | Porous | Wet | R600a | MinimizeLCOE_Brownfield | IgnoreSilica | 2019 | 5.1689 | 1.6229 | 0.12534 | 4 | 39780.757 | 83650.9759 | 810.9845 | 1705.3383 | 143.3211 | 0 | 97.333 | 633258.9686 | 51890.0914 | 494775.8153 | 270638.5069 | 0 | 150388.4028 | 0 | 624371.1961 | 1624485.7762 | 1108744.9221 | 4958553.6793 | 961560.8286 | 14024609.4364 | 14024609.4364 | 1478867.319 | 6491564.8444 | 0 | 19944723.9443 | 41939765.5442 | 1000 | 0.50137 | 39780.757 | 83650.9759 | 810.9845 | 1705.3383
1 | 4100 | 707 | 0.035 | 15 | 15 | 7 | 1.3335e-12 | 5spot_SharedNeighbor | Water | Porous | Wet | R600a | MinimizeLCOE_Brownfield | IgnoreSilica | 2019 | 6.8474 | 2.2236 | 0.17898 | 4 | 29743.7451 | 60466.6256 | 606.3665 | 1232.694 | 145.895 | 0 | 94.9773 | 799382.8181 | 66770.4397 | 635387.1262 | 357809.6832 | 0 | 177257.8961 | 0 | 794277.1057 | 2066546.1005 | 1410460.1769 | 6307891.3466 | 961560.8286 | 14024609.4364 | 14024609.4364 | 1478867.319 | 6491564.8444 | 0 | 21294061.6116 | 43289103.2115 | 1333.5214 | 0.71592 | 29743.7451 | 60466.6256 | 606.3665 | 1232.694
1 | 4100 | 707 | 0.035 | 15 | 15 | 7 | 1.7783e-12 | 5spot_SharedNeighbor | Water | Porous | Wet | R600a | MinimizeLCOE_Brownfield | IgnoreSilica | 2019 | 9.0548 | 3.0166 | 0.25067 | 4 | 22909.4726 | 44845.3845 | 467.0406 | 914.2338 | 147.8372 | 0 | 75.7301 | 999942.9094 | 84831.4357 | 809788.391 | 474393.9609 | 0 | 209151.9803 | 0 | 1005462.3841 | 2616006.8748 | 1785478.4456 | 7985056.3817 | 961560.8286 | 14024609.4364 | 14024609.4364 | 1478867.319 | 6491564.8444 | 0 | 22971226.6467 | 44966268.2466 | 1778.2794 | 1.0027 | 22909.4726 | 44845.3845 | 467.0406 | 914.2338
1 | 4100 | 707 | 0.035 | 15 | 15 | 7 | 2.3714e-12 | 5spot_SharedNeighbor | Water | Porous | Wet | R600a | MinimizeLCOE_Brownfield | IgnoreSilica | 2019 | 12.0238 | 4.0955 | 0.34934 | 4 | 17977.4699 | 33717.8187 | 366.495 | 687.3833 | 149.5439 | 0 | 88.4215 | 1250495.8886 | 107564.5258 | 1032870.0054 | 632591.9089 | 0 | 248715.4061 | 0 | 1276172.7166 | 3320339.6295 | 2266200.0233 | 10134950.1042 | 961560.8286 | 14024609.4364 | 14024609.4364 | 1478867.319 | 6491564.8444 | 0 | 25121120.3693 | 47116161.9692 | 2371.3737 | 1.3974 | 17977.4699 | 33717.8187 | 366.495 | 687.3833
1 | 4100 | 707 | 0.035 | 15 | 15 | 7 | 3.1623e-12 | 5spot_SharedNeighbor | Water | Porous | Wet | R600a | MinimizeLCOE_Brownfield | IgnoreSilica | 2019 | 15.9756 | 5.5235 | 0.47913 | 4 | 14501.3005 | 25977.8253 | 295.6286 | 529.5931 | 150.7473 | 0 | 72.3232 | 1552431.5946 | 134714.866 | 1310996.3711 | 839362.4633 | 0 | 297102.3655 | 0 | 1612496.9876 | 4195386.3932 | 2863437.4199 | 12805928.4613 | 961560.8286 | 14024609.4364 | 14024609.4364 | 1478867.319 | 6491564.8444 | 0 | 27792098.7263 | 49787140.3262 | 3162.2777 | 1.9165 | 14501.3005 | 25977.8253 | 295.6286 | 529.5931
1 | 4100 | 707 | 0.035 | 15 | 15 | 7 | 4.217e-12 | 5spot_SharedNeighbor | Water | Porous | Wet | R600a | MinimizeLCOE_Brownfield | IgnoreSilica | 2019 | 21.1884 | 7.4119 | 0.65228 | 4 | 11937.9793 | 20368.0061 | 243.3719 | 415.2294 | 151.658 | 0 | 94.7112 | 1919858.3139 | 167876.3468 | 1657436.4942 | 1117682.9203 | 0 | 355180.9801 | 0 | 2035033.6715 | 5294740.1705 | 3613768.9624 | 16161577.8597 | 961560.8286 | 14024609.4364 | 14024609.4364 | 1478867.319 | 6491564.8444 | 0 | 31147748.1248 | 53142789.7246 | 4216.965 | 2.6091 | 11937.9793 | 20368.0061 | 243.3719 | 415.2294
1 | 4100 | 707 | 0.035 | 15 | 15 | 7 | 5.6234e-12 | 5spot_SharedNeighbor | Water | Porous | Wet | R600a | MinimizeLCOE_Brownfield | IgnoreSilica | 2019 | 28.0996 | 9.9157 | 0.88145 | 4 | 10026.8872 | 16265.1741 | 204.4117 | 331.5876 | 152.3514 | 0 | 82.3564 | 2366441.2768 | 207940.626 | 2090805.2683 | 1484537.9569 | 0 | 426027.4648 | 0 | 2564543.5112 | 6672416.1559 | 4554061.1309 | 20366773.3908 | 961560.8286 | 14024609.4364 | 14024609.4364 | 1478867.319 | 6491564.8444 | 0 | 35352943.6559 | 57347985.2557 | 5623.4133 | 3.5258 | 10026.8872 | 16265.1741 | 204.4117 | 331.5876
1 | 4100 | 707 | 0.035 | 15 | 15 | 7 | 7.4989e-12 | 5spot_SharedNeighbor | Water | Porous | Wet | R600a | MinimizeLCOE_Brownfield | IgnoreSilica | 2019 | 37.1789 | 13.2027 | 1.1815 | 4 | 8584.6862 | 13238.544 | 175.0104 | 269.8856 | 152.8755 | 0 | 94.8016 | 2904353.1072 | 255822.6787 | 2628026.2399 | 1961512.1403 | 0 | 511389.9042 | 0 | 3221830.5874 | 8382542.3002 | 5721257.3639 | 25586734.3218 | 961560.8286 | 14024609.4364 | 14024609.4364 | 1478867.319 | 6491564.8444 | 0 | 40572904.5868 | 62567946.1867 | 7498.9421 | 4.7262 | 8584.6862 | 13238.544 | 175.0104 | 269.8856
1 | 4100 | 707 | 0.035 | 15 | 15 | 7 | 1e-11 | 5spot_SharedNeighbor | Water | Porous | Wet | R600a | MinimizeLCOE_Brownfield | IgnoreSilica | 2019 | 48.9816 | 17.475 | 1.5717 | 4 | 7481.0932 | 10979.7542 | 152.5122 | 223.8371 | 153.2605 | 0 | 98.3934 | 3548746.9456 | 312986.3313 | 3287833.3235 | 2583226.4658 | 0 | 613546.8131 | 0 | 4035072.5529 | 10498431.0755 | 7165394.9302 | 32045238.4381 | 961560.8286 | 14024609.4364 | 14024609.4364 | 1478867.319 | 6491564.8444 | 0 | 47031408.7031 | 69026450.303 | 10000 | 6.2867 | 7481.0932 | 10979.7542 | 152.5122 | 223.8371
1 | 4100 | 707 | 0.035 | 15 | 15 | 7 | 1.3335e-11 | 5spot_SharedNeighbor | Water | Porous | Wet | R600a | MinimizeLCOE_Brownfield | IgnoreSilica | 2019 | 64.0506 | 22.9131 | 2.0661 | 4 | 6639.6657 | 9301.0809 | 135.3586 | 189.6151 | 153.4835 | 0 | 110.8906 | 4305078.1756 | 379583.7022 | 4082892.6751 | 3376283.8397 | 0 | 734276.723 | 0 | 5022464.895 | 13067423.4077 | 8918784.9845 | 39886788.4027 | 961560.8286 | 14024609.4364 | 14024609.4364 | 1478867.319 | 6491564.8444 | 0 | 54872958.6678 | 76868000.2676 | 13335.2143 | 8.2644 | 6639.6657 | 9301.0809 | 135.3586 | 189.6151
1 | 4100 | 707 | 0.035 | 15 | 15 | 7 | 1.7783e-11 | 5spot_SharedNeighbor | Water | Porous | Wet | R600a | MinimizeLCOE_Brownfield | IgnoreSilica | 2019 | 82.3332 | 29.4428 | 2.6558 | 4 | 6012.7517 | 8083.2281 | 122.5781 | 164.7875 | 153.454 | 0 | 118.797 | 5142815.3612 | 452217.2142 | 4989929.7538 | 4332151.1667 | 0 | 867312.2735 | 0 | 6155926.05 | 16016456.8281 | 10931560.8905 | 48888369.5379 | 961560.8286 | 14024609.4364 | 14024609.4364 | 1478867.319 | 6491564.8444 | 0 | 63874539.803 | 85869581.4028 | 17782.7941 | 10.6232 | 6012.7517 | 8083.2281 | 122.5781 | 164.7875
1 | 4100 | 707 | 0.035 | 15 | 15 | 7 | 2.3714e-11 | 5spot_SharedNeighbor | Water | Porous | Wet | R600a | MinimizeLCOE_Brownfield | IgnoreSilica | 2019 | 94.2692 | 33.6407 | 3.1225 | 4 | 5541.4454 | 7302.4492 | 112.9699 | 148.8703 | 153.2814 | 0 | 124.6063 | 5648505.231 | 495188.8685 | 5552135.9423 | 4950157.9429 | 0 | 862042.3208 | 0 | 6828131.8191 | 17765398.351 | 12125249.417 | 54226809.8925 | 961560.8286 | 14024609.4364 | 14024609.4364 | 1478867.319 | 6491564.8444 | 0 | 69212980.1576 | 91208021.7574 | 23713.7371 | 12.4901 | 5541.4454 | 7302.4492 | 112.9699 | 148.8703
1 | 4100 | 707 | 0.035 | 15 | 15 | 7 | 3.1623e-11 | 5spot_SharedNeighbor | Water | Porous | Wet | R600a | MinimizeLCOE_Brownfield | IgnoreSilica | 2019 | 105.4944 | 37.53 | 3.5736 | 4 | 5176.5226 | 6715.2442 | 105.5304 | 136.8993 | 153.0241 | 0 | 161.9307 | 6097122.4977 | 532592.8634 | 6061178.9892 | 5526077.1911 | 0 | 835040.2144 | 0 | 7430284.5848 | 19332076.3286 | 13194539.3287 | 59008911.998 | 961560.8286 | 14024609.4364 | 14024609.4364 | 1478867.319 | 6491564.8444 | 0 | 73995082.263 | 95990123.8629 | 31622.7766 | 14.2944 | 5176.5226 | 6715.2442 | 105.5304 | 136.8993
1 | 4100 | 707 | 0.035 | 15 | 15 | 7 | 4.217e-11 | 5spot_SharedNeighbor | Water | Porous | Wet | R600a | MinimizeLCOE_Brownfield | IgnoreSilica | 2019 | 115.6929 | 41.0062 | 3.992 | 4 | 4894.8727 | 6272.3262 | 99.7886 | 127.8699 | 152.7191 | 0 | 194.7717 | 6484281.9729 | 564399.7657 | 6507671.7157 | 6048116.296 | 0 | 792528.1708 | 0 | 7954829.1892 | 20696833.7906 | 14126014.3395 | 63174675.2404 | 961560.8286 | 14024609.4364 | 14024609.4364 | 1478867.319 | 6491564.8444 | 0 | 78160845.5054 | 100155887.1053 | 42169.6503 | 15.9679 | 4894.8727 | 6272.3262 | 99.7886 | 127.8699
1 | 4100 | 707 | 0.035 | 15 | 15 | 7 | 5.6234e-11 | 5spot_SharedNeighbor | Water | Porous | Wet | R600a | MinimizeLCOE_Brownfield | IgnoreSilica | 2019 | 124.4212 | 43.9355 | 4.3591 | 4 | 4678.5355 | 5939.9925 | 95.3783 | 121.0948 | 152.4091 | 0 | 226.5388 | 6800660.9519 | 589944.8557 | 6878462.6309 | 6492599.8279 | 0 | 737960.8227 | 0 | 8384855.3447 | 21815673.6367 | 14889645.5243 | 66589803.5948 | 961560.8286 | 14024609.4364 | 14024609.4364 | 1478867.319 | 6491564.8444 | 0 | 81575973.8598 | 103571015.4597 | 56234.1325 | 17.4362 | 4678.5355 | 5939.9925 | 95.3783 | 121.0948
1 | 4100 | 707 | 0.035 | 15 | 15 | 7 | 7.4989e-11 | 5spot_SharedNeighbor | Water | Porous | Wet | R600a | MinimizeLCOE_Brownfield | IgnoreSilica | 2019 | 131.8265 | 46.3864 | 4.6739 | 4 | 4512.8858 | 5689.3574 | 92.0013 | 115.9852 | 152.1136 | 0 | 238.9275 | 7058705.206 | 610439.1982 | 7185232.0911 | 6867942.6181 | 0 | 680011.4121 | 0 | 8736908.9049 | 22731644.7841 | 15514814.6538 | 69385698.8683 | 961560.8286 | 14024609.4364 | 14024609.4364 | 1478867.319 | 6491564.8444 | 0 | 84371869.1333 | 106366910.7332 | 74989.4209 | 18.6958 | 4512.8858 | 5689.3574 | 92.0013 | 115.9852
1 | 4100 | 707 | 0.035 | 15 | 15 | 7 | 1e-10 | 5spot_SharedNeighbor | Water | Porous | Wet | R600a | MinimizeLCOE_Brownfield | IgnoreSilica | 2019 | 140.4186 | 49.1988 | 4.9958 | 4 | 4384.3065 | 5484.9788 | 89.38 | 111.8187 | 151.78 | 0 | 236.227 | 7346992.4853 | 632842.9618 | 7533754.1859 | 7285229.7907 | 0 | 649907.8 | 0 | 9145003.6172 | 23793423.5139 | 16239500.4542 | 72626654.8091 | 961560.8286 | 14024609.4364 | 14024609.4364 | 1478867.319 | 6491564.8444 | 0 | 87612825.0741 | 109607866.674 | 100000 | 19.9833 | 4384.3065 | 5484.9788 | 89.38 | 111.8187
1 | 4100 | 707 | 0.035 | 15 | 15 | 7 | 1.3335e-10 | 5spot_SharedNeighbor | Water | Porous | Wet | R600a | MinimizeLCOE_Brownfield | IgnoreSilica | 2019 | 145.6929 | 50.9065 | 5.2178 | 4 | 4285.6785 | 5339.5233 | 87.3694 | 108.8534 | 151.5718 | 0 | 203.1892 | 7518114.2832 | 645884.3274 | 7743685.4399 | 7533833.5643 | 0 | 599531.0558 | 0 | 9376008.9815 | 24394452.086 | 16649714.8045 | 74461224.5425 | 961560.8286 | 14024609.4364 | 14024609.4364 | 1478867.319 | 6491564.8444 | 0 | 89447394.8076 | 111442436.4074 | 133352.1432 | 20.8712 | 4285.6785 | 5339.5233 | 87.3694 | 108.8534
1 | 4100 | 707 | 0.035 | 15 | 15 | 7 | 1.7783e-10 | 5spot_SharedNeighbor | Water | Porous | Wet | R600a | MinimizeLCOE_Brownfield | IgnoreSilica | 2019 | 149.8339 | 52.2372 | 5.394 | 4 | 4210.5699 | 5229.9871 | 85.8382 | 106.6204 | 151.4024 | 0 | 223.2462 | 7649589.377 | 655791.3392 | 7906406.7289 | 7727354.2442 | 0 | 554004.4242 | 0 | 9552326.9843 | 24853195.3613 | 16962816.5162 | 75861484.9753 | 961560.8286 | 14024609.4364 | 14024609.4364 | 1478867.319 | 6491564.8444 | 0 | 90847655.2403 | 112842696.8402 | 177827.941 | 21.5761 | 4210.5699 | 5229.9871 | 85.8382 | 106.6204
1 | 4100 | 707 | 0.035 | 15 | 15 | 7 | 2.3714e-10 | 5spot_SharedNeighbor | Water | Porous | Wet | R600a | MinimizeLCOE_Brownfield | IgnoreSilica | 2019 | 153.001 | 53.2487 | 5.5308 | 4 | 4153.5194 | 5147.7192 | 84.6751 | 104.9432 | 151.2692 | 0 | 220.1876 | 7748444.9908 | 663171.5372 | 8029622.0165 | 7874351.5871 | 0 | 514034.7853 | 0 | 9683553.7176 | 25194620.4032 | 17195846.1229 | 76903645.1605 | 961560.8286 | 14024609.4364 | 14024609.4364 | 1478867.319 | 6491564.8444 | 0 | 91889815.4256 | 113884857.0254 | 237137.3706 | 22.1234 | 4153.5194 | 5147.7192 | 84.6751 | 104.9432
1 | 4100 | 707 | 0.035 | 15 | 15 | 7 | 3.1623e-10 | 5spot_SharedNeighbor | Water | Porous | Wet | R600a | MinimizeLCOE_Brownfield | IgnoreSilica | 2019 | 155.4339 | 54.0222 | 5.6367 | 4 | 4110.2748 | 5085.7986 | 83.7935 | 103.6809 | 151.1648 | 0 | 265.2532 | 7823399.9723 | 668726.6019 | 8123560.4613 | 7986681.7538 | 0 | 480434.6068 | 0 | 9782293.3245 | 25451520.606 | 17371185.79 | 77687803.1166 | 961560.8286 | 14024609.4364 | 14024609.4364 | 1478867.319 | 6491564.8444 | 0 | 92673973.3816 | 114669014.9815 | 316227.766 | 22.5469 | 4110.2748 | 5085.7986 | 83.7935 | 103.6809
1 | 4100 | 707 | 0.035 | 15 | 15 | 7 | 4.217e-10 | 5spot_SharedNeighbor | Water | Porous | Wet | R600a | MinimizeLCOE_Brownfield | IgnoreSilica | 2019 | 157.2586 | 54.6002 | 5.7172 | 4 | 4077.5544 | 5039.3386 | 83.1265 | 102.7337 | 151.0854 | 0 | 246.5241 | 7879065.714 | 672828.958 | 8193616.7047 | 8070598.9393 | 0 | 452540.2098 | 0 | 9854773.705 | 25640099.6885 | 17499894.8888 | 78263418.8081 | 961560.8286 | 14024609.4364 | 14024609.4364 | 1478867.319 | 6491564.8444 | 0 | 93249589.0731 | 115244630.673 | 421696.5034 | 22.869 | 4077.5544 | 5039.3386 | 83.1265 | 102.7337
1 | 4100 | 707 | 0.035 | 15 | 15 | 7 | 5.6234e-10 | 5spot_SharedNeighbor | Water | Porous | Wet | R600a | MinimizeLCOE_Brownfield | IgnoreSilica | 2019 | 158.6398 | 55.0366 | 5.7786 | 4 | 4052.8368 | 5004.4124 | 82.6226 | 102.0217 | 151.0246 | 0 | 247.8595 | 7920886.9592 | 675897.838 | 8246416.3383 | 8133926.2224 | 0 | 430054.7507 | 0 | 9908801.0224 | 25780667.6857 | 17595835.4352 | 78692486.2519 | 961560.8286 | 14024609.4364 | 14024609.4364 | 1478867.319 | 6491564.8444 | 0 | 93678656.517 | 115673698.1168 | 562341.3252 | 23.1143 | 4052.8368 | 5004.4124 | 82.6226 | 102.0217
1 | 4100 | 707 | 0.035 | 15 | 15 | 7 | 7.4989e-10 | 5spot_SharedNeighbor | Water | Porous | Wet | R600a | MinimizeLCOE_Brownfield | IgnoreSilica | 2019 | 159.5218 | 55.3151 | 5.8215 | 4 | 4034.1974 | 4978.7606 | 82.2426 | 101.4988 | 150.9855 | 0 | 260.7564 | 7947674.0853 | 677885.9432 | 8280058.0408 | 8175387.0097 | 0 | 410582.118 | 0 | 9941719.0068 | 25866313.5287 | 17654290.483 | 78953910.2155 | 961560.8286 | 14024609.4364 | 14024609.4364 | 1478867.319 | 6491564.8444 | 0 | 93940080.4805 | 115935122.0804 | 749894.2093 | 23.2859 | 4034.1974 | 4978.7606 | 82.2426 | 101.4988
1 | 4100 | 707 | 0.035 | 15 | 15 | 7 | 1e-09 | 5spot_SharedNeighbor | Water | Porous | Wet | R600a | MinimizeLCOE_Brownfield | IgnoreSilica | 2019 | 160.2601 | 55.5487 | 5.8561 | 4 | 4020.1629 | 4959.1383 | 81.9565 | 101.0987 | 150.9525 | 0 | 253.9541 | 7970349.6327 | 679607.2784 | 8308206.6622 | 8211652.5067 | 0 | 396119.8804 | 0 | 9970715.0246 | 25941755.219 | 17705780.9867 | 79184187.1907 | 961560.8286 | 14024609.4364 | 14024609.4364 | 1478867.319 | 6491564.8444 | 0 | 94170357.4558 | 116165399.0556 | 1000000 | 23.4245 | 4020.1629 | 4959.1383 | 81.9565 | 101.0987
1 | 4100 | 707 | 0.035 | 15 | 15 | 7 | 1.3335e-09 | 5spot_SharedNeighbor | Water | Porous | Wet | R600a | MinimizeLCOE_Brownfield | IgnoreSilica | 2019 | 160.813 | 55.7235 | 5.8822 | 4 | 4009.6001 | 4944.412 | 81.7411 | 100.7985 | 150.9278 | 0 | 233.3317 | 7987284.1705 | 680891.1737 | 8329250.2246 | 8238801.4229 | 0 | 384882.3169 | 0 | 9992232.6303 | 25997739.6154 | 17743991.4876 | 79355073.0418 | 961560.8286 | 14024609.4364 | 14024609.4364 | 1478867.319 | 6491564.8444 | 0 | 94341243.3069 | 116336284.9067 | 1333521.4322 | 23.5288 | 4009.6001 | 4944.412 | 81.7411 | 100.7985
1 | 4100 | 707 | 0.035 | 15 | 15 | 7 | 1.7783e-09 | 5spot_SharedNeighbor | Water | Porous | Wet | R600a | MinimizeLCOE_Brownfield | IgnoreSilica | 2019 | 161.2345 | 55.8566 | 5.902 | 4 | 4001.6563 | 4933.3317 | 81.5792 | 100.5726 | 150.9089 | 0 | 231.9193 | 8000169.6313 | 681867.1723 | 8345274.4681 | 8259496.0086 | 0 | 376297.8392 | 0 | 10008610.9966 | 26040352.7647 | 17773075.8377 | 79485144.7185 | 961560.8286 | 14024609.4364 | 14024609.4364 | 1478867.319 | 6491564.8444 | 0 | 94471314.9836 | 116466356.5834 | 1778279.41 | 23.6081 | 4001.6563 | 4933.3317 | 81.5792 | 100.5726
1 | 4100 | 707 | 0.035 | 15 | 15 | 7 | 2.3714e-09 | 5spot_SharedNeighbor | Water | Porous | Wet | R600a | MinimizeLCOE_Brownfield | IgnoreSilica | 2019 | 161.5318 | 55.9504 | 5.9164 | 4 | 3995.686 | 4925.0915 | 81.4575 | 100.4047 | 150.8955 | 0 | 223.358 | 8009241.3213 | 682553.741 | 8356563.0457 | 8274086.4466 | 0 | 369534.1875 | 0 | 10019871.7094 | 26069650.8295 | 17793072.3689 | 79574573.6499 | 961560.8286 | 14024609.4364 | 14024609.4364 | 1478867.319 | 6491564.8444 | 0 | 94560743.9149 | 116555785.5148 | 2371373.7057 | 23.6657 | 3995.686 | 4925.0915 | 81.4575 | 100.4047
1 | 4100 | 707 | 0.035 | 15 | 15 | 7 | 3.1623e-09 | 5spot_SharedNeighbor | Water | Porous | Wet | R600a | MinimizeLCOE_Brownfield | IgnoreSilica | 2019 | 160.587 | 55.6517 | 5.8989 | 4 | 3990.1513 | 4922.3131 | 81.3446 | 100.348 | 150.9373 | 0 | 356.5752 | 7980304.6169 | 680358.4427 | 8320608.3174 | 8227680.0996 | 0 | 350588.1332 | 0 | 9968220.4479 | 25935264.8422 | 17701351.1712 | 79164376.0711 | 961560.8286 | 14024609.4364 | 14024609.4364 | 1478867.319 | 6491564.8444 | 0 | 94150546.3361 | 116145587.936 | 3162277.6602 | 23.5957 | 3990.1513 | 4922.3131 | 81.3446 | 100.348
1 | 4100 | 707 | 0.035 | 15 | 15 | 7 | 4.217e-09 | 5spot_SharedNeighbor | Water | Porous | Wet | R600a | MinimizeLCOE_Brownfield | IgnoreSilica | 2019 | 162.3064 | 56.1949 | 5.9464 | 4 | 3986.7077 | 4911.4254 | 81.2744 | 100.1261 | 150.8608 | 0 | 246.5846 | 8032861.138 | 684341.6594 | 8385960.3273 | 8312106.7929 | 0 | 362530.9017 | 0 | 10053342.3195 | 26156734.4913 | 17852508.7575 | 79840386.3877 | 961560.8286 | 14024609.4364 | 14024609.4364 | 1478867.319 | 6491564.8444 | 0 | 94826556.6527 | 116821598.2526 | 4216965.0343 | 23.7857 | 3986.7077 | 4911.4254 | 81.2744 | 100.1261
1 | 4100 | 707 | 0.035 | 15 | 15 | 7 | 5.6234e-09 | 5spot_SharedNeighbor | Water | Porous | Wet | R600a | MinimizeLCOE_Brownfield | IgnoreSilica | 2019 | 162.4324 | 56.2346 | 5.9525 | 4 | 3984.219 | 4907.9918 | 81.2237 | 100.0561 | 150.8551 | 0 | 261.7553 | 8036691.031 | 684630.9281 | 8390733.8448 | 8318289.6615 | 0 | 359642.0933 | 0 | 10058095.1478 | 26169100.3757 | 17860948.7277 | 79878131.8098 | 961560.8286 | 14024609.4364 | 14024609.4364 | 1478867.319 | 6491564.8444 | 0 | 94864302.0748 | 116859343.6747 | 5623413.2519 | 23.81 | 3984.219 | 4907.9918 | 81.2237 | 100.0561
1 | 4100 | 707 | 0.035 | 15 | 15 | 7 | 7.4989e-09 | 5spot_SharedNeighbor | Water | Porous | Wet | R600a | MinimizeLCOE_Brownfield | IgnoreSilica | 2019 | 162.525 | 56.2638 | 5.957 | 4 | 3982.3513 | 4905.4237 | 81.1856 | 100.0037 | 150.8509 | 0 | 258.073 | 8039503.5281 | 684843.2991 | 8394239.9848 | 8322832.0947 | 0 | 357442.053 | 0 | 10061555.7742 | 26178104.2157 | 17867094.0335 | 79905614.983 | 961560.8286 | 14024609.4364 | 14024609.4364 | 1478867.319 | 6491564.8444 | 0 | 94891785.2481 | 116886826.8479 | 7498942.0933 | 23.8281 | 3982.3513 | 4905.4237 | 81.1856 | 100.0037
1 | 4100 | 707 | 0.035 | 15 | 15 | 7 | 1e-08 | 5spot_SharedNeighbor | Water | Porous | Wet | R600a | MinimizeLCOE_Brownfield | IgnoreSilica | 2019 | 162.5982 | 56.2869 | 5.9605 | 4 | 3980.95 | 4903.4829 | 81.157 | 99.9641 | 150.8476 | 0 | 251.0253 | 8041724.8796 | 685011.0209 | 8397009.4117 | 8326420.5655 | 0 | 355822.0488 | 0 | 10064335.2913 | 26185335.949 | 17872029.8401 | 79927689.0069 | 961560.8286 | 14024609.4364 | 14024609.4364 | 1478867.319 | 6491564.8444 | 0 | 94913859.2719 | 116908900.8718 | 10000000 | 23.842 | 3980.95 | 4903.4829 | 81.157 | 99.9641
1 | 4200 | 707 | 0.035 | 15 | 15 | 7 | 1e-13 | 5spot_SharedNeighbor | Water | Porous | Wet | R600a | MinimizeLCOE_Brownfield | IgnoreSilica | 2019 | 0 | 0 | 0 | 0 |  |  |  |  | 15 |  | 25.3547 | [19 empty] | 100 | 0
1 | 4200 | 707 | 0.035 | 15 | 15 | 7 | 1.3335e-13 | 5spot_SharedNeighbor | Water | Porous | Wet | R600a | MinimizeLCOE_Brownfield | IgnoreSilica | 2019 | 0 | 0 | 0 | 0 |  |  |  |  | 15 |  | 25.2766 | [19 empty] | 133.3521 | 0
1 | 4200 | 707 | 0.035 | 15 | 15 | 7 | 1.7783e-13 | 5spot_SharedNeighbor | Water | Porous | Wet | R600a | MinimizeLCOE_Brownfield | IgnoreSilica | 2019 | 1.0498 | 0.20542 | 0.0057058 | 4 | 725079.2299 | 1716182.0033 | 14781.7208 | 34986.6914 | 110.8771 | 0 | 48.038 | 126640.679 | 8383.5652 | 96843.913 | 62632.0663 | 0 | 65805.6958 | 0 | 140519.3085 | 365602.4163 | 249531.1615 | 1115958.8056 | 961560.8286 | 14470997.6721 | 14470997.6721 | 1478867.319 | 6670120.1387 | 0 | 16548517.3063 | 39168502.4361 | 177.8279 | 0.022823 | 725079.2299 | 1716182.0033 | 14781.7208 | 34986.6914
1 | 4200 | 707 | 0.035 | 15 | 15 | 7 | 2.3714e-13 | 5spot_SharedNeighbor | Water | Porous | Wet | R600a | MinimizeLCOE_Brownfield | IgnoreSilica | 2019 | 1.3639 | 0.30617 | 0.013119 | 4 | 321986.3221 | 753045.0877 | 6564.1267 | 15351.8427 | 119.5711 | 0 | 68.1048 | 175608.735 | 12267.3387 | 132457.4121 | 77785.2256 | 0 | 74495.324 | 0 | 184319.4738 | 479561.4617 | 327310.5516 | 1463805.5223 | 961560.8286 | 14470997.6721 | 14470997.6721 | 1478867.319 | 6670120.1387 | 0 | 16896364.023 | 39516349.1528 | 237.1374 | 0.052475 | 321986.3221 | 753045.0877 | 6564.1267 | 15351.8427
1 | 4200 | 707 | 0.035 | 15 | 15 | 7 | 3.1623e-13 | 5spot_SharedNeighbor | Water | Porous | Wet | R600a | MinimizeLCOE_Brownfield | IgnoreSilica | 2019 | 1.7681 | 0.44327 | 0.024253 | 4 | 178648.2331 | 411812.9206 | 3641.9859 | 8395.3634 | 126.9697 | 0 | 300.1191 | 236263.2999 | 17301.6219 | 177174.2353 | 98098.4764 | 0 | 84165.667 | 0 | 239071.2872 | 622014.449 | 424537.6426 | 1898626.6794 | 961560.8286 | 14470997.6721 | 14470997.6721 | 1478867.319 | 6670120.1387 | 0 | 17331185.1801 | 39951170.3099 | 316.2278 | 0.097013 | 178648.2331 | 411812.9206 | 3641.9859 | 8395.3634
1 | 4200 | 707 | 0.035 | 15 | 15 | 7 | 4.217e-13 | 5spot_SharedNeighbor | Water | Porous | Wet | R600a | MinimizeLCOE_Brownfield | IgnoreSilica | 2019 | 2.3126 | 0.63497 | 0.040605 | 4 | 110173.458 | 249443.0715 | 2246.035 | 5085.2344 | 133.3671 | 0 | 398.6018 | 313376.364 | 23935.7284 | 235159.6619 | 125995.8021 | 0 | 96322.9683 | 0 | 309968.3046 | 806473.9454 | 550435.0391 | 2461667.8138 | 961560.8286 | 14470997.6721 | 14470997.6721 | 1478867.319 | 6670120.1387 | 0 | 17894226.3144 | 40514211.4442 | 421.6965 | 0.16242 | 110173.458 | 249443.0715 | 2246.035 | 5085.2344
1 | 4200 | 707 | 0.035 | 15 | 15 | 7 | 5.6234e-13 | 5spot_SharedNeighbor | Water | Porous | Wet | R600a | MinimizeLCOE_Brownfield | IgnoreSilica | 2019 | 3.0322 | 0.89388 | 0.063541 | 4 | 73172.0594 | 162170.0642 | 1491.7114 | 3306.0561 | 138.6357 | 0 | 527.1801 | 407970.863 | 32292.1451 | 308062.4224 | 162739.9308 | 0 | 110826.9028 | 0 | 398537.983 | 1036914.0803 | 707715.1663 | 3165059.4937 | 961560.8286 | 14470997.6721 | 14470997.6721 | 1478867.319 | 6670120.1387 | 0 | 18597617.9943 | 41217603.1241 | 562.3413 | 0.25416 | 73172.0594 | 162170.0642 | 1491.7114 | 3306.0561
1 | 4200 | 707 | 0.035 | 15 | 15 | 7 | 7.4989e-13 | 5spot_SharedNeighbor | Water | Porous | Wet | R600a | MinimizeLCOE_Brownfield | IgnoreSilica | 2019 | 4.0117 | 1.2542 | 0.0962 | 4 | 50716.3469 | 109499.9723 | 1033.9213 | 2232.305 | 142.9892 | 0 | 78.7472 | 527992.056 | 43152.3518 | 402677.6074 | 214982.6423 | 0 | 129502.4752 | 0 | 514139.7818 | 1337686.2476 | 912998.3507 | 4083131.5129 | 961560.8286 | 14470997.6721 | 14470997.6721 | 1478867.319 | 6670120.1387 | 0 | 19515690.0135 | 42135675.1433 | 749.8942 | 0.3848 | 50716.3469 | 109499.9723 | 1033.9213 | 2232.305
1 | 4200 | 707 | 0.035 | 15 | 15 | 7 | 1e-12 | 5spot_SharedNeighbor | Water | Porous | Wet | R600a | MinimizeLCOE_Brownfield | IgnoreSilica | 2019 | 5.2958 | 1.7308 | 0.14033 | 4 | 36782.7073 | 77080.4582 | 749.8652 | 1571.3894 | 146.3845 | 0 | 83.2563 | 672426.4188 | 56401.3987 | 519800.3833 | 283539.285 | 0 | 151374.968 | 0 | 656581.557 | 1708290.5279 | 1165943.3871 | 5214357.9259 | 961560.8286 | 14470997.6721 | 14470997.6721 | 1478867.319 | 6670120.1387 | 0 | 20646916.4266 | 43266901.5564 | 1000 | 0.56132 | 36782.7073 | 77080.4582 | 749.8652 | 1571.3894
1 | 4200 | 707 | 0.035 | 15 | 15 | 7 | 1.3335e-12 | 5spot_SharedNeighbor | Water | Porous | Wet | R600a | MinimizeLCOE_Brownfield | IgnoreSilica | 2019 | 6.9937 | 2.365 | 0.19986 | 4 | 27596.8416 | 55891.9287 | 562.5989 | 1139.4326 | 148.98 | 0 | 85.4122 | 847926.1812 | 72671.4324 | 665958.8655 | 376082.2327 | 0 | 177717.8905 | 0 | 834739.0749 | 2171819.8443 | 1482311.6702 | 6629227.1917 | 961560.8286 | 14470997.6721 | 14470997.6721 | 1478867.319 | 6670120.1387 | 0 | 22061785.6924 | 44681770.8222 | 1333.5214 | 0.79943 | 27596.8416 | 55891.9287 | 562.5989 | 1139.4326
1 | 4200 | 707 | 0.035 | 15 | 15 | 7 | 1.7783e-12 | 5spot_SharedNeighbor | Water | Porous | Wet | R600a | MinimizeLCOE_Brownfield | IgnoreSilica | 2019 | 9.2595 | 3.2152 | 0.28025 | 4 | 21263.789 | 41442.3641 | 433.4911 | 844.8586 | 151.0919 | 0 | 77.3669 | 1062787.4739 | 92673.9193 | 850118.4322 | 497906.1743 | 0 | 209866.4864 | 0 | 1058207.4696 | 2753238.7676 | 1879142.0323 | 8403940.7556 | 961560.8286 | 14470997.6721 | 14470997.6721 | 1478867.319 | 6670120.1387 | 0 | 23836499.2563 | 46456484.3861 | 1778.2794 | 1.121 | 21263.789 | 41442.3641 | 433.4911 | 844.8586
1 | 4200 | 707 | 0.035 | 15 | 15 | 7 | 2.3714e-12 | 5spot_SharedNeighbor | Water | Porous | Wet | R600a | MinimizeLCOE_Brownfield | IgnoreSilica | 2019 | 12.2795 | 4.3529 | 0.38885 | 4 | 16769.5725 | 31312.5581 | 341.8704 | 638.3489 | 152.7298 | 0 | 97.5914 | 1326711.1979 | 117435.2762 | 1081850.6055 | 663497.4477 | 0 | 249240.0138 | 0 | 1341106.471 | 3489283.9389 | 2381507.9859 | 10650632.937 | 961560.8286 | 14470997.6721 | 14470997.6721 | 1478867.319 | 6670120.1387 | 0 | 26083191.4377 | 48703176.5675 | 2371.3737 | 1.5554 | 16769.5725 | 31312.5581 | 341.8704 | 638.3489
1 | 4200 | 707 | 0.035 | 15 | 15 | 7 | 3.1623e-12 | 5spot_SharedNeighbor | Water | Porous | Wet | R600a | MinimizeLCOE_Brownfield | IgnoreSilica | 2019 | 16.2969 | 5.8641 | 0.53271 | 4 | 13555.2106 | 24170.6605 | 276.3413 | 492.7516 | 153.9588 | 0 | 80.3948 | 1646501.1787 | 147232.7975 | 1371849.3039 | 880247.6891 | 0 | 297252.3936 | 0 | 1693802.5115 | 4406926.6881 | 3007818.0179 | 13451630.5802 | 961560.8286 | 14470997.6721 | 14470997.6721 | 1478867.319 | 6670120.1387 | 0 | 28884189.0809 | 51504174.2107 | 3162.2777 | 2.1309 | 13555.2106 | 24170.6605 | 276.3413 | 492.7516
1 | 4200 | 707 | 0.035 | 15 | 15 | 7 | 4.217e-12 | 5spot_SharedNeighbor | Water | Porous | Wet | R600a | MinimizeLCOE_Brownfield | IgnoreSilica | 2019 | 21.6365 | 7.8723 | 0.72437 | 4 | 11183.6319 | 18990.4448 | 227.9935 | 387.1459 | 154.8963 | 0 | 79.625 | 2036552.5351 | 183556.7711 | 1735011.036 | 1168638.4352 | 0 | 355821.3235 | 0 | 2137036.2393 | 5560129.9283 | 3794902.9253 | 16971649.1937 | 961560.8286 | 14470997.6721 | 14470997.6721 | 1478867.319 | 6670120.1387 | 0 | 32404207.6944 | 55024192.8242 | 4216.965 | 2.8975 | 11183.6319 | 18990.4448 | 227.9935 | 387.1459
1 | 4200 | 707 | 0.035 | 15 | 15 | 7 | 5.6234e-12 | 5spot_SharedNeighbor | Water | Porous | Wet | R600a | MinimizeLCOE_Brownfield | IgnoreSilica | 2019 | 28.6721 | 10.6112 | 0.97793 | 4 | 9429.2029 | 15211.8041 | 192.2271 | 310.1132 | 155.6054 | 0 | 93.9477 | 2512178.5055 | 225584.5685 | 2203411.1699 | 1556883.9424 | 0 | 428063.1899 | 0 | 2701187.3367 | 7027935.3604 | 4796710.2931 | 21451954.3664 | 961560.8286 | 14470997.6721 | 14470997.6721 | 1478867.319 | 6670120.1387 | 0 | 36884512.8671 | 59504497.9969 | 5623.4133 | 3.9117 | 9429.2029 | 15211.8041 | 192.2271 | 310.1132
1 | 4200 | 707 | 0.035 | 15 | 15 | 7 | 7.4989e-12 | 5spot_SharedNeighbor | Water | Porous | Wet | R600a | MinimizeLCOE_Brownfield | IgnoreSilica | 2019 | 37.917 | 14.2081 | 1.3106 | 4 | 8099.1149 | 12413.7907 | 165.1114 | 253.0719 | 156.1421 | 0 | 73.0691 | 3085950.3378 | 276130.5858 | 2783305.764 | 2065770.3263 | 0 | 515157.4657 | 0 | 3403262.6471 | 8854591.3025 | 6043440.5076 | 27027608.9369 | 961560.8286 | 14470997.6721 | 14470997.6721 | 1478867.319 | 6670120.1387 | 0 | 42460167.4376 | 65080152.5674 | 7498.9421 | 5.2426 | 8099.1149 | 12413.7907 | 165.1114 | 253.0719
1 | 4200 | 707 | 0.035 | 15 | 15 | 7 | 1e-11 | 5spot_SharedNeighbor | Water | Porous | Wet | R600a | MinimizeLCOE_Brownfield | IgnoreSilica | 2019 | 49.922 | 18.8282 | 1.7413 | 4 | 7075.9575 | 10323.4382 | 144.253 | 210.4573 | 156.534 | 0 | 118.4817 | 3769479.0184 | 336954.705 | 3486046.595 | 2719579.4937 | 0 | 618358.9958 | 0 | 4262863.3351 | 11091095.9645 | 7569900.895 | 33854279.0025 | 961560.8286 | 14470997.6721 | 14470997.6721 | 1478867.319 | 6670120.1387 | 0 | 49286837.5032 | 71906822.633 | 10000 | 6.9654 | 7075.9575 | 10323.4382 | 144.253 | 210.4573
1 | 4200 | 707 | 0.035 | 15 | 15 | 7 | 1.3335e-11 | 5spot_SharedNeighbor | Water | Porous | Wet | R600a | MinimizeLCOE_Brownfield | IgnoreSilica | 2019 | 65.2226 | 24.6875 | 2.2858 | 4 | 6294.1542 | 8768.0771 | 128.3148 | 178.7491 | 156.7517 | 0 | 113.2371 | 4569726.5673 | 407775.5513 | 4329556.3064 | 3551207.4971 | 0 | 739976.0254 | 0 | 5303314.3595 | 13798136.1041 | 9417511.4144 | 42117203.8254 | 961560.8286 | 14470997.6721 | 14470997.6721 | 1478867.319 | 6670120.1387 | 0 | 57549762.3261 | 80169747.4559 | 13335.2143 | 9.1434 | 6294.1542 | 8768.0771 | 128.3148 | 178.7491
1 | 4200 | 707 | 0.035 | 15 | 15 | 7 | 1.7783e-11 | 5spot_SharedNeighbor | Water | Porous | Wet | R600a | MinimizeLCOE_Brownfield | IgnoreSilica | 2019 | 84.1043 | 31.803 | 2.9417 | 4 | 5709.435 | 7631.8061 | 116.3946 | 155.5847 | 156.6919 | 0 | 108.5877 | 5469383.7299 | 486723.7725 | 5302038.7616 | 4570344.6073 | 0 | 879444.7857 | 0 | 6516094.9062 | 16953542.3111 | 11571140.9878 | 51748713.8621 | 961560.8286 | 14470997.6721 | 14470997.6721 | 1478867.319 | 6670120.1387 | 0 | 67181272.3628 | 89801257.4926 | 17782.7941 | 11.7667 | 5709.435 | 7631.8061 | 116.3946 | 155.5847
1 | 4200 | 707 | 0.035 | 15 | 15 | 7 | 2.3714e-11 | 5spot_SharedNeighbor | Water | Porous | Wet | R600a | MinimizeLCOE_Brownfield | IgnoreSilica | 2019 | 98.1675 | 36.9707 | 3.4942 | 4 | 5276.7811 | 6895.1736 | 107.5743 | 140.5674 | 156.4467 | 0 | 125.131 | 6084445.5784 | 540147.9156 | 5981118.9699 | 5321290.672 | 0 | 902606.3013 | 0 | 7343547.6805 | 19106404.696 | 13040513.8023 | 58320075.616 | 961560.8286 | 14470997.6721 | 14470997.6721 | 1478867.319 | 6670120.1387 | 0 | 73752634.1167 | 96372619.2465 | 23713.7371 | 13.9768 | 5276.7811 | 6895.1736 | 107.5743 | 140.5674
1 | 4200 | 707 | 0.035 | 15 | 15 | 7 | 3.1623e-11 | 5spot_SharedNeighbor | Water | Porous | Wet | R600a | MinimizeLCOE_Brownfield | IgnoreSilica | 2019 | 109.6398 | 41.0812 | 3.9837 | 4 | 4942.0011 | 6361.5367 | 100.7494 | 129.6885 | 156.1382 | 0 | 179.8473 | 6554537.0983 | 580604.0189 | 6507979.0151 | 5927621.3375 | 0 | 872251.6693 | 0 | 7972767.3243 | 20743505.1384 | 14157868.4933 | 63317134.0952 | 961560.8286 | 14470997.6721 | 14470997.6721 | 1478867.319 | 6670120.1387 | 0 | 78749692.5959 | 101369677.7257 | 31622.7766 | 15.9348 | 4942.0011 | 6361.5367 | 100.7494 | 129.6885
1 | 4200 | 707 | 0.035 | 15 | 15 | 7 | 4.217e-11 | 5spot_SharedNeighbor | Water | Porous | Wet | R600a | MinimizeLCOE_Brownfield | IgnoreSilica | 2019 | 122.0124 | 45.2865 | 4.4802 | 4 | 4679.9648 | 5942.1718 | 95.4074 | 121.1392 | 155.7184 | 0 | 191.1631 | 7028361.615 | 622435.0778 | 7035202.4965 | 6558528.4675 | 0 | 851498.3412 | 0 | 8617450.1392 | 22420837.5801 | 15302682.3506 | 68436996.0679 | 961560.8286 | 14470997.6721 | 14470997.6721 | 1478867.319 | 6670120.1387 | 0 | 83869554.5686 | 106489539.6984 | 42169.6503 | 17.921 | 4679.9648 | 5942.1718 | 95.4074 | 121.1392
1 | 4200 | 707 | 0.035 | 15 | 15 | 7 | 5.6234e-11 | 5spot_SharedNeighbor | Water | Porous | Wet | R600a | MinimizeLCOE_Brownfield | IgnoreSilica | 2019 | 131.3324 | 48.2826 | 4.8794 | 4 | 4477.6747 | 5636.6334 | 91.2835 | 114.9104 | 155.3484 | 0 | 215.0228 | 7363029.827 | 652740.3613 | 7404127.1251 | 7016332.6564 | 0 | 797414.7255 | 0 | 9061121.4312 | 23575179.2723 | 16090544.2748 | 71960489.6736 | 961560.8286 | 14470997.6721 | 14470997.6721 | 1478867.319 | 6670120.1387 | 0 | 87393048.1743 | 110013033.3041 | 56234.1325 | 19.5175 | 4477.6747 | 5636.6334 | 91.2835 | 114.9104
1 | 4200 | 707 | 0.035 | 15 | 15 | 7 | 7.4989e-11 | 5spot_SharedNeighbor | Water | Porous | Wet | R600a | MinimizeLCOE_Brownfield | IgnoreSilica | 2019 | 139.9512 | 50.9843 | 5.2382 | 4 | 4322.0402 | 5401.6 | 88.1106 | 110.1189 | 155 | 0 | 213.8453 | 7660670.6732 | 679820.854 | 7732751.0599 | 7433435.6448 | 0 | 749334.7554 | 0 | 9459845.065 | 24612576.3782 | 16798589.116 | 75127023.5465 | 961560.8286 | 14470997.6721 | 14470997.6721 | 1478867.319 | 6670120.1387 | 0 | 90559582.0472 | 113179567.177 | 74989.4209 | 20.953 | 4322.0402 | 5401.6 | 88.1106 | 110.1189
1 | 4200 | 707 | 0.035 | 15 | 15 | 7 | 1e-10 | 5spot_SharedNeighbor | Water | Porous | Wet | R600a | MinimizeLCOE_Brownfield | IgnoreSilica | 2019 | 143.4077 | 52.154 | 5.4496 | 4 | 4204.8822 | 5242.5785 | 85.7222 | 106.8771 | 154.8578 | 0 | 225.3382 | 7779572.738 | 689198.6672 | 7875237.4054 | 7608040.5883 | 0 | 658981.9376 | 0 | 9598302.2212 | 24972813.4971 | 17044458.3518 | 76226605.4067 | 961560.8286 | 14470997.6721 | 14470997.6721 | 1478867.319 | 6670120.1387 | 0 | 91659163.9074 | 114279149.0372 | 100000 | 21.7983 | 4204.8822 | 5242.5785 | 85.7222 | 106.8771
1 | 4200 | 707 | 0.035 | 15 | 15 | 7 | 1.3335e-10 | 5spot_SharedNeighbor | Water | Porous | Wet | R600a | MinimizeLCOE_Brownfield | IgnoreSilica | 2019 | 148.3964 | 53.833 | 5.6769 | 4 | 4115.9913 | 5112.1268 | 83.9101 | 104.2176 | 154.6481 | 0 | 266.5116 | 7948274.8755 | 702392.8048 | 8078754.391 | 7859350.3661 | 0 | 605256.8095 | 0 | 9825671.4063 | 25564381.4769 | 17448215.6535 | 78032297.7836 | 961560.8286 | 14470997.6721 | 14470997.6721 | 1478867.319 | 6670120.1387 | 0 | 93464856.2843 | 116084841.4141 | 133352.1432 | 22.7077 | 4115.9913 | 5112.1268 | 83.9101 | 104.2176
1 | 4200 | 707 | 0.035 | 15 | 15 | 7 | 1.7783e-10 | 5spot_SharedNeighbor | Water | Porous | Wet | R600a | MinimizeLCOE_Brownfield | IgnoreSilica | 2019 | 152.3017 | 55.1386 | 5.8569 | 4 | 4048.3459 | 5013.8693 | 82.531 | 102.2145 | 154.4783 | 0 | 235.4835 | 8077795.2111 | 712416.1137 | 8236228.3086 | 8055417.3349 | 0 | 557256.3342 | 0 | 9999254.188 | 26016008.2681 | 17756460.2185 | 79410835.9771 | 961560.8286 | 14470997.6721 | 14470997.6721 | 1478867.319 | 6670120.1387 | 0 | 94843394.4778 | 117463379.6076 | 177827.941 | 23.4277 | 4048.3459 | 5013.8693 | 82.531 | 102.2145
1 | 4200 | 707 | 0.035 | 15 | 15 | 7 | 2.3714e-10 | 5spot_SharedNeighbor | Water | Porous | Wet | R600a | MinimizeLCOE_Brownfield | IgnoreSilica | 2019 | 155.2977 | 56.135 | 5.9968 | 4 | 3996.9853 | 4939.9874 | 81.484 | 100.7083 | 154.345 | 0 | 270.8264 | 8175674.9945 | 719927.4194 | 8355963.3191 | 8205448.8567 | 0 | 515655.2223 | 0 | 10129341.2267 | 26354468.0584 | 17987465.98 | 80443945.0772 | 961560.8286 | 14470997.6721 | 14470997.6721 | 1478867.319 | 6670120.1387 | 0 | 95876503.5779 | 118496488.7077 | 237137.3706 | 23.9872 | 3996.9853 | 4939.9874 | 81.484 | 100.7083
1 | 4200 | 707 | 0.035 | 15 | 15 | 7 | 3.1623e-10 | 5spot_SharedNeighbor | Water | Porous | Wet | R600a | MinimizeLCOE_Brownfield | IgnoreSilica | 2019 | 157.5487 | 56.8807 | 6.1037 | 4 | 3958.0649 | 4884.5549 | 80.6905 | 99.5783 | 154.2432 | 0 | 246.4306 | 8248400.4428 | 725473.5755 | 8445334.3153 | 8317969.1144 | 0 | 480389.6128 | 0 | 10224851.1538 | 26602965.2967 | 18157070.4513 | 81202453.9626 | 961560.8286 | 14470997.6721 | 14470997.6721 | 1478867.319 | 6670120.1387 | 0 | 96635012.4633 | 119254997.5931 | 316227.766 | 24.4147 | 3958.0649 | 4884.5549 | 80.6905 | 99.5783
1 | 4200 | 707 | 0.035 | 15 | 15 | 7 | 4.217e-10 | 5spot_SharedNeighbor | Water | Porous | Wet | R600a | MinimizeLCOE_Brownfield | IgnoreSilica | 2019 | 159.2466 | 57.4415 | 6.1852 | 4 | 3928.6271 | 4842.9119 | 80.0904 | 98.7293 | 154.1654 | 0 | 243.3835 | 8302786.4491 | 729600.2925 | 8512408.154 | 8402723.7212 | 0 | 451406.27 | 0 | 10295580.7059 | 26786989.0826 | 18282670.4665 | 81764165.1418 | 961560.8286 | 14470997.6721 | 14470997.6721 | 1478867.319 | 6670120.1387 | 0 | 97196723.6425 | 119816708.7723 | 421696.5034 | 24.7406 | 3928.6271 | 4842.9119 | 80.0904 | 98.7293
1 | 4200 | 707 | 0.035 | 15 | 15 | 7 | 5.6234e-10 | 5spot_SharedNeighbor | Water | Porous | Wet | R600a | MinimizeLCOE_Brownfield | IgnoreSilica | 2019 | 160.5159 | 57.8597 | 6.2468 | 4 | 3906.3944 | 4811.6612 | 79.6371 | 98.0922 | 154.1067 | 0 | 267.135 | 8343180.1657 | 732653.4964 | 8562361.0796 | 8466016.701 | 0 | 427964.9388 | 0 | 10347548.7888 | 26922199.3743 | 18374954.2689 | 82176878.8136 | 961560.8286 | 14470997.6721 | 14470997.6721 | 1478867.319 | 6670120.1387 | 0 | 97609437.3143 | 120229422.444 | 562341.3252 | 24.9871 | 3906.3944 | 4811.6612 | 79.6371 | 98.0922
1 | 4200 | 707 | 0.035 | 15 | 15 | 7 | 7.4989e-10 | 5spot_SharedNeighbor | Water | Porous | Wet | R600a | MinimizeLCOE_Brownfield | IgnoreSilica | 2019 | 161.4392 | 58.1635 | 6.2926 | 4 | 3889.6249 | 4788.3028 | 79.2953 | 97.616 | 154.0637 | 0 | 235.4139 | 8372421.2433 | 734857.2079 | 8598596.3975 | 8512021.8924 | 0 | 409056.4706 | 0 | 10384511.7526 | 27018369.4239 | 18440592.3038 | 82470426.6919 | 961560.8286 | 14470997.6721 | 14470997.6721 | 1478867.319 | 6670120.1387 | 0 | 97902985.1926 | 120522970.3224 | 749894.2093 | 25.1703 | 3889.6249 | 4788.3028 | 79.2953 | 97.616
1 | 4200 | 707 | 0.035 | 15 | 15 | 7 | 1e-09 | 5spot_SharedNeighbor | Water | Porous | Wet | R600a | MinimizeLCOE_Brownfield | IgnoreSilica | 2019 | 162.1307 | 58.3906 | 6.3271 | 4 | 3876.9901 | 4770.7651 | 79.0377 | 97.2585 | 154.0313 | 0 | 281.0413 | 8394242.9895 | 736498.2523 | 8625678.2191 | 8546456.6428 | 0 | 394236.2524 | 0 | 10411873.8189 | 27089559.9078 | 18489181.2719 | 82687727.3548 | 961560.8286 | 14470997.6721 | 14470997.6721 | 1478867.319 | 6670120.1387 | 0 | 98120285.8555 | 120740270.9853 | 1000000 | 25.3084 | 3876.9901 | 4770.7651 | 79.0377 | 97.2585
1 | 4200 | 707 | 0.035 | 15 | 15 | 7 | 1.3335e-09 | 5spot_SharedNeighbor | Water | Porous | Wet | R600a | MinimizeLCOE_Brownfield | IgnoreSilica | 2019 | 163.0003 | 58.6757 | 6.3624 | 4 | 3867.4787 | 4756.2911 | 78.8438 | 96.9634 | 153.9906 | 0 | 254.8961 | 8421593.4505 | 738556.2229 | 8659627.5708 | 8589647.3102 | 0 | 386415.0326 | 0 | 10450377.439 | 27189738.429 | 18557555.171 | 82993510.626 | 961560.8286 | 14470997.6721 | 14470997.6721 | 1478867.319 | 6670120.1387 | 0 | 98426069.1267 | 121046054.2565 | 1333521.4322 | 25.4497 | 3867.4787 | 4756.2911 | 78.8438 | 96.9634
1 | 4200 | 707 | 0.035 | 15 | 15 | 7 | 1.7783e-09 | 5spot_SharedNeighbor | Water | Porous | Wet | R600a | MinimizeLCOE_Brownfield | IgnoreSilica | 2019 | 163.383 | 58.8002 | 6.3818 | 4 | 3860.3119 | 4746.4286 | 78.6977 | 96.7624 | 153.9725 | 0 | 268.0101 | 8433545.8142 | 739458.191 | 8674448.2085 | 8608482.5985 | 0 | 377511.9626 | 0 | 10465044.2421 | 27227898.4423 | 18583600.1642 | 83109989.6234 | 961560.8286 | 14470997.6721 | 14470997.6721 | 1478867.319 | 6670120.1387 | 0 | 98542548.1241 | 121162533.2539 | 1778279.41 | 25.5271 | 3860.3119 | 4746.4286 | 78.6977 | 96.7624
1 | 4200 | 707 | 0.035 | 15 | 15 | 7 | 2.3714e-09 | 5spot_SharedNeighbor | Water | Porous | Wet | R600a | MinimizeLCOE_Brownfield | IgnoreSilica | 2019 | 163.6628 | 58.8913 | 6.3961 | 4 | 3854.925 | 4739.052 | 78.5879 | 96.612 | 153.9592 | 0 | 282.1005 | 8442273.7736 | 740116.2341 | 8685277.4427 | 8622253.539 | 0 | 370629.1833 | 0 | 10475614.5674 | 27255400.2603 | 18602370.7201 | 83193935.7205 | 961560.8286 | 14470997.6721 | 14470997.6721 | 1478867.319 | 6670120.1387 | 0 | 98626494.2212 | 121246479.351 | 2371373.7057 | 25.5845 | 3854.925 | 4739.052 | 78.5879 | 96.612
1 | 4200 | 707 | 0.035 | 15 | 15 | 7 | 3.1623e-09 | 5spot_SharedNeighbor | Water | Porous | Wet | R600a | MinimizeLCOE_Brownfield | IgnoreSilica | 2019 | 160.528 | 57.8625 | 6.3179 | 4 | 3850.3446 | 4745.4214 | 78.4945 | 96.7418 | 154.1043 | 0 | 812.5554 | 8343355.9154 | 732650.8749 | 8562703.9277 | 8466512.6277 | 0 | 328405.843 | 0 | 10309115.3836 | 26822203.5377 | 18306705.0557 | 81871653.1656 | 961560.8286 | 14470997.6721 | 14470997.6721 | 1478867.319 | 6670120.1387 | 0 | 97304211.6663 | 119924196.7961 | 3162277.6602 | 25.2716 | 3850.3446 | 4745.4214 | 78.4945 | 96.7418
1 | 4200 | 707 | 0.035 | 15 | 15 | 7 | 4.217e-09 | 5spot_SharedNeighbor | Water | Porous | Wet | R600a | MinimizeLCOE_Brownfield | IgnoreSilica | 2019 | 162.0944 | 58.3781 | 6.3644 | 4 | 3846.983 | 4735.5171 | 78.426 | 96.5399 | 154.032 | 0 | 250.0462 | 8392990.3074 | 736395.833 | 8624188.3276 | 8544593.288 | 0 | 339161.2202 | 0 | 10388558.3007 | 27028897.7122 | 18447778.0769 | 82502563.066 | 961560.8286 | 14470997.6721 | 14470997.6721 | 1478867.319 | 6670120.1387 | 0 | 97935121.5667 | 120555106.6965 | 4216965.0343 | 25.4576 | 3846.983 | 4735.5171 | 78.426 | 96.5399
1 | 4200 | 707 | 0.035 | 15 | 15 | 7 | 5.6234e-09 | 5spot_SharedNeighbor | Water | Porous | Wet | R600a | MinimizeLCOE_Brownfield | IgnoreSilica | 2019 | 163.069 | 58.6976 | 6.3936 | 4 | 3844.6012 | 4729.0769 | 78.3774 | 96.4086 | 153.9867 | 0 | 385.2554 | 8423666.8763 | 738707.4969 | 8662239.5656 | 8592985.2754 | 0 | 345152.9819 | 0 | 10437473.3565 | 27156164.6534 | 18534640.3793 | 82891030.5852 | 961560.8286 | 14470997.6721 | 14470997.6721 | 1478867.319 | 6670120.1387 | 0 | 98323589.0859 | 120943574.2157 | 5623413.2519 | 25.5745 | 3844.6012 | 4729.0769 | 78.3774 | 96.4086
1 | 4200 | 707 | 0.035 | 15 | 15 | 7 | 7.4989e-09 | 5spot_SharedNeighbor | Water | Porous | Wet | R600a | MinimizeLCOE_Brownfield | IgnoreSilica | 2019 | 163.846 | 58.9507 | 6.4166 | 4 | 3842.8399 | 4724.1483 | 78.3415 | 96.3082 | 153.9504 | 0 | 240.9514 | 8447962.1021 | 740543.5029 | 8692348.9012 | 8631254.6083 | 0 | 350134.9384 | 0 | 10476275.1806 | 27257119.0404 | 18603543.8229 | 83199182.0968 | 961560.8286 | 14470997.6721 | 14470997.6721 | 1478867.319 | 6670120.1387 | 0 | 98631740.5975 | 121251725.7273 | 7498942.0933 | 25.6664 | 3842.8399 | 4724.1483 | 78.3415 | 96.3082
1 | 4200 | 707 | 0.035 | 15 | 15 | 7 | 1e-08 | 5spot_SharedNeighbor | Water | Porous | Wet | R600a | MinimizeLCOE_Brownfield | IgnoreSilica | 2019 | 164.5474 | 59.1789 | 6.4369 | 4 | 3841.5467 | 4720.0715 | 78.3151 | 96.225 | 153.9175 | 0 | 254.3981 | 8469823.8778 | 742192.6541 | 8719477.1367 | 8665779.5305 | 0 | 355121.6065 | 0 | 10511433.9742 | 27348595.0092 | 18665978.0512 | 83478401.8403 | 961560.8286 | 14470997.6721 | 14470997.6721 | 1478867.319 | 6670120.1387 | 0 | 98910960.341 | 121530945.4708 | 10000000 | 25.7477 | 3841.5467 | 4720.0715 | 78.3151 | 96.225
1 | 4300 | 707 | 0.035 | 15 | 15 | 7 | 1e-13 | 5spot_SharedNeighbor | Water | Porous | Wet | R600a | MinimizeLCOE_Brownfield | IgnoreSilica | 2019 | 0 | 0 | 0 | 0 |  |  |  |  | 15 |  | 24.5412 | [19 empty] | 100 | 0
1 | 4300 | 707 | 0.035 | 15 | 15 | 7 | 1.3335e-13 | 5spot_SharedNeighbor | Water | Porous | Wet | R600a | MinimizeLCOE_Brownfield | IgnoreSilica | 2019 | 0.81347 | 0.13783 | 0.0017712 | 4 | 2363121.7772 | 5645244.4254 | 48175.4338 | 115085.9434 | 102.4035 | 0 | 42.3881 | 91016.7781 | 5719.0874 | 70808.9503 | 51933.0261 | 0 | 57348.8665 | 0 | 107962.4163 | 280896.061 | 191717.3335 | 857402.5191 | 961560.8286 | 14923245.9986 | 14923245.9986 | 1478867.319 | 6851019.4693 | 0 | 16742209.3463 | 39995342.1332 | 133.3521 | 0.0070848 | 2363121.7772 | 5645244.4254 | 48175.4338 | 115085.9434
1 | 4300 | 707 | 0.035 | 15 | 15 | 7 | 1.7783e-13 | 5spot_SharedNeighbor | Water | Porous | Wet | R600a | MinimizeLCOE_Brownfield | IgnoreSilica | 2019 | 1.0692 | 0.21638 | 0.0069306 | 4 | 614603.2666 | 1453388.6274 | 12529.5189 | 29629.293 | 112.9543 | 0 | 51.7779 | 132928.5064 | 8908.8402 | 100810.5442 | 63989.5042 | 0 | 65777.4052 | 0 | 145241.7721 | 377889.2978 | 257917.2106 | 1153463.0808 | 961560.8286 | 14923245.9986 | 14923245.9986 | 1478867.319 | 6851019.4693 | 0 | 17038269.908 | 40291402.6949 | 177.8279 | 0.027722 | 614603.2666 | 1453388.6274 | 12529.5189 | 29629.293
1 | 4300 | 707 | 0.035 | 15 | 15 | 7 | 2.3714e-13 | 5spot_SharedNeighbor | Water | Porous | Wet | R600a | MinimizeLCOE_Brownfield | IgnoreSilica | 2019 | 1.3982 | 0.32604 | 0.015296 | 4 | 284607.2426 | 664658.4615 | 5802.1036 | 13549.9618 | 122.0753 | 0 | 54.3402 | 185989.0771 | 13194.1229 | 139045.8894 | 80291.8713 | 0 | 75033.0287 | 0 | 192486.0558 | 500809.233 | 341812.5921 | 1528661.8703 | 961560.8286 | 14923245.9986 | 14923245.9986 | 1478867.319 | 6851019.4693 | 0 | 17413468.6975 | 40666601.4845 | 237.1374 | 0.061184 | 284607.2426 | 664658.4615 | 5802.1036 | 13549.9618
1 | 4300 | 707 | 0.035 | 15 | 15 | 7 | 3.1623e-13 | 5spot_SharedNeighbor | Water | Porous | Wet | R600a | MinimizeLCOE_Brownfield | IgnoreSilica | 2019 | 1.807 | 0.47021 | 0.027572 | 4 | 161980.3227 | 372818.8978 | 3302.188 | 7600.4175 | 129.5535 | 0 | 305.1909 | 249466.4152 | 18571.1558 | 185407.8618 | 101344.4319 | 0 | 84424.2086 | 0 | 249293.4886 | 648610.5202 | 442690.0076 | 1979808.0897 | 961560.8286 | 14923245.9986 | 14923245.9986 | 1478867.319 | 6851019.4693 | 0 | 17864614.9169 | 41117747.7038 | 316.2278 | 0.11029 | 161980.3227 | 372818.8978 | 3302.188 | 7600.4175
1 | 4300 | 707 | 0.035 | 15 | 15 | 7 | 4.217e-13 | 5spot_SharedNeighbor | Water | Porous | Wet | R600a | MinimizeLCOE_Brownfield | IgnoreSilica | 2019 | 2.371 | 0.67694 | 0.045887 | 4 | 100606.7742 | 227294.8706 | 2051.0052 | 4633.7134 | 136.1717 | 0 | 426.1859 | 332298.6312 | 25865.9384 | 247032.1812 | 131178.3049 | 0 | 97006.9693 | 0 | 325018.9897 | 845632.7407 | 577161.7216 | 2581195.477 | 961560.8286 | 14923245.9986 | 14923245.9986 | 1478867.319 | 6851019.4693 | 0 | 18466002.3042 | 41719135.0912 | 421.6965 | 0.18355 | 100606.7742 | 227294.8706 | 2051.0052 | 4633.7134
1 | 4300 | 707 | 0.035 | 15 | 15 | 7 | 5.6234e-13 | 5spot_SharedNeighbor | Water | Porous | Wet | R600a | MinimizeLCOE_Brownfield | IgnoreSilica | 2019 | 3.11 | 0.95361 | 0.071388 | 4 | 67270.4674 | 148702.9817 | 1371.3995 | 3031.5114 | 141.5583 | 0 | 545.3632 | 432953.9193 | 34990.1501 | 323759.408 | 169942.1095 | 0 | 111672.9925 | 0 | 418594.246 | 1089096.3626 | 743330.6462 | 3324339.8343 | 961560.8286 | 14923245.9986 | 14923245.9986 | 1478867.319 | 6851019.4693 | 0 | 19209146.6615 | 42462279.4485 | 562.3413 | 0.28555 | 67270.4674 | 148702.9817 | 1371.3995 | 3031.5114
1 | 4300 | 707 | 0.035 | 15 | 15 | 7 | 7.4989e-13 | 5spot_SharedNeighbor | Water | Porous | Wet | R600a | MinimizeLCOE_Brownfield | IgnoreSilica | 2019 | 4.1043 | 1.334 | 0.10735 | 4 | 46963.2151 | 101114.8468 | 957.4087 | 2061.3629 | 145.9652 | 0 | 75.3164 | 559199.5243 | 46732.2105 | 422182.5686 | 224201.3844 | 0 | 130058.64 | 0 | 539125.9879 | 1402695.2305 | 957368.3173 | 4281563.8634 | 961560.8286 | 14923245.9986 | 14923245.9986 | 1478867.319 | 6851019.4693 | 0 | 20166370.6907 | 43419503.4776 | 749.8942 | 0.42941 | 46963.2151 | 101114.8468 | 957.4087 | 2061.3629
1 | 4300 | 707 | 0.035 | 15 | 15 | 7 | 1e-12 | 5spot_SharedNeighbor | Water | Porous | Wet | R600a | MinimizeLCOE_Brownfield | IgnoreSilica | 2019 | 5.4079 | 1.8389 | 0.15636 | 4 | 34148.7939 | 71327.1734 | 696.1694 | 1454.1009 | 149.4142 | 0 | 84.4885 | 712439.6258 | 61302.2418 | 544371.4216 | 297416.9615 | 0 | 151673.629 | 0 | 689209.5131 | 1793181.7768 | 1223883.4088 | 5473478.5784 | 961560.8286 | 14923245.9986 | 14923245.9986 | 1478867.319 | 6851019.4693 | 0 | 21358285.4056 | 44611418.1926 | 1000 | 0.62545 | 34148.7939 | 71327.1734 | 696.1694 | 1454.1009
1 | 4300 | 707 | 0.035 | 15 | 15 | 7 | 1.3335e-12 | 5spot_SharedNeighbor | Water | Porous | Wet | R600a | MinimizeLCOE_Brownfield | IgnoreSilica | 2019 | 7.14 | 2.5108 | 0.22223 | 4 | 25700.0832 | 51858.8782 | 523.931 | 1057.2134 | 152.0593 | 0 | 73.3419 | 898547.8418 | 79200.2315 | 696931.9648 | 394662.7403 | 0 | 177992.3318 | 0 | 876460.693 | 2280370.9363 | 1556400.021 | 6960566.7604 | 961560.8286 | 14923245.9986 | 14923245.9986 | 1478867.319 | 6851019.4693 | 0 | 22845373.5876 | 46098506.3746 | 1333.5214 | 0.88892 | 25700.0832 | 51858.8782 | 523.931 | 1057.2134
1 | 4300 | 707 | 0.035 | 15 | 15 | 7 | 1.7783e-12 | 5spot_SharedNeighbor | Water | Porous | Wet | R600a | MinimizeLCOE_Brownfield | IgnoreSilica | 2019 | 9.4615 | 3.417 | 0.31164 | 4 | 19829.2329 | 38483.0839 | 404.2457 | 784.5297 | 154.2691 | 0 | 93.4124 | 1127739.2737 | 101360.7623 | 890329.6686 | 522256.4049 | 0 | 210359.7643 | 0 | 1112297.8908 | 2893970.9482 | 1975194.6373 | 8833509.3502 | 961560.8286 | 14923245.9986 | 14923245.9986 | 1478867.319 | 6851019.4693 | 0 | 24718316.1774 | 47971448.9644 | 1778.2794 | 1.2466 | 19829.2329 | 38483.0839 | 404.2457 | 784.5297
1 | 4300 | 707 | 0.035 | 15 | 15 | 7 | 2.3714e-12 | 5spot_SharedNeighbor | Water | Porous | Wet | R600a | MinimizeLCOE_Brownfield | IgnoreSilica | 2019 | 12.5379 | 4.6767 | 0.43106 | 4 | 15729.8145 | 29215.9856 | 320.6735 | 595.6074 | 155.9123 | 0 | 86.5697 | 1408463.7735 | 126841.0121 | 1144155.2118 | 697610.0742 | 0 | 250938.2835 | 0 | 1414923.2585 | 3681340.078 | 2512590.2472 | 11236861.9389 | 961560.8286 | 14923245.9986 | 14923245.9986 | 1478867.319 | 6851019.4693 | 0 | 27121668.7661 | 50374801.553 | 2371.3737 | 1.7242 | 15729.8145 | 29215.9856 | 320.6735 | 595.6074
1 | 4300 | 707 | 0.035 | 15 | 15 | 7 | 3.1623e-12 | 5spot_SharedNeighbor | Water | Porous | Wet | R600a | MinimizeLCOE_Brownfield | IgnoreSilica | 2019 | 16.6453 | 6.346 | 0.58947 | 4 | 12771.6045 | 22633.4298 | 260.3664 | 461.4131 | 157.1721 | 0 | 82.9948 | 1748986.2619 | 157757.0351 | 1460280.3046 | 926612.3806 | 0 | 300522.9604 | 0 | 1791721.9876 | 4661693.079 | 3181701.3146 | 14229275.3237 | 961560.8286 | 14923245.9986 | 14923245.9986 | 1478867.319 | 6851019.4693 | 0 | 30114082.1509 | 53367214.9378 | 3162.2777 | 2.3579 | 12771.6045 | 22633.4298 | 260.3664 | 461.4131
1 | 4300 | 707 | 0.035 | 15 | 15 | 7 | 4.217e-12 | 5spot_SharedNeighbor | Water | Porous | Wet | R600a | MinimizeLCOE_Brownfield | IgnoreSilica | 2019 | 22.0775 | 8.5625 | 0.79836 | 4 | 10597.8005 | 17879.3185 | 216.0505 | 364.4941 | 158.1289 | 0 | 81.0587 | 2160576.4725 | 194561.71 | 1855729.5042 | 1226905.2209 | 0 | 360491.2438 | 0 | 2261323.0191 | 5883498.6345 | 4015608.7118 | 17958694.5168 | 961560.8286 | 14923245.9986 | 14923245.9986 | 1478867.319 | 6851019.4693 | 0 | 33843501.3441 | 57096634.131 | 4216.965 | 3.1934 | 10597.8005 | 17879.3185 | 216.0505 | 364.4941
1 | 4300 | 707 | 0.035 | 15 | 15 | 7 | 5.6234e-12 | 5spot_SharedNeighbor | Water | Porous | Wet | R600a | MinimizeLCOE_Brownfield | IgnoreSilica | 2019 | 29.2595 | 11.494 | 1.0745 | 4 | 8959.7917 | 14369.8453 | 182.6575 | 292.9487 | 158.8557 | 0 | 85.8714 | 2660188.7673 | 239092.5412 | 2348606.5964 | 1623947.0709 | 0 | 433209.0355 | 0 | 2848967.1644 | 7412428.1583 | 5059134.5282 | 22625573.8622 | 961560.8286 | 14923245.9986 | 14923245.9986 | 1478867.319 | 6851019.4693 | 0 | 38510380.6894 | 61763513.4764 | 5623.4133 | 4.2981 | 8959.7917 | 14369.8453 | 182.6575 | 292.9487
1 | 4300 | 707 | 0.035 | 15 | 15 | 7 | 7.4989e-12 | 5spot_SharedNeighbor | Water | Porous | Wet | R600a | MinimizeLCOE_Brownfield | IgnoreSilica | 2019 | 38.6721 | 15.3365 | 1.4366 | 4 | 7711.2709 | 11757.9632 | 157.2047 | 239.702 | 159.4044 | 0 | 96.7294 | 3262373.5799 | 292580.4885 | 2958116.1874 | 2144158.5031 | 0 | 520500.081 | 0 | 3579314.2475 | 9312641.4538 | 6356069.1478 | 28425753.689 | 961560.8286 | 14923245.9986 | 14923245.9986 | 1478867.319 | 6851019.4693 | 0 | 44310560.5162 | 67563693.3031 | 7498.9421 | 5.7462 | 7711.2709 | 11757.9632 | 157.2047 | 239.702
1 | 4300 | 707 | 0.035 | 15 | 15 | 7 | 1e-11 | 5spot_SharedNeighbor | Water | Porous | Wet | R600a | MinimizeLCOE_Brownfield | IgnoreSilica | 2019 | 50.8789 | 20.3156 | 1.9053 | 4 | 6751.68 | 9802.7152 | 137.6421 | 199.8416 | 159.8022 | 0 | 107.111 | 3981444.0755 | 356218.9549 | 3704223.053 | 2818642.3741 | 0 | 624610.5527 | 0 | 4479204.214 | 11653970.5536 | 7954074.368 | 35572388.1457 | 961560.8286 | 14923245.9986 | 14923245.9986 | 1478867.319 | 6851019.4693 | 0 | 51457194.973 | 74710327.7599 | 10000 | 7.6214 | 6751.68 | 9802.7152 | 137.6421 | 199.8416
1 | 4300 | 707 | 0.035 | 15 | 15 | 7 | 1.3335e-11 | 5spot_SharedNeighbor | Water | Porous | Wet | R600a | MinimizeLCOE_Brownfield | IgnoreSilica | 2019 | 66.4064 | 26.6109 | 2.4968 | 4 | 6016.3453 | 8344.6352 | 122.6513 | 170.1167 | 160.0125 | 0 | 117.0907 | 4821729.3027 | 430306.7673 | 4597071.9693 | 3675186.3147 | 0 | 746972.323 | 0 | 5565794.0041 | 14481054.2973 | 9883617.1138 | 44201732.0922 | 961560.8286 | 14923245.9986 | 14923245.9986 | 1478867.319 | 6851019.4693 | 0 | 60086538.9194 | 83339671.7063 | 13335.2143 | 9.9872 | 6016.3453 | 8344.6352 | 122.6513 | 170.1167
1 | 4300 | 707 | 0.035 | 15 | 15 | 7 | 1.7783e-11 | 5spot_SharedNeighbor | Water | Porous | Wet | R600a | MinimizeLCOE_Brownfield | IgnoreSilica | 2019 | 85.5199 | 34.2177 | 3.2079 | 4 | 5464.3628 | 7276.5348 | 111.3984 | 148.342 | 159.9224 | 0 | 118.1771 | 5764411.4798 | 513111.5928 | 5621264.8322 | 4724047.788 | 0 | 886841.763 | 0 | 6828774.2078 | 17767069.7144 | 12126390.1568 | 54231911.5347 | 961560.8286 | 14923245.9986 | 14923245.9986 | 1478867.319 | 6851019.4693 | 0 | 70116718.362 | 93369851.1489 | 17782.7941 | 12.8316 | 5464.3628 | 7276.5348 | 111.3984 | 148.342
1 | 4300 | 707 | 0.035 | 15 | 15 | 7 | 2.3714e-11 | 5spot_SharedNeighbor | Water | Porous | Wet | R600a | MinimizeLCOE_Brownfield | IgnoreSilica | 2019 | 101.7413 | 40.4782 | 3.8535 | 4 | 5059.3183 | 6567.8944 | 103.141 | 133.8954 | 159.5914 | 0 | 121.8555 | 6495778.754 | 577153.443 | 6429994.1335 | 5606672.0022 | 0 | 940206.583 | 0 | 7819423.9172 | 20344537.048 | 13885564.5737 | 62099330.4547 | 961560.8286 | 14923245.9986 | 14923245.9986 | 1478867.319 | 6851019.4693 | 0 | 77984137.2819 | 101237270.0688 | 23713.7371 | 15.414 | 5059.3183 | 6567.8944 | 103.141 | 133.8954
1 | 4300 | 707 | 0.035 | 15 | 15 | 7 | 3.1623e-11 | 5spot_SharedNeighbor | Water | Porous | Wet | R600a | MinimizeLCOE_Brownfield | IgnoreSilica | 2019 | 113.4332 | 44.8497 | 4.3808 | 4 | 4747.64 | 6074.6462 | 96.7871 | 123.8399 | 159.2293 | 0 | 174.1287 | 6987371.7246 | 620109.4789 | 6979776.6298 | 6237600.4832 | 0 | 906683.9715 | 0 | 8475301.4923 | 22050995.9597 | 15050257.8451 | 67308097.5852 | 961560.8286 | 14923245.9986 | 14923245.9986 | 1478867.319 | 6851019.4693 | 0 | 83192904.4124 | 106446037.1994 | 31622.7766 | 17.523 | 4747.64 | 6074.6462 | 96.7871 | 123.8399
1 | 4300 | 707 | 0.035 | 15 | 15 | 7 | 4.217e-11 | 5spot_SharedNeighbor | Water | Porous | Wet | R600a | MinimizeLCOE_Brownfield | IgnoreSilica | 2019 | 123.8345 | 48.6263 | 4.8589 | 4 | 4507.0259 | 5703.4354 | 91.8818 | 116.2722 | 158.8328 | 0 | 197.1848 | 7401178.1374 | 656215.7369 | 7446136.2226 | 6794406.359 | 0 | 855699.2359 | 0 | 9029917.9198 | 23493994.1365 | 16035133.7515 | 71712681.4997 | 961560.8286 | 14923245.9986 | 14923245.9986 | 1478867.319 | 6851019.4693 | 0 | 87597488.3269 | 110850621.1139 | 42169.6503 | 19.4358 | 4507.0259 | 5703.4354 | 91.8818 | 116.2722
1 | 4300 | 707 | 0.035 | 15 | 15 | 7 | 5.6234e-11 | 5spot_SharedNeighbor | Water | Porous | Wet | R600a | MinimizeLCOE_Brownfield | IgnoreSilica | 2019 | 132.687 | 51.7499 | 5.2733 | 4 | 4322.174 | 5424.5702 | 88.1134 | 110.5872 | 158.4458 | 0 | 247.0265 | 7736564.8846 | 685445.7891 | 7826385.4014 | 7264404.1943 | 0 | 793879.5497 | 0 | 9479605.1294 | 24663988.0124 | 16833678.6127 | 75283951.5735 | 961560.8286 | 14923245.9986 | 14923245.9986 | 1478867.319 | 6851019.4693 | 0 | 91168758.4007 | 114421891.1876 | 56234.1325 | 21.0933 | 4322.174 | 5424.5702 | 88.1134 | 110.5872
1 | 4300 | 707 | 0.035 | 15 | 15 | 7 | 7.4989e-11 | 5spot_SharedNeighbor | Water | Porous | Wet | R600a | MinimizeLCOE_Brownfield | IgnoreSilica | 2019 | 142.6159 | 55.2098 | 5.6965 | 4 | 4178.3258 | 5198.8339 | 85.1808 | 105.9853 | 158.0243 | 0 | 265.4898 | 8101434.497 | 717212.3208 | 8242263.9927 | 7790153.0789 | 0 | 759319.8889 | 0 | 9988049.6736 | 25986856.4199 | 17736563.4831 | 79321853.355 | 961560.8286 | 14923245.9986 | 14923245.9986 | 1478867.319 | 6851019.4693 | 0 | 95206660.1822 | 118459792.9692 | 74989.4209 | 22.7858 | 4178.3258 | 5198.8339 | 85.1808 | 105.9853
1 | 4300 | 707 | 0.035 | 15 | 15 | 7 | 1e-10 | 5spot_SharedNeighbor | Water | Porous | Wet | R600a | MinimizeLCOE_Brownfield | IgnoreSilica | 2019 | 149.0419 | 57.4087 | 6.001 | 4 | 4068.077 | 5036.7916 | 82.9333 | 102.6818 | 157.7432 | 0 | 259.0503 | 8329950.5853 | 737090.5418 | 8503853.5836 | 8128497.3602 | 0 | 700048.2189 | 0 | 10295781.713 | 26787512.062 | 18283027.4106 | 81765761.4754 | 961560.8286 | 14923245.9986 | 14923245.9986 | 1478867.319 | 6851019.4693 | 0 | 97650568.3026 | 120903701.0895 | 100000 | 24.0041 | 4068.077 | 5036.7916 | 82.9333 | 102.6818
1 | 4300 | 707 | 0.035 | 15 | 15 | 7 | 1.3335e-10 | 5spot_SharedNeighbor | Water | Porous | Wet | R600a | MinimizeLCOE_Brownfield | IgnoreSilica | 2019 | 154.1038 | 59.1143 | 6.2446 | 4 | 3984.0971 | 4915.0301 | 81.2212 | 100.1995 | 157.5132 | 0 | 295.9914 | 8505493.1009 | 752352.0058 | 8705374.9673 | 8394030.5009 | 0 | 644482.4313 | 0 | 10530675.8724 | 27398658.4813 | 18700147.3996 | 83631214.7595 | 961560.8286 | 14923245.9986 | 14923245.9986 | 1478867.319 | 6851019.4693 | 0 | 99516021.5867 | 122769154.3737 | 133352.1432 | 24.9783 | 3984.0971 | 4915.0301 | 81.2212 | 100.1995
1 | 4300 | 707 | 0.035 | 15 | 15 | 7 | 1.7783e-10 | 5spot_SharedNeighbor | Water | Porous | Wet | R600a | MinimizeLCOE_Brownfield | IgnoreSilica | 2019 | 157.9897 | 60.4075 | 6.4349 | 4 | 3920.3009 | 4823.7045 | 79.9206 | 98.3377 | 157.3318 | 0 | 262.7629 | 8637639.133 | 763835.7387 | 8857399.13 | 8597312.817 | 0 | 594477.1084 | 0 | 10705758.9315 | 27854188.6868 | 19011056.1251 | 85021667.6704 | 961560.8286 | 14923245.9986 | 14923245.9986 | 1478867.319 | 6851019.4693 | 0 | 100906474.4976 | 124159607.2845 | 177827.941 | 25.7395 | 3920.3009 | 4823.7045 | 79.9206 | 98.3377
1 | 4300 | 707 | 0.035 | 15 | 15 | 7 | 2.3714e-10 | 5spot_SharedNeighbor | Water | Porous | Wet | R600a | MinimizeLCOE_Brownfield | IgnoreSilica | 2019 | 160.925 | 61.374 | 6.5811 | 4 | 3871.958 | 4755.2816 | 78.9351 | 96.9428 | 157.1912 | 0 | 254.0839 | 8735879.1827 | 772370.2909 | 8970593.3626 | 8750512.2366 | 0 | 551033.5107 | 0 | 10834351.5476 | 28188760.2957 | 19239408.1229 | 86042908.5497 | 961560.8286 | 14923245.9986 | 14923245.9986 | 1478867.319 | 6851019.4693 | 0 | 101927715.3769 | 125180848.1638 | 237137.3706 | 26.3246 | 3871.958 | 4755.2816 | 78.9351 | 96.9428
1 | 4300 | 707 | 0.035 | 15 | 15 | 7 | 3.1623e-10 | 5spot_SharedNeighbor | Water | Porous | Wet | R600a | MinimizeLCOE_Brownfield | IgnoreSilica | 2019 | 163.1855 | 62.1127 | 6.6943 | 4 | 3835.368 | 4703.7631 | 78.1892 | 95.8926 | 157.0813 | 0 | 262.4082 | 8810663.8216 | 778865.6441 | 9056861.5156 | 8868300.5747 | 0 | 515096.22 | 0 | 10931617.2326 | 28441825.6562 | 19412130.4314 | 86815361.0962 | 961560.8286 | 14923245.9986 | 14923245.9986 | 1478867.319 | 6851019.4693 | 0 | 102700167.9234 | 125953300.7103 | 316227.766 | 26.7771 | 3835.368 | 4703.7631 | 78.1892 | 95.8926
1 | 4300 | 707 | 0.035 | 15 | 15 | 7 | 4.217e-10 | 5spot_SharedNeighbor | Water | Porous | Wet | R600a | MinimizeLCOE_Brownfield | IgnoreSilica | 2019 | 164.8297 | 62.6467 | 6.7788 | 4 | 3807.7171 | 4665.2905 | 77.6255 | 95.1083 | 157.0004 | 0 | 272.6933 | 8864580.683 | 783547.734 | 9119110.6044 | 8953869.4177 | 0 | 485037.7808 | 0 | 11000397.0258 | 28620776.5694 | 19534268.1067 | 87361587.9218 | 961560.8286 | 14923245.9986 | 14923245.9986 | 1478867.319 | 6851019.4693 | 0 | 103246394.749 | 126499527.5359 | 421696.5034 | 27.115 | 3807.7171 | 4665.2905 | 77.6255 | 95.1083
1 | 4300 | 707 | 0.035 | 15 | 15 | 7 | 5.6234e-10 | 5spot_SharedNeighbor | Water | Porous | Wet | R600a | MinimizeLCOE_Brownfield | IgnoreSilica | 2019 | 165.0077 | 62.7045 | 6.8132 | 4 | 3786.9297 | 4640.1717 | 77.2017 | 94.5962 | 156.9909 | 0 | 267.2088 | 8870259.1004 | 784016.7106 | 9125854.5219 | 8962898.3379 | 0 | 449428.946 | 0 | 10995058.4705 | 28606886.7437 | 19524788.0153 | 87319190.8464 | 961560.8286 | 14923245.9986 | 14923245.9986 | 1478867.319 | 6851019.4693 | 0 | 103203997.6736 | 126457130.4605 | 562341.3252 | 27.2527 | 3786.9297 | 4640.1717 | 77.2017 | 94.5962
1 | 4300 | 707 | 0.035 | 15 | 15 | 7 | 7.4989e-10 | 5spot_SharedNeighbor | Water | Porous | Wet | R600a | MinimizeLCOE_Brownfield | IgnoreSilica | 2019 | 165.9286 | 63.0069 | 6.861 | 4 | 3771.2993 | 4618.5972 | 76.883 | 94.1564 | 156.9452 | 0 | 280.2527 | 8900010.3259 | 786478.8376 | 9161157.8047 | 9009792.7137 | 0 | 430278.5016 | 0 | 11032210.0915 | 28703547.6407 | 19590761.0637 | 87614236.9794 | 961560.8286 | 14923245.9986 | 14923245.9986 | 1478867.319 | 6851019.4693 | 0 | 103499043.8066 | 126752176.5935 | 749894.2093 | 27.4439 | 3771.2993 | 4618.5972 | 76.883 | 94.1564
1 | 4300 | 707 | 0.035 | 15 | 15 | 7 | 1e-09 | 5spot_SharedNeighbor | Water | Porous | Wet | R600a | MinimizeLCOE_Brownfield | IgnoreSilica | 2019 | 166.6083 | 63.2296 | 6.8967 | 4 | 3759.5264 | 4602.4344 | 76.643 | 93.8269 | 156.9114 | 0 | 270.018 | 8921890.6688 | 788288.2312 | 9187140.3672 | 9044382.5089 | 0 | 415189.5788 | 0 | 11059187.6284 | 28773737.6578 | 19638667.1926 | 87828483.8338 | 961560.8286 | 14923245.9986 | 14923245.9986 | 1478867.319 | 6851019.4693 | 0 | 103713290.661 | 126966423.4479 | 1000000 | 27.5868 | 3759.5264 | 4602.4344 | 76.643 | 93.8269
1 | 4300 | 707 | 0.035 | 15 | 15 | 7 | 1.3335e-09 | 5spot_SharedNeighbor | Water | Porous | Wet | R600a | MinimizeLCOE_Brownfield | IgnoreSilica | 2019 | 167.1077 | 63.393 | 6.9233 | 4 | 3750.6668 | 4590.3348 | 76.4624 | 93.5802 | 156.8864 | 0 | 265.2733 | 8937919.8416 | 789613.0141 | 9206185.1017 | 9069777.9322 | 0 | 403394.0764 | 0 | 11078687.0868 | 28824471.2485 | 19673293.9108 | 87983342.2121 | 961560.8286 | 14923245.9986 | 14923245.9986 | 1478867.319 | 6851019.4693 | 0 | 103868149.0393 | 127121281.8262 | 1333521.4322 | 27.6932 | 3750.6668 | 4590.3348 | 76.4624 | 93.5802
1 | 4300 | 707 | 0.035 | 15 | 15 | 7 | 1.7783e-09 | 5spot_SharedNeighbor | Water | Porous | Wet | R600a | MinimizeLCOE_Brownfield | IgnoreSilica | 2019 | 167.4903 | 63.5181 | 6.9436 | 4 | 3744.0047 | 4581.2243 | 76.3266 | 93.3945 | 156.8672 | 0 | 276.3982 | 8950179.4027 | 790625.849 | 9220756.7146 | 9089231.6041 | 0 | 394420.6264 | 0 | 11093633.5367 | 28863358.8455 | 19699835.4947 | 88102042.0737 | 961560.8286 | 14923245.9986 | 14923245.9986 | 1478867.319 | 6851019.4693 | 0 | 103986848.9009 | 127239981.6878 | 1778279.41 | 27.7742 | 3744.0047 | 4581.2243 | 76.3266 | 93.3945
1 | 4300 | 707 | 0.035 | 15 | 15 | 7 | 2.3714e-09 | 5spot_SharedNeighbor | Water | Porous | Wet | R600a | MinimizeLCOE_Brownfield | IgnoreSilica | 2019 | 167.7534 | 63.6039 | 6.9581 | 4 | 3738.9978 | 4574.467 | 76.2245 | 93.2567 | 156.854 | 0 | 256.1876 | 8958591.0988 | 791320.518 | 9230758.186 | 9102597.6519 | 0 | 387301.2041 | 0 | 11103521.7769 | 28889086.0179 | 19717394.8186 | 88180571.2719 | 961560.8286 | 14923245.9986 | 14923245.9986 | 1478867.319 | 6851019.4693 | 0 | 104065378.0991 | 127318510.886 | 2371373.7057 | 27.8324 | 3738.9978 | 4574.467 | 76.2245 | 93.2567
1 | 4300 | 707 | 0.035 | 15 | 15 | 7 | 3.1623e-09 | 5spot_SharedNeighbor | Water | Porous | Wet | R600a | MinimizeLCOE_Brownfield | IgnoreSilica | 2019 | 167.9554 | 63.6698 | 6.9692 | 4 | 3735.237 | 4569.3798 | 76.1479 | 93.153 | 156.8439 | 0 | 277.315 | 8965047.4204 | 791853.606 | 9238436.2104 | 9112864.6949 | 0 | 381940.8332 | 0 | 11111155.6783 | 28908947.8635 | 19730950.9363 | 88241197.243 | 961560.8286 | 14923245.9986 | 14923245.9986 | 1478867.319 | 6851019.4693 | 0 | 104126004.0702 | 127379136.8571 | 3162277.6602 | 27.8767 | 3735.237 | 4569.3798 | 76.1479 | 93.153
1 | 4300 | 707 | 0.035 | 15 | 15 | 7 | 4.217e-09 | 5spot_SharedNeighbor | Water | Porous | Wet | R600a | MinimizeLCOE_Brownfield | IgnoreSilica | 2019 | 168.1166 | 63.7224 | 6.9777 | 4 | 3732.413 | 4565.5307 | 76.0903 | 93.0745 | 156.8358 | 0 | 267.3094 | 8970192.7956 | 792278.4032 | 9244556.0439 | 9121051.5098 | 0 | 377983.8037 | 0 | 11117364.3969 | 28925101.6758 | 19741976.2451 | 88290504.874 | 961560.8286 | 14923245.9986 | 14923245.9986 | 1478867.319 | 6851019.4693 | 0 | 104175311.7012 | 127428444.4882 | 4216965.0343 | 27.911 | 3732.413 | 4565.5307 | 76.0903 | 93.0745
1 | 4300 | 707 | 0.035 | 15 | 15 | 7 | 5.6234e-09 | 5spot_SharedNeighbor | Water | Porous | Wet | R600a | MinimizeLCOE_Brownfield | IgnoreSilica | 2019 | 168.2332 | 63.7604 | 6.9841 | 4 | 3730.2933 | 4562.657 | 76.0471 | 93.0159 | 156.8299 | 0 | 266.5215 | 8973916.0282 | 792585.7398 | 9248985.0345 | 9126978.9573 | 0 | 374946.2111 | 0 | 11121790.6687 | 28936617.9269 | 19749836.3231 | 88325656.8896 | 961560.8286 | 14923245.9986 | 14923245.9986 | 1478867.319 | 6851019.4693 | 0 | 104210463.7168 | 127463596.5037 | 5623413.2519 | 27.9363 | 3730.2933 | 4562.657 | 76.0471 | 93.0159
1 | 4300 | 707 | 0.035 | 15 | 15 | 7 | 7.4989e-09 | 5spot_SharedNeighbor | Water | Porous | Wet | R600a | MinimizeLCOE_Brownfield | IgnoreSilica | 2019 | 165.505 | 62.8659 | 6.9105 | 4 | 3728.1366 | 4569.3552 | 76.0031 | 93.1525 | 156.9643 | 0 | 689.2497 | 8886107.5374 | 785322.4448 | 9144703.8225 | 8988100.5947 | 0 | 339759.97 | 0 | 10976157.804 | 28557711.0865 | 19491224.6188 | 87169087.8787 | 961560.8286 | 14923245.9986 | 14923245.9986 | 1478867.319 | 6851019.4693 | 0 | 103053894.7059 | 126307027.4928 | 7498942.0933 | 27.6422 | 3728.1366 | 4569.3552 | 76.0031 | 93.1525
1 | 4300 | 707 | 0.035 | 15 | 15 | 7 | 1e-08 | 5spot_SharedNeighbor | Water | Porous | Wet | R600a | MinimizeLCOE_Brownfield | IgnoreSilica | 2019 | 165.946 | 63.0109 | 6.9248 | 4 | 3726.8599 | 4566.3467 | 75.9771 | 93.0912 | 156.9427 | 0 | 618.3056 | 8900368.431 | 786503.1476 | 9161623.8511 | 9010568.7558 | 0 | 342152.3668 | 0 | 10998474.4554 | 28615774.4357 | 19530854.0477 | 87346319.4912 | 961560.8286 | 14923245.9986 | 14923245.9986 | 1478867.319 | 6851019.4693 | 0 | 103231126.3184 | 126484259.1053 | 10000000 | 27.6992 | 3726.8599 | 4566.3467 | 75.9771 | 93.0912
1 | 4400 | 707 | 0.035 | 15 | 15 | 7 | 1e-13 | 5spot_SharedNeighbor | Water | Porous | Wet | R600a | MinimizeLCOE_Brownfield | IgnoreSilica | 2019 | 0 | 0 | 0 | 0 |  |  |  |  | 15 |  | 25.6994 | [19 empty] | 100 | 0
1 | 4400 | 707 | 0.035 | 15 | 15 | 7 | 1.3335e-13 | 5spot_SharedNeighbor | Water | Porous | Wet | R600a | MinimizeLCOE_Brownfield | IgnoreSilica | 2019 | 0.85236 | 0.15217 | 0.0026593 | 4 | 1622491.8783 | 3868845.9405 | 33076.6915 | 78871.6575 | 105.4053 | 0 | 50.216 | 99428.4153 | 6361.0794 | 76478.0786 | 54000.4003 | 0 | 59330.2683 | 0 | 115283.3144 | 299943.5361 | 204717.6266 | 915542.719 | 961560.8286 | 15381354.416 | 15381354.416 | 1478867.319 | 7034262.8363 | 0 | 17258457.9636 | 41152942.5348 | 133.3521 | 0.010637 | 1622491.8783 | 3868845.9405 | 33076.6915 | 78871.6575
1 | 4400 | 707 | 0.035 | 15 | 15 | 7 | 1.7783e-13 | 5spot_SharedNeighbor | Water | Porous | Wet | R600a | MinimizeLCOE_Brownfield | IgnoreSilica | 2019 | 1.0887 | 0.22775 | 0.0082369 | 4 | 532208.088 | 1257433.3048 | 10849.7817 | 25634.4787 | 115.0304 | 0 | 55.8663 | 139427.8597 | 9462.0762 | 104868.3424 | 65419.526 | 0 | 65712.7797 | 0 | 150107.3278 | 390548.4757 | 266557.3596 | 1192103.7472 | 961560.8286 | 15381354.416 | 15381354.416 | 1478867.319 | 7034262.8363 | 0 | 17535018.9918 | 41429503.5631 | 177.8279 | 0.032948 | 532208.088 | 1257433.3048 | 10849.7817 | 25634.4787
1 | 4400 | 707 | 0.035 | 15 | 15 | 7 | 2.3714e-13 | 5spot_SharedNeighbor | Water | Porous | Wet | R600a | MinimizeLCOE_Brownfield | IgnoreSilica | 2019 | 1.4371 | 0.34825 | 0.017698 | 4 | 253465.4773 | 590996.1769 | 5167.2366 | 12048.2564 | 124.6827 | 0 | 62.3428 | 197399.5427 | 14228.984 | 146311.5175 | 82966.5597 | 0 | 75816.1158 | 0 | 201521.8606 | 524318.5436 | 357858.1797 | 1600421.3035 | 961560.8286 | 15381354.416 | 15381354.416 | 1478867.319 | 7034262.8363 | 0 | 17943336.5481 | 41837821.1193 | 237.1374 | 0.070792 | 253465.4773 | 590996.1769 | 5167.2366 | 12048.2564
1 | 4400 | 707 | 0.035 | 15 | 15 | 7 | 3.1623e-13 | 5spot_SharedNeighbor | Water | Porous | Wet | R600a | MinimizeLCOE_Brownfield | IgnoreSilica | 2019 | 1.8653 | 0.50549 | 0.031543 | 4 | 146072.9431 | 335454.9206 | 2977.8945 | 6838.7023 | 132.4221 | 0 | 320.2745 | 266169.6602 | 20186.6853 | 196068.0268 | 105706.1495 | 0 | 85767.077 | 0 | 262820.0636 | 683803.8936 | 466710.2082 | 2087231.7643 | 961560.8286 | 15381354.416 | 15381354.416 | 1478867.319 | 7034262.8363 | 0 | 18430147.0089 | 42324631.5801 | 316.2278 | 0.12617 | 146072.9431 | 335454.9206 | 2977.8945 | 6838.7023
1 | 4400 | 707 | 0.035 | 15 | 15 | 7 | 4.217e-13 | 5spot_SharedNeighbor | Water | Porous | Wet | R600a | MinimizeLCOE_Brownfield | IgnoreSilica | 2019 | 2.4293 | 0.71935 | 0.051337 | 4 | 92720.8061 | 209081.1944 | 1890.239 | 4262.403 | 138.9745 | 0 | 422.5791 | 351195.3433 | 27839.9074 | 258862.7873 | 135370.8182 | 0 | 97569.0164 | 0 | 339626.7703 | 883639.1894 | 603101.9037 | 2697205.7362 | 961560.8286 | 15381354.416 | 15381354.416 | 1478867.319 | 7034262.8363 | 0 | 19040120.9808 | 42934605.552 | 421.6965 | 0.20535 | 92720.8061 | 209081.1944 | 1890.239 | 4262.403
1 | 4400 | 707 | 0.035 | 15 | 15 | 7 | 5.6234e-13 | 5spot_SharedNeighbor | Water | Porous | Wet | R600a | MinimizeLCOE_Brownfield | IgnoreSilica | 2019 | 3.1878 | 1.0163 | 0.079897 | 4 | 62062.1703 | 136829.0316 | 1265.2213 | 2789.4449 | 144.4785 | 0 | 554.2003 | 459184.2667 | 37933.4149 | 339975.1653 | 177712.2037 | 0 | 112426.0909 | 0 | 439620.1452 | 1143801.4394 | 780667.9851 | 3491320.7113 | 961560.8286 | 15381354.416 | 15381354.416 | 1478867.319 | 7034262.8363 | 0 | 19834235.9559 | 43728720.5271 | 562.3413 | 0.31959 | 62062.1703 | 136829.0316 | 1265.2213 | 2789.4449
1 | 4400 | 707 | 0.035 | 15 | 15 | 7 | 7.4989e-13 | 5spot_SharedNeighbor | Water | Porous | Wet | R600a | MinimizeLCOE_Brownfield | IgnoreSilica | 2019 | 4.1969 | 1.4184 | 0.11965 | 4 | 43540.7302 | 93465.8054 | 887.6367 | 1905.4269 | 148.9383 | 0 | 75.0981 | 592634.5258 | 50781.3062 | 442434.5455 | 235218.9724 | 0 | 130532.1246 | 0 | 566124.5751 | 1472940.0162 | 1005311.827 | 4495977.8928 | 961560.8286 | 15381354.416 | 15381354.416 | 1478867.319 | 7034262.8363 | 0 | 20838893.1374 | 44733377.7087 | 749.8942 | 0.47861 | 43540.7302 | 93465.8054 | 887.6367 | 1905.4269
1 | 4400 | 707 | 0.035 | 15 | 15 | 7 | 1e-12 | 5spot_SharedNeighbor | Water | Porous | Wet | R600a | MinimizeLCOE_Brownfield | IgnoreSilica | 2019 | 5.5199 | 1.9499 | 0.17344 | 4 | 31828.9918 | 66271.8735 | 648.8771 | 1351.0418 | 152.4402 | 0 | 87.7376 | 753924.5959 | 66684.8607 | 569170.196 | 311095.0739 | 0 | 151799.9652 | 0 | 722543.1297 | 1879909.0096 | 1283076.5273 | 5738203.3584 | 961560.8286 | 15381354.416 | 15381354.416 | 1478867.319 | 7034262.8363 | 0 | 22081118.603 | 45975603.1742 | 1000 | 0.69374 | 31828.9918 | 66271.8735 | 648.8771 | 1351.0418
1 | 4400 | 707 | 0.035 | 15 | 15 | 7 | 1.3335e-12 | 5spot_SharedNeighbor | Water | Porous | Wet | R600a | MinimizeLCOE_Brownfield | IgnoreSilica | 2019 | 7.3032 | 2.6712 | 0.246 | 4 | 24034.5469 | 48317.3765 | 489.9767 | 985.0151 | 155.1513 | 0 | 83.6569 | 951912.2539 | 86178.5878 | 730748.6609 | 411674.1763 | 0 | 178756.2938 | 0 | 920115.2893 | 2393951.2413 | 1633920.913 | 7307257.4163 | 961560.8286 | 15381354.416 | 15381354.416 | 1478867.319 | 7034262.8363 | 0 | 23650172.6609 | 47544657.2321 | 1333.5214 | 0.98401 | 24034.5469 | 48317.3765 | 489.9767 | 985.0151
1 | 4400 | 707 | 0.035 | 15 | 15 | 7 | 1.7783e-12 | 5spot_SharedNeighbor | Water | Porous | Wet | R600a | MinimizeLCOE_Brownfield | IgnoreSilica | 2019 | 9.6764 | 3.7062 | 0.34449 | 4 | 18643.9025 | 35984.3292 | 380.0812 | 733.5892 | 157.4278 | 0 | 72.1207 | 1197691.1604 | 108264.1073 | 949673.3342 | 549413.2105 | 0 | 213023.0074 | 0 | 1177045.2797 | 3062430.3727 | 2090171.656 | 9347712.1283 | 961560.8286 | 15381354.416 | 15381354.416 | 1478867.319 | 7034262.8363 | 0 | 25690627.3729 | 49585111.9442 | 1778.2794 | 1.378 | 18643.9025 | 35984.3292 | 380.0812 | 733.5892
1 | 4400 | 707 | 0.035 | 15 | 15 | 7 | 2.3714e-12 | 5spot_SharedNeighbor | Water | Porous | Wet | R600a | MinimizeLCOE_Brownfield | IgnoreSilica | 2019 | 12.8131 | 5.0546 | 0.47301 | 4 | 14892.8741 | 27521.9324 | 303.6114 | 561.0718 | 159.0971 | 0 | 98.4402 | 1489916.129 | 134528.8248 | 1217253.2088 | 725509.6532 | 0 | 253843.0263 | 0 | 1490209.8284 | 3877220.2894 | 2646282.5164 | 11834763.4763 | 961560.8286 | 15381354.416 | 15381354.416 | 1478867.319 | 7034262.8363 | 0 | 28177678.7209 | 52072163.2922 | 2371.3737 | 1.892 | 14892.8741 | 27521.9324 | 303.6114 | 561.0718
1 | 4400 | 707 | 0.035 | 15 | 15 | 7 | 3.1623e-12 | 5spot_SharedNeighbor | Water | Porous | Wet | R600a | MinimizeLCOE_Brownfield | IgnoreSilica | 2019 | 16.9937 | 6.8523 | 0.6442 | 4 | 12146.9881 | 21419.9185 | 247.6328 | 436.674 | 160.3807 | 0 | 90.2537 | 1846240.6644 | 166464.0915 | 1552748.7044 | 959957.1663 | 0 | 303848.5517 | 0 | 1883411.0795 | 4900249.2882 | 3344520.8292 | 14957440.3752 | 961560.8286 | 15381354.416 | 15381354.416 | 1478867.319 | 7034262.8363 | 0 | 31300355.6198 | 55194840.1911 | 3162.2777 | 2.5768 | 12146.9881 | 21419.9185 | 247.6328 | 436.674
1 | 4400 | 707 | 0.035 | 15 | 15 | 7 | 4.217e-12 | 5spot_SharedNeighbor | Water | Porous | Wet | R600a | MinimizeLCOE_Brownfield | IgnoreSilica | 2019 | 22.5379 | 9.2371 | 0.87127 | 4 | 10103.2065 | 16959.4195 | 205.9675 | 345.7407 | 161.3591 | 0 | 91.6688 | 2279432.0566 | 205169.0961 | 1971799.5046 | 1270750.581 | 0 | 364573.8156 | 0 | 2375772.7711 | 6181273.4123 | 4218846.1163 | 18867617.3537 | 961560.8286 | 15381354.416 | 15381354.416 | 1478867.319 | 7034262.8363 | 0 | 35210532.5983 | 59105017.1695 | 4216.965 | 3.4851 | 10103.2065 | 16959.4195 | 205.9675 | 345.7407
1 | 4400 | 707 | 0.035 | 15 | 15 | 7 | 5.6234e-12 | 5spot_SharedNeighbor | Water | Porous | Wet | R600a | MinimizeLCOE_Brownfield | IgnoreSilica | 2019 | 29.8442 | 12.3808 | 1.1707 | 4 | 8560.3235 | 13662.8956 | 174.5138 | 278.5366 | 162.1008 | 0 | 94.678 | 2803739.4136 | 251860.6012 | 2492483.1325 | 1680256.7852 | 0 | 437689.0167 | 0 | 2989751.2902 | 7778719.5748 | 5309135.9465 | 23743635.7608 | 961560.8286 | 15381354.416 | 15381354.416 | 1478867.319 | 7034262.8363 | 0 | 40086551.0054 | 63981035.5766 | 5623.4133 | 4.6828 | 8560.3235 | 13662.8956 | 174.5138 | 278.5366
1 | 4400 | 707 | 0.035 | 15 | 15 | 7 | 7.4989e-12 | 5spot_SharedNeighbor | Water | Porous | Wet | R600a | MinimizeLCOE_Brownfield | IgnoreSilica | 2019 | 39.4421 | 16.5111 | 1.5639 | 4 | 7379.5165 | 11199.3144 | 150.4414 | 228.3132 | 162.662 | 0 | 102.0785 | 3437384.8552 | 308091.1447 | 3138007.0834 | 2218096.1694 | 0 | 526029.3307 | 0 | 3754767.3475 | 9769134.4295 | 6667634.9838 | 29819145.3442 | 961560.8286 | 15381354.416 | 15381354.416 | 1478867.319 | 7034262.8363 | 0 | 46162060.5888 | 70056545.1601 | 7498.9421 | 6.2554 | 7379.5165 | 11199.3144 | 150.4414 | 228.3132
1 | 4400 | 707 | 0.035 | 15 | 15 | 7 | 1e-11 | 5spot_SharedNeighbor | Water | Porous | Wet | R600a | MinimizeLCOE_Brownfield | IgnoreSilica | 2019 | 51.858 | 21.8489 | 2.0718 | 4 | 6471.0462 | 9354.3077 | 131.921 | 190.7002 | 163.0651 | 0 | 112.3802 | 4192248.6839 | 374832.2156 | 3926241.4045 | 2913732.9228 | 0 | 630918.1797 | 0 | 4694809.6285 | 12214931.6156 | 8336941.8194 | 37284656.47 | 961560.8286 | 15381354.416 | 15381354.416 | 1478867.319 | 7034262.8363 | 0 | 53627571.7146 | 77522056.2858 | 10000 | 8.2873 | 6471.0462 | 9354.3077 | 131.921 | 190.7002
1 | 4400 | 707 | 0.035 | 15 | 15 | 7 | 1.3335e-11 | 5spot_SharedNeighbor | Water | Porous | Wet | R600a | MinimizeLCOE_Brownfield | IgnoreSilica | 2019 | 67.6199 | 28.5805 | 2.7111 | 4 | 5774.2601 | 7977.6141 | 117.7161 | 162.6345 | 163.2662 | 0 | 109.3566 | 5072462.7039 | 452361.4748 | 4867318.8842 | 3795096.8772 | 0 | 753934.0201 | 0 | 5827057.8444 | 15160809.2173 | 10347563.8143 | 46276604.836 | 961560.8286 | 15381354.416 | 15381354.416 | 1478867.319 | 7034262.8363 | 0 | 62619520.0806 | 86514004.6518 | 13335.2143 | 10.8446 | 5774.2601 | 7977.6141 | 117.7161 | 162.6345
1 | 4400 | 707 | 0.035 | 15 | 15 | 7 | 1.7783e-11 | 5spot_SharedNeighbor | Water | Porous | Wet | R600a | MinimizeLCOE_Brownfield | IgnoreSilica | 2019 | 86.9548 | 36.6812 | 3.4769 | 4 | 5251.1368 | 6969.2085 | 107.0515 | 142.0767 | 163.1431 | 0 | 108.6025 | 6056406.0895 | 538699.9257 | 5942763.3137 | 4870940.222 | 0 | 894017.951 | 0 | 7138102.7257 | 18571879.0662 | 12675689.0766 | 56688498.3704 | 961560.8286 | 15381354.416 | 15381354.416 | 1478867.319 | 7034262.8363 | 0 | 73031413.615 | 96925898.1863 | 17782.7941 | 13.9077 | 5251.1368 | 6969.2085 | 107.0515 | 142.0767
1 | 4400 | 707 | 0.035 | 15 | 15 | 7 | 2.3714e-11 | 5spot_SharedNeighbor | Water | Porous | Wet | R600a | MinimizeLCOE_Brownfield | IgnoreSilica | 2019 | 104.8741 | 43.9459 | 4.209 | 4 | 4870.0361 | 6289.2941 | 99.2823 | 128.2158 | 162.7244 | 0 | 113.2725 | 6886889.948 | 611334.8826 | 6867017.6113 | 5859405.4683 | 0 | 971072.1914 | 0 | 8266330.8396 | 21507297.187 | 14679172.2609 | 65648520.3891 | 961560.8286 | 15381354.416 | 15381354.416 | 1478867.319 | 7034262.8363 | 0 | 81991435.6337 | 105885920.2049 | 23713.7371 | 16.8359 | 4870.0361 | 6289.2941 | 99.2823 | 128.2158
1 | 4400 | 707 | 0.035 | 15 | 15 | 7 | 3.1623e-11 | 5spot_SharedNeighbor | Water | Porous | Wet | R600a | MinimizeLCOE_Brownfield | IgnoreSilica | 2019 | 116.5855 | 48.5333 | 4.7667 | 4 | 4579.2692 | 5832.4791 | 93.3546 | 118.903 | 162.3156 | 0 | 178.0019 | 7391098.4403 | 655336.7969 | 7434739.1332 | 6499736.7217 | 0 | 932386.8949 | 0 | 8936186.2149 | 23250123.4674 | 15868687.0087 | 70968294.678 | 961560.8286 | 15381354.416 | 15381354.416 | 1478867.319 | 7034262.8363 | 0 | 87311209.9226 | 111205694.4938 | 31622.7766 | 19.0666 | 4579.2692 | 5832.4791 | 93.3546 | 118.903
1 | 4400 | 707 | 0.035 | 15 | 15 | 7 | 4.217e-11 | 5spot_SharedNeighbor | Water | Porous | Wet | R600a | MinimizeLCOE_Brownfield | IgnoreSilica | 2019 | 126.9233 | 52.4646 | 5.2685 | 4 | 4354.8159 | 5488.644 | 88.7788 | 111.8934 | 161.8793 | 0 | 213.2409 | 7812488.6724 | 692058.717 | 7912737.3628 | 7060838.2047 | 0 | 876102.216 | 0 | 9498147.8174 | 24712232.283 | 16866606.3187 | 75431211.592 | 961560.8286 | 15381354.416 | 15381354.416 | 1478867.319 | 7034262.8363 | 0 | 91774126.8366 | 115668611.4079 | 42169.6503 | 21.0742 | 4354.8159 | 5488.644 | 88.7788 | 111.8934
1 | 4400 | 707 | 0.035 | 15 | 15 | 7 | 5.6234e-11 | 5spot_SharedNeighbor | Water | Porous | Wet | R600a | MinimizeLCOE_Brownfield | IgnoreSilica | 2019 | 137.9024 | 56.5288 | 5.765 | 4 | 4181.7695 | 5217.9644 | 85.251 | 106.3753 | 161.3698 | 0 | 231.2504 | 8238816.7002 | 729164.5067 | 8399427.7048 | 7652427.5721 | 0 | 837910.9893 | 0 | 10084521.5145 | 26237856.361 | 17907876.1004 | 80088001.449 | 961560.8286 | 15381354.416 | 15381354.416 | 1478867.319 | 7034262.8363 | 0 | 96430916.6936 | 120325401.2649 | 56234.1325 | 23.0598 | 4181.7695 | 5217.9644 | 85.251 | 106.3753
1 | 4400 | 707 | 0.035 | 15 | 15 | 7 | 7.4989e-11 | 5spot_SharedNeighbor | Water | Porous | Wet | R600a | MinimizeLCOE_Brownfield | IgnoreSilica | 2019 | 145.7977 | 59.4161 | 6.1532 | 4 | 4047.0693 | 5017.879 | 82.505 | 102.2963 | 161.0144 | 0 | 233.6827 | 8536410.2891 | 755039.1402 | 8740918.3221 | 8076869.0289 | 0 | 775021.8546 | 0 | 10484860.8676 | 27279457.2369 | 18618790.101 | 83267366.8404 | 961560.8286 | 15381354.416 | 15381354.416 | 1478867.319 | 7034262.8363 | 0 | 99610282.085 | 123504766.6563 | 74989.4209 | 24.6129 | 4047.0693 | 5017.879 | 82.505 | 102.2963
1 | 4400 | 707 | 0.035 | 15 | 15 | 7 | 1e-10 | 5spot_SharedNeighbor | Water | Porous | Wet | R600a | MinimizeLCOE_Brownfield | IgnoreSilica | 2019 | 152.1554 | 61.6966 | 6.4704 | 4 | 3944.0963 | 4867.3256 | 80.4057 | 99.227 | 160.7138 | 0 | 250.3858 | 8768571.6022 | 775209.9232 | 9008295.2917 | 8416363.718 | 0 | 712820.3752 | 0 | 10795691.755 | 28088175.4456 | 19170756.8959 | 85735885.0067 | 961560.8286 | 15381354.416 | 15381354.416 | 1478867.319 | 7034262.8363 | 0 | 102078800.2513 | 125973284.8226 | 100000 | 25.8814 | 3944.0963 | 4867.3256 | 80.4057 | 99.227
1 | 4400 | 707 | 0.035 | 15 | 15 | 7 | 1.3335e-10 | 5spot_SharedNeighbor | Water | Porous | Wet | R600a | MinimizeLCOE_Brownfield | IgnoreSilica | 2019 | 157.1271 | 63.4528 | 6.7225 | 4 | 3865.6562 | 4754.2557 | 78.8066 | 96.9219 | 160.4701 | 0 | 241.3115 | 8945703.8105 | 790591.1184 | 9212853.5098 | 8680925.8944 | 0 | 654587.6469 | 0 | 11031018.1722 | 28700446.5112 | 19588644.4791 | 87604771.1425 | 961560.8286 | 15381354.416 | 15381354.416 | 1478867.319 | 7034262.8363 | 0 | 103947686.3871 | 127842170.9584 | 133352.1432 | 26.89 | 3865.6562 | 4754.2557 | 78.8066 | 96.9219
1 | 4400 | 707 | 0.035 | 15 | 15 | 7 | 1.7783e-10 | 5spot_SharedNeighbor | Water | Porous | Wet | R600a | MinimizeLCOE_Brownfield | IgnoreSilica | 2019 | 160.9593 | 64.7899 | 6.9197 | 4 | 3806.0634 | 4669.3356 | 77.5917 | 95.1907 | 160.2774 | 0 | 221.2565 | 9079643.5526 | 802216.9012 | 9367845.9137 | 8884324.3053 | 0 | 602714.9601 | 0 | 11207330.7968 | 29159175.7937 | 19901736.6403 | 89004988.8637 | 961560.8286 | 15381354.416 | 15381354.416 | 1478867.319 | 7034262.8363 | 0 | 105347904.1083 | 129242388.6795 | 177827.941 | 27.679 | 3806.0634 | 4669.3356 | 77.5917 | 95.1907
1 | 4400 | 707 | 0.035 | 15 | 15 | 7 | 2.3714e-10 | 5spot_SharedNeighbor | Water | Porous | Wet | R600a | MinimizeLCOE_Brownfield | IgnoreSilica | 2019 | 163.8675 | 65.7951 | 7.0717 | 4 | 3760.8847 | 4605.6076 | 76.6707 | 93.8915 | 160.1284 | 0 | 283.6885 | 9179808.6839 | 810908.4182 | 9483929.3863 | 9038381.8018 | 0 | 558010.1245 | 0 | 11337704.9817 | 29498382.6792 | 20133252.3097 | 90040378.3852 | 961560.8286 | 15381354.416 | 15381354.416 | 1478867.319 | 7034262.8363 | 0 | 106383293.6298 | 130277778.2011 | 237137.3706 | 28.2868 | 3760.8847 | 4605.6076 | 76.6707 | 93.8915
1 | 4400 | 707 | 0.035 | 15 | 15 | 7 | 3.1623e-10 | 5spot_SharedNeighbor | Water | Porous | Wet | R600a | MinimizeLCOE_Brownfield | IgnoreSilica | 2019 | 166.0406 | 66.5406 | 7.1872 | 4 | 3726.6965 | 4557.8448 | 75.9737 | 92.9178 | 160.0156 | 0 | 269.0285 | 9253825.8922 | 817329.5722 | 9569804.3479 | 9153333.2156 | 0 | 520384.4721 | 0 | 11432724.2251 | 29745603.2594 | 20301985.4356 | 90794990.4201 | 961560.8286 | 15381354.416 | 15381354.416 | 1478867.319 | 7034262.8363 | 0 | 107137905.6647 | 131032390.236 | 316227.766 | 28.7488 | 3726.6965 | 4557.8448 | 75.9737 | 92.9178
1 | 4400 | 707 | 0.035 | 15 | 15 | 7 | 4.217e-10 | 5spot_SharedNeighbor | Water | Porous | Wet | R600a | MinimizeLCOE_Brownfield | IgnoreSilica | 2019 | 167.7339 | 67.1176 | 7.2766 | 4 | 3700.8559 | 4521.7903 | 75.447 | 92.1828 | 159.9268 | 0 | 252.4255 | 9310951.6762 | 822284.5166 | 9636136.5282 | 9242528.0513 | 0 | 490321.7713 | 0 | 11505866.792 | 29935905.2149 | 20431870.4305 | 91375864.981 | 961560.8286 | 15381354.416 | 15381354.416 | 1478867.319 | 7034262.8363 | 0 | 107718780.2256 | 131613264.7969 | 421696.5034 | 29.1065 | 3700.8559 | 4521.7903 | 75.447 | 92.1828
1 | 4400 | 707 | 0.035 | 15 | 15 | 7 | 5.6234e-10 | 5spot_SharedNeighbor | Water | Porous | Wet | R600a | MinimizeLCOE_Brownfield | IgnoreSilica | 2019 | 168.9371 | 67.5257 | 7.3423 | 4 | 3681.3548 | 4494.9448 | 75.0494 | 91.6355 | 159.8632 | 0 | 261.7634 | 9351268.253 | 825781.0341 | 9682979.044 | 9305805.0549 | 0 | 465424.7376 | 0 | 11556190.6682 | 30066837.618 | 20521234.486 | 91775520.8959 | 961560.8286 | 15381354.416 | 15381354.416 | 1478867.319 | 7034262.8363 | 0 | 108118436.1405 | 132012920.7118 | 562341.3252 | 29.3692 | 3681.3548 | 4494.9448 | 75.0494 | 91.6355
1 | 4400 | 707 | 0.035 | 15 | 15 | 7 | 7.4989e-10 | 5spot_SharedNeighbor | Water | Porous | Wet | R600a | MinimizeLCOE_Brownfield | IgnoreSilica | 2019 | 169.8138 | 67.8221 | 7.3911 | 4 | 3666.6555 | 4474.8695 | 74.7497 | 91.2263 | 159.8166 | 0 | 303.5503 | 9380507.2929 | 828316.6085 | 9716965.6304 | 9351881.0239 | 0 | 445474.4139 | 0 | 11592026.5382 | 30160075.2007 | 20584871.0521 | 92060117.7606 | 961560.8286 | 15381354.416 | 15381354.416 | 1478867.319 | 7034262.8363 | 0 | 108403033.0052 | 132297517.5765 | 749894.2093 | 29.5646 | 3666.6555 | 4474.8695 | 74.7497 | 91.2263
1 | 4400 | 707 | 0.035 | 15 | 15 | 7 | 1e-09 | 5spot_SharedNeighbor | Water | Porous | Wet | R600a | MinimizeLCOE_Brownfield | IgnoreSilica | 2019 | 170.4787 | 68.0464 | 7.4282 | 4 | 3655.5865 | 4459.7714 | 74.5241 | 90.9185 | 159.7811 | 0 | 285.7041 | 9402608.1034 | 830233.0381 | 9742663.1284 | 9386810.3071 | 0 | 429993.3163 | 0 | 11619000.0784 | 30230254.8194 | 20632770.0838 | 92274332.8749 | 961560.8286 | 15381354.416 | 15381354.416 | 1478867.319 | 7034262.8363 | 0 | 108617248.1195 | 132511732.6908 | 1000000 | 29.7127 | 3655.5865 | 4459.7714 | 74.5241 | 90.9185
1 | 4400 | 707 | 0.035 | 15 | 15 | 7 | 1.3335e-09 | 5spot_SharedNeighbor | Water | Porous | Wet | R600a | MinimizeLCOE_Brownfield | IgnoreSilica | 2019 | 170.9586 | 68.2079 | 7.4555 | 4 | 3647.2582 | 4448.4959 | 74.3543 | 90.6886 | 159.7554 | 0 | 296.7577 | 9418515.9891 | 831612.393 | 9761164.2116 | 9412009.2664 | 0 | 417809.1266 | 0 | 11638033.2848 | 30279775.3183 | 20666568.8419 | 92425488.4317 | 961560.8286 | 15381354.416 | 15381354.416 | 1478867.319 | 7034262.8363 | 0 | 108768403.6763 | 132662888.2476 | 1333521.4322 | 29.822 | 3647.2582 | 4448.4959 | 74.3543 | 90.6886
1 | 4400 | 707 | 0.035 | 15 | 15 | 7 | 1.7783e-09 | 5spot_SharedNeighbor | Water | Porous | Wet | R600a | MinimizeLCOE_Brownfield | IgnoreSilica | 2019 | 171.3265 | 68.3316 | 7.4763 | 4 | 3640.9963 | 4440.0068 | 74.2266 | 90.5155 | 159.7357 | 0 | 308.9622 | 9430686.9768 | 832667.6879 | 9775321.6856 | 9431319.2271 | 0 | 408546.8732 | 0 | 11652631.5557 | 30317757.0245 | 20692492.1369 | 92541423.1676 | 961560.8286 | 15381354.416 | 15381354.416 | 1478867.319 | 7034262.8363 | 0 | 108884338.4122 | 132778822.9834 | 1778279.41 | 29.9051 | 3640.9963 | 4440.0068 | 74.2266 | 90.5155
1 | 4400 | 707 | 0.035 | 15 | 15 | 7 | 2.3714e-09 | 5spot_SharedNeighbor | Water | Porous | Wet | R600a | MinimizeLCOE_Brownfield | IgnoreSilica | 2019 | 171.5971 | 68.4225 | 7.4917 | 4 | 3636.2908 | 4433.6521 | 74.1307 | 90.386 | 159.7211 | 0 | 300.7576 | 9439627.1842 | 833442.8345 | 9785722.421 | 9445521.3788 | 0 | 401415.2867 | 0 | 11663234.351 | 30345343.3229 | 20711320.3524 | 92625627.1314 | 961560.8286 | 15381354.416 | 15381354.416 | 1478867.319 | 7034262.8363 | 0 | 108968542.376 | 132863026.9473 | 2371373.7057 | 29.9669 | 3636.2908 | 4433.6521 | 74.1307 | 90.386
1 | 4400 | 707 | 0.035 | 15 | 15 | 7 | 3.1623e-09 | 5spot_SharedNeighbor | Water | Porous | Wet | R600a | MinimizeLCOE_Brownfield | IgnoreSilica | 2019 | 171.7823 | 68.4847 | 7.5028 | 4 | 3632.7566 | 4428.939 | 74.0587 | 90.2899 | 159.7111 | 0 | 283.9622 | 9445738.281 | 833972.6774 | 9792832.5234 | 9455240.3069 | 0 | 395791.8903 | 0 | 11670194.5148 | 30363452.2415 | 20723680.0614 | 92680902.4967 | 961560.8286 | 15381354.416 | 15381354.416 | 1478867.319 | 7034262.8363 | 0 | 109023817.7413 | 132918302.3126 | 3162277.6602 | 30.0113 | 3632.7566 | 4428.939 | 74.0587 | 90.2899
1 | 4400 | 707 | 0.035 | 15 | 15 | 7 | 4.217e-09 | 5spot_SharedNeighbor | Water | Porous | Wet | R600a | MinimizeLCOE_Brownfield | IgnoreSilica | 2019 | 171.9332 | 68.5353 | 7.5115 | 4 | 3630.103 | 4425.3649 | 74.0046 | 90.217 | 159.703 | 0 | 293.0851 | 9450716.6722 | 834404.3067 | 9798625.1475 | 9463161.0114 | 0 | 391669.8414 | 0 | 11676045.0219 | 30378674.0608 | 20734069.2659 | 92727365.3278 | 961560.8286 | 15381354.416 | 15381354.416 | 1478867.319 | 7034262.8363 | 0 | 109070280.5724 | 132964765.1437 | 4216965.0343 | 30.0461 | 3630.103 | 4425.3649 | 74.0046 | 90.217
1 | 4400 | 707 | 0.035 | 15 | 15 | 7 | 5.6234e-09 | 5spot_SharedNeighbor | Water | Porous | Wet | R600a | MinimizeLCOE_Brownfield | IgnoreSilica | 2019 | 172.0381 | 68.5704 | 7.5178 | 4 | 3628.1112 | 4422.7097 | 73.964 | 90.1629 | 159.6974 | 0 | 295.5147 | 9454170.9449 | 834703.7908 | 9802644.5867 | 9468660.5312 | 0 | 388458.7305 | 0 | 11679969.0478 | 30388883.5712 | 20741037.4664 | 92758528.6693 | 961560.8286 | 15381354.416 | 15381354.416 | 1478867.319 | 7034262.8363 | 0 | 109101443.9139 | 132995928.4852 | 5623413.2519 | 30.0711 | 3628.1112 | 4422.7097 | 73.964 | 90.1629
1 | 4400 | 707 | 0.035 | 15 | 15 | 7 | 7.4989e-09 | 5spot_SharedNeighbor | Water | Porous | Wet | R600a | MinimizeLCOE_Brownfield | IgnoreSilica | 2019 | 172.1307 | 68.6015 | 7.5229 | 4 | 3626.6165 | 4420.6743 | 73.9335 | 90.1214 | 159.6924 | 0 | 293.3055 | 9457222.8441 | 834968.387 | 9806195.9604 | 9473519.4606 | 0 | 386196.7615 | 0 | 11683660.3313 | 30398487.5338 | 20747592.3683 | 92787843.647 | 961560.8286 | 15381354.416 | 15381354.416 | 1478867.319 | 7034262.8363 | 0 | 109130758.8916 | 133025243.4629 | 7498942.0933 | 30.0916 | 3626.6165 | 4420.6743 | 73.9335 | 90.1214
1 | 4400 | 707 | 0.035 | 15 | 15 | 7 | 1e-08 | 5spot_SharedNeighbor | Water | Porous | Wet | R600a | MinimizeLCOE_Brownfield | IgnoreSilica | 2019 | 172.187 | 68.6204 | 7.5264 | 4 | 3625.495 | 4419.1885 | 73.9106 | 90.0911 | 159.6893 | 0 | 303.3277 | 9459076.8607 | 835129.1272 | 9808353.471 | 9476473.5394 | 0 | 384342.4878 | 0 | 11685716.4396 | 30403837.1059 | 20751243.5612 | 92804172.5929 | 961560.8286 | 15381354.416 | 15381354.416 | 1478867.319 | 7034262.8363 | 0 | 109147087.8375 | 133041572.4088 | 10000000 | 30.1054 | 3625.495 | 4419.1885 | 73.9106 | 90.0911
1 | 4500 | 707 | 0.035 | 15 | 15 | 7 | 1e-13 | 5spot_SharedNeighbor | Water | Porous | Wet | R600a | MinimizeLCOE_Brownfield | IgnoreSilica | 2019 | 0 | 0 | 0 | 0 |  |  |  |  | 15 |  | 26.0335 | [19 empty] | 100 | 0
1 | 4500 | 707 | 0.035 | 15 | 15 | 7 | 1.3335e-13 | 5spot_SharedNeighbor | Water | Porous | Wet | R600a | MinimizeLCOE_Brownfield | IgnoreSilica | 2019 | 0.87181 | 0.16115 | 0.0035114 | 4 | 1264150.013 | 3011591.7707 | 25771.4079 | 61395.3717 | 107.4538 | 0 | 55.933 | 104825.1304 | 6788.6965 | 79950.3152 | 55197.3597 | 0 | 59634.6176 | 0 | 119494.4865 | 310900.1423 | 212195.7355 | 948986.4837 | 961560.8286 | 15845322.9242 | 15845322.9242 | 1478867.319 | 7219850.2396 | 0 | 17755870.2366 | 42299910.7194 | 133.3521 | 0.014046 | 1264150.013 | 3011591.7707 | 25771.4079 | 61395.3717
1 | 4500 | 707 | 0.035 | 15 | 15 | 7 | 1.7783e-13 | 5spot_SharedNeighbor | Water | Porous | Wet | R600a | MinimizeLCOE_Brownfield | IgnoreSilica | 2019 | 1.1276 | 0.24619 | 0.0099062 | 4 | 455890.6592 | 1075301.075 | 9293.9477 | 21921.4669 | 117.7668 | 0 | 64.0188 | 149482.7647 | 10314.4153 | 111394.8058 | 67841.3164 | 0 | 67040.0167 | 0 | 158368.5944 | 412042.5968 | 281227.539 | 1257712.0493 | 961560.8286 | 15845322.9242 | 15845322.9242 | 1478867.319 | 7219850.2396 | 0 | 18064595.8021 | 42608636.2849 | 177.8279 | 0.039625 | 455890.6592 | 1075301.075 | 9293.9477 | 21921.4669
1 | 4500 | 707 | 0.035 | 15 | 15 | 7 | 2.3714e-13 | 5spot_SharedNeighbor | Water | Porous | Wet | R600a | MinimizeLCOE_Brownfield | IgnoreSilica | 2019 | 1.4565 | 0.36453 | 0.019952 | 4 | 231271.1026 | 538802.2648 | 4714.7742 | 10984.213 | 126.8527 | 0 | 66.1181 | 206154.5406 | 15067.7502 | 151526.6648 | 84991.2769 | 0 | 75263.1764 | 0 | 207871.3294 | 540838.5589 | 369133.4296 | 1650846.7268 | 961560.8286 | 15845322.9242 | 15845322.9242 | 1478867.319 | 7219850.2396 | 0 | 18457730.4797 | 43001770.9625 | 237.1374 | 0.07981 | 231271.1026 | 538802.2648 | 4714.7742 | 10984.213
1 | 4500 | 707 | 0.035 | 15 | 15 | 7 | 3.1623e-13 | 5spot_SharedNeighbor | Water | Porous | Wet | R600a | MinimizeLCOE_Brownfield | IgnoreSilica | 2019 | 1.9042 | 0.53496 | 0.035388 | 4 | 134093.8234 | 307487.3466 | 2733.684 | 6268.5455 | 135.0044 | 0 | 329.5912 | 280456.8776 | 21637.6566 | 204798.0007 | 109212.642 | 0 | 85885.059 | 0 | 273776.192 | 712309.4923 | 486165.865 | 2174241.7851 | 961560.8286 | 15845322.9242 | 15845322.9242 | 1478867.319 | 7219850.2396 | 0 | 18981125.538 | 43525166.0208 | 316.2278 | 0.14155 | 134093.8234 | 307487.3466 | 2733.684 | 6268.5455
1 | 4500 | 707 | 0.035 | 15 | 15 | 7 | 4.217e-13 | 5spot_SharedNeighbor | Water | Porous | Wet | R600a | MinimizeLCOE_Brownfield | IgnoreSilica | 2019 | 2.4877 | 0.76505 | 0.057444 | 4 | 85440.9299 | 192257.5871 | 1741.8289 | 3919.431 | 141.7755 | 0 | 425.802 | 371701.9136 | 30068.9801 | 271402.633 | 141003.7895 | 0 | 98082.6098 | 0 | 355781.3711 | 925670.1469 | 631788.8959 | 2825500.3398 | 961560.8286 | 15845322.9242 | 15845322.9242 | 1478867.319 | 7219850.2396 | 0 | 19632384.0927 | 44176424.5755 | 421.6965 | 0.22978 | 85440.9299 | 192257.5871 | 1741.8289 | 3919.431
1 | 4500 | 707 | 0.035 | 15 | 15 | 7 | 5.6234e-13 | 5spot_SharedNeighbor | Water | Porous | Wet | R600a | MinimizeLCOE_Brownfield | IgnoreSilica | 2019 | 3.2656 | 1.0817 | 0.089066 | 4 | 57462.274 | 126355.3666 | 1171.4462 | 2575.9251 | 147.3962 | 0 | 567.5662 | 486586.2746 | 41143.9392 | 356595.2808 | 185838.1651 | 0 | 113072.4274 | 0 | 461462.074 | 1200629.6577 | 819454.4118 | 3664782.2307 | 961560.8286 | 15845322.9242 | 15845322.9242 | 1478867.319 | 7219850.2396 | 0 | 20471665.9836 | 45015706.4664 | 562.3413 | 0.35626 | 57462.274 | 126355.3666 | 1171.4462 | 2575.9251
1 | 4500 | 707 | 0.035 | 15 | 15 | 7 | 7.4989e-13 | 5spot_SharedNeighbor | Water | Porous | Wet | R600a | MinimizeLCOE_Brownfield | IgnoreSilica | 2019 | 4.2869 | 1.5044 | 0.13272 | 4 | 40536.1466 | 86767.3027 | 826.3842 | 1768.8688 | 151.8996 | 0 | 89.0085 | 627074.2527 | 55201.7375 | 462694.3492 | 246169.6579 | 0 | 130752.2092 | 0 | 593537.9605 | 1544264.0219 | 1053991.9264 | 4713686.1154 | 961560.8286 | 15845322.9242 | 15845322.9242 | 1478867.319 | 7219850.2396 | 0 | 21520569.8682 | 46064610.351 | 749.8942 | 0.5309 | 40536.1466 | 86767.3027 | 826.3842 | 1768.8688
1 | 4500 | 707 | 0.035 | 15 | 15 | 7 | 1e-12 | 5spot_SharedNeighbor | Water | Porous | Wet | R600a | MinimizeLCOE_Brownfield | IgnoreSilica | 2019 | 5.6636 | 2.0918 | 0.19251 | 4 | 29687.6022 | 61561.8208 | 605.2219 | 1255.021 | 155.5264 | 0 | 91.8899 | 801157.0825 | 72424.4342 | 601012.225 | 326473.4304 | 0 | 153374.3171 | 0 | 762232.1808 | 1983171.7792 | 1353555.4894 | 6053400.9386 | 961560.8286 | 15845322.9242 | 15845322.9242 | 1478867.319 | 7219850.2396 | 0 | 22860284.6915 | 47404325.1743 | 1000 | 0.77003 | 29687.6022 | 61561.8208 | 605.2219 | 1255.021
1 | 4500 | 707 | 0.035 | 15 | 15 | 7 | 1.3335e-12 | 5spot_SharedNeighbor | Water | Porous | Wet | R600a | MinimizeLCOE_Brownfield | IgnoreSilica | 2019 | 7.4736 | 2.9044 | 0.27076 | 4 | 22652.2277 | 45314.1163 | 461.7963 | 923.7896 | 158.2436 | 0 | 99.3564 | 1009169.7411 | 91280.9205 | 781417.9802 | 431482.7538 | 0 | 181340.4988 | 0 | 972929.8388 | 2531363.8653 | 1727707.8524 | 7726693.451 | 961560.8286 | 15845322.9242 | 15845322.9242 | 1478867.319 | 7219850.2396 | 0 | 24533577.2039 | 49077617.6867 | 1333.5214 | 1.0831 | 22652.2277 | 45314.1163 | 461.7963 | 923.7896
1 | 4500 | 707 | 0.035 | 15 | 15 | 7 | 1.7783e-12 | 5spot_SharedNeighbor | Water | Porous | Wet | R600a | MinimizeLCOE_Brownfield | IgnoreSilica | 2019 | 9.8831 | 3.9979 | 0.37607 | 4 | 17700.5162 | 34016.5343 | 360.849 | 693.4731 | 160.5723 | 0 | 93.7294 | 1263245.0945 | 114162.219 | 1009028.1323 | 568835.0861 | 0 | 215230.2185 | 0 | 1236495.2926 | 3217107.1114 | 2195741.7085 | 9819844.8628 | 961560.8286 | 15845322.9242 | 15845322.9242 | 1478867.319 | 7219850.2396 | 0 | 26626728.6157 | 51170769.0985 | 1778.2794 | 1.5043 | 17700.5162 | 34016.5343 | 360.849 | 693.4731
1 | 4500 | 707 | 0.035 | 15 | 15 | 7 | 2.3714e-12 | 5spot_SharedNeighbor | Water | Porous | Wet | R600a | MinimizeLCOE_Brownfield | IgnoreSilica | 2019 | 13.0986 | 5.4498 | 0.51558 | 4 | 14178.02 | 26079.1838 | 289.0381 | 531.6594 | 162.2816 | 0 | 88.1634 | 1571049.0871 | 141808.6798 | 1292819.91 | 751522.8935 | 0 | 256926.3276 | 0 | 1565509.4902 | 4073134.5634 | 2779998.034 | 12432768.9856 | 961560.8286 | 15845322.9242 | 15845322.9242 | 1478867.319 | 7219850.2396 | 0 | 29239652.7384 | 53783693.2212 | 2371.3737 | 2.0623 | 14178.02 | 26079.1838 | 289.0381 | 531.6594
1 | 4500 | 707 | 0.035 | 15 | 15 | 7 | 3.1623e-12 | 5spot_SharedNeighbor | Water | Porous | Wet | R600a | MinimizeLCOE_Brownfield | IgnoreSilica | 2019 | 17.3421 | 7.3668 | 0.70006 | 4 | 11601.6773 | 20366.66 | 236.5159 | 415.2019 | 163.5844 | 0 | 97.0134 | 1942970.8782 | 175117.6308 | 1645336.2667 | 992473.2034 | 0 | 306838.0449 | 0 | 1974467.0494 | 5137158.2436 | 3506216.0593 | 15680577.3764 | 961560.8286 | 15845322.9242 | 15845322.9242 | 1478867.319 | 7219850.2396 | 0 | 32487461.1293 | 57031501.6121 | 3162.2777 | 2.8002 | 11601.6773 | 20366.66 | 236.5159 | 415.2019
1 | 4500 | 707 | 0.035 | 15 | 15 | 7 | 4.217e-12 | 5spot_SharedNeighbor | Water | Porous | Wet | R600a | MinimizeLCOE_Brownfield | IgnoreSilica | 2019 | 22.9984 | 9.9224 | 0.94566 | 4 | 9669.576 | 16158.1733 | 197.1274 | 329.4062 | 164.5844 | 0 | 97.0498 | 2397631.7213 | 215709.2685 | 2087986.7432 | 1313396.8606 | 0 | 368240.2185 | 0 | 2489356.2767 | 6476794.3948 | 4420545.2592 | 19769660.7427 | 961560.8286 | 15845322.9242 | 15845322.9242 | 1478867.319 | 7219850.2396 | 0 | 36576544.4955 | 61120584.9783 | 4216.965 | 3.7826 | 9669.576 | 16158.1733 | 197.1274 | 329.4062
1 | 4500 | 707 | 0.035 | 15 | 15 | 7 | 5.6234e-12 | 5spot_SharedNeighbor | Water | Porous | Wet | R600a | MinimizeLCOE_Brownfield | IgnoreSilica | 2019 | 30.4574 | 13.2935 | 1.2697 | 4 | 8206.7136 | 13039.4979 | 167.305 | 265.8278 | 165.3429 | 0 | 101.2649 | 2948422.0665 | 264718.0369 | 2638423.8761 | 1736520.8546 | 0 | 442312.3992 | 0 | 3131854.921 | 8148444.0727 | 5561480.5134 | 24872176.7405 | 961560.8286 | 15845322.9242 | 15845322.9242 | 1478867.319 | 7219850.2396 | 0 | 41679060.4934 | 66223100.9762 | 5623.4133 | 5.0787 | 8206.7136 | 13039.4979 | 167.305 | 265.8278
1 | 4500 | 707 | 0.035 | 15 | 15 | 7 | 7.4989e-12 | 5spot_SharedNeighbor | Water | Porous | Wet | R600a | MinimizeLCOE_Brownfield | IgnoreSilica | 2019 | 40.2138 | 17.7039 | 1.6937 | 4 | 7086.5552 | 10709.4702 | 144.469 | 218.327 | 165.9144 | 0 | 97.1618 | 3611491.1358 | 323507.2252 | 3318088.3145 | 2290063.3196 | 0 | 530988.6807 | 0 | 3928914.0835 | 10222228.5143 | 6976881.0068 | 31202162.2803 | 961560.8286 | 15845322.9242 | 15845322.9242 | 1478867.319 | 7219850.2396 | 0 | 48009046.0332 | 72553086.516 | 7498.9421 | 6.7747 | 7086.5552 | 10709.4702 | 144.469 | 218.327
1 | 4500 | 707 | 0.035 | 15 | 15 | 7 | 1e-11 | 5spot_SharedNeighbor | Water | Porous | Wet | R600a | MinimizeLCOE_Brownfield | IgnoreSilica | 2019 | 52.8669 | 23.4163 | 2.2423 | 4 | 6222.0652 | 8958.6004 | 126.8452 | 182.6332 | 166.3226 | 0 | 103.8439 | 4403417.7477 | 393459.3446 | 4150008.1192 | 3007499.351 | 0 | 637076.1839 | 0 | 4910669.6911 | 12776555.2193 | 8720261.4692 | 38998947.126 | 961560.8286 | 15845322.9242 | 15845322.9242 | 1478867.319 | 7219850.2396 | 0 | 55805830.8788 | 80349871.3616 | 10000 | 8.969 | 6222.0652 | 8958.6004 | 126.8452 | 182.6332
1 | 4500 | 707 | 0.035 | 15 | 15 | 7 | 1.3335e-11 | 5spot_SharedNeighbor | Water | Porous | Wet | R600a | MinimizeLCOE_Brownfield | IgnoreSilica | 2019 | 68.8574 | 30.5849 | 2.9298 | 4 | 5559.3639 | 7653.7316 | 113.3352 | 156.0317 | 166.5124 | 0 | 104.4451 | 5322611.098 | 474342.3222 | 5138540.8845 | 3912574.676 | 0 | 760497.6715 | 0 | 6087340.9943 | 15838012.582 | 10809769.0258 | 48343689.2543 | 961560.8286 | 15845322.9242 | 15845322.9242 | 1478867.319 | 7219850.2396 | 0 | 65150573.0071 | 89694613.49 | 13335.2143 | 11.7191 | 5559.3639 | 7653.7316 | 113.3352 | 156.0317
1 | 4500 | 707 | 0.035 | 15 | 15 | 7 | 1.7783e-11 | 5spot_SharedNeighbor | Water | Porous | Wet | R600a | MinimizeLCOE_Brownfield | IgnoreSilica | 2019 | 88.4164 | 39.1803 | 3.7504 | 4 | 5061.7838 | 6697.8705 | 103.1913 | 136.5452 | 166.3536 | 0 | 107.0778 | 6346966.806 | 564136.1142 | 6264520.6843 | 5014215.924 | 0 | 900734.1779 | 0 | 7445323.7455 | 19371205.1398 | 13221245.5464 | 59128348.138 | 961560.8286 | 15845322.9242 | 15845322.9242 | 1478867.319 | 7219850.2396 | 0 | 75935231.8909 | 100479272.3737 | 17782.7941 | 15.0017 | 5061.7838 | 6697.8705 | 103.1913 | 136.5452
1 | 4500 | 707 | 0.035 | 15 | 15 | 7 | 2.3714e-11 | 5spot_SharedNeighbor | Water | Porous | Wet | R600a | MinimizeLCOE_Brownfield | IgnoreSilica | 2019 | 107.924 | 47.4587 | 4.5711 | 4 | 4701.0873 | 6043.4464 | 95.838 | 123.2038 | 165.8387 | 0 | 138.7781 | 7274250.3128 | 645145.7538 | 7302753.4171 | 6103627.7118 | 0 | 1000134.7518 | 0 | 8707105.6595 | 22654102.853 | 15461890.6924 | 69149011.1523 | 961560.8286 | 15845322.9242 | 15845322.9242 | 1478867.319 | 7219850.2396 | 0 | 85955894.9051 | 110499935.3879 | 23713.7371 | 18.2843 | 4701.0873 | 6043.4464 | 95.838 | 123.2038
1 | 4500 | 707 | 0.035 | 15 | 15 | 7 | 3.1623e-11 | 5spot_SharedNeighbor | Water | Porous | Wet | R600a | MinimizeLCOE_Brownfield | IgnoreSilica | 2019 | 119.6406 | 52.2506 | 5.158 | 4 | 4428.7079 | 5618.3213 | 90.2852 | 114.5371 | 165.3833 | 0 | 169.3399 | 7789785.0758 | 690081.3996 | 7886905.0423 | 6751823.2311 | 0 | 956276.7383 | 0 | 9389199.88 | 24428772.0981 | 16673138.918 | 74565982.3833 | 961560.8286 | 15845322.9242 | 15845322.9242 | 1478867.319 | 7219850.2396 | 0 | 91372866.1362 | 115916906.619 | 31622.7766 | 20.6319 | 4428.7079 | 5618.3213 | 90.2852 | 114.5371
1 | 4500 | 707 | 0.035 | 15 | 15 | 7 | 4.217e-11 | 5spot_SharedNeighbor | Water | Porous | Wet | R600a | MinimizeLCOE_Brownfield | IgnoreSilica | 2019 | 129.9272 | 56.3336 | 5.6829 | 4 | 4218.4809 | 5298.2115 | 85.9994 | 108.0112 | 164.9069 | 0 | 195.9651 | 8218535.6733 | 727400.3612 | 8376206.9981 | 7317059.9106 | 0 | 895057.5826 | 0 | 9958361.6051 | 25909614.1555 | 17683844.0505 | 79086080.3368 | 961560.8286 | 15845322.9242 | 15845322.9242 | 1478867.319 | 7219850.2396 | 0 | 95892964.0897 | 120437004.5725 | 42169.6503 | 22.7316 | 4218.4809 | 5298.2115 | 85.9994 | 108.0112
1 | 4500 | 707 | 0.035 | 15 | 15 | 7 | 5.6234e-11 | 5spot_SharedNeighbor | Water | Porous | Wet | R600a | MinimizeLCOE_Brownfield | IgnoreSilica | 2019 | 141.0519 | 60.6531 | 6.2095 | 4 | 4055.4401 | 5043.6018 | 82.6756 | 102.8206 | 164.3679 | 0 | 210.0095 | 8662646.9541 | 766008.4964 | 8886199.472 | 7925119.8793 | 0 | 855795.451 | 0 | 10567350.3986 | 27494078.0754 | 18765273.2333 | 83922471.96 | 961560.8286 | 15845322.9242 | 15845322.9242 | 1478867.319 | 7219850.2396 | 0 | 100729355.7129 | 125273396.1957 | 56234.1325 | 24.8381 | 4055.4401 | 5043.6018 | 82.6756 | 102.8206
1 | 4500 | 707 | 0.035 | 15 | 15 | 7 | 7.4989e-11 | 5spot_SharedNeighbor | Water | Porous | Wet | R600a | MinimizeLCOE_Brownfield | IgnoreSilica | 2019 | 148.9176 | 63.6591 | 6.6148 | 4 | 3929.1483 | 4856.772 | 80.101 | 99.0119 | 163.9865 | 0 | 238.3677 | 8966422.9328 | 792389.7788 | 9236811.6924 | 8353753.8456 | 0 | 789950.9873 | 0 | 10974338.4024 | 28552977.3767 | 19487993.7646 | 87154638.7805 | 961560.8286 | 15845322.9242 | 15845322.9242 | 1478867.319 | 7219850.2396 | 0 | 103961522.5333 | 128505563.0161 | 74989.4209 | 26.459 | 3929.1483 | 4856.772 | 80.101 | 99.0119
1 | 4500 | 707 | 0.035 | 15 | 15 | 7 | 1e-10 | 5spot_SharedNeighbor | Water | Porous | Wet | R600a | MinimizeLCOE_Brownfield | IgnoreSilica | 2019 | 155.1586 | 65.9979 | 6.9423 | 4 | 3832.5971 | 4716.4586 | 78.1327 | 96.1514 | 163.6692 | 0 | 252.3819 | 9199966.8393 | 812657.3045 | 9507308.9756 | 8691309.9048 | 0 | 724360.1085 | 0 | 11284885.2218 | 29360956.4988 | 20039456.1178 | 89620900.9711 | 961560.8286 | 15845322.9242 | 15845322.9242 | 1478867.319 | 7219850.2396 | 0 | 106427784.7239 | 130971825.2067 | 100000 | 27.7691 | 3832.5971 | 4716.4586 | 78.1327 | 96.1514
1 | 4500 | 707 | 0.035 | 15 | 15 | 7 | 1.3335e-10 | 5spot_SharedNeighbor | Water | Porous | Wet | R600a | MinimizeLCOE_Brownfield | IgnoreSilica | 2019 | 160.036 | 67.7982 | 7.2023 | 4 | 3759.049 | 4611.006 | 76.6333 | 94.0016 | 163.4128 | 0 | 255.8526 | 9378151.3594 | 828112.3118 | 9714226.7069 | 8954294.4674 | 0 | 663514.631 | 0 | 11519936.7959 | 29972512.4789 | 20456855.6404 | 91487604.3917 | 961560.8286 | 15845322.9242 | 15845322.9242 | 1478867.319 | 7219850.2396 | 0 | 108294488.1445 | 132838528.6273 | 133352.1432 | 28.809 | 3759.049 | 4611.006 | 76.6333 | 94.0016
1 | 4500 | 707 | 0.035 | 15 | 15 | 7 | 1.7783e-10 | 5spot_SharedNeighbor | Water | Porous | Wet | R600a | MinimizeLCOE_Brownfield | IgnoreSilica | 2019 | 163.8091 | 69.1742 | 7.4058 | 4 | 3703.1687 | 4531.7102 | 75.4941 | 92.385 | 163.2095 | 0 | 266.5342 | 9513437.558 | 839841.7734 | 9871634.5668 | 9157259.9421 | 0 | 609807.9218 | 0 | 11696872.8872 | 30432863.894 | 20771054.9405 | 92892773.4837 | 961560.8286 | 15845322.9242 | 15845322.9242 | 1478867.319 | 7219850.2396 | 0 | 109699657.2365 | 134243697.7193 | 177827.941 | 29.6232 | 3703.1687 | 4531.7102 | 75.4941 | 92.385
1 | 4500 | 707 | 0.035 | 15 | 15 | 7 | 2.3714e-10 | 5spot_SharedNeighbor | Water | Porous | Wet | R600a | MinimizeLCOE_Brownfield | IgnoreSilica | 2019 | 166.6324 | 70.1941 | 7.5612 | 4 | 3660.8004 | 4472.3079 | 74.6304 | 91.174 | 163.0546 | 0 | 257.7014 | 9613223.9142 | 848490.7804 | 9987904.7099 | 9308858.2732 | 0 | 563229.999 | 0 | 11825465.9939 | 30767436.7795 | 20999407.8096 | 93914018.2597 | 961560.8286 | 15845322.9242 | 15845322.9242 | 1478867.319 | 7219850.2396 | 0 | 110720902.0125 | 135264942.4953 | 237137.3706 | 30.245 | 3660.8004 | 4472.3079 | 74.6304 | 91.174
1 | 4500 | 707 | 0.035 | 15 | 15 | 7 | 3.1623e-10 | 5spot_SharedNeighbor | Water | Porous | Wet | R600a | MinimizeLCOE_Brownfield | IgnoreSilica | 2019 | 168.823 | 70.9793 | 7.6818 | 4 | 3628.7285 | 4427.5057 | 73.9765 | 90.2607 | 162.9329 | 0 | 248.6138 | 9689756.6338 | 855122.8018 | 10077175.0092 | 9426100.009 | 0 | 525100.0216 | 0 | 11923569.2454 | 31022681.3162 | 21173617.4507 | 94693122.4878 | 961560.8286 | 15845322.9242 | 15845322.9242 | 1478867.319 | 7219850.2396 | 0 | 111500006.2406 | 136044046.7234 | 316227.766 | 30.727 | 3628.7285 | 4427.5057 | 73.9765 | 90.2607
1 | 4500 | 707 | 0.035 | 15 | 15 | 7 | 4.217e-10 | 5spot_SharedNeighbor | Water | Porous | Wet | R600a | MinimizeLCOE_Brownfield | IgnoreSilica | 2019 | 170.401 | 71.5412 | 7.7711 | 4 | 3604.4874 | 4394.0803 | 73.4824 | 89.5793 | 162.8443 | 0 | 287.4262 | 9744392.8666 | 859856.5845 | 10140954.6397 | 9510324.9527 | 0 | 493174.5201 | 0 | 11991994.3898 | 31200709.506 | 21295125.3483 | 95236532.8078 | 961560.8286 | 15845322.9242 | 15845322.9242 | 1478867.319 | 7219850.2396 | 0 | 112043416.5606 | 136587457.0434 | 421696.5034 | 31.0844 | 3604.4874 | 4394.0803 | 73.4824 | 89.5793
1 | 4500 | 707 | 0.035 | 15 | 15 | 7 | 5.6234e-10 | 5spot_SharedNeighbor | Water | Porous | Wet | R600a | MinimizeLCOE_Brownfield | IgnoreSilica | 2019 | 171.5628 | 71.9533 | 7.838 | 4 | 3586.1919 | 4369.0438 | 73.1094 | 89.0689 | 162.7786 | 0 | 319.1143 | 9784376.2489 | 863320.4097 | 10187655.5707 | 9572288.8815 | 0 | 467359.0364 | 0 | 12041250.0574 | 31328862.6492 | 21382592.5019 | 95627705.3555 | 961560.8286 | 15845322.9242 | 15845322.9242 | 1478867.319 | 7219850.2396 | 0 | 112434589.1084 | 136978629.5912 | 562341.3252 | 31.3521 | 3586.1919 | 4369.0438 | 73.1094 | 89.0689
1 | 4500 | 707 | 0.035 | 15 | 15 | 7 | 7.4989e-10 | 5spot_SharedNeighbor | Water | Porous | Wet | R600a | MinimizeLCOE_Brownfield | IgnoreSilica | 2019 | 172.4324 | 72.2608 | 7.8885 | 4 | 3572.3993 | 4350.2446 | 72.8282 | 88.6856 | 162.7292 | 0 | 284.2504 | 9814167.3852 | 865901.0408 | 10222466.2712 | 9618638.4962 | 0 | 446971.9606 | 0 | 12077576.6101 | 31423376.8878 | 21447100.4118 | 95916199.0637 | 961560.8286 | 15845322.9242 | 15845322.9242 | 1478867.319 | 7219850.2396 | 0 | 112723082.8165 | 137267123.2993 | 749894.2093 | 31.5539 | 3572.3993 | 4350.2446 | 72.8282 | 88.6856
1 | 4500 | 707 | 0.035 | 15 | 15 | 7 | 1e-09 | 5spot_SharedNeighbor | Water | Porous | Wet | R600a | MinimizeLCOE_Brownfield | IgnoreSilica | 2019 | 173.0586 | 72.4816 | 7.9257 | 4 | 3562.0119 | 4336.2047 | 72.6164 | 88.3994 | 162.6935 | 0 | 278.1286 | 9835546.4729 | 867752.8684 | 10247455.1176 | 9651999.7476 | 0 | 430767.6309 | 0 | 12103073.5166 | 31489714.6083 | 21492377.2691 | 96118687.2314 | 961560.8286 | 15845322.9242 | 15845322.9242 | 1478867.319 | 7219850.2396 | 0 | 112925570.9842 | 137469611.467 | 1000000 | 31.7027 | 3562.0119 | 4336.2047 | 72.6164 | 88.3994
1 | 4500 | 707 | 0.035 | 15 | 15 | 7 | 1.3335e-09 | 5spot_SharedNeighbor | Water | Porous | Wet | R600a | MinimizeLCOE_Brownfield | IgnoreSilica | 2019 | 173.5191 | 72.6438 | 7.9534 | 4 | 3554.1954 | 4325.6893 | 72.4571 | 88.185 | 162.6671 | 0 | 286.2628 | 9851227.0691 | 869111.0381 | 10265787.3144 | 9676521.3698 | 0 | 418137.9285 | 0 | 12121506.0408 | 31537672.2553 | 21525109.3486 | 96265072.3645 | 961560.8286 | 15845322.9242 | 15845322.9242 | 1478867.319 | 7219850.2396 | 0 | 113071956.1174 | 137615996.6002 | 1333521.4322 | 31.8137 | 3554.1954 | 4325.6893 | 72.4571 | 88.185
1 | 4500 | 707 | 0.035 | 15 | 15 | 7 | 1.7783e-09 | 5spot_SharedNeighbor | Water | Porous | Wet | R600a | MinimizeLCOE_Brownfield | IgnoreSilica | 2019 | 173.8675 | 72.7663 | 7.9744 | 4 | 3548.3179 | 4317.7853 | 72.3373 | 88.0239 | 162.6471 | 0 | 293.5772 | 9863070.433 | 870136.8125 | 10279635.6433 | 9695070.8886 | 0 | 408482.0565 | 0 | 12135394.3752 | 31573806.8526 | 21549771.9538 | 96375369.0155 | 961560.8286 | 15845322.9242 | 15845322.9242 | 1478867.319 | 7219850.2396 | 0 | 113182252.7684 | 137726293.2512 | 1778279.41 | 31.8974 | 3548.3179 | 4317.7853 | 72.3373 | 88.0239
1 | 4500 | 707 | 0.035 | 15 | 15 | 7 | 2.3714e-09 | 5spot_SharedNeighbor | Water | Porous | Wet | R600a | MinimizeLCOE_Brownfield | IgnoreSilica | 2019 | 174.1233 | 72.8561 | 7.9899 | 4 | 3543.9009 | 4311.8689 | 72.2472 | 87.9033 | 162.6324 | 0 | 307.298 | 9871753.2244 | 870888.8251 | 10289789.5708 | 9708686.8587 | 0 | 401047.2572 | 0 | 12145444.6371 | 31599955.5725 | 21567618.9924 | 96455184.9383 | 961560.8286 | 15845322.9242 | 15845322.9242 | 1478867.319 | 7219850.2396 | 0 | 113262068.6912 | 137806109.174 | 2371373.7057 | 31.9597 | 3543.9009 | 4311.8689 | 72.2472 | 87.9033
1 | 4500 | 707 | 0.035 | 15 | 15 | 7 | 3.1623e-09 | 5spot_SharedNeighbor | Water | Porous | Wet | R600a | MinimizeLCOE_Brownfield | IgnoreSilica | 2019 | 174.3085 | 72.9211 | 8.0014 | 4 | 3540.5831 | 4307.4484 | 72.1796 | 87.8132 | 162.6218 | 0 | 294.64 | 9878033.8214 | 871432.7747 | 10297134.9428 | 9718545.1363 | 0 | 395318.8958 | 0 | 12152581.5727 | 31618524.4149 | 21580292.6089 | 96511864.1674 | 961560.8286 | 15845322.9242 | 15845322.9242 | 1478867.319 | 7219850.2396 | 0 | 113318747.9203 | 137862788.4031 | 3162277.6602 | 32.0057 | 3540.5831 | 4307.4484 | 72.1796 | 87.8132
1 | 4500 | 707 | 0.035 | 15 | 15 | 7 | 4.217e-09 | 5spot_SharedNeighbor | Water | Porous | Wet | R600a | MinimizeLCOE_Brownfield | IgnoreSilica | 2019 | 174.4398 | 72.9672 | 8.0098 | 4 | 3538.0919 | 4304.1538 | 72.1288 | 87.746 | 162.6142 | 0 | 277.7851 | 9882482.7478 | 871818.0821 | 10302338.4412 | 9725534.1268 | 0 | 390890.0995 | 0 | 12157494.764 | 31631307.5309 | 21589017.3482 | 96550883.1405 | 961560.8286 | 15845322.9242 | 15845322.9242 | 1478867.319 | 7219850.2396 | 0 | 113357766.8933 | 137901807.3761 | 4216965.0343 | 32.0392 | 3538.0919 | 4304.1538 | 72.1288 | 87.746
1 | 4500 | 707 | 0.035 | 15 | 15 | 7 | 5.6234e-09 | 5spot_SharedNeighbor | Water | Porous | Wet | R600a | MinimizeLCOE_Brownfield | IgnoreSilica | 2019 | 174.5519 | 73.0065 | 8.0165 | 4 | 3536.2219 | 4301.6418 | 72.0907 | 87.6948 | 162.6077 | 0 | 274.4409 | 9886278.6774 | 872146.8321 | 10306778.4044 | 9731497.7361 | 0 | 387703.4973 | 0 | 12161918.0074 | 31642815.9029 | 21596872.0486 | 96586011.1062 | 961560.8286 | 15845322.9242 | 15845322.9242 | 1478867.319 | 7219850.2396 | 0 | 113392894.859 | 137936935.3418 | 5623413.2519 | 32.0661 | 3536.2219 | 4301.6418 | 72.0907 | 87.6948
1 | 4500 | 707 | 0.035 | 15 | 15 | 7 | 7.4989e-09 | 5spot_SharedNeighbor | Water | Porous | Wet | R600a | MinimizeLCOE_Brownfield | IgnoreSilica | 2019 | 174.623 | 73.0314 | 8.0212 | 4 | 3534.8186 | 4299.7955 | 72.0621 | 87.6571 | 162.6036 | 0 | 270.2586 | 9888685.9091 | 872355.311 | 10309594.1596 | 9735282.6535 | 0 | 385147.6651 | 0 | 12164515.6224 | 31649574.3641 | 21601484.8372 | 96606640.5221 | 961560.8286 | 15845322.9242 | 15845322.9242 | 1478867.319 | 7219850.2396 | 0 | 113413524.2749 | 137957564.7577 | 7498942.0933 | 32.0847 | 3534.8186 | 4299.7955 | 72.0621 | 87.6571
1 | 4500 | 707 | 0.035 | 15 | 15 | 7 | 1e-08 | 5spot_SharedNeighbor | Water | Porous | Wet | R600a | MinimizeLCOE_Brownfield | IgnoreSilica | 2019 | 174.6787 | 73.051 | 8.0247 | 4 | 3533.7656 | 4298.4034 | 72.0406 | 87.6288 | 162.6004 | 0 | 255.0619 | 9890572.0644 | 872518.6612 | 10311800.4638 | 9738248.6405 | 0 | 383251.0401 | 0 | 12166592.4393 | 31654977.8157 | 21605172.804 | 96623133.929 | 961560.8286 | 15845322.9242 | 15845322.9242 | 1478867.319 | 7219850.2396 | 0 | 113430017.6818 | 137974058.1646 | 10000000 | 32.0989 | 3533.7656 | 4298.4034 | 72.0406 | 87.6288
1 | 4600 | 707 | 0.035 | 15 | 15 | 7 | 1e-13 | 5spot_SharedNeighbor | Water | Porous | Wet | R600a | MinimizeLCOE_Brownfield | IgnoreSilica | 2019 | 0 | 0 | 0 | 0 |  |  |  |  | 15 |  | 25.7677 | [19 empty] | 100 | 0
1 | 4600 | 707 | 0.035 | 15 | 15 | 7 | 1.3335e-13 | 5spot_SharedNeighbor | Water | Porous | Wet | R600a | MinimizeLCOE_Brownfield | IgnoreSilica | 2019 | 0.88403 | 0.1681 | 0.0043503 | 4 | 1048758.6632 | 2497026.2979 | 21380.3639 | 50905.2586 | 109.1525 | 0 | 55.4318 | 109085.4906 | 7136.0242 | 82594.6126 | 56055.0243 | 0 | 59309.0937 | 0 | 122530.2957 | 318798.6949 | 217586.66 | 973095.8959 | 961560.8286 | 16315151.5233 | 16315151.5233 | 1478867.319 | 7407781.6792 | 0 | 18249808.2479 | 43451608.7694 | 133.3521 | 0.017401 | 1048758.6632 | 2497026.2979 | 21380.3639 | 50905.2586
1 | 4600 | 707 | 0.035 | 15 | 15 | 7 | 1.7783e-13 | 5spot_SharedNeighbor | Water | Porous | Wet | R600a | MinimizeLCOE_Brownfield | IgnoreSilica | 2019 | 1.1619 | 0.26391 | 0.011667 | 4 | 398485.766 | 938526.9764 | 8123.6713 | 19133.1419 | 120.3412 | 0 | 50.7093 | 159129.4493 | 11154.4262 | 117552.084 | 70124.6417 | 0 | 67964.9907 | 0 | 166110.9808 | 432186.6981 | 294976.302 | 1319199.5727 | 961560.8286 | 16315151.5233 | 16315151.5233 | 1478867.319 | 7407781.6792 | 0 | 18595911.9247 | 43797712.4462 | 177.8279 | 0.046666 | 398485.766 | 938526.9764 | 8123.6713 | 19133.1419
1 | 4600 | 707 | 0.035 | 15 | 15 | 7 | 2.3714e-13 | 5spot_SharedNeighbor | Water | Porous | Wet | R600a | MinimizeLCOE_Brownfield | IgnoreSilica | 2019 | 1.5102 | 0.39433 | 0.02307 | 4 | 206155.281 | 479253.3333 | 4202.7542 | 9770.2274 | 129.7906 | 0 | 57.4178 | 221044.8439 | 16463.4236 | 161031.4598 | 88786.1465 | 0 | 76894.2155 | 0 | 220045.8348 | 572514.1246 | 390752.6541 | 1747532.7029 | 961560.8286 | 16315151.5233 | 16315151.5233 | 1478867.319 | 7407781.6792 | 0 | 19024245.0548 | 44226045.5764 | 237.1374 | 0.092281 | 206155.281 | 479253.3333 | 4202.7542 | 9770.2274
1 | 4600 | 707 | 0.035 | 15 | 15 | 7 | 3.1623e-13 | 5spot_SharedNeighbor | Water | Porous | Wet | R600a | MinimizeLCOE_Brownfield | IgnoreSilica | 2019 | 1.9626 | 0.57283 | 0.039937 | 4 | 122459.6311 | 280217.9927 | 2496.5052 | 5712.6228 | 137.8675 | 0 | 334.955 | 298208.5945 | 23452.0644 | 215898.0238 | 113506.7646 | 0 | 87052.2967 | 0 | 287865.9202 | 748968.0749 | 511186.1009 | 2286137.8401 | 961560.8286 | 16315151.5233 | 16315151.5233 | 1478867.319 | 7407781.6792 | 0 | 19562850.192 | 44764650.7136 | 316.2278 | 0.15975 | 122459.6311 | 280217.9927 | 2496.5052 | 5712.6228
1 | 4600 | 707 | 0.035 | 15 | 15 | 7 | 4.217e-13 | 5spot_SharedNeighbor | Water | Porous | Wet | R600a | MinimizeLCOE_Brownfield | IgnoreSilica | 2019 | 2.546 | 0.81277 | 0.064012 | 4 | 79030.0493 | 177456.0781 | 1611.1345 | 3617.6822 | 144.5748 | 0 | 436.7171 | 393092.6149 | 32480.5056 | 284293.7677 | 146915.6851 | 0 | 98510.1677 | 0 | 372564.169 | 969335.5442 | 661591.4268 | 2958783.8809 | 961560.8286 | 16315151.5233 | 16315151.5233 | 1478867.319 | 7407781.6792 | 0 | 20235496.2329 | 45437296.7544 | 421.6965 | 0.25605 | 79030.0493 | 177456.0781 | 1611.1345 | 3617.6822
1 | 4600 | 707 | 0.035 | 15 | 15 | 7 | 5.6234e-13 | 5spot_SharedNeighbor | Water | Porous | Wet | R600a | MinimizeLCOE_Brownfield | IgnoreSilica | 2019 | 3.3434 | 1.1499 | 0.098938 | 4 | 53371.8074 | 117052.6492 | 1088.0565 | 2386.2766 | 150.3114 | 0 | 574.1526 | 515251.5028 | 44661.7984 | 373663.4103 | 194318.8124 | 0 | 113614.1814 | 0 | 484188.7851 | 1259759.898 | 859812.0159 | 3845270.4044 | 961560.8286 | 16315151.5233 | 16315151.5233 | 1478867.319 | 7407781.6792 | 0 | 21121982.7564 | 46323783.2779 | 562.3413 | 0.39575 | 53371.8074 | 117052.6492 | 1088.0565 | 2386.2766
1 | 4600 | 707 | 0.035 | 15 | 15 | 7 | 7.4989e-13 | 5spot_SharedNeighbor | Water | Porous | Wet | R600a | MinimizeLCOE_Brownfield | IgnoreSilica | 2019 | 4.399 | 1.6013 | 0.1471 | 4 | 37778.7076 | 80608.7206 | 770.1701 | 1643.3178 | 154.9332 | 0 | 91.2732 | 665025.9148 | 60237.5711 | 485262.6729 | 256848.3448 | 0 | 131728.265 | 0 | 623650.0797 | 1622609.5792 | 1107464.3791 | 4952826.8066 | 961560.8286 | 16315151.5233 | 16315151.5233 | 1478867.319 | 7407781.6792 | 0 | 22229539.1586 | 47431339.6801 | 749.8942 | 0.58841 | 37778.7076 | 80608.7206 | 770.1701 | 1643.3178
1 | 4600 | 707 | 0.035 | 15 | 15 | 7 | 1e-12 | 5spot_SharedNeighbor | Water | Porous | Wet | R600a | MinimizeLCOE_Brownfield | IgnoreSilica | 2019 | 5.7757 | 2.2565 | 0.21072 | 4 | 28045.9362 | 57945.7414 | 571.7543 | 1181.3023 | 158.5445 | 0 | 92.5215 | 845359.6594 | 76496.9343 | 638535.631 | 339393.4723 | 0 | 154456.1946 | 0 | 801154.3377 | 2084439.2474 | 1422672.6173 | 6362508.0941 | 961560.8286 | 16315151.5233 | 16315151.5233 | 1478867.319 | 7407781.6792 | 0 | 23639220.4461 | 48841020.9676 | 1000 | 0.84288 | 28045.9362 | 57945.7414 | 571.7543 | 1181.3023
1 | 4600 | 707 | 0.035 | 15 | 15 | 7 | 1.3335e-12 | 5spot_SharedNeighbor | Water | Porous | Wet | R600a | MinimizeLCOE_Brownfield | IgnoreSilica | 2019 | 7.6394 | 3.1292 | 0.29504 | 4 | 21512.183 | 42866.6412 | 438.5549 | 873.8945 | 161.3238 | 0 | 88.4368 | 1063394.1382 | 96169.1056 | 829421.8559 | 446579.9837 | 0 | 183280.7243 | 0 | 1021349.865 | 2657342.841 | 1813691.0919 | 8111229.6054 | 961560.8286 | 16315151.5233 | 16315151.5233 | 1478867.319 | 7407781.6792 | 0 | 25387941.9574 | 50589742.4789 | 1333.5214 | 1.1802 | 21512.183 | 42866.6412 | 438.5549 | 873.8945
1 | 4600 | 707 | 0.035 | 15 | 15 | 7 | 1.7783e-12 | 5spot_SharedNeighbor | Water | Porous | Wet | R600a | MinimizeLCOE_Brownfield | IgnoreSilica | 2019 | 10.1064 | 4.3025 | 0.40892 | 4 | 16862.0967 | 32269.5994 | 343.7566 | 657.8594 | 163.7236 | 0 | 103.1289 | 1330196.5128 | 120182.2782 | 1070063.6113 | 588751.4002 | 0 | 217735.4944 | 0 | 1297502.4258 | 3375835.1575 | 2304076.8615 | 10304343.7416 | 961560.8286 | 16315151.5233 | 16315151.5233 | 1478867.319 | 7407781.6792 | 0 | 27581056.0936 | 52782856.6151 | 1778.2794 | 1.6357 | 16862.0967 | 32269.5994 | 343.7566 | 657.8594
1 | 4600 | 707 | 0.035 | 15 | 15 | 7 | 2.3714e-12 | 5spot_SharedNeighbor | Water | Porous | Wet | R600a | MinimizeLCOE_Brownfield | IgnoreSilica | 2019 | 13.3764 | 5.8485 | 0.55885 | 4 | 13553.6505 | 24827.61 | 276.3095 | 506.1444 | 165.4583 | 0 | 81.3559 | 1651178.8336 | 148993.5617 | 1367946.473 | 776486.2992 | 0 | 259476.6507 | 0 | 1639591.9091 | 4265881.821 | 2911551.9979 | 13021107.5463 | 961560.8286 | 16315151.5233 | 16315151.5233 | 1478867.319 | 7407781.6792 | 0 | 30297819.8983 | 55499620.4198 | 2371.3737 | 2.2354 | 13553.6505 | 24827.61 | 276.3095 | 506.1444
1 | 4600 | 707 | 0.035 | 15 | 15 | 7 | 3.1623e-12 | 5spot_SharedNeighbor | Water | Porous | Wet | R600a | MinimizeLCOE_Brownfield | IgnoreSilica | 2019 | 17.7099 | 7.8985 | 0.75775 | 4 | 11115.5479 | 19430.2781 | 226.6055 | 396.1125 | 166.7879 | 0 | 106.0021 | 2040904.5953 | 183872.3394 | 1739673.8938 | 1025205.361 | 0 | 309980.0193 | 0 | 2066858.1215 | 5377540.8612 | 3670282.1352 | 16414317.3267 | 961560.8286 | 16315151.5233 | 16315151.5233 | 1478867.319 | 7407781.6792 | 0 | 33691029.6787 | 58892830.2002 | 3162.2777 | 3.031 | 11115.5479 | 19430.2781 | 226.6055 | 396.1125
1 | 4600 | 707 | 0.035 | 15 | 15 | 7 | 4.217e-12 | 5spot_SharedNeighbor | Water | Porous | Wet | R600a | MinimizeLCOE_Brownfield | IgnoreSilica | 2019 | 23.471 | 10.6245 | 1.022 | 4 | 9283.5473 | 15448.2167 | 189.2577 | 314.9328 | 167.8063 | 0 | 108.0294 | 2516301.785 | 226282.9555 | 2205361.4494 | 1355689.7079 | 0 | 371755.8658 | 0 | 2603402.7878 | 6773520.0225 | 4623066.5973 | 20675381.1713 | 961560.8286 | 16315151.5233 | 16315151.5233 | 1478867.319 | 7407781.6792 | 0 | 37952093.5232 | 63153894.0448 | 4216.965 | 4.0881 | 9283.5473 | 15448.2167 | 189.2577 | 314.9328
1 | 4600 | 707 | 0.035 | 15 | 15 | 7 | 5.6234e-12 | 5spot_SharedNeighbor | Water | Porous | Wet | R600a | MinimizeLCOE_Brownfield | IgnoreSilica | 2019 | 31.081 | 14.2262 | 1.3711 | 4 | 7891.3196 | 12486.5335 | 160.8752 | 254.5549 | 168.5805 | 0 | 122.8925 | 3093356.4998 | 277586.8359 | 2785511.4564 | 1792133.7322 | 0 | 446627.7218 | 0 | 3274134.336 | 8518625.9248 | 5814137.234 | 26002113.7408 | 961560.8286 | 16315151.5233 | 16315151.5233 | 1478867.319 | 7407781.6792 | 0 | 43278826.0927 | 68480626.6143 | 5623.4133 | 5.4844 | 7891.3196 | 12486.5335 | 160.8752 | 254.5549
1 | 4600 | 707 | 0.035 | 15 | 15 | 7 | 7.4989e-12 | 5spot_SharedNeighbor | Water | Porous | Wet | R600a | MinimizeLCOE_Brownfield | IgnoreSilica | 2019 | 41.0226 | 18.9322 | 1.8274 | 4 | 6823.7548 | 10271.607 | 139.1115 | 209.4006 | 169.1629 | 0 | 111.5891 | 3787308.3145 | 339060.7451 | 3501021.9172 | 2362314.8883 | 0 | 536064.1088 | 0 | 4105050.2898 | 10680498.7925 | 7289659.8882 | 32600978.9445 | 961560.8286 | 16315151.5233 | 16315151.5233 | 1478867.319 | 7407781.6792 | 0 | 49877691.2965 | 75079491.818 | 7498.9421 | 7.3094 | 6823.7548 | 10271.607 | 139.1115 | 209.4006
1 | 4600 | 707 | 0.035 | 15 | 15 | 7 | 1e-11 | 5spot_SharedNeighbor | Water | Porous | Wet | R600a | MinimizeLCOE_Brownfield | IgnoreSilica | 2019 | 53.8802 | 25.0098 | 2.4162 | 4 | 5999.25 | 8606.8223 | 122.3028 | 175.4617 | 169.574 | 0 | 95.8641 | 4613985.772 | 412015.8424 | 4374436.8133 | 3099356.5548 | 0 | 642542.1728 | 0 | 5125511.4906 | 13335529.5114 | 9101772.9093 | 40705151.0666 | 961560.8286 | 16315151.5233 | 16315151.5233 | 1478867.319 | 7407781.6792 | 0 | 57981863.4185 | 83183663.9401 | 10000 | 9.6649 | 5999.25 | 8606.8223 | 122.3028 | 175.4617
1 | 4600 | 707 | 0.035 | 15 | 15 | 7 | 1.3335e-11 | 5spot_SharedNeighbor | Water | Porous | Wet | R600a | MinimizeLCOE_Brownfield | IgnoreSilica | 2019 | 70.1166 | 32.6268 | 3.1531 | 4 | 5366.6211 | 7364.8248 | 109.4058 | 150.1419 | 169.7508 | 0 | 106.6065 | 5572668.5704 | 496293.6049 | 5411196.5145 | 4028446.8039 | 0 | 766566.4 | 0 | 6347317.0386 | 16514416.9206 | 11271428.8856 | 50408334.7384 | 961560.8286 | 16315151.5233 | 16315151.5233 | 1478867.319 | 7407781.6792 | 0 | 67685047.0904 | 92886847.6119 | 13335.2143 | 12.6122 | 5366.6211 | 7364.8248 | 109.4058 | 150.1419
1 | 4600 | 707 | 0.035 | 15 | 15 | 7 | 1.7783e-11 | 5spot_SharedNeighbor | Water | Porous | Wet | R600a | MinimizeLCOE_Brownfield | IgnoreSilica | 2019 | 89.9025 | 41.7185 | 4.0289 | 4 | 4891.9115 | 6455.738 | 99.7282 | 131.609 | 169.5536 | 0 | 130.7197 | 6636727.7836 | 589476.9047 | 6587139.5859 | 5155025.6987 | 0 | 906897.5132 | 0 | 7751354.3196 | 20167433.9181 | 13764688.0485 | 61558743.7723 | 961560.8286 | 16315151.5233 | 16315151.5233 | 1478867.319 | 7407781.6792 | 0 | 78835456.1242 | 104037256.6458 | 17782.7941 | 16.1155 | 4891.9115 | 6455.738 | 99.7282 | 131.609
1 | 4600 | 707 | 0.035 | 15 | 15 | 7 | 2.3714e-11 | 5spot_SharedNeighbor | Water | Porous | Wet | R600a | MinimizeLCOE_Brownfield | IgnoreSilica | 2019 | 110.9176 | 51.0241 | 4.9404 | 4 | 4548.9231 | 5824.2274 | 92.736 | 118.7348 | 168.9338 | 0 | 124.7244 | 7659159.0899 | 678702.2427 | 7738450.302 | 6341423.8848 | 0 | 1027675.4083 | 0 | 9143710.2618 | 23790058.4683 | 16237203.7414 | 72616383.3992 | 961560.8286 | 16315151.5233 | 16315151.5233 | 1478867.319 | 7407781.6792 | 0 | 89893095.7511 | 115094896.2727 | 23713.7371 | 19.7614 | 4548.9231 | 5824.2274 | 92.736 | 118.7348
1 | 4600 | 707 | 0.035 | 15 | 15 | 7 | 3.1623e-11 | 5spot_SharedNeighbor | Water | Porous | Wet | R600a | MinimizeLCOE_Brownfield | IgnoreSilica | 2019 | 122.6102 | 56.0021 | 5.5549 | 4 | 4292.9135 | 5427.1376 | 87.5168 | 110.6395 | 168.4325 | 0 | 148.3279 | 8184069.5084 | 724402.088 | 8336760.4509 | 6995286.226 | 0 | 978381.2924 | 0 | 9835370.8306 | 25589617.3892 | 17465439.6822 | 78109327.4677 | 961560.8286 | 16315151.5233 | 16315151.5233 | 1478867.319 | 7407781.6792 | 0 | 95386039.8196 | 120587840.3412 | 31622.7766 | 22.2194 | 4292.9135 | 5427.1376 | 87.5168 | 110.6395
1 | 4600 | 707 | 0.035 | 15 | 15 | 7 | 4.217e-11 | 5spot_SharedNeighbor | Water | Porous | Wet | R600a | MinimizeLCOE_Brownfield | IgnoreSilica | 2019 | 132.8601 | 60.2358 | 6.1023 | 4 | 4095.3552 | 5127.8257 | 83.4894 | 104.5377 | 167.9154 | 0 | 213.1032 | 8620144.2415 | 762315.6396 | 8837256.8645 | 7564761.2117 | 0 | 912632.94 | 0 | 10411873.2499 | 27089558.4275 | 18489180.2615 | 82687722.8363 | 961560.8286 | 16315151.5233 | 16315151.5233 | 1478867.319 | 7407781.6792 | 0 | 99964435.1882 | 125166235.7098 | 42169.6503 | 24.4092 | 4095.3552 | 5127.8257 | 83.4894 | 104.5377
1 | 4600 | 707 | 0.035 | 15 | 15 | 7 | 5.6234e-11 | 5spot_SharedNeighbor | Water | Porous | Wet | R600a | MinimizeLCOE_Brownfield | IgnoreSilica | 2019 | 144.1628 | 64.824 | 6.6599 | 4 | 3941.1439 | 4887.1664 | 80.3455 | 99.6315 | 167.3473 | 0 | 248.2782 | 9083049.0077 | 802512.4364 | 9371790.1283 | 8189765.2673 | 0 | 872930.4645 | 0 | 11044818.4487 | 28736351.9996 | 19613150.7127 | 87714368.4653 | 961560.8286 | 16315151.5233 | 16315151.5233 | 1478867.319 | 7407781.6792 | 0 | 104991080.8172 | 130192881.3388 | 56234.1325 | 26.6397 | 3941.1439 | 4887.1664 | 80.3455 | 99.6315
1 | 4600 | 707 | 0.035 | 15 | 15 | 7 | 7.4989e-11 | 5spot_SharedNeighbor | Water | Porous | Wet | R600a | MinimizeLCOE_Brownfield | IgnoreSilica | 2019 | 151.9191 | 67.9107 | 7.0788 | 4 | 3822.3381 | 4712.3887 | 77.9235 | 96.0684 | 166.944 | 0 | 247.7169 | 9389238.0754 | 829073.6946 | 9727116.4209 | 8616953.9539 | 0 | 803272.3029 | 0 | 11452605.2346 | 29797329.568 | 20337289.7041 | 90952878.9543 | 961560.8286 | 16315151.5233 | 16315151.5233 | 1478867.319 | 7407781.6792 | 0 | 108229591.3062 | 133431391.8278 | 74989.4209 | 28.315 | 3822.3381 | 4712.3887 | 77.9235 | 96.0684
1 | 4600 | 707 | 0.035 | 15 | 15 | 7 | 1e-10 | 5spot_SharedNeighbor | Water | Porous | Wet | R600a | MinimizeLCOE_Brownfield | IgnoreSilica | 2019 | 158.0675 | 70.3114 | 7.4166 | 4 | 3731.5268 | 4581.0293 | 76.0722 | 93.3905 | 166.6098 | 0 | 265.0572 | 9624668.9569 | 849482.6432 | 10001249.357 | 8953621.2979 | 0 | 734726.5944 | 0 | 11763862.0513 | 30607155.9575 | 20890012.8552 | 93424779.7134 | 961560.8286 | 16315151.5233 | 16315151.5233 | 1478867.319 | 7407781.6792 | 0 | 110701492.0653 | 135903292.5869 | 100000 | 29.6665 | 3731.5268 | 4581.0293 | 76.0722 | 93.3905
1 | 4600 | 707 | 0.035 | 15 | 15 | 7 | 1.3335e-10 | 5spot_SharedNeighbor | Water | Porous | Wet | R600a | MinimizeLCOE_Brownfield | IgnoreSilica | 2019 | 162.8734 | 72.1601 | 7.6845 | 4 | 3662.3515 | 4482.2393 | 74.662 | 91.3765 | 166.3399 | 0 | 277.5447 | 9804416.9197 | 865056.4362 | 10211071.5805 | 9216047.4511 | 0 | 671652.6138 | 0 | 11999615.5505 | 31220538.2028 | 21308658.8413 | 95297057.5959 | 961560.8286 | 16315151.5233 | 16315151.5233 | 1478867.319 | 7407781.6792 | 0 | 112573769.9478 | 137775570.4694 | 133352.1432 | 30.7381 | 3662.3515 | 4482.2393 | 74.662 | 91.3765
1 | 4600 | 707 | 0.035 | 15 | 15 | 7 | 1.7783e-10 | 5spot_SharedNeighbor | Water | Porous | Wet | R600a | MinimizeLCOE_Brownfield | IgnoreSilica | 2019 | 166.5593 | 73.5611 | 7.893 | 4 | 3609.7904 | 4408.0193 | 73.5905 | 89.8634 | 166.128 | 0 | 269.2 | 9939769.4811 | 876779.1269 | 10369365.6672 | 9416884.186 | 0 | 615867.9733 | 0 | 12175279.9095 | 31677580.8311 | 21620599.8265 | 96692127.0016 | 961560.8286 | 16315151.5233 | 16315151.5233 | 1478867.319 | 7407781.6792 | 0 | 113968839.3536 | 139170639.8751 | 177827.941 | 31.5721 | 3609.7904 | 4408.0193 | 73.5905 | 89.8634
1 | 4600 | 707 | 0.035 | 15 | 15 | 7 | 2.3714e-10 | 5spot_SharedNeighbor | Water | Porous | Wet | R600a | MinimizeLCOE_Brownfield | IgnoreSilica | 2019 | 169.3929 | 74.6279 | 8.0545 | 4 | 3569.9318 | 4352.1545 | 72.7779 | 88.7246 | 165.9623 | 0 | 234.9728 | 10042343.496 | 885660.3246 | 10489492.1258 | 9570904.5369 | 0 | 568597.4986 | 0 | 12307229.2129 | 32020885.8522 | 21854912.5575 | 97740025.6045 | 961560.8286 | 16315151.5233 | 16315151.5233 | 1478867.319 | 7407781.6792 | 0 | 115016737.9564 | 140218538.478 | 237137.3706 | 32.2182 | 3569.9318 | 4352.1545 | 72.7779 | 88.7246
1 | 4600 | 707 | 0.035 | 15 | 15 | 7 | 3.1623e-10 | 5spot_SharedNeighbor | Water | Porous | Wet | R600a | MinimizeLCOE_Brownfield | IgnoreSilica | 2019 | 171.4682 | 75.4026 | 8.1757 | 4 | 3539.752 | 4310.3838 | 72.1626 | 87.873 | 165.8394 | 0 | 277.9319 | 10116578.0998 | 892086.4208 | 10576518.5222 | 9683213.7954 | 0 | 528488.469 | 0 | 12400785.2698 | 32264299.5212 | 22021047.3883 | 98483017.4866 | 961560.8286 | 16315151.5233 | 16315151.5233 | 1478867.319 | 7407781.6792 | 0 | 115759729.8386 | 140961530.3601 | 316227.766 | 32.7028 | 3539.752 | 4310.3838 | 72.1626 | 87.873
1 | 4600 | 707 | 0.035 | 15 | 15 | 7 | 4.217e-10 | 5spot_SharedNeighbor | Water | Porous | Wet | R600a | MinimizeLCOE_Brownfield | IgnoreSilica | 2019 | 173.0003 | 75.9715 | 8.2667 | 4 | 3516.9415 | 4279.0851 | 71.6976 | 87.2349 | 165.7478 | 0 | 265.356 | 10170947.1546 | 896792.1304 | 10640303.1801 | 9766045.2503 | 0 | 495516.4767 | 0 | 12468145.6349 | 32439557.3738 | 22140664.4738 | 99017971.6747 | 961560.8286 | 16315151.5233 | 16315151.5233 | 1478867.319 | 7407781.6792 | 0 | 116294684.0267 | 141496484.5482 | 421696.5034 | 33.067 | 3516.9415 | 4279.0851 | 71.6976 | 87.2349
1 | 4600 | 707 | 0.035 | 15 | 15 | 7 | 5.6234e-10 | 5spot_SharedNeighbor | Water | Porous | Wet | R600a | MinimizeLCOE_Brownfield | IgnoreSilica | 2019 | 174.1233 | 76.3867 | 8.3348 | 4 | 3499.7231 | 4255.6486 | 71.3466 | 86.7572 | 165.6802 | 0 | 301.997 | 10210560.4799 | 900220.3255 | 10686801.5929 | 9826710.5606 | 0 | 468836.0309 | 0 | 12516320.306 | 32564897.986 | 22226212.0172 | 99400559.2989 | 961560.8286 | 16315151.5233 | 16315151.5233 | 1478867.319 | 7407781.6792 | 0 | 116677271.6509 | 141879072.1724 | 562341.3252 | 33.339 | 3499.7231 | 4255.6486 | 71.3466 | 86.7572
1 | 4600 | 707 | 0.035 | 15 | 15 | 7 | 7.4989e-10 | 5spot_SharedNeighbor | Water | Porous | Wet | R600a | MinimizeLCOE_Brownfield | IgnoreSilica | 2019 | 174.9493 | 76.6912 | 8.3855 | 4 | 3486.7409 | 4238.0878 | 71.0819 | 86.3992 | 165.6302 | 0 | 273.3835 | 10239573.6583 | 902730.9617 | 10720870.7276 | 9871313.1058 | 0 | 447613.3346 | 0 | 12551019.6973 | 32655178.6843 | 22287830.4489 | 99676130.6185 | 961560.8286 | 16315151.5233 | 16315151.5233 | 1478867.319 | 7407781.6792 | 0 | 116952842.9705 | 142154643.492 | 749894.2093 | 33.5422 | 3486.7409 | 4238.0878 | 71.0819 | 86.3992
1 | 4600 | 707 | 0.035 | 15 | 15 | 7 | 1e-09 | 5spot_SharedNeighbor | Water | Porous | Wet | R600a | MinimizeLCOE_Brownfield | IgnoreSilica | 2019 | 175.5607 | 76.9161 | 8.4235 | 4 | 3476.9625 | 4224.9195 | 70.8826 | 86.1307 | 165.593 | 0 | 264.7967 | 10260977.5034 | 904583.0175 | 10746011.6581 | 9904311.0642 | 0 | 430974.3383 | 0 | 12576274.4567 | 32720886.3878 | 22332677.3067 | 99876695.7326 | 961560.8286 | 16315151.5233 | 16315151.5233 | 1478867.319 | 7407781.6792 | 0 | 117153408.0846 | 142355208.6062 | 1000000 | 33.6942 | 3476.9625 | 4224.9195 | 70.8826 | 86.1307
1 | 4600 | 707 | 0.035 | 15 | 15 | 7 | 1.3335e-09 | 5spot_SharedNeighbor | Water | Porous | Wet | R600a | MinimizeLCOE_Brownfield | IgnoreSilica | 2019 | 176.0017 | 77.078 | 8.4516 | 4 | 3469.6035 | 4215.0797 | 70.7326 | 85.9301 | 165.5662 | 0 | 269.3561 | 10276377.7511 | 905915.5288 | 10764104.5249 | 9928104.6693 | 0 | 417908.4231 | 0 | 12594040.2499 | 32767109.3374 | 22364225.4195 | 100017785.904 | 961560.8286 | 16315151.5233 | 16315151.5233 | 1478867.319 | 7407781.6792 | 0 | 117294498.256 | 142496298.7775 | 1333521.4322 | 33.8063 | 3469.6035 | 4215.0797 | 70.7326 | 85.9301
1 | 4600 | 707 | 0.035 | 15 | 15 | 7 | 1.7783e-09 | 5spot_SharedNeighbor | Water | Porous | Wet | R600a | MinimizeLCOE_Brownfield | IgnoreSilica | 2019 | 176.3307 | 77.1986 | 8.4726 | 4 | 3464.0695 | 4207.6962 | 70.6197 | 85.7796 | 165.5461 | 0 | 271.3983 | 10287844.862 | 906907.6924 | 10777578.6132 | 9945848.4979 | 0 | 407862.5591 | 0 | 12607156.4676 | 32801235.0452 | 22387516.9163 | 100121950.6536 | 961560.8286 | 16315151.5233 | 16315151.5233 | 1478867.319 | 7407781.6792 | 0 | 117398663.0055 | 142600463.5271 | 1778279.41 | 33.8904 | 3464.0695 | 4207.6962 | 70.6197 | 85.7796
1 | 4600 | 707 | 0.035 | 15 | 15 | 7 | 2.3714e-09 | 5spot_SharedNeighbor | Water | Porous | Wet | R600a | MinimizeLCOE_Brownfield | IgnoreSilica | 2019 | 176.5741 | 77.2878 | 8.4883 | 4 | 3459.9102 | 4202.1627 | 70.535 | 85.6668 | 165.5312 | 0 | 255.5984 | 10296318.3393 | 907640.8217 | 10787536.2375 | 9958975.2768 | 0 | 400156.2207 | 0 | 12616744.4895 | 32826181.1115 | 22404543.1192 | 100198095.6163 | 961560.8286 | 16315151.5233 | 16315151.5233 | 1478867.319 | 7407781.6792 | 0 | 117474807.9682 | 142676608.4898 | 2371373.7057 | 33.9531 | 3459.9102 | 4202.1627 | 70.535 | 85.6668
1 | 4600 | 707 | 0.035 | 15 | 15 | 7 | 3.1623e-09 | 5spot_SharedNeighbor | Water | Porous | Wet | R600a | MinimizeLCOE_Brownfield | IgnoreSilica | 2019 | 176.7398 | 77.3484 | 8.4995 | 4 | 3456.7859 | 4198.057 | 70.4713 | 85.5831 | 165.521 | 0 | 246.9359 | 10302082.2123 | 908139.5063 | 10794310.2066 | 9967914.1471 | 0 | 394097.1923 | 0 | 12622951.8732 | 32842331.4507 | 22415566.0575 | 100247392.6461 | 961560.8286 | 16315151.5233 | 16315151.5233 | 1478867.319 | 7407781.6792 | 0 | 117524104.998 | 142725905.5196 | 3162277.6602 | 33.9981 | 3456.7859 | 4198.057 | 70.4713 | 85.5831
1 | 4600 | 707 | 0.035 | 15 | 15 | 7 | 4.217e-09 | 5spot_SharedNeighbor | Water | Porous | Wet | R600a | MinimizeLCOE_Brownfield | IgnoreSilica | 2019 | 176.8862 | 77.402 | 8.5087 | 4 | 3454.4398 | 4194.9137 | 70.4234 | 85.519 | 165.5121 | 0 | 248.7106 | 10307169.3641 | 908579.636 | 10800289.2259 | 9975804.6937 | 0 | 389774.0829 | 0 | 12628830.631 | 32857626.7725 | 22426005.429 | 100294079.835 | 961560.8286 | 16315151.5233 | 16315151.5233 | 1478867.319 | 7407781.6792 | 0 | 117570792.187 | 142772592.7086 | 4216965.0343 | 34.0347 | 3454.4398 | 4194.9137 | 70.4234 | 85.519
1 | 4600 | 707 | 0.035 | 15 | 15 | 7 | 5.6234e-09 | 5spot_SharedNeighbor | Water | Porous | Wet | R600a | MinimizeLCOE_Brownfield | IgnoreSilica | 2019 | 176.9808 | 77.4366 | 8.5151 | 4 | 3452.6786 | 4192.5979 | 70.3875 | 85.4718 | 165.5062 | 0 | 279.5161 | 10310456.0607 | 908863.9913 | 10804152.32 | 9980907.1575 | 0 | 386323.8439 | 0 | 12632374.3156 | 32866846.713 | 22432298.2278 | 100322222.6297 | 961560.8286 | 16315151.5233 | 16315151.5233 | 1478867.319 | 7407781.6792 | 0 | 117598934.9816 | 142800735.5032 | 5623413.2519 | 34.0602 | 3452.6786 | 4192.5979 | 70.3875 | 85.4718
1 | 4600 | 707 | 0.035 | 15 | 15 | 7 | 7.4989e-09 | 5spot_SharedNeighbor | Water | Porous | Wet | R600a | MinimizeLCOE_Brownfield | IgnoreSilica | 2019 | 177.0487 | 77.4614 | 8.5197 | 4 | 3451.3569 | 4190.8693 | 70.3606 | 85.4365 | 165.5021 | 0 | 302.4806 | 10312811.6793 | 909067.791 | 10806921.1378 | 9984566.2646 | 0 | 383683.761 | 0 | 12634849.7471 | 32873287.278 | 22436694.0457 | 100341881.7046 | 961560.8286 | 16315151.5233 | 16315151.5233 | 1478867.319 | 7407781.6792 | 0 | 117618594.0565 | 142820394.5781 | 7498942.0933 | 34.0789 | 3451.3569 | 4190.8693 | 70.3606 | 85.4365
1 | 4600 | 707 | 0.035 | 15 | 15 | 7 | 1e-08 | 5spot_SharedNeighbor | Water | Porous | Wet | R600a | MinimizeLCOE_Brownfield | IgnoreSilica | 2019 | 177.105 | 77.482 | 8.5234 | 4 | 3450.3652 | 4189.5573 | 70.3404 | 85.4098 | 165.4986 | 0 | 311.7423 | 10314766.6377 | 909236.9262 | 10809219.0713 | 9987602.4494 | 0 | 381761.3173 | 0 | 12637008.6968 | 32878904.4221 | 22440527.862 | 100359027.3829 | 961560.8286 | 16315151.5233 | 16315151.5233 | 1478867.319 | 7407781.6792 | 0 | 117635739.7349 | 142837540.2564 | 10000000 | 34.0937 | 3450.3652 | 4189.5573 | 70.3404 | 85.4098
1 | 4700 | 707 | 0.035 | 15 | 15 | 7 | 1e-13 | 5spot_SharedNeighbor | Water | Porous | Wet | R600a | MinimizeLCOE_Brownfield | IgnoreSilica | 2019 | 0 | 0 | 0 | 0 |  |  |  |  | 15 |  | 25.8145 | [19 empty] | 100 | 0
1 | 4700 | 707 | 0.035 | 15 | 15 | 7 | 1.3335e-13 | 5spot_SharedNeighbor | Water | Porous | Wet | R600a | MinimizeLCOE_Brownfield | IgnoreSilica | 2019 | 0.92292 | 0.18434 | 0.0055678 | 4 | 843624.3366 | 2005123.0186 | 17198.4232 | 40877.1449 | 112.1356 | 0 | 63.6104 | 118420.3096 | 7887.8255 | 88729.8416 | 58320.0873 | 0 | 61124.2532 | 0 | 130448.1037 | 339399.2072 | 231646.9329 | 1035976.5609 | 961560.8286 | 16790840.2133 | 16790840.2133 | 1478867.319 | 7598057.1552 | 0 | 18788377.6028 | 44656142.2903 | 133.3521 | 0.022271 | 843624.3366 | 2005123.0186 | 17198.4232 | 40877.1449
1 | 4700 | 707 | 0.035 | 15 | 15 | 7 | 1.7783e-13 | 5spot_SharedNeighbor | Water | Porous | Wet | R600a | MinimizeLCOE_Brownfield | IgnoreSilica | 2019 | 1.1813 | 0.27685 | 0.013287 | 4 | 359623.9878 | 846322.6401 | 7331.4214 | 17253.4318 | 122.4223 | 0 | 55.6703 | 166368.5887 | 11811.0856 | 121967.2775 | 71652.2099 | 0 | 67756.5088 | 0 | 171426.7115 | 446017.1389 | 304415.8621 | 1361415.3831 | 961560.8286 | 16790840.2133 | 16790840.2133 | 1478867.319 | 7598057.1552 | 0 | 19113816.425 | 44981581.1126 | 177.8279 | 0.053149 | 359623.9878 | 846322.6401 | 7331.4214 | 17253.4318
1 | 4700 | 707 | 0.035 | 15 | 15 | 7 | 2.3714e-13 | 5spot_SharedNeighbor | Water | Porous | Wet | R600a | MinimizeLCOE_Brownfield | IgnoreSilica | 2019 | 1.5491 | 0.41964 | 0.026097 | 4 | 187561.3374 | 435362.7398 | 3823.6916 | 8875.4583 | 132.3942 | 0 | 63.7937 | 233859.5022 | 17715.295 | 168946.5888 | 91857.3625 | 0 | 77485.01 | 0 | 230046.8658 | 598534.7558 | 408512.2695 | 1826957.6495 | 961560.8286 | 16790840.2133 | 16790840.2133 | 1478867.319 | 7598057.1552 | 0 | 19579358.6915 | 45447123.379 | 237.1374 | 0.10439 | 187561.3374 | 435362.7398 | 3823.6916 | 8875.4583
1 | 4700 | 707 | 0.035 | 15 | 15 | 7 | 3.1623e-13 | 5spot_SharedNeighbor | Water | Porous | Wet | R600a | MinimizeLCOE_Brownfield | IgnoreSilica | 2019 | 2.0015 | 0.60474 | 0.044328 | 4 | 113532.867 | 259421.7279 | 2314.5211 | 5288.6628 | 140.4484 | 0 | 337.5194 | 313544.0622 | 25104.4341 | 225070.3507 | 117127.1794 | 0 | 87019.9336 | 0 | 299467.7244 | 779153.5896 | 531788.3349 | 2378275.609 | 961560.8286 | 16790840.2133 | 16790840.2133 | 1478867.319 | 7598057.1552 | 0 | 20130676.651 | 45998441.3385 | 316.2278 | 0.17731 | 113532.867 | 259421.7279 | 2314.5211 | 5288.6628
1 | 4700 | 707 | 0.035 | 15 | 15 | 7 | 4.217e-13 | 5spot_SharedNeighbor | Water | Porous | Wet | R600a | MinimizeLCOE_Brownfield | IgnoreSilica | 2019 | 2.6238 | 0.87082 | 0.071722 | 4 | 72759.3398 | 162925.4988 | 1483.2976 | 3321.4567 | 147.5487 | 0 | 442.9689 | 418565.7648 | 35419.2921 | 299774.1574 | 154225.0369 | 0 | 99851.2743 | 0 | 393055.8549 | 1022650.7077 | 697980.1214 | 3121522.2094 | 961560.8286 | 16790840.2133 | 16790840.2133 | 1478867.319 | 7598057.1552 | 0 | 20873923.2513 | 46741687.9388 | 421.6965 | 0.28689 | 72759.3398 | 162925.4988 | 1483.2976 | 3321.4567
1 | 4700 | 707 | 0.035 | 15 | 15 | 7 | 5.6234e-13 | 5spot_SharedNeighbor | Water | Porous | Wet | R600a | MinimizeLCOE_Brownfield | IgnoreSilica | 2019 | 3.4212 | 1.22 | 0.10949 | 4 | 49738.0823 | 108803.5629 | 1013.9781 | 2218.1078 | 153.2241 | 0 | 584.9875 | 545038.8441 | 48535.7613 | 390916.9743 | 202775.0713 | 0 | 114022.8739 | 0 | 507502.9148 | 1320418.481 | 901212.7452 | 4030423.666 | 961560.8286 | 16790840.2133 | 16790840.2133 | 1478867.319 | 7598057.1552 | 0 | 21782824.7079 | 47650589.3954 | 562.3413 | 0.43795 | 49738.0823 | 108803.5629 | 1013.9781 | 2218.1078
1 | 4700 | 707 | 0.035 | 15 | 15 | 7 | 7.4989e-13 | 5spot_SharedNeighbor | Water | Porous | Wet | R600a | MinimizeLCOE_Brownfield | IgnoreSilica | 2019 | 4.5018 | 1.7399 | 0.16189 | 4 | 35494.3841 | 75440.7495 | 723.601 | 1537.9617 | 157.9317 | 0 | 68.8919 | 704546.8743 | 63767.3077 | 518617.1913 | 269104.6238 | 0 | 133340.6596 | 0 | 658856.8961 | 1714210.4935 | 1169983.8853 | 5232427.9316 | 961560.8286 | 16790840.2133 | 16790840.2133 | 1478867.319 | 7598057.1552 | 0 | 22984828.9735 | 48852593.6611 | 749.8942 | 0.64756 | 35494.3841 | 75440.7495 | 723.601 | 1537.9617
1 | 4700 | 707 | 0.035 | 15 | 15 | 7 | 1e-12 | 5spot_SharedNeighbor | Water | Porous | Wet | R600a | MinimizeLCOE_Brownfield | IgnoreSilica | 2019 | 5.907 | 2.4305 | 0.22953 | 4 | 26608.5801 | 54783.1691 | 542.4519 | 1116.829 | 161.5973 | 0 | 76.7705 | 890556.7868 | 80578.604 | 677619.5792 | 351161.0102 | 0 | 156049.9942 | 0 | 840826.73 | 2187658.6741 | 1493121.997 | 6677573.3754 | 961560.8286 | 16790840.2133 | 16790840.2133 | 1478867.319 | 7598057.1552 | 0 | 24429974.4173 | 50297739.1048 | 1000 | 0.91812 | 26608.5801 | 54783.1691 | 542.4519 | 1116.829
1 | 4700 | 707 | 0.035 | 15 | 15 | 7 | 1.3335e-12 | 5spot_SharedNeighbor | Water | Porous | Wet | R600a | MinimizeLCOE_Brownfield | IgnoreSilica | 2019 | 7.8025 | 3.3565 | 0.31976 | 4 | 20518.2038 | 40742.6654 | 418.2913 | 830.5943 | 164.3938 | 0 | 97.4504 | 1117097.9153 | 101007.6958 | 877283.4115 | 461180.0088 | 0 | 184914.5097 | 0 | 1069178.5811 | 2781783.3492 | 1898624.2958 | 8491069.7673 | 961560.8286 | 16790840.2133 | 16790840.2133 | 1478867.319 | 7598057.1552 | 0 | 26243470.8092 | 52111235.4967 | 1333.5214 | 1.279 | 20518.2038 | 40742.6654 | 418.2913 | 830.5943
1 | 4700 | 707 | 0.035 | 15 | 15 | 7 | 1.7783e-12 | 5spot_SharedNeighbor | Water | Porous | Wet | R600a | MinimizeLCOE_Brownfield | IgnoreSilica | 2019 | 10.3259 | 4.6107 | 0.44239 | 4 | 16125.8239 | 30744.1465 | 328.7467 | 626.761 | 166.8677 | 0 | 85.6536 | 1396553.7422 | 126145.2206 | 1130952.3369 | 607963.4155 | 0 | 219841.7203 | 0 | 1357768.0099 | 3532633.8452 | 2411095.1877 | 10782953.4784 | 961560.8286 | 16790840.2133 | 16790840.2133 | 1478867.319 | 7598057.1552 | 0 | 28535354.5203 | 54403119.2078 | 1778.2794 | 1.7695 | 16125.8239 | 30744.1465 | 328.7467 | 626.761
1 | 4700 | 707 | 0.035 | 15 | 15 | 7 | 2.3714e-12 | 5spot_SharedNeighbor | Water | Porous | Wet | R600a | MinimizeLCOE_Brownfield | IgnoreSilica | 2019 | 13.6562 | 6.2552 | 0.60317 | 4 | 12998.5347 | 23720.1853 | 264.9927 | 483.5681 | 168.6312 | 0 | 97.1563 | 1731292.2939 | 156172.188 | 1443526.4723 | 801054.7471 | 0 | 261758.2224 | 0 | 1713583.5302 | 4458392.8414 | 3042944.725 | 13608725.0203 | 961560.8286 | 16790840.2133 | 16790840.2133 | 1478867.319 | 7598057.1552 | 0 | 31361126.0623 | 57228890.7498 | 2371.3737 | 2.4127 | 12998.5347 | 23720.1853 | 264.9927 | 483.5681
1 | 4700 | 707 | 0.035 | 15 | 15 | 7 | 3.1623e-12 | 5spot_SharedNeighbor | Water | Porous | Wet | R600a | MinimizeLCOE_Brownfield | IgnoreSilica | 2019 | 18.0996 | 8.4505 | 0.81757 | 4 | 10676.7216 | 18586.6485 | 217.6594 | 378.914 | 169.9915 | 0 | 78.2113 | 2140578.9779 | 192776.1334 | 1836278.4919 | 1058597.6872 | 0 | 313319.3342 | 0 | 2161204.7436 | 5623011.4188 | 3837820.8346 | 17163587.6216 | 961560.8286 | 16790840.2133 | 16790840.2133 | 1478867.319 | 7598057.1552 | 0 | 34915988.6635 | 60783753.351 | 3162.2777 | 3.2703 | 10676.7216 | 18586.6485 | 217.6594 | 378.914
1 | 4700 | 707 | 0.035 | 15 | 15 | 7 | 4.217e-12 | 5spot_SharedNeighbor | Water | Porous | Wet | R600a | MinimizeLCOE_Brownfield | IgnoreSilica | 2019 | 23.9728 | 11.3528 | 1.1012 | 4 | 8934.229 | 14807.0421 | 182.1363 | 301.8616 | 171.0269 | 0 | 81.9024 | 2637049.2751 | 237033.3354 | 2325503.6142 | 1398786.4173 | 0 | 375505.7699 | 0 | 2719812.5806 | 7076394.4244 | 4829784.6 | 21599870.0168 | 961560.8286 | 16790840.2133 | 16790840.2133 | 1478867.319 | 7598057.1552 | 0 | 39352271.0587 | 65220035.7462 | 4216.965 | 4.4047 | 8934.229 | 14807.0421 | 182.1363 | 301.8616
1 | 4700 | 707 | 0.035 | 15 | 15 | 7 | 5.6234e-12 | 5spot_SharedNeighbor | Water | Porous | Wet | R600a | MinimizeLCOE_Brownfield | IgnoreSilica | 2019 | 31.707 | 15.1759 | 1.4748 | 4 | 7607.871 | 11992.7398 | 155.0967 | 244.4882 | 171.8131 | 0 | 95.8424 | 3238150.7826 | 290432.534 | 2933310.0808 | 1846725.5127 | 0 | 450399.2188 | 0 | 3416017.0702 | 8887775.6953 | 6066089.5376 | 27128900.432 | 961560.8286 | 16790840.2133 | 16790840.2133 | 1478867.319 | 7598057.1552 | 0 | 44881301.4739 | 70749066.1615 | 5623.4133 | 5.8993 | 7607.871 | 11992.7398 | 155.0967 | 244.4882
1 | 4700 | 707 | 0.035 | 15 | 15 | 7 | 7.4989e-12 | 5spot_SharedNeighbor | Water | Porous | Wet | R600a | MinimizeLCOE_Brownfield | IgnoreSilica | 2019 | 41.858 | 20.1941 | 1.9649 | 4 | 6586.0494 | 9877.2349 | 134.2655 | 201.3608 | 172.4071 | 0 | 109.4911 | 3964553.1752 | 354726.7408 | 3686494.5091 | 2434600.7887 | 0 | 540978.6239 | 0 | 4282727.9967 | 11142779.7392 | 7605176.1332 | 34012037.7069 | 961560.8286 | 16790840.2133 | 16790840.2133 | 1478867.319 | 7598057.1552 | 0 | 51764438.7488 | 77632203.4363 | 7498.9421 | 7.8597 | 6586.0494 | 9877.2349 | 134.2655 | 201.3608
1 | 4700 | 707 | 0.035 | 15 | 15 | 7 | 1e-11 | 5spot_SharedNeighbor | Water | Porous | Wet | R600a | MinimizeLCOE_Brownfield | IgnoreSilica | 2019 | 54.9131 | 26.6378 | 2.5945 | 4 | 5797.7399 | 8290.3408 | 118.1948 | 169.0098 | 172.8195 | 0 | 117.648 | 4825191.3859 | 430611.4518 | 4600792.1777 | 3190414.548 | 0 | 647543.7895 | 0 | 5340875.8076 | 13895863.2872 | 9484212.2249 | 42415504.6726 | 961560.8286 | 16790840.2133 | 16790840.2133 | 1478867.319 | 7598057.1552 | 0 | 60167905.7145 | 86035670.402 | 10000 | 10.3778 | 5797.7399 | 8290.3408 | 118.1948 | 169.0098
1 | 4700 | 707 | 0.035 | 15 | 15 | 7 | 1.3335e-11 | 5spot_SharedNeighbor | Water | Porous | Wet | R600a | MinimizeLCOE_Brownfield | IgnoreSilica | 2019 | 71.3905 | 34.7049 | 3.3811 | 4 | 5192.2288 | 7104.9079 | 105.8506 | 144.8432 | 172.981 | 0 | 134.9384 | 5822619.8083 | 518214.7342 | 5685202.8703 | 4142579.4146 | 0 | 771933.1432 | 0 | 6606814.4886 | 17189576.0553 | 11732238.8682 | 52469179.3828 | 961560.8286 | 16790840.2133 | 16790840.2133 | 1478867.319 | 7598057.1552 | 0 | 70221580.4247 | 96089345.1122 | 13335.2143 | 13.5244 | 5192.2288 | 7104.9079 | 105.8506 | 144.8432
1 | 4700 | 707 | 0.035 | 15 | 15 | 7 | 1.7783e-11 | 5spot_SharedNeighbor | Water | Porous | Wet | R600a | MinimizeLCOE_Brownfield | IgnoreSilica | 2019 | 91.3905 | 44.2878 | 4.3119 | 4 | 4738.2156 | 6238.0072 | 96.5949 | 127.1702 | 172.7432 | 0 | 142.7184 | 6924973.4864 | 614660.8722 | 6909731.6166 | 5292485.66 | 0 | 912032.2291 | 0 | 8055014.7071 | 20957495.9571 | 14303921.6242 | 63970316.1528 | 961560.8286 | 16790840.2133 | 16790840.2133 | 1478867.319 | 7598057.1552 | 0 | 81722717.1947 | 107590481.8822 | 17782.7941 | 17.2476 | 4738.2156 | 6238.0072 | 96.5949 | 127.1702
1 | 4700 | 707 | 0.035 | 15 | 15 | 7 | 2.3714e-11 | 5spot_SharedNeighbor | Water | Porous | Wet | R600a | MinimizeLCOE_Brownfield | IgnoreSilica | 2019 | 113.8607 | 54.6413 | 5.3169 | 4 | 4410.767 | 5627.0692 | 89.9195 | 114.7154 | 172.0096 | 0 | 125.3411 | 8041936.4848 | 712034.5636 | 8174295.4529 | 6573330.988 | 0 | 1053639.1421 | 0 | 9576542.2862 | 24916198.6098 | 17005817.5279 | 76053795.0553 | 961560.8286 | 16790840.2133 | 16790840.2133 | 1478867.319 | 7598057.1552 | 0 | 93806196.0972 | 119673960.7847 | 23713.7371 | 21.2675 | 4410.767 | 5627.0692 | 89.9195 | 114.7154
1 | 4700 | 707 | 0.035 | 15 | 15 | 7 | 3.1623e-11 | 5spot_SharedNeighbor | Water | Porous | Wet | R600a | MinimizeLCOE_Brownfield | IgnoreSilica | 2019 | 125.5339 | 59.8003 | 5.9582 | 4 | 4169.4788 | 5254.8625 | 85.0005 | 107.1275 | 171.4617 | 0 | 152.3142 | 8575700.9476 | 758453.7157 | 8786109.7786 | 7232341.0892 | 0 | 999152.9792 | 0 | 10277185.819 | 26739129.3603 | 18250005.2226 | 81618078.9122 | 961560.8286 | 16790840.2133 | 16790840.2133 | 1478867.319 | 7598057.1552 | 0 | 99370479.9541 | 125238244.6416 | 31622.7766 | 23.8328 | 4169.4788 | 5254.8625 | 85.0005 | 107.1275
1 | 4700 | 707 | 0.035 | 15 | 15 | 7 | 4.217e-11 | 5spot_SharedNeighbor | Water | Porous | Wet | R600a | MinimizeLCOE_Brownfield | IgnoreSilica | 2019 | 137.8519 | 65.0794 | 6.5958 | 4 | 3983.0665 | 4963.5371 | 81.2002 | 101.1884 | 170.7985 | 0 | 185.1523 | 9108529.4115 | 804723.6154 | 9401307.1162 | 7923330.2266 | 0 | 958987.8828 | 0 | 10996782.5185 | 28611372.3628 | 19527849.5425 | 87332882.6763 | 961560.8286 | 16790840.2133 | 16790840.2133 | 1478867.319 | 7598057.1552 | 0 | 105085283.7182 | 130953048.4057 | 42169.6503 | 26.383 | 3983.0665 | 4963.5371 | 81.2002 | 101.1884
1 | 4700 | 707 | 0.035 | 15 | 15 | 7 | 5.6234e-11 | 5spot_SharedNeighbor | Water | Porous | Wet | R600a | MinimizeLCOE_Brownfield | IgnoreSilica | 2019 | 147.1667 | 69.014 | 7.1142 | 4 | 3837.0234 | 4746.0437 | 78.2229 | 96.7545 | 170.3114 | 0 | 208.6173 | 9497722.2245 | 838479.444 | 9853336.0747 | 8444052.9185 | 0 | 888313.9407 | 0 | 11513542.795 | 29955876.6002 | 20445501.3114 | 91436825.3091 | 961560.8286 | 16790840.2133 | 16790840.2133 | 1478867.319 | 7598057.1552 | 0 | 109189226.351 | 135056991.0385 | 56234.1325 | 28.4568 | 3837.0234 | 4746.0437 | 78.2229 | 96.7545
1 | 4700 | 707 | 0.035 | 15 | 15 | 7 | 7.4989e-11 | 5spot_SharedNeighbor | Water | Porous | Wet | R600a | MinimizeLCOE_Brownfield | IgnoreSilica | 2019 | 154.8567 | 72.1932 | 7.5472 | 4 | 3724.9726 | 4581.8427 | 75.9386 | 93.4071 | 169.8848 | 0 | 256.3282 | 9807620.0121 | 865333.8967 | 10214814.6668 | 8871996.101 | 0 | 815568.2416 | 0 | 11924379.8381 | 31024790.3121 | 21175056.8837 | 94699559.952 | 961560.8286 | 16790840.2133 | 16790840.2133 | 1478867.319 | 7598057.1552 | 0 | 112451960.9939 | 138319725.6814 | 74989.4209 | 30.1887 | 3724.9726 | 4581.8427 | 75.9386 | 93.4071
1 | 4700 | 707 | 0.035 | 15 | 15 | 7 | 1e-10 | 5spot_SharedNeighbor | Water | Porous | Wet | R600a | MinimizeLCOE_Brownfield | IgnoreSilica | 2019 | 160.923 | 74.654 | 7.895 | 4 | 3639.3307 | 4458.4541 | 74.1927 | 90.8916 | 169.5335 | 0 | 241.1665 | 10044855.9859 | 885877.8364 | 10492436.3425 | 9207715.3056 | 0 | 744324.6146 | 0 | 12236331.9332 | 31836425.6734 | 21729014.6952 | 97176982.387 | 961560.8286 | 16790840.2133 | 16790840.2133 | 1478867.319 | 7598057.1552 | 0 | 114929383.4289 | 140797148.1164 | 100000 | 31.5798 | 3639.3307 | 4458.4541 | 74.1927 | 90.8916
1 | 4700 | 707 | 0.035 | 15 | 15 | 7 | 1.3335e-10 | 5spot_SharedNeighbor | Water | Porous | Wet | R600a | MinimizeLCOE_Brownfield | IgnoreSilica | 2019 | 165.6339 | 76.537 | 8.1693 | 4 | 3574.0939 | 4365.7053 | 72.8627 | 89.0008 | 169.2521 | 0 | 245.4941 | 10224885.1374 | 901459.9221 | 10703621.1262 | 9467756.0794 | 0 | 678841.2412 | 0 | 12470859.7674 | 32446618.9898 | 22145484.1719 | 99039526.4352 | 961560.8286 | 16790840.2133 | 16790840.2133 | 1478867.319 | 7598057.1552 | 0 | 116791927.4772 | 142659692.1647 | 133352.1432 | 32.6774 | 3574.0939 | 4365.7053 | 72.8627 | 89.0008
1 | 4700 | 707 | 0.035 | 15 | 15 | 7 | 1.7783e-10 | 5spot_SharedNeighbor | Water | Porous | Wet | R600a | MinimizeLCOE_Brownfield | IgnoreSilica | 2019 | 169.2466 | 77.9641 | 8.3827 | 4 | 3524.5224 | 4295.9861 | 71.8522 | 87.5795 | 169.0315 | 0 | 244.6628 | 10360496.8948 | 913193.1015 | 10862986.5299 | 9666788.7557 | 0 | 621231.4491 | 0 | 12645631.7251 | 32901339.773 | 22455840.45 | 100427508.6793 | 961560.8286 | 16790840.2133 | 16790840.2133 | 1478867.319 | 7598057.1552 | 0 | 118179909.7212 | 144047674.4087 | 177827.941 | 33.5308 | 3524.5224 | 4295.9861 | 71.8522 | 87.5795
1 | 4700 | 707 | 0.035 | 15 | 15 | 7 | 2.3714e-10 | 5spot_SharedNeighbor | Water | Porous | Wet | R600a | MinimizeLCOE_Brownfield | IgnoreSilica | 2019 | 172.0038 | 79.0423 | 8.5471 | 4 | 3486.9213 | 4243.5469 | 71.0856 | 86.5104 | 168.8603 | 0 | 302.9063 | 10462494.0139 | 922015.4424 | 10983008.6159 | 9818083.4775 | 0 | 572328.1442 | 0 | 12775592.5806 | 33239471.2605 | 22686622.1381 | 101459615.6732 | 961560.8286 | 16790840.2133 | 16790840.2133 | 1478867.319 | 7598057.1552 | 0 | 119212016.7151 | 145079781.4026 | 237137.3706 | 34.1883 | 3486.9213 | 4243.5469 | 71.0856 | 86.5104
1 | 4700 | 707 | 0.035 | 15 | 15 | 7 | 3.1623e-10 | 5spot_SharedNeighbor | Water | Porous | Wet | R600a | MinimizeLCOE_Brownfield | IgnoreSilica | 2019 | 174.0332 | 79.8301 | 8.6707 | 4 | 3458.4544 | 4204.289 | 70.5053 | 85.7101 | 168.7327 | 0 | 275.5079 | 10536766.7092 | 928438.3992 | 11070492.0237 | 9929242.5295 | 0 | 531097.0309 | 0 | 12868454.3101 | 33481078.4319 | 22851523.9971 | 102197093.4315 | 961560.8286 | 16790840.2133 | 16790840.2133 | 1478867.319 | 7598057.1552 | 0 | 119949494.4735 | 145817259.161 | 316227.766 | 34.683 | 3458.4544 | 4204.289 | 70.5053 | 85.7101
1 | 4700 | 707 | 0.035 | 15 | 15 | 7 | 4.217e-10 | 5spot_SharedNeighbor | Water | Porous | Wet | R600a | MinimizeLCOE_Brownfield | IgnoreSilica | 2019 | 175.5265 | 80.4066 | 8.7635 | 4 | 3436.9354 | 4174.8778 | 70.0666 | 85.1105 | 168.6379 | 0 | 279.9298 | 10590990.2955 | 933126.8432 | 11134405.2747 | 10010957.6734 | 0 | 497199.7469 | 0 | 12935005.1352 | 33654230.0273 | 22969703.5189 | 102725618.5151 | 961560.8286 | 16790840.2133 | 16790840.2133 | 1478867.319 | 7598057.1552 | 0 | 120478019.557 | 146345784.2446 | 421696.5034 | 35.0539 | 3436.9354 | 4174.8778 | 70.0666 | 85.1105
1 | 4700 | 707 | 0.035 | 15 | 15 | 7 | 5.6234e-10 | 5spot_SharedNeighbor | Water | Porous | Wet | R600a | MinimizeLCOE_Brownfield | IgnoreSilica | 2019 | 176.613 | 80.8244 | 8.8324 | 4 | 3420.6898 | 4152.8702 | 69.7354 | 84.6619 | 168.5685 | 0 | 263.2326 | 10630216.2284 | 936518.1453 | 11180664.3953 | 10070375.0324 | 0 | 469710.4035 | 0 | 12982118.8399 | 33776810.2227 | 23053367.021 | 103099780.2884 | 961560.8286 | 16790840.2133 | 16790840.2133 | 1478867.319 | 7598057.1552 | 0 | 120852181.3303 | 146719946.0178 | 562341.3252 | 35.3298 | 3420.6898 | 4152.8702 | 69.7354 | 84.6619
1 | 4700 | 707 | 0.035 | 15 | 15 | 7 | 7.4989e-10 | 5spot_SharedNeighbor | Water | Porous | Wet | R600a | MinimizeLCOE_Brownfield | IgnoreSilica | 2019 | 177.4165 | 81.1325 | 8.8841 | 4 | 3408.4393 | 4136.3634 | 69.4856 | 84.3254 | 168.5169 | 0 | 319.1647 | 10659104.5286 | 939015.5033 | 11214744.9629 | 10114297.8994 | 0 | 447919.5474 | 0 | 13016282.1522 | 33865696.1535 | 23114033.4953 | 103371094.2427 | 961560.8286 | 16790840.2133 | 16790840.2133 | 1478867.319 | 7598057.1552 | 0 | 121123495.2846 | 146991259.9721 | 749894.2093 | 35.5364 | 3408.4393 | 4136.3634 | 69.4856 | 84.3254
1 | 4700 | 707 | 0.035 | 15 | 15 | 7 | 1e-09 | 5spot_SharedNeighbor | Water | Porous | Wet | R600a | MinimizeLCOE_Brownfield | IgnoreSilica | 2019 | 177.989 | 81.3515 | 8.922 | 4 | 3399.2108 | 4124.0439 | 69.2975 | 84.0742 | 168.48 | 0 | 325.7293 | 10679620.0486 | 940788.9432 | 11238954.3395 | 10145579.6899 | 0 | 430571.9711 | 0 | 13039850.847 | 33927017.0626 | 23155886.2757 | 103558269.1775 | 961560.8286 | 16790840.2133 | 16790840.2133 | 1478867.319 | 7598057.1552 | 0 | 121310670.2194 | 147178434.9069 | 1000000 | 35.6879 | 3399.2108 | 4124.0439 | 69.2975 | 84.0742
1 | 4700 | 707 | 0.035 | 15 | 15 | 7 | 1.3335e-09 | 5spot_SharedNeighbor | Water | Porous | Wet | R600a | MinimizeLCOE_Brownfield | IgnoreSilica | 2019 | 178.4176 | 81.5151 | 8.9505 | 4 | 3392.265 | 4114.7916 | 69.1559 | 83.8856 | 168.4523 | 0 | 299.7631 | 10694944.8428 | 942113.6219 | 11257041.8952 | 10168993.1245 | 0 | 417166.0139 | 0 | 13057301.2044 | 33972419.3131 | 23186874.2446 | 103696854.2604 | 961560.8286 | 16790840.2133 | 16790840.2133 | 1478867.319 | 7598057.1552 | 0 | 121449255.3024 | 147317019.9899 | 1333521.4322 | 35.8018 | 3392.265 | 4114.7916 | 69.1559 | 83.8856
1 | 4700 | 707 | 0.035 | 15 | 15 | 7 | 1.7783e-09 | 5spot_SharedNeighbor | Water | Porous | Wet | R600a | MinimizeLCOE_Brownfield | IgnoreSilica | 2019 | 178.7271 | 81.6332 | 8.9715 | 4 | 3387.0411 | 4107.8757 | 69.0494 | 83.7446 | 168.4322 | 0 | 303.1182 | 10705990.9119 | 943068.4176 | 11270081.2111 | 10185896.067 | 0 | 406734.2483 | 0 | 13069590.6338 | 34004393.8876 | 23208697.5487 | 103794452.9261 | 961560.8286 | 16790840.2133 | 16790840.2133 | 1478867.319 | 7598057.1552 | 0 | 121546853.968 | 147414618.6555 | 1778279.41 | 35.8859 | 3387.0411 | 4107.8757 | 69.0494 | 83.7446
1 | 4700 | 707 | 0.035 | 15 | 15 | 7 | 2.3714e-09 | 5spot_SharedNeighbor | Water | Porous | Wet | R600a | MinimizeLCOE_Brownfield | IgnoreSilica | 2019 | 178.9512 | 81.7186 | 8.987 | 4 | 3383.1146 | 4102.7049 | 68.9694 | 83.6392 | 168.4177 | 0 | 298.6784 | 10713979.1609 | 943758.8874 | 11279511.8956 | 10198134.1575 | 0 | 398675.5716 | 0 | 13078283.2725 | 34027010.3502 | 23224133.7492 | 103863487.0449 | 961560.8286 | 16790840.2133 | 16790840.2133 | 1478867.319 | 7598057.1552 | 0 | 121615888.0868 | 147483652.7743 | 2371373.7057 | 35.9479 | 3383.1146 | 4102.7049 | 68.9694 | 83.6392
1 | 4700 | 707 | 0.035 | 15 | 15 | 7 | 3.1623e-09 | 5spot_SharedNeighbor | Water | Porous | Wet | R600a | MinimizeLCOE_Brownfield | IgnoreSilica | 2019 | 179.1339 | 81.7881 | 8.9991 | 4 | 3380.1649 | 4098.7841 | 68.9092 | 83.5593 | 168.4058 | 0 | 316.3293 | 10720484.4708 | 944321.169 | 11287192.4669 | 10208105.8661 | 0 | 392732.3397 | 0 | 13085606.1619 | 34046063.0063 | 23237137.5784 | 103921643.0592 | 961560.8286 | 16790840.2133 | 16790840.2133 | 1478867.319 | 7598057.1552 | 0 | 121674044.1011 | 147541808.7886 | 3162277.6602 | 35.9965 | 3380.1649 | 4098.7841 | 68.9092 | 83.5593
1 | 4700 | 707 | 0.035 | 15 | 15 | 7 | 4.217e-09 | 5spot_SharedNeighbor | Water | Porous | Wet | R600a | MinimizeLCOE_Brownfield | IgnoreSilica | 2019 | 179.2607 | 81.8364 | 9.0079 | 4 | 3377.9498 | 4095.869 | 68.8641 | 83.4998 | 168.3976 | 0 | 299.9578 | 10724999.6363 | 944711.429 | 11292523.6669 | 10215032.8521 | 0 | 388104.3643 | 0 | 13090495.0599 | 34058782.9162 | 23245819.1783 | 103960469.1031 | 961560.8286 | 16790840.2133 | 16790840.2133 | 1478867.319 | 7598057.1552 | 0 | 121712870.145 | 147580634.8325 | 4216965.0343 | 36.0316 | 3377.9498 | 4095.869 | 68.8641 | 83.4998
1 | 4700 | 707 | 0.035 | 15 | 15 | 7 | 5.6234e-09 | 5spot_SharedNeighbor | Water | Porous | Wet | R600a | MinimizeLCOE_Brownfield | IgnoreSilica | 2019 | 179.3534 | 81.8717 | 9.0144 | 4 | 3376.287 | 4093.6886 | 68.8302 | 83.4554 | 168.3915 | 0 | 293.7134 | 10728293.395 | 944996.1163 | 11296412.8765 | 10220088.6559 | 0 | 384575.5287 | 0 | 13094002.9632 | 34067909.761 | 23252048.4374 | 103988327.7339 | 961560.8286 | 16790840.2133 | 16790840.2133 | 1478867.319 | 7598057.1552 | 0 | 121740728.7758 | 147608493.4633 | 5623413.2519 | 36.0576 | 3376.287 | 4093.6886 | 68.8302 | 83.4554
1 | 4700 | 707 | 0.035 | 15 | 15 | 7 | 7.4989e-09 | 5spot_SharedNeighbor | Water | Porous | Wet | R600a | MinimizeLCOE_Brownfield | IgnoreSilica | 2019 | 179.4117 | 81.8938 | 9.0189 | 4 | 3375.039 | 4092.0827 | 68.8047 | 83.4226 | 168.3877 | 0 | 306.3364 | 10730366.1151 | 945175.2654 | 11298860.3768 | 10223273.1707 | 0 | 381775.4969 | 0 | 13095985.6657 | 34073068.3461 | 23255569.2778 | 104004073.7145 | 961560.8286 | 16790840.2133 | 16790840.2133 | 1478867.319 | 7598057.1552 | 0 | 121756474.7564 | 147624239.444 | 7498942.0933 | 36.0756 | 3375.039 | 4092.0827 | 68.8047 | 83.4226
1 | 4700 | 707 | 0.035 | 15 | 15 | 7 | 1e-08 | 5spot_SharedNeighbor | Water | Porous | Wet | R600a | MinimizeLCOE_Brownfield | IgnoreSilica | 2019 | 179.4628 | 81.9133 | 9.0225 | 4 | 3374.1025 | 4090.8581 | 68.7856 | 83.3977 | 168.3844 | 0 | 322.3374 | 10732182.752 | 945332.2799 | 11301005.5349 | 10226063.2672 | 0 | 379758.5674 | 0 | 13097893.5366 | 34078032.2347 | 23258957.2337 | 104019225.4065 | 961560.8286 | 16790840.2133 | 16790840.2133 | 1478867.319 | 7598057.1552 | 0 | 121771626.4484 | 147639391.1359 | 10000000 | 36.0901 | 3374.1025 | 4090.8581 | 68.7856 | 83.3977
1 | 4800 | 707 | 0.035 | 15 | 15 | 7 | 1e-13 | 5spot_SharedNeighbor | Water | Porous | Wet | R600a | MinimizeLCOE_Brownfield | IgnoreSilica | 2019 | 0 | 0 | 0 | 0 |  |  |  |  | 15 |  | 25.7782 | [19 empty] | 100 | 0
1 | 4800 | 707 | 0.035 | 15 | 15 | 7 | 1.3335e-13 | 5spot_SharedNeighbor | Water | Porous | Wet | R600a | MinimizeLCOE_Brownfield | IgnoreSilica | 2019 | 0.94237 | 0.19451 | 0.0066449 | 4 | 726352.6673 | 1724931.3965 | 14807.6816 | 35165.0597 | 114.1858 | 0 | 67.4381 | 124407.5602 | 8389.3084 | 92491.2147 | 59615.284 | 0 | 61304.4449 | 0 | 135021.0468 | 351297.067 | 239767.4667 | 1072293.3927 | 961560.8286 | 17272388.9941 | 17272388.9941 | 1478867.319 | 7790676.6675 | 0 | 19306243.2154 | 45848176.1961 | 133.3521 | 0.02658 | 726352.6673 | 1724931.3965 | 14807.6816 | 35165.0597
1 | 4800 | 707 | 0.035 | 15 | 15 | 7 | 1.7783e-13 | 5spot_SharedNeighbor | Water | Porous | Wet | R600a | MinimizeLCOE_Brownfield | IgnoreSilica | 2019 | 1.2202 | 0.29775 | 0.015423 | 4 | 318796.965 | 749042.0321 | 6499.1073 | 15270.235 | 125.1476 | 0 | 63.3522 | 177534.5626 | 12819.6394 | 129033.9845 | 74287.9835 | 0 | 68901.3869 | 0 | 180405.2472 | 469377.4469 | 320359.7523 | 1432720.0033 | 961560.8286 | 17272388.9941 | 17272388.9941 | 1478867.319 | 7790676.6675 | 0 | 19666669.826 | 46208602.8067 | 177.8279 | 0.06169 | 318796.965 | 749042.0321 | 6499.1073 | 15270.235
1 | 4800 | 707 | 0.035 | 15 | 15 | 7 | 2.3714e-13 | 5spot_SharedNeighbor | Water | Porous | Wet | R600a | MinimizeLCOE_Brownfield | IgnoreSilica | 2019 | 1.5834 | 0.44416 | 0.029226 | 4 | 172248.3781 | 399288.07 | 3511.5162 | 8140.0274 | 134.8953 | 0 | 50.4863 | 246317.095 | 18971.9576 | 176493.6039 | 94803.4096 | 0 | 77712.6576 | 0 | 239576.5023 | 623328.915 | 425434.7926 | 1902638.9336 | 961560.8286 | 17272388.9941 | 17272388.9941 | 1478867.319 | 7790676.6675 | 0 | 20136588.7564 | 46678521.7371 | 237.1374 | 0.1169 | 172248.3781 | 399288.07 | 3511.5162 | 8140.0274
1 | 4800 | 707 | 0.035 | 15 | 15 | 7 | 3.1623e-13 | 5spot_SharedNeighbor | Water | Porous | Wet | R600a | MinimizeLCOE_Brownfield | IgnoreSilica | 2019 | 2.0598 | 0.6466 | 0.049707 | 4 | 104288.4511 | 237779.6025 | 2126.0611 | 4847.4588 | 143.3065 | 0 | 346.6419 | 333125.9112 | 27242.8298 | 236968.6557 | 122321.879 | 0 | 88035.2879 | 0 | 315000.8798 | 819567.6737 | 559371.7778 | 2501634.895 | 961560.8286 | 17272388.9941 | 17272388.9941 | 1478867.319 | 7790676.6675 | 0 | 20735584.7177 | 47277517.6984 | 316.2278 | 0.19883 | 104288.4511 | 237779.6025 | 2126.0611 | 4847.4588
1 | 4800 | 707 | 0.035 | 15 | 15 | 7 | 4.217e-13 | 5spot_SharedNeighbor | Water | Porous | Wet | R600a | MinimizeLCOE_Brownfield | IgnoreSilica | 2019 | 2.6822 | 0.92282 | 0.079351 | 4 | 67735.5492 | 151357.0374 | 1380.8808 | 3085.6179 | 150.3438 | 0 | 452.4028 | 441961.1024 | 38303.6235 | 313360.407 | 160671.7409 | 0 | 100087.6752 | 0 | 411209.9741 | 1069884.0018 | 730217.8152 | 3265696.34 | 961560.8286 | 17272388.9941 | 17272388.9941 | 1478867.319 | 7790676.6675 | 0 | 21499646.1628 | 48041579.1435 | 421.6965 | 0.31741 | 67735.5492 | 151357.0374 | 1380.8808 | 3085.6179
1 | 4800 | 707 | 0.035 | 15 | 15 | 7 | 5.6234e-13 | 5spot_SharedNeighbor | Water | Porous | Wet | R600a | MinimizeLCOE_Brownfield | IgnoreSilica | 2019 | 3.499 | 1.311 | 0.12082 | 4 | 46509.0449 | 101428.2849 | 948.1498 | 2067.7528 | 156.1342 | 0 | 600.1381 | 577088.0879 | 52075.3437 | 413620.5556 | 212474.1154 | 0 | 114800.1627 | 0 | 534322.7235 | 1390198.1218 | 948838.7838 | 4243417.8944 | 961560.8286 | 17272388.9941 | 17272388.9941 | 1478867.319 | 7790676.6675 | 0 | 22477367.7172 | 49019300.6978 | 562.3413 | 0.48329 | 46509.0449 | 101428.2849 | 948.1498 | 2067.7528
1 | 4800 | 707 | 0.035 | 15 | 15 | 7 | 7.4989e-13 | 5spot_SharedNeighbor | Water | Porous | Wet | R600a | MinimizeLCOE_Brownfield | IgnoreSilica | 2019 | 4.599 | 1.8709 | 0.17618 | 4 | 33654.7853 | 71317.8617 | 686.0983 | 1453.9111 | 160.9083 | 0 | 70.2552 | 741305.4679 | 67092.2604 | 549635.4408 | 277969.0559 | 0 | 134359.4985 | 0 | 690441.0721 | 1796386.0408 | 1226070.3849 | 5483259.2212 | 961560.8286 | 17272388.9941 | 17272388.9941 | 1478867.319 | 7790676.6675 | 0 | 23717209.0439 | 50259142.0246 | 749.8942 | 0.70472 | 33654.7853 | 71317.8617 | 686.0983 | 1453.9111
1 | 4800 | 707 | 0.035 | 15 | 15 | 7 | 1e-12 | 5spot_SharedNeighbor | Water | Porous | Wet | R600a | MinimizeLCOE_Brownfield | IgnoreSilica | 2019 | 6.058 | 2.6177 | 0.24956 | 4 | 25291.1726 | 51879.9884 | 515.5948 | 1057.6437 | 164.6845 | 0 | 84.4499 | 938150.6513 | 84874.5646 | 719061.9569 | 363826.5023 | 0 | 158230.3034 | 0 | 883016.1516 | 2297426.895 | 1568041.0633 | 7012628.0885 | 961560.8286 | 17272388.9941 | 17272388.9941 | 1478867.319 | 7790676.6675 | 0 | 25246577.9113 | 51788510.892 | 1000 | 0.99824 | 25291.1726 | 51879.9884 | 515.5948 | 1057.6437
1 | 4800 | 707 | 0.035 | 15 | 15 | 7 | 1.3335e-12 | 5spot_SharedNeighbor | Water | Porous | Wet | R600a | MinimizeLCOE_Brownfield | IgnoreSilica | 2019 | 7.9754 | 3.5924 | 0.34538 | 4 | 19625.2848 | 38837.5489 | 400.088 | 791.756 | 167.4659 | 0 | 71.0131 | 1171720.7382 | 105926.4249 | 926274.5825 | 476006.7513 | 0 | 186667.6645 | 0 | 1117972.5029 | 2908735.125 | 1985271.4913 | 8878575.2806 | 961560.8286 | 17272388.9941 | 17272388.9941 | 1478867.319 | 7790676.6675 | 0 | 27112525.1034 | 53654458.0841 | 1333.5214 | 1.3815 | 19625.2848 | 38837.5489 | 400.088 | 791.756
1 | 4800 | 707 | 0.035 | 15 | 15 | 7 | 1.7783e-12 | 5spot_SharedNeighbor | Water | Porous | Wet | R600a | MinimizeLCOE_Brownfield | IgnoreSilica | 2019 | 10.5474 | 4.9256 | 0.47673 | 4 | 15468.0881 | 29386.9377 | 315.3379 | 599.0925 | 170.0087 | 0 | 112.1387 | 1463047.0261 | 132116.7909 | 1192342.7634 | 626966.7545 | 0 | 221727.1189 | 0 | 1418118.177 | 3689652.6006 | 2518263.7147 | 11262234.9462 | 961560.8286 | 17272388.9941 | 17272388.9941 | 1478867.319 | 7790676.6675 | 0 | 29496184.7689 | 56038117.7496 | 1778.2794 | 1.9069 | 15468.0881 | 29386.9377 | 315.3379 | 599.0925
1 | 4800 | 707 | 0.035 | 15 | 15 | 7 | 2.3714e-12 | 5spot_SharedNeighbor | Water | Porous | Wet | R600a | MinimizeLCOE_Brownfield | IgnoreSilica | 2019 | 13.958 | 6.6803 | 0.64937 | 4 | 12492.0979 | 22710.4592 | 254.6683 | 462.9834 | 171.808 | 0 | 104.268 | 1813435.5447 | 163527.8452 | 1521486.8508 | 826425.7192 | 0 | 264336.9453 | 0 | 1789793.033 | 4656674.3349 | 3178275.9187 | 14213956.1919 | 961560.8286 | 17272388.9941 | 17272388.9941 | 1478867.319 | 7790676.6675 | 0 | 32447906.0146 | 58989838.9953 | 2371.3737 | 2.5975 | 12492.0979 | 22710.4592 | 254.6683 | 462.9834
1 | 4800 | 707 | 0.035 | 15 | 15 | 7 | 3.1623e-12 | 5spot_SharedNeighbor | Water | Porous | Wet | R600a | MinimizeLCOE_Brownfield | IgnoreSilica | 2019 | 18.4869 | 9.0116 | 0.87874 | 4 | 10282.5638 | 17833.6898 | 209.624 | 363.5639 | 173.1894 | 0 | 103.231 | 2239982.1361 | 201649.3321 | 1933187.6057 | 1091213.0545 | 0 | 316150.949 | 0 | 2255051.4002 | 5867181.1688 | 4004471.7062 | 17908887.3527 | 961560.8286 | 17272388.9941 | 17272388.9941 | 1478867.319 | 7790676.6675 | 0 | 36142837.1755 | 62684770.1562 | 3162.2777 | 3.515 | 10282.5638 | 17833.6898 | 209.624 | 363.5639
1 | 4800 | 707 | 0.035 | 15 | 15 | 7 | 4.217e-12 | 5spot_SharedNeighbor | Water | Porous | Wet | R600a | MinimizeLCOE_Brownfield | IgnoreSilica | 2019 | 24.4721 | 12.0933 | 1.1821 | 4 | 8619.1238 | 14232.5121 | 175.7125 | 290.149 | 174.242 | 0 | 106.2343 | 2757540.4927 | 247752.6931 | 2446076.9309 | 1440954.6999 | 0 | 378659.5795 | 0 | 2835683.9144 | 7377867.8666 | 5035546.419 | 22520082.5961 | 961560.8286 | 17272388.9941 | 17272388.9941 | 1478867.319 | 7790676.6675 | 0 | 40754032.4188 | 67295965.3995 | 4216.965 | 4.7283 | 8619.1238 | 14232.5121 | 175.7125 | 290.149
1 | 4800 | 707 | 0.035 | 15 | 15 | 7 | 5.6234e-12 | 5spot_SharedNeighbor | Water | Porous | Wet | R600a | MinimizeLCOE_Brownfield | IgnoreSilica | 2019 | 32.3721 | 16.1622 | 1.5825 | 4 | 7348.5408 | 11541.6514 | 149.8099 | 235.2922 | 175.0432 | 0 | 108.1236 | 3385787.5912 | 303519.7823 | 3084851.3871 | 1902580.1487 | 0 | 454418.8439 | 0 | 3561151.5237 | 9265385.7721 | 6323816.1741 | 28281511.2231 | 961560.8286 | 17272388.9941 | 17272388.9941 | 1478867.319 | 7790676.6675 | 0 | 46515461.0459 | 73057394.0266 | 5623.4133 | 6.3299 | 7348.5408 | 11541.6514 | 149.8099 | 235.2922
1 | 4800 | 707 | 0.035 | 15 | 15 | 7 | 7.4989e-12 | 5spot_SharedNeighbor | Water | Porous | Wet | R600a | MinimizeLCOE_Brownfield | IgnoreSilica | 2019 | 42.6816 | 21.4719 | 2.1051 | 4 | 6370.5873 | 9522.6187 | 129.873 | 194.1315 | 175.6449 | 0 | 109.5215 | 4140829.6329 | 370293.8147 | 3871959.157 | 2504792.7134 | 0 | 544863.0066 | 0 | 4458767.9466 | 11600799.5779 | 7917784.0845 | 35410089.9336 | 961560.8286 | 17272388.9941 | 17272388.9941 | 1478867.319 | 7790676.6675 | 0 | 53644039.7564 | 80185972.737 | 7498.9421 | 8.4206 | 6370.5873 | 9522.6187 | 129.873 | 194.1315
1 | 4800 | 707 | 0.035 | 15 | 15 | 7 | 1e-11 | 5spot_SharedNeighbor | Water | Porous | Wet | R600a | MinimizeLCOE_Brownfield | IgnoreSilica | 2019 | 55.9802 | 28.3089 | 2.7778 | 4 | 5613.7148 | 8002.4995 | 114.4432 | 163.1418 | 176.059 | 0 | 97.3471 | 5038183.084 | 449347.5575 | 4830274.6745 | 3281377.0923 | 0 | 652276.2815 | 0 | 5558068.8891 | 14460955.1326 | 9869899.0209 | 44140381.7325 | 961560.8286 | 17272388.9941 | 17272388.9941 | 1478867.319 | 7790676.6675 | 0 | 62374331.5553 | 88916264.536 | 10000 | 11.1111 | 5613.7148 | 8002.4995 | 114.4432 | 163.1418
1 | 4800 | 707 | 0.035 | 15 | 15 | 7 | 1.3335e-11 | 5spot_SharedNeighbor | Water | Porous | Wet | R600a | MinimizeLCOE_Brownfield | IgnoreSilica | 2019 | 72.7011 | 36.8305 | 3.6149 | 4 | 5032.9456 | 6868.5602 | 102.6034 | 140.0249 | 176.2029 | 0 | 125.2776 | 6073918.4866 | 540233.7298 | 5962104.8792 | 4255855.5948 | 0 | 776891.5935 | 0 | 6867511.6707 | 17867856.6469 | 12195179.3093 | 54539551.9109 | 961560.8286 | 17272388.9941 | 17272388.9941 | 1478867.319 | 7790676.6675 | 0 | 72773501.7336 | 99315434.7143 | 13335.2143 | 14.4594 | 5032.9456 | 6868.5602 | 102.6034 | 140.0249
1 | 4800 | 707 | 0.035 | 15 | 15 | 7 | 1.7783e-11 | 5spot_SharedNeighbor | Water | Porous | Wet | R600a | MinimizeLCOE_Brownfield | IgnoreSilica | 2019 | 92.9058 | 46.9011 | 4.6006 | 4 | 4597.9588 | 6040.2723 | 93.7356 | 123.1391 | 175.9215 | 0 | 133.935 | 7213320.2878 | 639830.2035 | 7234028.7406 | 5427973.9527 | 0 | 916483.3234 | 0 | 8358338.2381 | 21746681.5647 | 14842557.0175 | 66379213.3284 | 961560.8286 | 17272388.9941 | 17272388.9941 | 1478867.319 | 7790676.6675 | 0 | 84613163.1511 | 111155096.1318 | 17782.7941 | 18.4023 | 4597.9588 | 6040.2723 | 93.7356 | 123.1391
1 | 4800 | 707 | 0.035 | 15 | 15 | 7 | 2.3714e-11 | 5spot_SharedNeighbor | Water | Porous | Wet | R600a | MinimizeLCOE_Brownfield | IgnoreSilica | 2019 | 116.1311 | 58.0175 | 5.6802 | 4 | 4284.4623 | 5452.6479 | 87.3446 | 111.1596 | 175.0943 | 0 | 131.5582 | 8392782.3439 | 742553.9208 | 8575927.4133 | 6763880.1068 | 0 | 1067423.0749 | 0 | 9961601.0753 | 25918042.5926 | 17689596.632 | 79111807.1596 | 961560.8286 | 17272388.9941 | 17272388.9941 | 1478867.319 | 7790676.6675 | 0 | 97345756.9823 | 123887689.963 | 23713.7371 | 22.7206 | 4284.4623 | 5452.6479 | 87.3446 | 111.1596
1 | 4800 | 707 | 0.035 | 15 | 15 | 7 | 3.1623e-11 | 5spot_SharedNeighbor | Water | Porous | Wet | R600a | MinimizeLCOE_Brownfield | IgnoreSilica | 2019 | 128.3908 | 63.6346 | 6.3674 | 4 | 4056.5115 | 5098.6171 | 82.6975 | 103.9422 | 174.4724 | 0 | 155.2545 | 8963958.4533 | 792175.8385 | 9233961.5978 | 7462360.5567 | 0 | 1018160.3265 | 0 | 10713540.5414 | 27874434.8394 | 19024874.5403 | 85083466.6939 | 961560.8286 | 17272388.9941 | 17272388.9941 | 1478867.319 | 7790676.6675 | 0 | 103317416.5167 | 129859349.4973 | 31622.7766 | 25.4695 | 4056.5115 | 5098.6171 | 82.6975 | 103.9422
1 | 4800 | 707 | 0.035 | 15 | 15 | 7 | 4.217e-11 | 5spot_SharedNeighbor | Water | Porous | Wet | R600a | MinimizeLCOE_Brownfield | IgnoreSilica | 2019 | 140.8728 | 69.1944 | 7.038 | 4 | 3879.6061 | 4822.4182 | 79.091 | 98.3115 | 173.7736 | 0 | 192.0751 | 9515411.5702 | 840012.8925 | 9873933.2994 | 8169434.952 | 0 | 976991.1922 | 0 | 11456555.7235 | 29807607.9298 | 20344304.8972 | 90984252.4568 | 961560.8286 | 17272388.9941 | 17272388.9941 | 1478867.319 | 7790676.6675 | 0 | 109218202.2796 | 135760135.2602 | 42169.6503 | 28.1519 | 3879.6061 | 4822.4182 | 79.091 | 98.3115
1 | 4800 | 707 | 0.035 | 15 | 15 | 7 | 5.6234e-11 | 5spot_SharedNeighbor | Water | Porous | Wet | R600a | MinimizeLCOE_Brownfield | IgnoreSilica | 2019 | 150.1286 | 73.2464 | 7.5742 | 4 | 3741.5515 | 4617.6199 | 76.2766 | 94.1364 | 173.2576 | 0 | 251.4446 | 9909433.0554 | 874152.0721 | 10333865.5293 | 8691742.0369 | 0 | 902693.7144 | 0 | 11977635.6992 | 31163351.1383 | 21269627.4947 | 95122500.7403 | 961560.8286 | 17272388.9941 | 17272388.9941 | 1478867.319 | 7790676.6675 | 0 | 113356450.563 | 139898383.5437 | 56234.1325 | 30.2966 | 3741.5515 | 4617.6199 | 76.2766 | 94.1364
1 | 4800 | 707 | 0.035 | 15 | 15 | 7 | 7.4989e-11 | 5spot_SharedNeighbor | Water | Porous | Wet | R600a | MinimizeLCOE_Brownfield | IgnoreSilica | 2019 | 157.7339 | 76.5046 | 8.0199 | 4 | 3635.643 | 4463.0245 | 74.1175 | 90.9848 | 172.809 | 0 | 245.4283 | 10221795.7185 | 901192.5801 | 10699993.4032 | 9118850.5386 | 0 | 826776.2673 | 0 | 12389757.318 | 32235607.0528 | 22001464.189 | 98395437.0677 | 961560.8286 | 17272388.9941 | 17272388.9941 | 1478867.319 | 7790676.6675 | 0 | 116629386.8905 | 143171319.8711 | 74989.4209 | 32.0794 | 3635.643 | 4463.0245 | 74.1175 | 90.9848
1 | 4800 | 707 | 0.035 | 15 | 15 | 7 | 1e-10 | 5spot_SharedNeighbor | Water | Porous | Wet | R600a | MinimizeLCOE_Brownfield | IgnoreSilica | 2019 | 163.7165 | 79.02 | 8.3768 | 4 | 3554.7056 | 4346.8328 | 72.4675 | 88.6161 | 172.4414 | 0 | 277.7014 | 10460391.3042 | 921833.5879 | 10980532.9443 | 9453186.9441 | 0 | 752955.8607 | 0 | 12701871.2501 | 33047663.4807 | 22555709.3872 | 100874144.7593 | 961560.8286 | 17272388.9941 | 17272388.9941 | 1478867.319 | 7790676.6675 | 0 | 119108094.582 | 145650027.5627 | 100000 | 33.5072 | 3554.7056 | 4346.8328 | 72.4675 | 88.6161
1 | 4800 | 707 | 0.035 | 15 | 15 | 7 | 1.3335e-10 | 5spot_SharedNeighbor | Water | Porous | Wet | R600a | MinimizeLCOE_Brownfield | IgnoreSilica | 2019 | 168.3575 | 80.9429 | 8.6579 | 4 | 3493.0535 | 4259.4624 | 71.2106 | 86.8349 | 172.1476 | 0 | 270.9549 | 10641331.239 | 937479.0441 | 11193775.9091 | 9711935.2383 | 0 | 685484.8719 | 0 | 12936302.458 | 33657605.3951 | 22972007.2768 | 102735921.4323 | 961560.8286 | 17272388.9941 | 17272388.9941 | 1478867.319 | 7790676.6675 | 0 | 120969871.2551 | 147511804.2358 | 133352.1432 | 34.6316 | 3493.0535 | 4259.4624 | 71.2106 | 86.8349
1 | 4800 | 707 | 0.035 | 15 | 15 | 7 | 1.7783e-10 | 5spot_SharedNeighbor | Water | Porous | Wet | R600a | MinimizeLCOE_Brownfield | IgnoreSilica | 2019 | 171.9332 | 82.4067 | 8.8768 | 4 | 3446.1981 | 4193.7081 | 70.2554 | 85.4944 | 171.9162 | 0 | 287.3448 | 10778259.9355 | 949314.5779 | 11355429.3275 | 9910732.4523 | 0 | 626584.7588 | 0 | 13111925.2103 | 34114539.7715 | 23283874.3778 | 104130660.4116 | 961560.8286 | 17272388.9941 | 17272388.9941 | 1478867.319 | 7790676.6675 | 0 | 122364610.2344 | 148906543.2151 | 177827.941 | 35.5071 | 3446.1981 | 4193.7081 | 70.2554 | 85.4944
1 | 4800 | 707 | 0.035 | 15 | 15 | 7 | 2.3714e-10 | 5spot_SharedNeighbor | Water | Porous | Wet | R600a | MinimizeLCOE_Brownfield | IgnoreSilica | 2019 | 174.5861 | 83.4821 | 9.0427 | 4 | 3410.6568 | 4144.4509 | 69.5309 | 84.4902 | 171.7418 | 0 | 270.0815 | 10878418.4439 | 957969.4926 | 11473823.4492 | 10057738.8909 | 0 | 575766.7619 | 0 | 13238049.645 | 34442689.6789 | 23507843.4323 | 105132299.7946 | 961560.8286 | 17272388.9941 | 17272388.9941 | 1478867.319 | 7790676.6675 | 0 | 123366249.6174 | 149908182.5981 | 237137.3706 | 36.1708 | 3410.6568 | 4144.4509 | 69.5309 | 84.4902
1 | 4800 | 707 | 0.035 | 15 | 15 | 7 | 3.1623e-10 | 5spot_SharedNeighbor | Water | Porous | Wet | R600a | MinimizeLCOE_Brownfield | IgnoreSilica | 2019 | 176.5593 | 84.2763 | 9.1682 | 4 | 3383.7476 | 4107.4974 | 68.9823 | 83.7369 | 171.6106 | 0 | 283.9369 | 10952160.9325 | 964340.4766 | 11561072.5207 | 10166957.5791 | 0 | 533343.6778 | 0 | 13329371.3228 | 34680289.952 | 23670010.5009 | 105857546.9625 | 961560.8286 | 17272388.9941 | 17272388.9941 | 1478867.319 | 7790676.6675 | 0 | 124091496.7853 | 150633429.766 | 316227.766 | 36.6728 | 3383.7476 | 4107.4974 | 68.9823 | 83.7369
1 | 4800 | 707 | 0.035 | 15 | 15 | 7 | 4.217e-10 | 5spot_SharedNeighbor | Water | Porous | Wet | R600a | MinimizeLCOE_Brownfield | IgnoreSilica | 2019 | 178.0085 | 84.8566 | 9.2622 | 4 | 3363.4035 | 4079.8095 | 68.5675 | 83.1724 | 171.5133 | 0 | 335.1844 | 11005913.8502 | 968983.789 | 11624713.4802 | 10247111.4823 | 0 | 498503.7318 | 0 | 13394638.2701 | 34850101.1606 | 23785910.1401 | 106375875.9044 | 961560.8286 | 17272388.9941 | 17272388.9941 | 1478867.319 | 7790676.6675 | 0 | 124609825.7271 | 151151758.7078 | 421696.5034 | 37.0487 | 3363.4035 | 4079.8095 | 68.5675 | 83.1724
1 | 4800 | 707 | 0.035 | 15 | 15 | 7 | 5.6234e-10 | 5spot_SharedNeighbor | Water | Porous | Wet | R600a | MinimizeLCOE_Brownfield | IgnoreSilica | 2019 | 179.0561 | 85.2744 | 9.3318 | 4 | 3348.0427 | 4059.1028 | 68.2544 | 82.7503 | 171.4425 | 0 | 320.3741 | 11044551.8505 | 972321.0881 | 11670481.2287 | 10305017.4436 | 0 | 470207.61 | 0 | 13440405.8961 | 34969179.1354 | 23867183.3047 | 106739347.5571 | 961560.8286 | 17272388.9941 | 17272388.9941 | 1478867.319 | 7790676.6675 | 0 | 124973297.3799 | 151515230.3606 | 562341.3252 | 37.3273 | 3348.0427 | 4059.1028 | 68.2544 | 82.7503
1 | 4800 | 707 | 0.035 | 15 | 15 | 7 | 7.4989e-10 | 5spot_SharedNeighbor | Water | Porous | Wet | R600a | MinimizeLCOE_Brownfield | IgnoreSilica | 2019 | 179.8332 | 85.5835 | 9.384 | 4 | 3336.458 | 4043.5611 | 68.0182 | 82.4335 | 171.3898 | 0 | 313.1463 | 11073099.3389 | 974786.6477 | 11704308.3546 | 10347957.4305 | 0 | 447828.5565 | 0 | 13473712.328 | 35055835.639 | 23926328.149 | 107003856.4442 | 961560.8286 | 17272388.9941 | 17272388.9941 | 1478867.319 | 7790676.6675 | 0 | 125237806.267 | 151779739.2477 | 749894.2093 | 37.5362 | 3336.458 | 4043.5611 | 68.0182 | 82.4335
1 | 4800 | 707 | 0.035 | 15 | 15 | 7 | 1e-09 | 5spot_SharedNeighbor | Water | Porous | Wet | R600a | MinimizeLCOE_Brownfield | IgnoreSilica | 2019 | 180.401 | 85.8088 | 9.4228 | 4 | 3327.7299 | 4031.9216 | 67.8403 | 82.1962 | 171.3511 | 0 | 298.3657 | 11093888.2147 | 976582.0198 | 11728948.2987 | 10379313.4905 | 0 | 430208.0263 | 0 | 13497486.6195 | 35117691.4688 | 23968546.0239 | 107192664.1623 | 961560.8286 | 17272388.9941 | 17272388.9941 | 1478867.319 | 7790676.6675 | 0 | 125426613.9851 | 151968546.9658 | 1000000 | 37.6913 | 3327.7299 | 4031.9216 | 67.8403 | 82.1962
1 | 4800 | 707 | 0.035 | 15 | 15 | 7 | 1.3335e-09 | 5spot_SharedNeighbor | Water | Porous | Wet | R600a | MinimizeLCOE_Brownfield | IgnoreSilica | 2019 | 180.8077 | 85.9699 | 9.4514 | 4 | 3321.1599 | 4023.2268 | 67.7063 | 82.0189 | 171.3233 | 0 | 296.3188 | 11108747.6601 | 977865.2622 | 11746563.667 | 10401773.0084 | 0 | 416360.883 | 0 | 13514011.0875 | 35160684.7448 | 23997889.8182 | 107323896.1312 | 961560.8286 | 17272388.9941 | 17272388.9941 | 1478867.319 | 7790676.6675 | 0 | 125557845.954 | 152099778.9347 | 1333521.4322 | 37.8054 | 3321.1599 | 4023.2268 | 67.7063 | 82.0189
1 | 4800 | 707 | 0.035 | 15 | 15 | 7 | 1.7783e-09 | 5spot_SharedNeighbor | Water | Porous | Wet | R600a | MinimizeLCOE_Brownfield | IgnoreSilica | 2019 | 181.0977 | 86.0847 | 9.4723 | 4 | 3316.2182 | 4016.7352 | 67.6056 | 81.8866 | 171.3034 | 0 | 317.1055 | 11119325.3864 | 978778.7148 | 11759104.8572 | 10417785.8787 | 0 | 405550.4969 | 0 | 13525412.6803 | 35190349.3505 | 24018136.5211 | 107414443.8858 | 961560.8286 | 17272388.9941 | 17272388.9941 | 1478867.319 | 7790676.6675 | 0 | 125648393.7086 | 152190326.6893 | 1778279.41 | 37.8891 | 3316.2182 | 4016.7352 | 67.6056 | 81.8866
1 | 4800 | 707 | 0.035 | 15 | 15 | 7 | 2.3714e-09 | 5spot_SharedNeighbor | Water | Porous | Wet | R600a | MinimizeLCOE_Brownfield | IgnoreSilica | 2019 | 181.307 | 86.1674 | 9.4877 | 4 | 3312.5036 | 4011.8821 | 67.5299 | 81.7876 | 171.289 | 0 | 312.4624 | 11126948.5325 | 979437.0076 | 11768143.883 | 10429339.1582 | 0 | 397198.5298 | 0 | 13533416.1734 | 35211172.7977 | 24032348.9517 | 107478005.0339 | 961560.8286 | 17272388.9941 | 17272388.9941 | 1478867.319 | 7790676.6675 | 0 | 125711954.8567 | 152253887.8374 | 2371373.7057 | 37.9507 | 3312.5036 | 4011.8821 | 67.5299 | 81.7876
1 | 4800 | 707 | 0.035 | 15 | 15 | 7 | 3.1623e-09 | 5spot_SharedNeighbor | Water | Porous | Wet | R600a | MinimizeLCOE_Brownfield | IgnoreSilica | 2019 | 181.4728 | 86.2329 | 9.4996 | 4 | 3309.7128 | 4008.216 | 67.473 | 81.7129 | 171.2776 | 0 | 302.7705 | 11132982.7208 | 979958.0787 | 11775299.3329 | 10438489.4139 | 0 | 390964.6409 | 0 | 13539900.733 | 35228044.2918 | 24043864.0931 | 107529503.3051 | 961560.8286 | 17272388.9941 | 17272388.9941 | 1478867.319 | 7790676.6675 | 0 | 125763453.1278 | 152305386.1085 | 3162277.6602 | 37.9983 | 3309.7128 | 4008.216 | 67.473 | 81.7129
1 | 4800 | 707 | 0.035 | 15 | 15 | 7 | 4.217e-09 | 5spot_SharedNeighbor | Water | Porous | Wet | R600a | MinimizeLCOE_Brownfield | IgnoreSilica | 2019 | 181.5971 | 86.282 | 9.5085 | 4 | 3307.6169 | 4005.4646 | 67.4302 | 81.6568 | 171.2691 | 0 | 312.7274 | 11137503.4199 | 980348.4507 | 11780660.3527 | 10445348.61 | 0 | 386241.6641 | 0 | 13544739.974 | 35240635.0041 | 24052457.5129 | 107567934.9884 | 961560.8286 | 17272388.9941 | 17272388.9941 | 1478867.319 | 7790676.6675 | 0 | 125801884.8112 | 152343817.7919 | 4216965.0343 | 38.034 | 3307.6169 | 4005.4646 | 67.4302 | 81.6568
1 | 4800 | 707 | 0.035 | 15 | 15 | 7 | 5.6234e-09 | 5spot_SharedNeighbor | Water | Porous | Wet | R600a | MinimizeLCOE_Brownfield | IgnoreSilica | 2019 | 181.6702 | 86.3108 | 9.5145 | 4 | 3306.0435 | 4003.4519 | 67.3982 | 81.6158 | 171.264 | 0 | 302.1893 | 11140160.522 | 980577.8953 | 11783811.4816 | 10449385.6156 | 0 | 382416.5192 | 0 | 13547177.2931 | 35246976.4086 | 24056785.6518 | 107587291.3872 | 961560.8286 | 17272388.9941 | 17272388.9941 | 1478867.319 | 7790676.6675 | 0 | 125821241.2099 | 152363174.1906 | 5623413.2519 | 38.058 | 3306.0435 | 4003.4519 | 67.3982 | 81.6158
1 | 4800 | 707 | 0.035 | 15 | 15 | 7 | 7.4989e-09 | 5spot_SharedNeighbor | Water | Porous | Wet | R600a | MinimizeLCOE_Brownfield | IgnoreSilica | 2019 | 181.746 | 86.3407 | 9.5197 | 4 | 3304.8626 | 4001.8876 | 67.3741 | 81.5839 | 171.2588 | 0 | 318.223 | 11142915.3601 | 980815.7781 | 11787078.6096 | 10453567.2837 | 0 | 379799.1402 | 0 | 13550228.7069 | 35254915.5614 | 24062204.2867 | 107611524.7266 | 961560.8286 | 17272388.9941 | 17272388.9941 | 1478867.319 | 7790676.6675 | 0 | 125845474.5494 | 152387407.5301 | 7498942.0933 | 38.0789 | 3304.8626 | 4001.8876 | 67.3741 | 81.5839
1 | 4800 | 707 | 0.035 | 15 | 15 | 7 | 1e-08 | 5spot_SharedNeighbor | Water | Porous | Wet | R600a | MinimizeLCOE_Brownfield | IgnoreSilica | 2019 | 181.7823 | 86.355 | 9.5229 | 4 | 3303.9765 | 4000.7673 | 67.356 | 81.5611 | 171.2563 | 0 | 299.0061 | 11144231.7606 | 980929.4499 | 11788639.841 | 10455569.5635 | 0 | 377564.7291 | 0 | 13551304.7842 | 35257715.2937 | 24064115.1616 | 107620070.5837 | 961560.8286 | 17272388.9941 | 17272388.9941 | 1478867.319 | 7790676.6675 | 0 | 125854020.4065 | 152395953.3872 | 10000000 | 38.0917 | 3303.9765 | 4000.7673 | 67.356 | 81.5611
1 | 4900 | 707 | 0.035 | 15 | 15 | 7 | 1e-13 | 5spot_SharedNeighbor | Water | Porous | Wet | R600a | MinimizeLCOE_Brownfield | IgnoreSilica | 2019 | 0.74031 | 0.12866 | 0.0020108 | 4 | 2429463.4127 | 5814274.8023 | 49527.8978 | 118531.8562 | 103.8454 | 0 | 47.5933 | 87661.297 | 5549.0021 | 66944.809 | 49747.227 | 0 | 54527.8872 | 0 | 103127.7867 | 268317.3465 | 183132.1023 | 819007.4577 | 961560.8286 | 17759797.8658 | 17759797.8658 | 1478867.319 | 7985640.2162 | 0 | 19540366.1521 | 46764671.5532 | 100 | 0.0080431 | 2429463.4127 | 5814274.8023 | 49527.8978 | 118531.8562
1 | 4900 | 707 | 0.035 | 15 | 15 | 7 | 1.3335e-13 | 5spot_SharedNeighbor | Water | Porous | Wet | R600a | MinimizeLCOE_Brownfield | IgnoreSilica | 2019 | 0.95719 | 0.20335 | 0.0077156 | 4 | 642329.1694 | 1524443.3327 | 13094.7489 | 31077.8393 | 116.017 | 0 | 51.4087 | 129660.7713 | 8840.2838 | 95714.7943 | 60689.4588 | 0 | 61076.7883 | 0 | 138833.0176 | 361215.0333 | 246536.6824 | 1102566.8297 | 961560.8286 | 17759797.8658 | 17759797.8658 | 1478867.319 | 7985640.2162 | 0 | 19823925.5242 | 47048230.9252 | 133.3521 | 0.030863 | 642329.1694 | 1524443.3327 | 13094.7489 | 31077.8393
1 | 4900 | 707 | 0.035 | 15 | 15 | 7 | 1.7783e-13 | 5spot_SharedNeighbor | Water | Porous | Wet | R600a | MinimizeLCOE_Brownfield | IgnoreSilica | 2019 | 1.2545 | 0.3179 | 0.017661 | 4 | 286248.1745 | 671619.3396 | 5835.5562 | 13691.8687 | 127.7157 | 0 | 51.5639 | 188337.8626 | 13826.5559 | 135729.2863 | 76904.2239 | 0 | 69652.2019 | 0 | 188935.5509 | 491571.5475 | 335507.682 | 1500464.9111 | 961560.8286 | 17759797.8658 | 17759797.8658 | 1478867.319 | 7985640.2162 | 0 | 20221823.6055 | 47446129.0066 | 177.8279 | 0.070644 | 286248.1745 | 671619.3396 | 5835.5562 | 13691.8687
1 | 4900 | 707 | 0.035 | 15 | 15 | 7 | 2.3714e-13 | 5spot_SharedNeighbor | Water | Porous | Wet | R600a | MinimizeLCOE_Brownfield | IgnoreSilica | 2019 | 1.632 | 0.47538 | 0.032955 | 4 | 157186.9417 | 363710.6706 | 3204.4684 | 7414.734 | 137.706 | 0 | 272.8948 | 261764.0521 | 20547.219 | 185996.9679 | 98418.8515 | 0 | 78776.5306 | 0 | 251746.4122 | 654992.5242 | 447045.8565 | 1999288.4139 | 961560.8286 | 17759797.8658 | 17759797.8658 | 1478867.319 | 7985640.2162 | 0 | 20720647.1083 | 47944952.5094 | 237.1374 | 0.13182 | 157186.9417 | 363710.6706 | 3204.4684 | 7414.734
1 | 4900 | 707 | 0.035 | 15 | 15 | 7 | 3.1623e-13 | 5spot_SharedNeighbor | Water | Porous | Wet | R600a | MinimizeLCOE_Brownfield | IgnoreSilica | 2019 | 2.1182 | 0.69023 | 0.055482 | 4 | 96201.9438 | 218873.2573 | 1961.2067 | 4462.0274 | 146.1603 | 0 | 360.2603 | 353446.1561 | 29542.5597 | 249173.3533 | 127576.5635 | 0 | 88958.2712 | 0 | 330991.7925 | 861172.7483 | 587768.0961 | 2628629.5407 | 961560.8286 | 17759797.8658 | 17759797.8658 | 1478867.319 | 7985640.2162 | 0 | 21349988.2351 | 48574293.6362 | 316.2278 | 0.22193 | 96201.9438 | 218873.2573 | 1961.2067 | 4462.0274
1 | 4900 | 707 | 0.035 | 15 | 15 | 7 | 4.217e-13 | 5spot_SharedNeighbor | Water | Porous | Wet | R600a | MinimizeLCOE_Brownfield | IgnoreSilica | 2019 | 2.7405 | 0.97627 | 0.087484 | 4 | 63254.5822 | 141052.6416 | 1289.5302 | 2875.5489 | 153.1371 | 0 | 466.0433 | 466252.6485 | 41471.2552 | 327093.5403 | 167127.1886 | 0 | 100214.7899 | 0 | 429842.1748 | 1118361.1661 | 763304.4759 | 3413667.2393 | 961560.8286 | 17759797.8658 | 17759797.8658 | 1478867.319 | 7985640.2162 | 0 | 22135025.9338 | 49359331.3348 | 421.6965 | 0.34994 | 63254.5822 | 141052.6416 | 1289.5302 | 2875.5489
1 | 4900 | 707 | 0.035 | 15 | 15 | 7 | 5.6234e-13 | 5spot_SharedNeighbor | Water | Porous | Wet | R600a | MinimizeLCOE_Brownfield | IgnoreSilica | 2019 | 3.5962 | 1.4199 | 0.13273 | 4 | 43690.4126 | 94967.8125 | 890.6882 | 1936.0473 | 159.1491 | 0 | 617.3007 | 611142.6903 | 55312.2977 | 440803.8 | 220993.3295 | 0 | 116527.0296 | 0 | 563463.8673 | 1466017.4005 | 1000586.9995 | 4474847.4143 | 961560.8286 | 17759797.8658 | 17759797.8658 | 1478867.319 | 7985640.2162 | 0 | 23196206.1088 | 50420511.5098 | 562.3413 | 0.53092 | 43690.4126 | 94967.8125 | 890.6882 | 1936.0473
1 | 4900 | 707 | 0.035 | 15 | 15 | 7 | 7.4989e-13 | 5spot_SharedNeighbor | Water | Porous | Wet | R600a | MinimizeLCOE_Brownfield | IgnoreSilica | 2019 | 4.7085 | 2.0108 | 0.1913 | 4 | 31976.3734 | 67553.6609 | 651.8816 | 1377.1728 | 163.9227 | 0 | 89.5132 | 779714.0535 | 70564.9913 | 582267.5382 | 287373.8401 | 0 | 135746.1548 | 0 | 723709.9654 | 1882944.8766 | 1285148.5689 | 5747469.9889 | 961560.8286 | 17759797.8658 | 17759797.8658 | 1478867.319 | 7985640.2162 | 0 | 24468828.6834 | 51693134.0844 | 749.8942 | 0.76522 | 31976.3734 | 67553.6609 | 651.8816 | 1377.1728
1 | 4900 | 707 | 0.035 | 15 | 15 | 7 | 1e-12 | 5spot_SharedNeighbor | Water | Porous | Wet | R600a | MinimizeLCOE_Brownfield | IgnoreSilica | 2019 | 6.1849 | 2.7961 | 0.26913 | 4 | 24191.0315 | 49480.244 | 493.1669 | 1008.7217 | 167.7192 | 0 | 70.0132 | 982599.693 | 88884.6993 | 758018.7835 | 374861.3976 | 0 | 159256.7322 | 0 | 921812.3092 | 2398366.5389 | 1636934.4443 | 7320734.598 | 961560.8286 | 17759797.8658 | 17759797.8658 | 1478867.319 | 7985640.2162 | 0 | 26042093.2925 | 53266398.6936 | 1000 | 1.0765 | 24191.0315 | 49480.244 | 493.1669 | 1008.7217
1 | 4900 | 707 | 0.035 | 15 | 15 | 7 | 1.3335e-12 | 5spot_SharedNeighbor | Water | Porous | Wet | R600a | MinimizeLCOE_Brownfield | IgnoreSilica | 2019 | 8.158 | 3.8377 | 0.37199 | 4 | 18815.2355 | 37111.5966 | 383.574 | 756.5701 | 170.5392 | 0 | 84.8683 | 1227419.0658 | 110939.2892 | 976538.8698 | 491162.0566 | 0 | 188533.3016 | 0 | 1167891.1074 | 3038613.0939 | 2073915.8739 | 9275012.6581 | 961560.8286 | 17759797.8658 | 17759797.8658 | 1478867.319 | 7985640.2162 | 0 | 27996371.3526 | 55220676.7537 | 1333.5214 | 1.488 | 18815.2355 | 37111.5966 | 383.574 | 756.5701
1 | 4900 | 707 | 0.035 | 15 | 15 | 7 | 1.7783e-12 | 5spot_SharedNeighbor | Water | Porous | Wet | R600a | MinimizeLCOE_Brownfield | IgnoreSilica | 2019 | 10.7863 | 5.2556 | 0.51262 | 4 | 14864.2403 | 28141.3773 | 303.0276 | 573.7 | 173.1572 | 0 | 95.8123 | 1531413.5846 | 138252.926 | 1255839.2486 | 646647.4723 | 0 | 223869.9912 | 0 | 1480449.0568 | 3851824.764 | 2628949.5485 | 11757246.5921 | 961560.8286 | 17759797.8658 | 17759797.8658 | 1478867.319 | 7985640.2162 | 0 | 30478605.2865 | 57702910.6876 | 1778.2794 | 2.0505 | 14864.2403 | 28141.3773 | 303.0276 | 573.7
1 | 4900 | 707 | 0.035 | 15 | 15 | 7 | 2.3714e-12 | 5spot_SharedNeighbor | Water | Porous | Wet | R600a | MinimizeLCOE_Brownfield | IgnoreSilica | 2019 | 14.248 | 7.1074 | 0.69623 | 4 | 12039.5557 | 21815.1674 | 245.4426 | 444.7317 | 174.9753 | 0 | 90.7545 | 1894458.0485 | 170778.4547 | 1598825.964 | 850714.9735 | 0 | 266184.5089 | 0 | 1864575.1604 | 4851242.0904 | 3311072.4097 | 14807851.6102 | 961560.8286 | 17759797.8658 | 17759797.8658 | 1478867.319 | 7985640.2162 | 0 | 33529210.3047 | 60753515.7057 | 2371.3737 | 2.7849 | 12039.5557 | 21815.1674 | 245.4426 | 444.7317
1 | 4900 | 707 | 0.035 | 15 | 15 | 7 | 3.1623e-12 | 5spot_SharedNeighbor | Water | Porous | Wet | R600a | MinimizeLCOE_Brownfield | IgnoreSilica | 2019 | 18.8768 | 9.5844 | 0.94149 | 4 | 9924.7416 | 17153.7921 | 202.3293 | 349.7033 | 176.3828 | 0 | 93.302 | 2339642.8 | 210539.3088 | 2030892.9697 | 1123364.2895 | 0 | 318576.6455 | 0 | 2348976.2453 | 6111554.3489 | 4171261.423 | 18654808.0307 | 961560.8286 | 17759797.8658 | 17759797.8658 | 1478867.319 | 7985640.2162 | 0 | 37376166.7251 | 64600472.1262 | 3162.2777 | 3.766 | 9924.7416 | 17153.7921 | 202.3293 | 349.7033
1 | 4900 | 707 | 0.035 | 15 | 15 | 7 | 4.217e-12 | 5spot_SharedNeighbor | Water | Porous | Wet | R600a | MinimizeLCOE_Brownfield | IgnoreSilica | 2019 | 24.9863 | 12.8551 | 1.2647 | 4 | 8336.8255 | 13718.3393 | 169.9575 | 279.6669 | 177.4536 | 0 | 65.9091 | 2879292.3159 | 258576.1129 | 2568579.37 | 1483152.4776 | 0 | 382735.6136 | 0 | 2953210.9971 | 7683649.2275 | 5244248.481 | 23453444.5955 | 961560.8286 | 17759797.8658 | 17759797.8658 | 1478867.319 | 7985640.2162 | 0 | 42174803.29 | 69399108.691 | 4216.965 | 5.0589 | 8336.8255 | 13718.3393 | 169.9575 | 279.6669
1 | 4900 | 707 | 0.035 | 15 | 15 | 7 | 5.6234e-12 | 5spot_SharedNeighbor | Water | Porous | Wet | R600a | MinimizeLCOE_Brownfield | IgnoreSilica | 2019 | 33.03 | 17.1623 | 1.692 | 4 | 7113.9954 | 11136.4658 | 145.0284 | 227.0319 | 178.2672 | 0 | 68.5838 | 3532877.6685 | 316548.2108 | 3236641.9552 | 1956808.4906 | 0 | 457980.2561 | 0 | 3705334.0667 | 9640519.1729 | 6579852.4284 | 29426562.2491 | 961560.8286 | 17759797.8658 | 17759797.8658 | 1478867.319 | 7985640.2162 | 0 | 48147920.9436 | 75372226.3446 | 5623.4133 | 6.7681 | 7113.9954 | 11136.4658 | 145.0284 | 227.0319
1 | 4900 | 707 | 0.035 | 15 | 15 | 7 | 7.4989e-12 | 5spot_SharedNeighbor | Water | Porous | Wet | R600a | MinimizeLCOE_Brownfield | IgnoreSilica | 2019 | 43.5442 | 22.7926 | 2.2505 | 4 | 6171.175 | 9195.4438 | 125.8078 | 187.4616 | 178.8786 | 0 | 69.1799 | 4319880.86 | 386092.7421 | 4061328.4748 | 2575914.8629 | 0 | 548359.8115 | 0 | 4637714.933 | 12066382.9296 | 8235554.2888 | 36831228.9027 | 961560.8286 | 17759797.8658 | 17759797.8658 | 1478867.319 | 7985640.2162 | 0 | 55552587.5972 | 82776892.9982 | 7498.9421 | 9.0019 | 6171.175 | 9195.4438 | 125.8078 | 187.4616
1 | 4900 | 707 | 0.035 | 15 | 15 | 7 | 1e-11 | 5spot_SharedNeighbor | Water | Porous | Wet | R600a | MinimizeLCOE_Brownfield | IgnoreSilica | 2019 | 57.0669 | 30.0183 | 2.967 | 4 | 5442.4621 | 7736.3994 | 110.952 | 157.717 | 179.2921 | 0 | 60.4975 | 5252385.5559 | 468173.7297 | 5062241.5304 | 3371648.0273 | 0 | 655266.3877 | 0 | 5775788.9401 | 15027418.045 | 10256521.5982 | 45869443.8144 | 961560.8286 | 17759797.8658 | 17759797.8658 | 1478867.319 | 7985640.2162 | 0 | 64590802.5088 | 91815107.9099 | 10000 | 11.8679 | 5442.4621 | 7736.3994 | 110.952 | 157.717
1 | 4900 | 707 | 0.035 | 15 | 15 | 7 | 1.3335e-11 | 5spot_SharedNeighbor | Water | Porous | Wet | R600a | MinimizeLCOE_Brownfield | IgnoreSilica | 2019 | 74.0117 | 38.9891 | 3.855 | 4 | 4884.4455 | 6649.9639 | 99.576 | 135.5685 | 179.4164 | 0 | 65.6511 | 6324922.6805 | 562207.2382 | 6240047.3003 | 4366886.8554 | 0 | 779165.0028 | 0 | 7126559.3401 | 18541845.5446 | 12655190.581 | 56596824.5429 | 961560.8286 | 17759797.8658 | 17759797.8658 | 1478867.319 | 7985640.2162 | 0 | 75318183.2374 | 102542488.6385 | 13335.2143 | 15.42 | 4884.4455 | 6649.9639 | 99.576 | 135.5685
1 | 4900 | 707 | 0.035 | 15 | 15 | 7 | 1.7783e-11 | 5spot_SharedNeighbor | Water | Porous | Wet | R600a | MinimizeLCOE_Brownfield | IgnoreSilica | 2019 | 94.4527 | 49.5642 | 4.8967 | 4 | 4467.8127 | 5857.7386 | 91.0824 | 119.4179 | 179.0888 | 0 | 73.0511 | 7502504.5483 | 665049.7957 | 7560806.9009 | 5562147.9501 | 0 | 919209.7971 | 0 | 8661790.407 | 22536201.8614 | 15381420.8431 | 68789132.1037 | 961560.8286 | 17759797.8658 | 17759797.8658 | 1478867.319 | 7985640.2162 | 0 | 87510490.7982 | 114734796.1993 | 17782.7941 | 19.5869 | 4467.8127 | 5857.7386 | 91.0824 | 119.4179
1 | 4900 | 707 | 0.035 | 15 | 15 | 7 | 2.3714e-11 | 5spot_SharedNeighbor | Water | Porous | Wet | R600a | MinimizeLCOE_Brownfield | IgnoreSilica | 2019 | 117.8025 | 61.1523 | 6.0281 | 4 | 4169.5065 | 5298.5684 | 85.001 | 108.0185 | 178.1892 | 0 | 84.6433 | 8713387.4614 | 770416.5357 | 8944664.7553 | 6915911.3758 | 0 | 1070997.2888 | 0 | 10301997.1926 | 26803683.465 | 18294064.7255 | 81815122.8001 | 961560.8286 | 17759797.8658 | 17759797.8658 | 1478867.319 | 7985640.2162 | 0 | 100536481.4946 | 127760786.8956 | 23713.7371 | 24.1123 | 4169.5065 | 5298.5684 | 85.001 | 108.0185
1 | 4900 | 707 | 0.035 | 15 | 15 | 7 | 3.1623e-11 | 5spot_SharedNeighbor | Water | Porous | Wet | R600a | MinimizeLCOE_Brownfield | IgnoreSilica | 2019 | 130.3593 | 67.1101 | 6.75 | 4 | 3954.6714 | 4962.9764 | 80.6213 | 101.177 | 177.5052 | 0 | 88.8533 | 9310208.82 | 822220.0879 | 9635273.6489 | 7637396.7148 | 0 | 1024941.9156 | 0 | 11087716.063 | 28847962.7927 | 19689327.3724 | 88055047.4154 | 961560.8286 | 17759797.8658 | 17759797.8658 | 1478867.319 | 7985640.2162 | 0 | 106776406.1099 | 134000711.5109 | 31622.7766 | 27.0001 | 3954.6714 | 4962.9764 | 80.6213 | 101.177
1 | 4900 | 707 | 0.035 | 15 | 15 | 7 | 4.217e-11 | 5spot_SharedNeighbor | Water | Porous | Wet | R600a | MinimizeLCOE_Brownfield | IgnoreSilica | 2019 | 143.8741 | 73.3648 | 7.4873 | 4 | 3784.1972 | 4693.2086 | 77.146 | 95.6774 | 176.7293 | 0 | 161.9491 | 9920845.3927 | 875140.3735 | 10347218.9407 | 8410136.0333 | 0 | 994014.5881 | 0 | 11913468.578 | 30996401.4515 | 21155680.903 | 94612906.2608 | 961560.8286 | 17759797.8658 | 17759797.8658 | 1478867.319 | 7985640.2162 | 0 | 113334264.9552 | 140558570.3563 | 42169.6503 | 29.9494 | 3784.1972 | 4693.2086 | 77.146 | 95.6774
1 | 4900 | 707 | 0.035 | 15 | 15 | 7 | 5.6234e-11 | 5spot_SharedNeighbor | Water | Porous | Wet | R600a | MinimizeLCOE_Brownfield | IgnoreSilica | 2019 | 153.0445 | 77.5165 | 8.0395 | 4 | 3653.4719 | 4500.0498 | 74.481 | 91.7396 | 176.1863 | 0 | 216.884 | 10318046.2281 | 909520.6615 | 10813074.1413 | 8932099.3741 | 0 | 915902.8201 | 0 | 12436570.8578 | 32357406.2805 | 22084594.6646 | 98767215.028 | 961560.8286 | 17759797.8658 | 17759797.8658 | 1478867.319 | 7985640.2162 | 0 | 117488573.7225 | 144712879.1235 | 56234.1325 | 32.1581 | 3653.4719 | 4500.0498 | 74.481 | 91.7396
1 | 4900 | 707 | 0.035 | 15 | 15 | 7 | 7.4989e-11 | 5spot_SharedNeighbor | Water | Porous | Wet | R600a | MinimizeLCOE_Brownfield | IgnoreSilica | 2019 | 160.5501 | 80.8418 | 8.4966 | 4 | 3553.2046 | 4354.2377 | 72.4369 | 88.767 | 175.7172 | 0 | 244.5741 | 10631848.72 | 936659.2766 | 11182590.0195 | 9357304.7914 | 0 | 836785.7053 | 0 | 12848623.52 | 33429482.784 | 22816308.9072 | 102039603.724 | 961560.8286 | 17759797.8658 | 17759797.8658 | 1478867.319 | 7985640.2162 | 0 | 120760962.4185 | 147985267.8195 | 74989.4209 | 33.9865 | 3553.2046 | 4354.2377 | 72.4369 | 88.767
1 | 4900 | 707 | 0.035 | 15 | 15 | 7 | 1e-10 | 5spot_SharedNeighbor | Water | Porous | Wet | R600a | MinimizeLCOE_Brownfield | IgnoreSilica | 2019 | 166.4427 | 83.4051 | 8.8618 | 4 | 3476.5933 | 4244.6139 | 70.8751 | 86.5322 | 175.3341 | 0 | 252.1098 | 10871260.5976 | 957351.0333 | 11465358.2046 | 9689884.9342 | 0 | 760459.1331 | 0 | 13160282.4221 | 34240355.3172 | 23369746.0729 | 104514697.715 | 961560.8286 | 17759797.8658 | 17759797.8658 | 1478867.319 | 7985640.2162 | 0 | 123236056.4095 | 150460361.8105 | 100000 | 35.4474 | 3476.5933 | 4244.6139 | 70.8751 | 86.5322
1 | 4900 | 707 | 0.035 | 15 | 15 | 7 | 1.3335e-10 | 5spot_SharedNeighbor | Water | Porous | Wet | R600a | MinimizeLCOE_Brownfield | IgnoreSilica | 2019 | 171.0124 | 85.3641 | 9.1491 | 4 | 3418.2373 | 4162.1444 | 69.6854 | 84.8509 | 175.0284 | 0 | 256.1315 | 11052835.2765 | 973036.5187 | 11680295.5737 | 9947263.2771 | 0 | 691110.071 | 0 | 13394370.8796 | 34849405.4655 | 23785435.3139 | 106373752.3759 | 961560.8286 | 17759797.8658 | 17759797.8658 | 1478867.319 | 7985640.2162 | 0 | 125095111.0704 | 152319416.4715 | 133352.1432 | 36.5964 | 3418.2373 | 4162.1444 | 69.6854 | 84.8509
1 | 4900 | 707 | 0.035 | 15 | 15 | 7 | 1.7783e-10 | 5spot_SharedNeighbor | Water | Porous | Wet | R600a | MinimizeLCOE_Brownfield | IgnoreSilica | 2019 | 174.5324 | 86.8543 | 9.3725 | 4 | 3373.8746 | 4100.0533 | 68.781 | 83.5851 | 174.788 | 0 | 262.0344 | 11190168.5259 | 984895.9038 | 11843133.448 | 10144598.519 | 0 | 630798.0725 | 0 | 13569501.843 | 35305060.3078 | 24096429.1065 | 107764585.7265 | 961560.8286 | 17759797.8658 | 17759797.8658 | 1478867.319 | 7985640.2162 | 0 | 126485944.4209 | 153710249.822 | 177827.941 | 37.4898 | 3373.8746 | 4100.0533 | 68.781 | 83.5851
1 | 4900 | 707 | 0.035 | 15 | 15 | 7 | 2.3714e-10 | 5spot_SharedNeighbor | Water | Porous | Wet | R600a | MinimizeLCOE_Brownfield | IgnoreSilica | 2019 | 177.1271 | 87.9426 | 9.5411 | 4 | 3340.2263 | 4053.57 | 68.095 | 82.6375 | 174.6079 | 0 | 249.2066 | 11290044.1893 | 993518.3624 | 11961702.1794 | 10289802.5031 | 0 | 578701.4926 | 0 | 13694369.8034 | 35629941.127 | 24318166.9413 | 108756246.5985 | 961560.8286 | 17759797.8658 | 17759797.8658 | 1478867.319 | 7985640.2162 | 0 | 127477605.293 | 154701910.694 | 237137.3706 | 38.1644 | 3340.2263 | 4053.57 | 68.095 | 82.6375
1 | 4900 | 707 | 0.035 | 15 | 15 | 7 | 3.1623e-10 | 5spot_SharedNeighbor | Water | Porous | Wet | R600a | MinimizeLCOE_Brownfield | IgnoreSilica | 2019 | 179.0413 | 88.7399 | 9.668 | 4 | 3314.7475 | 4018.727 | 67.5756 | 81.9272 | 174.4736 | 0 | 312.2623 | 11362996.1803 | 999815.2419 | 12048384.5194 | 10396815.0696 | 0 | 535109.2546 | 0 | 13783816.9036 | 35862664.1337 | 24477005.1753 | 109466606.4783 | 961560.8286 | 17759797.8658 | 17759797.8658 | 1478867.319 | 7985640.2162 | 0 | 128187965.1728 | 155412270.5739 | 316227.766 | 38.672 | 3314.7475 | 4018.727 | 67.5756 | 81.9272
1 | 4900 | 707 | 0.035 | 15 | 15 | 7 | 4.217e-10 | 5spot_SharedNeighbor | Water | Porous | Wet | R600a | MinimizeLCOE_Brownfield | IgnoreSilica | 2019 | 180.4398 | 89.3195 | 9.7628 | 4 | 3295.4823 | 3992.6297 | 67.1829 | 81.3952 | 174.3745 | 0 | 268.328 | 11415908.6539 | 1004381.7688 | 12111295.7979 | 10474949.6145 | 0 | 499287.6621 | 0 | 13847271.1639 | 36027759.1025 | 24589685.8839 | 109970539.6474 | 961560.8286 | 17759797.8658 | 17759797.8658 | 1478867.319 | 7985640.2162 | 0 | 128691898.3418 | 155916203.7429 | 421696.5034 | 39.051 | 3295.4823 | 3992.6297 | 67.1829 | 81.3952
1 | 4900 | 707 | 0.035 | 15 | 15 | 7 | 5.6234e-10 | 5spot_SharedNeighbor | Water | Porous | Wet | R600a | MinimizeLCOE_Brownfield | IgnoreSilica | 2019 | 181.4728 | 89.7459 | 9.8337 | 4 | 3280.9343 | 3973.0489 | 66.8863 | 80.996 | 174.301 | 0 | 283.4885 | 11454777.0353 | 1007735.9044 | 12157530.4766 | 10532627.368 | 0 | 470524.0884 | 0 | 13893046.0003 | 36146855.8373 | 24670971.8526 | 110334068.5629 | 961560.8286 | 17759797.8658 | 17759797.8658 | 1478867.319 | 7985640.2162 | 0 | 129055427.2574 | 156279732.6584 | 562341.3252 | 39.335 | 3280.9343 | 3973.0489 | 66.8863 | 80.996
1 | 4900 | 707 | 0.035 | 15 | 15 | 7 | 7.4989e-10 | 5spot_SharedNeighbor | Water | Porous | Wet | R600a | MinimizeLCOE_Brownfield | IgnoreSilica | 2019 | 182.2233 | 90.0548 | 9.8864 | 4 | 3269.961 | 3958.3901 | 66.6626 | 80.6971 | 174.2472 | 0 | 288.0546 | 11482902.2784 | 1010162.786 | 12190997.2474 | 10574516.7111 | 0 | 447580.8774 | 0 | 13925402.3611 | 36231040.4507 | 24728429.581 | 110591032.2929 | 961560.8286 | 17759797.8658 | 17759797.8658 | 1478867.319 | 7985640.2162 | 0 | 129312390.9873 | 156536696.3884 | 749894.2093 | 39.5455 | 3269.961 | 3958.3901 | 66.6626 | 80.6971
1 | 4900 | 707 | 0.035 | 15 | 15 | 7 | 1e-09 | 5spot_SharedNeighbor | Water | Porous | Wet | R600a | MinimizeLCOE_Brownfield | IgnoreSilica | 2019 | 182.7567 | 90.2739 | 9.925 | 4 | 3261.6925 | 3947.4464 | 66.494 | 80.474 | 174.2089 | 0 | 288.5153 | 11502831.8738 | 1011882.388 | 12214717.5679 | 10604281.6848 | 0 | 429340.037 | 0 | 13947590.8851 | 36288770.4387 | 24767831.4841 | 110767246.3594 | 961560.8286 | 17759797.8658 | 17759797.8658 | 1478867.319 | 7985640.2162 | 0 | 129488605.0539 | 156712910.4549 | 1000000 | 39.6998 | 3261.6925 | 3947.4464 | 66.494 | 80.474
1 | 4900 | 707 | 0.035 | 15 | 15 | 7 | 1.3335e-09 | 5spot_SharedNeighbor | Water | Porous | Wet | R600a | MinimizeLCOE_Brownfield | IgnoreSilica | 2019 | 183.1318 | 90.4277 | 9.9531 | 4 | 3255.4678 | 3939.2858 | 66.3671 | 80.3077 | 174.1818 | 0 | 271.3552 | 11516812.5311 | 1013088.6482 | 12231360.2491 | 10625205.0786 | 0 | 414936.3771 | 0 | 13962547.1248 | 36327683.5065 | 24794390.4524 | 110886023.9677 | 961560.8286 | 17759797.8658 | 17759797.8658 | 1478867.319 | 7985640.2162 | 0 | 129607382.6622 | 156831688.0632 | 1333521.4322 | 39.8122 | 3255.4678 | 3939.2858 | 66.3671 | 80.3077
1 | 4900 | 707 | 0.035 | 15 | 15 | 7 | 1.7783e-09 | 5spot_SharedNeighbor | Water | Porous | Wet | R600a | MinimizeLCOE_Brownfield | IgnoreSilica | 2019 | 183.4265 | 90.5484 | 9.9747 | 4 | 3250.7854 | 3933.1217 | 66.2717 | 80.182 | 174.1606 | 0 | 294.2433 | 11527782.4185 | 1014035.1115 | 12244420.5139 | 10641642.0264 | 0 | 404065.1372 | 0 | 13974458.6309 | 36358674.802 | 24815542.6484 | 110980621.2887 | 961560.8286 | 17759797.8658 | 17759797.8658 | 1478867.319 | 7985640.2162 | 0 | 129701979.9832 | 156926285.3843 | 1778279.41 | 39.8987 | 3250.7854 | 3933.1217 | 66.2717 | 80.182
1 | 4900 | 707 | 0.035 | 15 | 15 | 7 | 2.3714e-09 | 5spot_SharedNeighbor | Water | Porous | Wet | R600a | MinimizeLCOE_Brownfield | IgnoreSilica | 2019 | 183.6239 | 90.6292 | 9.99 | 4 | 3247.2653 | 3928.5518 | 66.1999 | 80.0888 | 174.1463 | 0 | 313.9231 | 11535120.4086 | 1014668.2081 | 12253157.5995 | 10652652.7512 | 0 | 395463.5202 | 0 | 13981914.3701 | 36378073.1061 | 24828782.3896 | 111039832.3533 | 961560.8286 | 17759797.8658 | 17759797.8658 | 1478867.319 | 7985640.2162 | 0 | 129761191.0478 | 156985496.4488 | 2371373.7057 | 39.9601 | 3247.2653 | 3928.5518 | 66.1999 | 80.0888
1 | 4900 | 707 | 0.035 | 15 | 15 | 7 | 3.1623e-09 | 5spot_SharedNeighbor | Water | Porous | Wet | R600a | MinimizeLCOE_Brownfield | IgnoreSilica | 2019 | 183.7702 | 90.689 | 10.0015 | 4 | 3244.6206 | 3925.1252 | 66.146 | 80.019 | 174.1356 | 0 | 279.4256 | 11540554.2443 | 1015137.0144 | 12259627.8876 | 10660812.3685 | 0 | 388905.2569 | 0 | 13987364.3409 | 36392252.8122 | 24838460.3303 | 111083114.2551 | 961560.8286 | 17759797.8658 | 17759797.8658 | 1478867.319 | 7985640.2162 | 0 | 129804472.9495 | 157028778.3506 | 3162277.6602 | 40.0061 | 3244.6206 | 3925.1252 | 66.146 | 80.019
1 | 4900 | 707 | 0.035 | 15 | 15 | 7 | 4.217e-09 | 5spot_SharedNeighbor | Water | Porous | Wet | R600a | MinimizeLCOE_Brownfield | IgnoreSilica | 2019 | 183.8823 | 90.7348 | 10.0102 | 4 | 3242.6343 | 3922.5473 | 66.1055 | 79.9664 | 174.1275 | 0 | 276.9042 | 11544713.6265 | 1015495.8629 | 12264580.8691 | 10667060.9774 | 0 | 383968.0624 | 0 | 13991569.5653 | 36403193.9435 | 24845927.8773 | 111116510.7844 | 961560.8286 | 17759797.8658 | 17759797.8658 | 1478867.319 | 7985640.2162 | 0 | 129837869.4789 | 157062174.8799 | 4216965.0343 | 40.0409 | 3242.6343 | 3922.5473 | 66.1055 | 79.9664
1 | 4900 | 707 | 0.035 | 15 | 15 | 7 | 5.6234e-09 | 5spot_SharedNeighbor | Water | Porous | Wet | R600a | MinimizeLCOE_Brownfield | IgnoreSilica | 2019 | 183.9749 | 90.7726 | 10.0171 | 4 | 3241.143 | 3920.5915 | 66.0751 | 79.9266 | 174.1208 | 0 | 271.9564 | 11548151.1316 | 1015792.4294 | 12268674.3961 | 10672225.3333 | 0 | 380349.5306 | 0 | 13995225.2002 | 36412705.1555 | 24852419.4749 | 111145542.6517 | 961560.8286 | 17759797.8658 | 17759797.8658 | 1478867.319 | 7985640.2162 | 0 | 129866901.3462 | 157091206.7473 | 5623413.2519 | 40.0682 | 3241.143 | 3920.5915 | 66.0751 | 79.9266
1 | 4900 | 707 | 0.035 | 15 | 15 | 7 | 7.4989e-09 | 5spot_SharedNeighbor | Water | Porous | Wet | R600a | MinimizeLCOE_Brownfield | IgnoreSilica | 2019 | 184.0332 | 90.7965 | 10.0218 | 4 | 3240.0238 | 3919.1517 | 66.0523 | 79.8972 | 174.1166 | 0 | 283.6565 | 11550314.1788 | 1015979.0425 | 12271250.3163 | 10675478.2683 | 0 | 377474.2815 | 0 | 13997293.4741 | 36418086.3799 | 24856092.2711 | 111161968.2126 | 961560.8286 | 17759797.8658 | 17759797.8658 | 1478867.319 | 7985640.2162 | 0 | 129883326.9071 | 157107632.3081 | 7498942.0933 | 40.0872 | 3240.0238 | 3919.1517 | 66.0523 | 79.8972
1 | 4900 | 707 | 0.035 | 15 | 15 | 7 | 1e-08 | 5spot_SharedNeighbor | Water | Porous | Wet | R600a | MinimizeLCOE_Brownfield | IgnoreSilica | 2019 | 184.0797 | 90.8154 | 10.0254 | 4 | 3239.1839 | 3918.0647 | 66.0351 | 79.875 | 174.1132 | 0 | 296.3168 | 11552037.5587 | 1016127.7234 | 12273302.6872 | 10678069.8909 | 0 | 375344.5493 | 0 | 13999004.1397 | 36422537.181 | 24859130.0343 | 111175553.7647 | 961560.8286 | 17759797.8658 | 17759797.8658 | 1478867.319 | 7985640.2162 | 0 | 129896912.4592 | 157121217.8602 | 10000000 | 40.1017 | 3239.1839 | 3918.0647 | 66.0351 | 79.875
1 | 5000 | 707 | 0.035 | 15 | 15 | 7 | 1e-13 | 5spot_SharedNeighbor | Water | Porous | Wet | R600a | MinimizeLCOE_Brownfield | IgnoreSilica | 2019 | 0.75975 | 0.1369 | 0.0027097 | 4 | 1851346.5476 | 4426844.4296 | 37742.2035 | 90247.2114 | 105.9427 | 0 | 50.2406 | 92768.8138 | 5946.4164 | 70245.1029 | 50875.3895 | 0 | 55066.5856 | 0 | 107211.9002 | 278943.3721 | 190384.5832 | 851442.1637 | 961560.8286 | 18253066.8284 | 18253066.8284 | 1478867.319 | 8182947.8012 | 0 | 20066069.8208 | 47980951.7694 | 100 | 0.010839 | 1851346.5476 | 4426844.4296 | 37742.2035 | 90247.2114
1 | 5000 | 707 | 0.035 | 15 | 15 | 7 | 1.3335e-13 | 5spot_SharedNeighbor | Water | Porous | Wet | R600a | MinimizeLCOE_Brownfield | IgnoreSilica | 2019 | 0.99609 | 0.22158 | 0.009301 | 4 | 547916.1265 | 1298234.0253 | 11170.0113 | 26466.2566 | 118.9816 | 0 | 58.6084 | 139935.1453 | 9715.8431 | 102306.004 | 63104.0728 | 0 | 62720.0633 | 0 | 147334.6401 | 383334.5111 | 261633.6806 | 1170083.9603 | 961560.8286 | 18253066.8284 | 18253066.8284 | 1478867.319 | 8182947.8012 | 0 | 20384711.6174 | 48299593.566 | 133.3521 | 0.037204 | 547916.1265 | 1298234.0253 | 11170.0113 | 26466.2566
1 | 5000 | 707 | 0.035 | 15 | 15 | 7 | 1.7783e-13 | 5spot_SharedNeighbor | Water | Porous | Wet | R600a | MinimizeLCOE_Brownfield | IgnoreSilica | 2019 | 1.2934 | 0.34078 | 0.020187 | 4 | 257479.1219 | 603175.2999 | 5249.0602 | 12296.5443 | 130.4286 | 0 | 58.1866 | 200422.073 | 14974.4175 | 143223.5398 | 79792.3047 | 0 | 70667.245 | 0 | 198541.0362 | 516563.0498 | 352564.8958 | 1576748.5617 | 961560.8286 | 18253066.8284 | 18253066.8284 | 1478867.319 | 8182947.8012 | 0 | 20791376.2187 | 48706258.1674 | 177.8279 | 0.08075 | 257479.1219 | 603175.2999 | 5249.0602 | 12296.5443
1 | 5000 | 707 | 0.035 | 15 | 15 | 7 | 2.3714e-13 | 5spot_SharedNeighbor | Water | Porous | Wet | R600a | MinimizeLCOE_Brownfield | IgnoreSilica | 2019 | 1.6709 | 0.50392 | 0.036678 | 4 | 145185.4165 | 335455.3495 | 2959.8011 | 6838.711 | 140.305 | 0 | 277.6208 | 276002.5297 | 22058.6909 | 194533.2123 | 101689.9697 | 0 | 79155.7104 | 0 | 262641.6441 | 683339.6826 | 466393.3746 | 2085814.8143 | 961560.8286 | 18253066.8284 | 18253066.8284 | 1478867.319 | 8182947.8012 | 0 | 21300442.4713 | 49215324.42 | 237.1374 | 0.14671 | 145185.4165 | 335455.3495 | 2959.8011 | 6838.711
1 | 5000 | 707 | 0.035 | 15 | 15 | 7 | 3.1623e-13 | 5spot_SharedNeighbor | Water | Porous | Wet | R600a | MinimizeLCOE_Brownfield | IgnoreSilica | 2019 | 2.1571 | 0.72712 | 0.061058 | 4 | 89877.0786 | 204174.4803 | 1832.2658 | 4162.3729 | 148.7393 | 0 | 357.5894 | 371328.9446 | 31722.6083 | 259269.2103 | 132361.4976 | 0 | 88704.5241 | 0 | 344520.8461 | 896372.5707 | 611792.6981 | 2736072.8999 | 961560.8286 | 18253066.8284 | 18253066.8284 | 1478867.319 | 8182947.8012 | 0 | 21950700.5569 | 49865582.5056 | 316.2278 | 0.24423 | 89877.0786 | 204174.4803 | 1832.2658 | 4162.3729
1 | 5000 | 707 | 0.035 | 15 | 15 | 7 | 4.217e-13 | 5spot_SharedNeighbor | Water | Porous | Wet | R600a | MinimizeLCOE_Brownfield | IgnoreSilica | 2019 | 2.8183 | 1.0553 | 0.097078 | 4 | 58780.8407 | 130668.8709 | 1198.3269 | 2663.8617 | 156.1009 | 0 | 480.7117 | 495901.0197 | 44732.5138 | 347737.2895 | 175789.0295 | 0 | 101580.69 | 0 | 454638.8116 | 1182876.9285 | 807337.8094 | 3610594.0919 | 961560.8286 | 18253066.8284 | 18253066.8284 | 1478867.319 | 8182947.8012 | 0 | 22825221.7489 | 50740103.6975 | 421.6965 | 0.38831 | 58780.8407 | 130668.8709 | 1198.3269 | 2663.8617
1 | 5000 | 707 | 0.035 | 15 | 15 | 7 | 5.6234e-13 | 5spot_SharedNeighbor | Water | Porous | Wet | R600a | MinimizeLCOE_Brownfield | IgnoreSilica | 2019 | 3.674 | 1.523 | 0.14403 | 4 | 41478.0093 | 89932.6561 | 845.5853 | 1833.3988 | 162.0534 | 0 | 628.7622 | 641851.3029 | 58093.0561 | 466220.1845 | 227923.3713 | 0 | 117247.9486 | 0 | 589420.9868 | 1533552.5007 | 1046681.0931 | 4680990.4441 | 961560.8286 | 18253066.8284 | 18253066.8284 | 1478867.319 | 8182947.8012 | 0 | 23895618.1012 | 51810500.0498 | 562.3413 | 0.5761 | 41478.0093 | 89932.6561 | 845.5853 | 1833.3988
1 | 5000 | 707 | 0.035 | 15 | 15 | 7 | 7.4989e-13 | 5spot_SharedNeighbor | Water | Porous | Wet | R600a | MinimizeLCOE_Brownfield | IgnoreSilica | 2019 | 4.8205 | 2.1548 | 0.20692 | 4 | 30481.0536 | 64207.5723 | 621.3975 | 1308.9582 | 166.942 | 0 | 91.5385 | 818457.8302 | 74066.5212 | 615403.4097 | 296734.9706 | 0 | 137069.252 | 0 | 757275.4736 | 1970275.4438 | 1344753.4755 | 6014036.3767 | 961560.8286 | 18253066.8284 | 18253066.8284 | 1478867.319 | 8182947.8012 | 0 | 25228664.0337 | 53143545.9823 | 749.8942 | 0.82768 | 30481.0536 | 64207.5723 | 621.3975 | 1308.9582
1 | 5000 | 707 | 0.035 | 15 | 15 | 7 | 1e-12 | 5spot_SharedNeighbor | Water | Porous | Wet | R600a | MinimizeLCOE_Brownfield | IgnoreSilica | 2019 | 6.3358 | 2.991 | 0.2902 | 4 | 23147.2696 | 47195.0427 | 471.8884 | 962.1348 | 170.7961 | 0 | 85.9546 | 1030200.5199 | 93177.1133 | 799996.793 | 387131.8424 | 0 | 161019.2292 | 0 | 963894.9441 | 2507856.9226 | 1711663.881 | 7654941.2455 | 961560.8286 | 18253066.8284 | 18253066.8284 | 1478867.319 | 8182947.8012 | 0 | 26869568.9025 | 54784450.8512 | 1000 | 1.1608 | 23147.2696 | 47195.0427 | 471.8884 | 962.1348
1 | 5000 | 707 | 0.035 | 15 | 15 | 7 | 1.3335e-12 | 5spot_SharedNeighbor | Water | Porous | Wet | R600a | MinimizeLCOE_Brownfield | IgnoreSilica | 2019 | 8.3432 | 4.0891 | 0.39937 | 4 | 18083.6891 | 35558.0414 | 368.6605 | 724.8988 | 173.606 | 0 | 85.618 | 1283439.9864 | 115978.4787 | 1027395.2837 | 506251.736 | 0 | 190235.7975 | 0 | 1218087.5001 | 3169213.8112 | 2163053.547 | 9673656.1406 | 961560.8286 | 18253066.8284 | 18253066.8284 | 1478867.319 | 8182947.8012 | 0 | 28888283.7976 | 56803165.7462 | 1333.5214 | 1.5975 | 18083.6891 | 35558.0414 | 368.6605 | 724.8988
1 | 5000 | 707 | 0.035 | 15 | 15 | 7 | 1.7783e-12 | 5spot_SharedNeighbor | Water | Porous | Wet | R600a | MinimizeLCOE_Brownfield | IgnoreSilica | 2019 | 11.0226 | 5.5908 | 0.54931 | 4 | 14319.8149 | 27024.4157 | 291.9288 | 550.9293 | 176.2991 | 0 | 100.2596 | 1599570.7921 | 144366.6535 | 1319505.6701 | 665839.8621 | 0 | 225590.1191 | 0 | 1542400.5078 | 4013009.7315 | 2738961.6009 | 12249244.9372 | 961560.8286 | 18253066.8284 | 18253066.8284 | 1478867.319 | 8182947.8012 | 0 | 31463872.5942 | 59378754.5429 | 1778.2794 | 2.1972 | 14319.8149 | 27024.4157 | 291.9288 | 550.9293
1 | 5000 | 707 | 0.035 | 15 | 15 | 7 | 2.3714e-12 | 5spot_SharedNeighbor | Water | Porous | Wet | R600a | MinimizeLCOE_Brownfield | IgnoreSilica | 2019 | 14.5648 | 7.5569 | 0.7452 | 4 | 11621.2428 | 20986.1466 | 236.9148 | 427.831 | 178.1482 | 0 | 59.3733 | 1978229.7604 | 178270.3144 | 1679232.5754 | 876078.3228 | 0 | 268712.3072 | 0 | 1942404.0793 | 5053736.9725 | 3449279.3276 | 15425943.6596 | 961560.8286 | 18253066.8284 | 18253066.8284 | 1478867.319 | 8182947.8012 | 0 | 34640571.3167 | 62555453.2653 | 2371.3737 | 2.9808 | 11621.2428 | 20986.1466 | 236.9148 | 427.831
1 | 5000 | 707 | 0.035 | 15 | 15 | 7 | 3.1623e-12 | 5spot_SharedNeighbor | Water | Porous | Wet | R600a | MinimizeLCOE_Brownfield | IgnoreSilica | 2019 | 19.2789 | 10.175 | 1.0068 | 4 | 9590.3621 | 16521.8075 | 195.5125 | 336.8194 | 179.5736 | 0 | 50.1146 | 2440594.4311 | 219538.2747 | 2130398.3259 | 1155727.5473 | 0 | 320086.7495 | 0 | 2443874.6782 | 6358460.6049 | 4339780.0162 | 19408460.6279 | 961560.8286 | 18253066.8284 | 18253066.8284 | 1478867.319 | 8182947.8012 | 0 | 38623088.2849 | 66537970.2335 | 3162.2777 | 4.0273 | 9590.3621 | 16521.8075 | 195.5125 | 336.8194
1 | 5000 | 707 | 0.035 | 15 | 15 | 7 | 4.217e-12 | 5spot_SharedNeighbor | Water | Porous | Wet | R600a | MinimizeLCOE_Brownfield | IgnoreSilica | 2019 | 25.3884 | 13.5694 | 1.3461 | 4 | 8079.4377 | 13263.9315 | 164.7103 | 270.4032 | 180.6447 | 0 | 89.2164 | 2991596.5942 | 268552.6606 | 2682148.191 | 1518176.7312 | 0 | 381152.7251 | 0 | 3058234.4918 | 7956898.8175 | 5430746.9409 | 24287507.1522 | 961560.8286 | 18253066.8284 | 18253066.8284 | 1478867.319 | 8182947.8012 | 0 | 43502134.8092 | 71417016.7579 | 4216.965 | 5.3843 | 8079.4377 | 13263.9315 | 164.7103 | 270.4032
1 | 5000 | 707 | 0.035 | 15 | 15 | 7 | 5.6234e-12 | 5spot_SharedNeighbor | Water | Porous | Wet | R600a | MinimizeLCOE_Brownfield | IgnoreSilica | 2019 | 33.471 | 18.0612 | 1.7953 | 4 | 6909.161 | 10796.4625 | 140.8526 | 220.1005 | 181.4686 | 0 | 121.8298 | 3662994.657 | 328064.8822 | 3371566.0013 | 1997596.4318 | 0 | 455041.0484 | 0 | 3827952.5781 | 9959547.3872 | 6797595.74 | 30400358.726 | 961560.8286 | 18253066.8284 | 18253066.8284 | 1478867.319 | 8182947.8012 | 0 | 49614986.383 | 77529868.3316 | 5623.4133 | 7.181 | 6909.161 | 10796.4625 | 140.8526 | 220.1005
1 | 5000 | 707 | 0.035 | 15 | 15 | 7 | 7.4989e-12 | 5spot_SharedNeighbor | Water | Porous | Wet | R600a | MinimizeLCOE_Brownfield | IgnoreSilica | 2019 | 44.0311 | 23.9296 | 2.382 | 4 | 6002.4208 | 8932.1731 | 122.3675 | 182.0944 | 182.0897 | 0 | 109.2565 | 4471670.8207 | 399476.1057 | 4222614.678 | 2623856.6255 | 0 | 543841.598 | 0 | 4781969.3329 | 12441703.2875 | 8491718.1451 | 37976850.5935 | 961560.8286 | 18253066.8284 | 18253066.8284 | 1478867.319 | 8182947.8012 | 0 | 57191478.2505 | 85106360.1992 | 7498.9421 | 9.5281 | 6002.4208 | 8932.1731 | 122.3675 | 182.0944
1 | 5000 | 707 | 0.035 | 15 | 15 | 7 | 1e-11 | 5spot_SharedNeighbor | Water | Porous | Wet | R600a | MinimizeLCOE_Brownfield | IgnoreSilica | 2019 | 57.6199 | 31.464 | 3.135 | 4 | 5298.714 | 7524.7797 | 108.0215 | 153.4028 | 182.5078 | 0 | 113.7194 | 5430827.4399 | 483844.692 | 5256352.8187 | 3429253.6939 | 0 | 649130.7856 | 0 | 5947269.6778 | 15473575.7488 | 10561033.3987 | 47231288.2555 | 961560.8286 | 18253066.8284 | 18253066.8284 | 1478867.319 | 8182947.8012 | 0 | 66445915.9125 | 94360797.8611 | 10000 | 12.54 | 5298.714 | 7524.7797 | 108.0215 | 153.4028
1 | 5000 | 707 | 0.035 | 15 | 15 | 7 | 1.3335e-11 | 5spot_SharedNeighbor | Water | Porous | Wet | R600a | MinimizeLCOE_Brownfield | IgnoreSilica | 2019 | 74.6768 | 40.8315 | 4.0694 | 4 | 4757.9053 | 6472.8153 | 96.9963 | 131.9571 | 182.6232 | 0 | 120.1072 | 6536055.0236 | 580675.4765 | 6474857.6851 | 4438383.874 | 0 | 771648.0169 | 0 | 7332631.8297 | 19078003.8912 | 13021129.6695 | 58233385.4665 | 961560.8286 | 18253066.8284 | 18253066.8284 | 1478867.319 | 8182947.8012 | 0 | 77448013.1236 | 105362895.0722 | 13335.2143 | 16.2778 | 4757.9053 | 6472.8153 | 96.9963 | 131.9571
1 | 5000 | 707 | 0.035 | 15 | 15 | 7 | 1.7783e-11 | 5spot_SharedNeighbor | Water | Porous | Wet | R600a | MinimizeLCOE_Brownfield | IgnoreSilica | 2019 | 95.281 | 51.8851 | 5.167 | 4 | 4352.8304 | 5703.4672 | 88.7383 | 116.2729 | 182.2639 | 0 | 150.7338 | 7750949.9192 | 686698.8334 | 7842738.6172 | 5651947.4662 | 0 | 910293.9559 | 0 | 8908625.2289 | 23178415.4352 | 15819744.8033 | 70749414.2593 | 961560.8286 | 18253066.8284 | 18253066.8284 | 1478867.319 | 8182947.8012 | 0 | 89964041.9163 | 117878923.8649 | 17782.7941 | 20.6679 | 4352.8304 | 5703.4672 | 88.7383 | 116.2729
1 | 5000 | 707 | 0.035 | 15 | 15 | 7 | 2.3714e-11 | 5spot_SharedNeighbor | Water | Porous | Wet | R600a | MinimizeLCOE_Brownfield | IgnoreSilica | 2019 | 118.889 | 64.0322 | 6.3627 | 4 | 4061.6995 | 5158.5095 | 82.8032 | 105.1632 | 181.3045 | 0 | 139.421 | 9003839.7701 | 795637.7442 | 9280094.3144 | 7031471.2747 | 0 | 1061280.7934 | 0 | 10597206.3197 | 27571757.0581 | 18818290.7351 | 84159578.0096 | 961560.8286 | 18253066.8284 | 18253066.8284 | 1478867.319 | 8182947.8012 | 0 | 103374205.6667 | 131289087.6153 | 23713.7371 | 25.451 | 4061.6995 | 5158.5095 | 82.8032 | 105.1632
1 | 5000 | 707 | 0.035 | 15 | 15 | 7 | 3.1623e-11 | 5spot_SharedNeighbor | Water | Porous | Wet | R600a | MinimizeLCOE_Brownfield | IgnoreSilica | 2019 | 137.6532 | 73.2066 | 7.3407 | 4 | 3853.835 | 4804.524 | 78.5656 | 97.9467 | 180.2203 | 0 | 90.5981 | 9905589.9381 | 873819.2543 | 10329369.1542 | 8116588.9722 | 0 | 1106251.7972 | 0 | 11829331.4552 | 30777493.9169 | 21006272.0125 | 93944716.5005 | 961560.8286 | 18253066.8284 | 18253066.8284 | 1478867.319 | 8182947.8012 | 0 | 113159344.1575 | 141074226.1061 | 31622.7766 | 29.3628 | 3853.835 | 4804.524 | 78.5656 | 97.9467
1 | 5000 | 707 | 0.035 | 15 | 15 | 7 | 4.217e-11 | 5spot_SharedNeighbor | Water | Porous | Wet | R600a | MinimizeLCOE_Brownfield | IgnoreSilica | 2019 | 146.2862 | 77.3307 | 7.9267 | 4 | 3694.1983 | 4574.6094 | 75.3112 | 93.2596 | 179.7094 | 0 | 106.8443 | 10300398.2759 | 907993.8145 | 10792331.1216 | 8613654.2108 | 0 | 999435.8902 | 0 | 12329387.1921 | 32078536.3688 | 21894260.2197 | 97915997.0937 | 961560.8286 | 18253066.8284 | 18253066.8284 | 1478867.319 | 8182947.8012 | 0 | 117130624.7507 | 145045506.6994 | 42169.6503 | 31.7066 | 3694.1983 | 4574.6094 | 75.3112 | 93.2596
1 | 5000 | 707 | 0.035 | 15 | 15 | 7 | 5.6234e-11 | 5spot_SharedNeighbor | Water | Porous | Wet | R600a | MinimizeLCOE_Brownfield | IgnoreSilica | 2019 | 155.3102 | 81.5502 | 8.4896 | 4 | 3571.2384 | 4393.266 | 72.8045 | 89.5627 | 179.1413 | 0 | 146.7447 | 10698225.7121 | 942397.2149 | 11260914.6302 | 9131512.4028 | 0 | 918567.9199 | 0 | 12851130.9732 | 33436006.6628 | 22820761.5886 | 102059517.1046 | 961560.8286 | 18253066.8284 | 18253066.8284 | 1478867.319 | 8182947.8012 | 0 | 121274144.7616 | 149189026.7102 | 56234.1325 | 33.9586 | 3571.2384 | 4393.266 | 72.8045 | 89.5627
1 | 5000 | 707 | 0.035 | 15 | 15 | 7 | 7.4989e-11 | 5spot_SharedNeighbor | Water | Porous | Wet | R600a | MinimizeLCOE_Brownfield | IgnoreSilica | 2019 | 162.7102 | 84.9339 | 8.9555 | 4 | 3476.7366 | 4256.0027 | 70.878 | 86.7644 | 178.6493 | 0 | 193.2466 | 11013064.9401 | 969601.4756 | 11633182.7435 | 9553948.771 | 0 | 837452.3183 | 0 | 13262827.5969 | 34507156.8272 | 23551843.5857 | 105329078.2584 | 961560.8286 | 18253066.8284 | 18253066.8284 | 1478867.319 | 8182947.8012 | 0 | 124543705.9154 | 152458587.8641 | 74989.4209 | 35.822 | 3476.7366 | 4256.0027 | 70.878 | 86.7644
1 | 5000 | 707 | 0.035 | 15 | 15 | 7 | 1e-10 | 5spot_SharedNeighbor | Water | Porous | Wet | R600a | MinimizeLCOE_Brownfield | IgnoreSilica | 2019 | 168.5498 | 87.5544 | 9.3285 | 4 | 3404.3816 | 4152.4902 | 69.4029 | 84.6541 | 178.2448 | 0 | 193.0918 | 11254461.7123 | 990446.678 | 11919446.0598 | 9886124.3834 | 0 | 759804.223 | 0 | 13576010.3921 | 35321994.2176 | 24107986.8479 | 107816274.5142 | 961560.8286 | 18253066.8284 | 18253066.8284 | 1478867.319 | 8182947.8012 | 0 | 127030902.1712 | 154945784.1198 | 100000 | 37.3139 | 3404.3816 | 4152.4902 | 69.4029 | 84.6541
1 | 5000 | 707 | 0.035 | 15 | 15 | 7 | 1.3335e-10 | 5spot_SharedNeighbor | Water | Porous | Wet | R600a | MinimizeLCOE_Brownfield | IgnoreSilica | 2019 | 173.1318 | 89.5792 | 9.6236 | 4 | 3349.156 | 4074.3224 | 68.2771 | 83.0606 | 177.9178 | 0 | 210.3733 | 11439590.6964 | 1006425.4378 | 12139463.886 | 10146077.1967 | 0 | 689916.825 | 0 | 13814374.8763 | 35942169.7103 | 24531269.365 | 109709287.9936 | 961560.8286 | 18253066.8284 | 18253066.8284 | 1478867.319 | 8182947.8012 | 0 | 128923915.6506 | 156838797.5992 | 133352.1432 | 38.4944 | 3349.156 | 4074.3224 | 68.2771 | 83.0606
1 | 5000 | 707 | 0.035 | 15 | 15 | 7 | 1.7783e-10 | 5spot_SharedNeighbor | Water | Porous | Wet | R600a | MinimizeLCOE_Brownfield | IgnoreSilica | 2019 | 176.5935 | 91.0894 | 9.8505 | 4 | 3307.1064 | 4015.5686 | 67.4198 | 81.8628 | 177.665 | 0 | 209.0751 | 11576900.2354 | 1018272.636 | 12302915.5313 | 10341770.3815 | 0 | 628121.0509 | 0 | 13988512.1357 | 36395239.1387 | 24840498.5595 | 111092229.669 | 961560.8286 | 18253066.8284 | 18253066.8284 | 1478867.319 | 8182947.8012 | 0 | 130306857.326 | 158221739.2746 | 177827.941 | 39.4021 | 3307.1064 | 4015.5686 | 67.4198 | 81.8628
1 | 5000 | 707 | 0.035 | 15 | 15 | 7 | 2.3714e-10 | 5spot_SharedNeighbor | Water | Porous | Wet | R600a | MinimizeLCOE_Brownfield | IgnoreSilica | 2019 | 179.205 | 92.218 | 10.024 | 4 | 3275.1652 | 3971.3635 | 66.7687 | 80.9616 | 177.4712 | 0 | 251.1521 | 11679088.5787 | 1027087.249 | 12424704.2194 | 10489215.5378 | 0 | 575493.3291 | 0 | 14116279.6764 | 36727664.071 | 25067385.4065 | 112106918.0678 | 961560.8286 | 18253066.8284 | 18253066.8284 | 1478867.319 | 8182947.8012 | 0 | 131321545.7248 | 159236427.6734 | 237137.3706 | 40.0962 | 3275.1652 | 3971.3635 | 66.7687 | 80.9616
1 | 5000 | 707 | 0.035 | 15 | 15 | 7 | 3.1623e-10 | 5spot_SharedNeighbor | Water | Porous | Wet | R600a | MinimizeLCOE_Brownfield | IgnoreSilica | 2019 | 181.1218 | 93.0403 | 10.1542 | 4 | 3250.948 | 3938.2209 | 66.275 | 80.286 | 177.3271 | 0 | 255.668 | 11753326.4941 | 1033489.6809 | 12513258.3091 | 10597339.5548 | 0 | 531229.1822 | 0 | 14207170.8563 | 36964144.2765 | 25228788.006 | 112828746.36 | 961560.8286 | 18253066.8284 | 18253066.8284 | 1478867.319 | 8182947.8012 | 0 | 132043374.017 | 159958255.9656 | 316227.766 | 40.6169 | 3250.948 | 3938.2209 | 66.275 | 80.286
1 | 5000 | 707 | 0.035 | 15 | 15 | 7 | 4.217e-10 | 5spot_SharedNeighbor | Water | Porous | Wet | R600a | MinimizeLCOE_Brownfield | IgnoreSilica | 2019 | 182.5445 | 93.6473 | 10.2522 | 4 | 3232.6176 | 3913.3216 | 65.9013 | 79.7784 | 177.2192 | 0 | 246.615 | 11808008.1842 | 1038204.8907 | 12578526.0464 | 10677536.4574 | 0 | 495077.3727 | 0 | 14272967.651 | 37135334.0398 | 25345628.5369 | 113351283.1791 | 961560.8286 | 18253066.8284 | 18253066.8284 | 1478867.319 | 8182947.8012 | 0 | 132565910.8361 | 160480792.7848 | 421696.5034 | 41.0088 | 3232.6176 | 3913.3216 | 65.9013 | 79.7784
1 | 5000 | 707 | 0.035 | 15 | 15 | 7 | 5.6234e-10 | 5spot_SharedNeighbor | Water | Porous | Wet | R600a | MinimizeLCOE_Brownfield | IgnoreSilica | 2019 | 185.4 | 94.8923 | 10.3957 | 4 | 3218.704 | 3890.0126 | 65.6176 | 79.3032 | 177.0305 | 0 | 243.7726 | 11919858.2507 | 1047848.0227 | 12712137.6013 | 10839169.9995 | 0 | 490560.7922 | 0 | 14433734.12 | 37553615.4141 | 25631114.1698 | 114628038.3704 | 961560.8286 | 18253066.8284 | 18253066.8284 | 1478867.319 | 8182947.8012 | 0 | 133842666.0274 | 161757547.9761 | 562341.3252 | 41.5828 | 3218.704 | 3890.0126 | 65.6176 | 79.3032
1 | 5000 | 707 | 0.035 | 15 | 15 | 7 | 7.4989e-10 | 5spot_SharedNeighbor | Water | Porous | Wet | R600a | MinimizeLCOE_Brownfield | IgnoreSilica | 2019 | 184.5472 | 94.5277 | 10.3894 | 4 | 3208.2178 | 3879.9301 | 65.4039 | 79.0976 | 177.0925 | 0 | 256.5293 | 11887142.2285 | 1045027.6548 | 12673041.4112 | 10791056.8027 | 0 | 446635.0053 | 0 | 14368732.21 | 37384493.7781 | 25515685.1781 | 114111814.2686 | 961560.8286 | 18253066.8284 | 18253066.8284 | 1478867.319 | 8182947.8012 | 0 | 133326441.9256 | 161241323.8743 | 749894.2093 | 41.5578 | 3208.2178 | 3879.9301 | 65.4039 | 79.0976
1 | 5000 | 707 | 0.035 | 15 | 15 | 7 | 1e-09 | 5spot_SharedNeighbor | Water | Porous | Wet | R600a | MinimizeLCOE_Brownfield | IgnoreSilica | 2019 | 185.0756 | 94.7519 | 10.4287 | 4 | 3200.3749 | 3869.556 | 65.244 | 78.8861 | 177.0525 | 0 | 322.0568 | 11907260.5628 | 1046762.0302 | 12697081.6946 | 10820824.9867 | 0 | 428169.6199 | 0 | 14391038.5687 | 37442530.3479 | 25555296.3295 | 114288964.1403 | 961560.8286 | 18253066.8284 | 18253066.8284 | 1478867.319 | 8182947.8012 | 0 | 133503591.7974 | 161418473.746 | 1000000 | 41.715 | 3200.3749 | 3869.556 | 65.244 | 78.8861
1 | 5000 | 707 | 0.035 | 15 | 15 | 7 | 1.3335e-09 | 5spot_SharedNeighbor | Water | Porous | Wet | R600a | MinimizeLCOE_Brownfield | IgnoreSilica | 2019 | 185.446 | 94.9088 | 10.4573 | 4 | 3194.4699 | 3861.8222 | 65.1236 | 78.7285 | 177.0245 | 0 | 334.8182 | 11921334.3458 | 1047975.2686 | 12713901.8502 | 10841692.7912 | 0 | 413574.6869 | 0 | 14406006.7876 | 37481474.5831 | 25581876.5703 | 114407836.8838 | 961560.8286 | 18253066.8284 | 18253066.8284 | 1478867.319 | 8182947.8012 | 0 | 133622464.5408 | 161537346.4894 | 1333521.4322 | 41.8293 | 3194.4699 | 3861.8222 | 65.1236 | 78.7285
1 | 5000 | 707 | 0.035 | 15 | 15 | 7 | 1.7783e-09 | 5spot_SharedNeighbor | Water | Porous | Wet | R600a | MinimizeLCOE_Brownfield | IgnoreSilica | 2019 | 185.7038 | 95.0179 | 10.478 | 4 | 3190.0275 | 3856.06 | 65.033 | 78.611 | 177.0048 | 0 | 350.1798 | 11931112.4579 | 1048818.175 | 12725589.4154 | 10856213.4126 | 0 | 402118.1666 | 0 | 14415902.1347 | 37507220.2464 | 25599448.5144 | 114486422.5229 | 961560.8286 | 18253066.8284 | 18253066.8284 | 1478867.319 | 8182947.8012 | 0 | 133701050.18 | 161615932.1286 | 1778279.41 | 41.9122 | 3190.0275 | 3856.06 | 65.033 | 78.611
1 | 5000 | 707 | 0.035 | 15 | 15 | 7 | 2.3714e-09 | 5spot_SharedNeighbor | Water | Porous | Wet | R600a | MinimizeLCOE_Brownfield | IgnoreSilica | 2019 | 185.9887 | 95.1384 | 10.4971 | 4 | 3186.6868 | 3851.5116 | 64.9649 | 78.5183 | 176.9833 | 0 | 319.1121 | 11941912.4729 | 1049749.1525 | 12738499.7168 | 10872217.7975 | 0 | 394597.2459 | 0 | 14428820.7904 | 37540831.9386 | 25622389.185 | 114589018.2998 | 961560.8286 | 18253066.8284 | 18253066.8284 | 1478867.319 | 8182947.8012 | 0 | 133803645.9568 | 161718527.9054 | 2371373.7057 | 41.9883 | 3186.6868 | 3851.5116 | 64.9649 | 78.5183
1 | 5000 | 707 | 0.035 | 15 | 15 | 7 | 3.1623e-09 | 5spot_SharedNeighbor | Water | Porous | Wet | R600a | MinimizeLCOE_Brownfield | IgnoreSilica | 2019 | 186.1324 | 95.199 | 10.5087 | 4 | 3184.1765 | 3848.2655 | 64.9137 | 78.4521 | 176.9724 | 0 | 331.31 | 11947344.7079 | 1050217.4113 | 12744993.8989 | 10880281.9199 | 0 | 387943.5396 | 0 | 14434204.7762 | 37554839.9652 | 25631949.9511 | 114631776.1701 | 961560.8286 | 18253066.8284 | 18253066.8284 | 1478867.319 | 8182947.8012 | 0 | 133846403.8271 | 161761285.7757 | 3162277.6602 | 42.0349 | 3184.1765 | 3848.2655 | 64.9137 | 78.4521
1 | 5000 | 707 | 0.035 | 15 | 15 | 7 | 4.217e-09 | 5spot_SharedNeighbor | Water | Porous | Wet | R600a | MinimizeLCOE_Brownfield | IgnoreSilica | 2019 | 186.225 | 95.238 | 10.5169 | 4 | 3182.2912 | 3845.8652 | 64.8753 | 78.4032 | 176.9653 | 0 | 331.1916 | 11950840.1358 | 1050518.7144 | 12749172.8267 | 10885477.0861 | 0 | 382700.4184 | 0 | 14437296.5807 | 37562884.2064 | 25637440.3109 | 114656330.2794 | 961560.8286 | 18253066.8284 | 18253066.8284 | 1478867.319 | 8182947.8012 | 0 | 133870957.9364 | 161785839.8851 | 4216965.0343 | 42.0675 | 3182.2912 | 3845.8652 | 64.8753 | 78.4032
1 | 5000 | 707 | 0.035 | 15 | 15 | 7 | 5.6234e-09 | 5spot_SharedNeighbor | Water | Porous | Wet | R600a | MinimizeLCOE_Brownfield | IgnoreSilica | 2019 | 186.3176 | 95.2771 | 10.5239 | 4 | 3180.8757 | 3844.0083 | 64.8465 | 78.3653 | 176.9582 | 0 | 323.9109 | 11954339.5736 | 1050820.361 | 12753356.6893 | 10890673.5587 | 0 | 379049.4936 | 0 | 14441013.4737 | 37572554.7993 | 25644040.6893 | 114685848.6384 | 961560.8286 | 18253066.8284 | 18253066.8284 | 1478867.319 | 8182947.8012 | 0 | 133900476.2954 | 161815358.2441 | 5623413.2519 | 42.0955 | 3180.8757 | 3844.0083 | 64.8465 | 78.3653
1 | 5000 | 707 | 0.035 | 15 | 15 | 7 | 7.4989e-09 | 5spot_SharedNeighbor | Water | Porous | Wet | R600a | MinimizeLCOE_Brownfield | IgnoreSilica | 2019 | 186.3714 | 95.2997 | 10.5285 | 4 | 3179.8132 | 3842.6527 | 64.8248 | 78.3377 | 176.9541 | 0 | 310.2368 | 11956365.7902 | 1050995.0169 | 12755779.2602 | 10893686.6506 | 0 | 376084.0128 | 0 | 14442835.185 | 37577294.5185 | 25647275.6451 | 114700316.0794 | 961560.8286 | 18253066.8284 | 18253066.8284 | 1478867.319 | 8182947.8012 | 0 | 133914943.7364 | 161829825.685 | 7498942.0933 | 42.1141 | 3179.8132 | 3842.6527 | 64.8248 | 78.3377
1 | 5000 | 707 | 0.035 | 15 | 15 | 7 | 1e-08 | 5spot_SharedNeighbor | Water | Porous | Wet | R600a | MinimizeLCOE_Brownfield | IgnoreSilica | 2019 | 186.4102 | 95.3161 | 10.532 | 4 | 3179.0159 | 3841.639 | 64.8085 | 78.317 | 176.9511 | 0 | 319.4523 | 11957832.4252 | 1051121.4375 | 12757532.8175 | 10895868.4144 | 0 | 373831.8765 | 0 | 14444112.9187 | 37580618.9196 | 25649544.6171 | 114710463.4265 | 961560.8286 | 18253066.8284 | 18253066.8284 | 1478867.319 | 8182947.8012 | 0 | 133925091.0835 | 161839973.0322 | 10000000 | 42.1278 | 3179.0159 | 3841.639 | 64.8085 | 78.317
1 | 5100 | 707 | 0.035 | 15 | 15 | 7 | 1e-13 | 5spot_SharedNeighbor | Water | Porous | Wet | R600a | MinimizeLCOE_Brownfield | IgnoreSilica | 2019 | 0.78939 | 0.14897 | 0.0035912 | 4 | 1435019.5786 | 3426941.8835 | 29254.8151 | 69862.8456 | 108.6954 | 0 | 37.5097 | 100080.5266 | 6521.8252 | 75010.9489 | 52531.2999 | 0 | 56462.0466 | 0 | 113336.5924 | 294878.5649 | 201260.6797 | 900082.4841 | 961560.8286 | 18752195.8818 | 18752195.8818 | 1478867.319 | 8382599.4226 | 0 | 20613839.1945 | 49227501.818 | 100 | 0.014365 | 1435019.5786 | 3426941.8835 | 29254.8151 | 69862.8456
1 | 5100 | 707 | 0.035 | 15 | 15 | 7 | 1.3335e-13 | 5spot_SharedNeighbor | Water | Porous | Wet | R600a | MinimizeLCOE_Brownfield | IgnoreSilica | 2019 | 1.0155 | 0.23311 | 0.010644 | 4 | 491456.3817 | 1163537.3912 | 10019.0031 | 23720.2835 | 121.034 | 0 | 60.8928 | 146600.2579 | 10308.2568 | 106391.2435 | 64554.3798 | 0 | 62770.147 | 0 | 152343.4712 | 396366.462 | 270528.2548 | 1209862.473 | 961560.8286 | 18752195.8818 | 18752195.8818 | 1478867.319 | 8382599.4226 | 0 | 20923619.1835 | 49537281.8069 | 133.3521 | 0.042575 | 491456.3817 | 1163537.3912 | 10019.0031 | 23720.2835
1 | 5100 | 707 | 0.035 | 15 | 15 | 7 | 1.7783e-13 | 5spot_SharedNeighbor | Water | Porous | Wet | R600a | MinimizeLCOE_Brownfield | IgnoreSilica | 2019 | 1.325 | 0.36146 | 0.022686 | 4 | 235355.3099 | 550674.8879 | 4798.0363 | 11226.2524 | 132.9072 | 0 | 61.1833 | 211375.1461 | 16048.8954 | 149880.7249 | 82237.7651 | 0 | 71105.5123 | 0 | 206952.7371 | 538448.5701 | 367502.2131 | 1643551.5642 | 961560.8286 | 18752195.8818 | 18752195.8818 | 1478867.319 | 8382599.4226 | 0 | 21357308.2747 | 49970970.8981 | 177.8279 | 0.090745 | 235355.3099 | 550674.8879 | 4798.0363 | 11226.2524
1 | 5100 | 707 | 0.035 | 15 | 15 | 7 | 2.3714e-13 | 5spot_SharedNeighbor | Water | Porous | Wet | R600a | MinimizeLCOE_Brownfield | IgnoreSilica | 2019 | 1.7098 | 0.53389 | 0.040721 | 4 | 134395.6163 | 310065.2591 | 2739.8364 | 6321.0997 | 142.903 | 0 | 281.6685 | 290994.9698 | 23708.2985 | 203359.1763 | 105366.6883 | 0 | 79468.9378 | 0 | 274130.2476 | 713230.6724 | 486794.5894 | 2177053.5802 | 961560.8286 | 18752195.8818 | 18752195.8818 | 1478867.319 | 8382599.4226 | 0 | 21890810.2906 | 50504472.9141 | 237.1374 | 0.16288 | 134395.6163 | 310065.2591 | 2739.8364 | 6321.0997
1 | 5100 | 707 | 0.035 | 15 | 15 | 7 | 3.1623e-13 | 5spot_SharedNeighbor | Water | Porous | Wet | R600a | MinimizeLCOE_Brownfield | IgnoreSilica | 2019 | 2.2154 | 0.77425 | 0.067776 | 4 | 83317.295 | 188862.4823 | 1698.5358 | 3850.2172 | 151.5885 | 0 | 367.8678 | 393587.881 | 34494.7754 | 272038.0088 | 138299.6332 | 0 | 89449.4791 | 0 | 361869.2133 | 941509.4633 | 642599.5548 | 2873848.0089 | 961560.8286 | 18752195.8818 | 18752195.8818 | 1478867.319 | 8382599.4226 | 0 | 22587604.7194 | 51201267.3428 | 316.2278 | 0.2711 | 83317.295 | 188862.4823 | 1698.5358 | 3850.2172
1 | 5100 | 707 | 0.035 | 15 | 15 | 7 | 4.217e-13 | 5spot_SharedNeighbor | Water | Porous | Wet | R600a | MinimizeLCOE_Brownfield | IgnoreSilica | 2019 | 2.8766 | 1.1307 | 0.10569 | 4 | 55560.5599 | 123241.4812 | 1132.6772 | 2512.4443 | 158.89 | 0 | 482.4458 | 521186.063 | 47160.852 | 367378.5834 | 181395.3229 | 0 | 101941.4336 | 0 | 475434.2794 | 1236982.47 | 844265.9532 | 3775744.9575 | 961560.8286 | 18752195.8818 | 18752195.8818 | 1478867.319 | 8382599.4226 | 0 | 23489501.6679 | 52103164.2914 | 421.6965 | 0.42277 | 55560.5599 | 123241.4812 | 1132.6772 | 2512.4443
1 | 5100 | 707 | 0.035 | 15 | 15 | 7 | 5.6234e-13 | 5spot_SharedNeighbor | Water | Porous | Wet | R600a | MinimizeLCOE_Brownfield | IgnoreSilica | 2019 | 3.7754 | 1.6413 | 0.15665 | 4 | 39308.2347 | 84972.2222 | 801.3515 | 1732.2737 | 165.0829 | 0 | 74.7229 | 676360.4776 | 61216.8041 | 494979.2465 | 236136.0882 | 0 | 118941.8655 | 0 | 619177.4479 | 1610972.7087 | 1099521.9759 | 4917306.6143 | 961560.8286 | 18752195.8818 | 18752195.8818 | 1478867.319 | 8382599.4226 | 0 | 24631063.3248 | 53244725.9482 | 562.3413 | 0.62661 | 39308.2347 | 84972.2222 | 801.3515 | 1732.2737
1 | 5100 | 707 | 0.035 | 15 | 15 | 7 | 7.4989e-13 | 5spot_SharedNeighbor | Water | Porous | Wet | R600a | MinimizeLCOE_Brownfield | IgnoreSilica | 2019 | 4.9326 | 2.3019 | 0.22295 | 4 | 29147.8416 | 61232.8319 | 594.2182 | 1248.3141 | 169.9574 | 0 | 94.036 | 857237.7249 | 77569.8153 | 648780.7676 | 305976.2691 | 0 | 138210.0201 | 0 | 790832.0928 | 2057582.8836 | 1404342.5972 | 6280532.1706 | 961560.8286 | 18752195.8818 | 18752195.8818 | 1478867.319 | 8382599.4226 | 0 | 25994288.8811 | 54607951.5045 | 749.8942 | 0.89181 | 29147.8416 | 61232.8319 | 594.2182 | 1248.3141
1 | 5100 | 707 | 0.035 | 15 | 15 | 7 | 1e-12 | 5spot_SharedNeighbor | Water | Porous | Wet | R600a | MinimizeLCOE_Brownfield | IgnoreSilica | 2019 | 6.4795 | 3.1859 | 0.31151 | 4 | 22226.0137 | 45189.4164 | 453.1074 | 921.2474 | 173.8533 | 0 | 87.4808 | 1076912.3889 | 97387.3172 | 841440.2366 | 398815.4328 | 0 | 162269.0648 | 0 | 1004961.5317 | 2614703.7595 | 1784589.0426 | 7981078.774 | 961560.8286 | 18752195.8818 | 18752195.8818 | 1478867.319 | 8382599.4226 | 0 | 27694835.4844 | 56308498.1079 | 1000 | 1.2461 | 22226.0137 | 45189.4164 | 453.1074 | 921.2474
1 | 5100 | 707 | 0.035 | 15 | 15 | 7 | 1.3335e-12 | 5spot_SharedNeighbor | Water | Porous | Wet | R600a | MinimizeLCOE_Brownfield | IgnoreSilica | 2019 | 8.5212 | 4.3414 | 0.42711 | 4 | 17430.0174 | 34178.4575 | 355.3345 | 696.7741 | 176.659 | 0 | 76.2975 | 1338642.5932 | 120941.4556 | 1077792.195 | 520663.8713 | 0 | 191399.3158 | 0 | 1267281.378 | 3297206.1904 | 2250410.9758 | 10064337.9749 | 961560.8286 | 18752195.8818 | 18752195.8818 | 1478867.319 | 8382599.4226 | 0 | 29778094.6853 | 58391757.3088 | 1333.5214 | 1.7084 | 17430.0174 | 34178.4575 | 355.3345 | 696.7741
1 | 5100 | 707 | 0.035 | 15 | 15 | 7 | 1.7783e-12 | 5spot_SharedNeighbor | Water | Porous | Wet | R600a | MinimizeLCOE_Brownfield | IgnoreSilica | 2019 | 11.2662 | 5.9367 | 0.58751 | 4 | 13813.0493 | 25988.9638 | 281.5977 | 529.8202 | 179.4411 | 0 | 69.9502 | 1668694.3806 | 150563.4605 | 1384431.5496 | 685185.8688 | 0 | 226773.4973 | 0 | 1605103.0152 | 4176148.7937 | 2850307.363 | 12747207.9289 | 961560.8286 | 18752195.8818 | 18752195.8818 | 1478867.319 | 8382599.4226 | 0 | 32460964.6394 | 61074627.2628 | 1778.2794 | 2.35 | 13813.0493 | 25988.9638 | 281.5977 | 529.8202
1 | 5100 | 707 | 0.035 | 15 | 15 | 7 | 2.3714e-12 | 5spot_SharedNeighbor | Water | Porous | Wet | R600a | MinimizeLCOE_Brownfield | IgnoreSilica | 2019 | 14.7816 | 7.9586 | 0.79119 | 4 | 11268.8056 | 20310.1544 | 229.7298 | 414.05 | 181.2761 | 0 | 88.6369 | 2051859.9385 | 184851.2855 | 1750263.1889 | 895261.8871 | 0 | 267249.5422 | 0 | 2008299.4785 | 5225183.2841 | 3566294.9582 | 15949263.5629 | 961560.8286 | 18752195.8818 | 18752195.8818 | 1478867.319 | 8382599.4226 | 0 | 35663020.2734 | 64276682.8968 | 2371.3737 | 3.1648 | 11268.8056 | 20310.1544 | 229.7298 | 414.05
1 | 5100 | 707 | 0.035 | 15 | 15 | 7 | 3.1623e-12 | 5spot_SharedNeighbor | Water | Porous | Wet | R600a | MinimizeLCOE_Brownfield | IgnoreSilica | 2019 | 19.4958 | 10.6711 | 1.0642 | 4 | 9330.4003 | 16052.3223 | 190.2128 | 327.2483 | 182.7162 | 0 | 91.3678 | 2524100.5035 | 226977.5438 | 2213099.6944 | 1176751.9678 | 0 | 317564.1874 | 0 | 2518812.6198 | 6553433.7572 | 4472853.1989 | 20003593.4728 | 961560.8286 | 18752195.8818 | 18752195.8818 | 1478867.319 | 8382599.4226 | 0 | 39717350.1832 | 68331012.8066 | 3162.2777 | 4.2568 | 9330.4003 | 16052.3223 | 190.2128 | 327.2483
1 | 5100 | 707 | 0.035 | 15 | 15 | 7 | 4.217e-12 | 5spot_SharedNeighbor | Water | Porous | Wet | R600a | MinimizeLCOE_Brownfield | IgnoreSilica | 2019 | 25.722 | 14.2551 | 1.425 | 4 | 7855.7358 | 12875.5331 | 160.1498 | 262.4852 | 183.8209 | 0 | 126.711 | 3097796.9593 | 277980.9362 | 2790031.565 | 1548508.5977 | 0 | 378405.7517 | 0 | 3156162.2858 | 8211686.8499 | 5604645.0083 | 25065217.9539 | 961560.8286 | 18752195.8818 | 18752195.8818 | 1478867.319 | 8382599.4226 | 0 | 44778974.6644 | 73392637.2878 | 4216.965 | 5.7002 | 7855.7358 | 12875.5331 | 160.1498 | 262.4852
1 | 5100 | 707 | 0.035 | 15 | 15 | 7 | 5.6234e-12 | 5spot_SharedNeighbor | Water | Porous | Wet | R600a | MinimizeLCOE_Brownfield | IgnoreSilica | 2019 | 33.9191 | 18.9747 | 1.9002 | 4 | 6721.3532 | 10485.8179 | 137.0239 | 213.7676 | 184.6647 | 0 | 101.8573 | 3793325.5685 | 339592.8122 | 3507301.4065 | 2037830.8919 | 0 | 451953.0277 | 0 | 3950701.4457 | 10278914.7614 | 7015570.5352 | 31375190.4492 | 961560.8286 | 18752195.8818 | 18752195.8818 | 1478867.319 | 8382599.4226 | 0 | 51088947.1596 | 79702609.783 | 5623.4133 | 7.601 | 6721.3532 | 10485.8179 | 137.0239 | 213.7676
1 | 5100 | 707 | 0.035 | 15 | 15 | 7 | 7.4989e-12 | 5spot_SharedNeighbor | Water | Porous | Wet | R600a | MinimizeLCOE_Brownfield | IgnoreSilica | 2019 | 44.599 | 25.1235 | 2.5195 | 4 | 5843.014 | 8682.1974 | 119.1177 | 176.9983 | 185.2982 | 0 | 91.0854 | 4628853.6064 | 413325.4346 | 4390330.8699 | 2675330.1981 | 0 | 539785.1526 | 0 | 4932573.8521 | 12833545.353 | 8759158.4064 | 39172902.8732 | 961560.8286 | 18752195.8818 | 18752195.8818 | 1478867.319 | 8382599.4226 | 0 | 58886659.5836 | 87500322.2071 | 7498.9421 | 10.0781 | 5843.014 | 8682.1974 | 119.1177 | 176.9983
1 | 5100 | 707 | 0.035 | 15 | 15 | 7 | 1e-11 | 5spot_SharedNeighbor | Water | Porous | Wet | R600a | MinimizeLCOE_Brownfield | IgnoreSilica | 2019 | 58.3238 | 33.0065 | 3.3132 | 4 | 5161.0852 | 7320.1811 | 105.2157 | 149.2318 | 185.7198 | 0 | 100.6654 | 5618664.3282 | 500329.0501 | 5461510.603 | 3494195.9121 | 0 | 643777.0993 | 0 | 6130206.0272 | 15949538.6045 | 10885887.8278 | 48684109.4522 | 961560.8286 | 18752195.8818 | 18752195.8818 | 1478867.319 | 8382599.4226 | 0 | 68397866.1627 | 97011528.7861 | 10000 | 13.2526 | 5161.0852 | 7320.1811 | 105.2157 | 149.2318
1 | 5100 | 707 | 0.035 | 15 | 15 | 7 | 1.3335e-11 | 5spot_SharedNeighbor | Water | Porous | Wet | R600a | MinimizeLCOE_Brownfield | IgnoreSilica | 2019 | 75.5199 | 42.7857 | 4.2959 | 4 | 4637.0815 | 6302.2608 | 94.5332 | 128.4801 | 185.822 | 0 | 119.8866 | 6757051.6613 | 599992.4782 | 6721603.3353 | 4518277.6068 | 0 | 764641.066 | 0 | 7551010.7976 | 19646181.1699 | 13408922.3371 | 59967680.4522 | 961560.8286 | 18752195.8818 | 18752195.8818 | 1478867.319 | 8382599.4226 | 0 | 79681437.1626 | 108295099.7861 | 13335.2143 | 17.1835 | 4637.0815 | 6302.2608 | 94.5332 | 128.4801
1 | 5100 | 707 | 0.035 | 15 | 15 | 7 | 1.7783e-11 | 5spot_SharedNeighbor | Water | Porous | Wet | R600a | MinimizeLCOE_Brownfield | IgnoreSilica | 2019 | 96.2432 | 54.2921 | 5.4469 | 4 | 4244.7659 | 5558.0649 | 86.5353 | 113.3087 | 185.4273 | 0 | 123.2348 | 8005308.9512 | 708846.6459 | 8132482.6572 | 5746882.7193 | 0 | 901357.1584 | 0 | 9163002.4715 | 23840252.8406 | 16271462.4319 | 72769595.8762 | 961560.8286 | 18752195.8818 | 18752195.8818 | 1478867.319 | 8382599.4226 | 0 | 92483352.5866 | 121097015.21 | 17782.7941 | 21.7876 | 4244.7659 | 5558.0649 | 86.5353 | 113.3087
1 | 5100 | 707 | 0.035 | 15 | 15 | 7 | 2.3714e-11 | 5spot_SharedNeighbor | Water | Porous | Wet | R600a | MinimizeLCOE_Brownfield | IgnoreSilica | 2019 | 119.9368 | 66.905 | 6.6977 | 4 | 3962.907 | 5030.9499 | 80.7892 | 102.5627 | 184.4097 | 0 | 134.1753 | 9289920.3355 | 820460.397 | 9611710.2534 | 7140904.2763 | 0 | 1050592.6756 | 0 | 10886299.2957 | 28323917.6805 | 19331655.8152 | 86455460.7293 | 961560.8286 | 18752195.8818 | 18752195.8818 | 1478867.319 | 8382599.4226 | 0 | 106169217.4397 | 134782880.0631 | 23713.7371 | 26.7907 | 3962.907 | 5030.9499 | 80.7892 | 102.5627
1 | 5100 | 707 | 0.035 | 15 | 15 | 7 | 3.1623e-11 | 5spot_SharedNeighbor | Water | Porous | Wet | R600a | MinimizeLCOE_Brownfield | IgnoreSilica | 2019 | 138.9102 | 76.4983 | 7.7168 | 4 | 3766.1891 | 4693.1776 | 76.7789 | 95.6768 | 183.2566 | 0 | 137.595 | 10221195.94 | 901140.6783 | 10699289.1332 | 8246673.4257 | 0 | 1100751.7136 | 0 | 12155929.8474 | 31627235.9388 | 21586238.4029 | 96538455.0797 | 961560.8286 | 18752195.8818 | 18752195.8818 | 1478867.319 | 8382599.4226 | 0 | 116252211.7901 | 144865874.4135 | 31622.7766 | 30.8673 | 3766.1891 | 4693.1776 | 76.7789 | 95.6768
1 | 5100 | 707 | 0.035 | 15 | 15 | 7 | 4.217e-11 | 5spot_SharedNeighbor | Water | Porous | Wet | R600a | MinimizeLCOE_Brownfield | IgnoreSilica | 2019 | 149.7519 | 81.8467 | 8.4063 | 4 | 3613.3918 | 4464.3501 | 73.6639 | 91.0118 | 182.5865 | 0 | 198.6407 | 10725958.3753 | 944794.2953 | 11293655.7142 | 8875517.8115 | 0 | 1023816.5629 | 0 | 12816859.6761 | 33346839.7777 | 22759903.3573 | 101787345.5703 | 961560.8286 | 18752195.8818 | 18752195.8818 | 1478867.319 | 8382599.4226 | 0 | 121501102.2807 | 150114764.9041 | 42169.6503 | 33.6252 | 3613.3918 | 4464.3501 | 73.6639 | 91.0118
1 | 5100 | 707 | 0.035 | 15 | 15 | 7 | 5.6234e-11 | 5spot_SharedNeighbor | Water | Porous | Wet | R600a | MinimizeLCOE_Brownfield | IgnoreSilica | 2019 | 158.7844 | 86.1947 | 8.9889 | 4 | 3495.7334 | 4291.5366 | 71.2653 | 87.4888 | 181.9885 | 0 | 240.0326 | 11129464.8639 | 979654.3016 | 11771127.74 | 9397330.9468 | 0 | 939122.3594 | 0 | 13344513.0826 | 34719685.7048 | 23696898.9117 | 105977797.9107 | 961560.8286 | 18752195.8818 | 18752195.8818 | 1478867.319 | 8382599.4226 | 0 | 125691554.6212 | 154305217.2446 | 56234.1325 | 35.9557 | 3495.7334 | 4291.5366 | 71.2653 | 87.4888
1 | 5100 | 707 | 0.035 | 15 | 15 | 7 | 7.4989e-11 | 5spot_SharedNeighbor | Water | Porous | Wet | R600a | MinimizeLCOE_Brownfield | IgnoreSilica | 2019 | 166.0749 | 89.6283 | 9.4656 | 4 | 3405.5183 | 4161.2437 | 69.4261 | 84.8326 | 181.4812 | 0 | 212.3873 | 11444063.2582 | 1006811.3907 | 12144784.4306 | 9816461.5196 | 0 | 853874.1743 | 0 | 13753737.9616 | 35784404.8965 | 24423591.6378 | 109227729.2692 | 961560.8286 | 18752195.8818 | 18752195.8818 | 1478867.319 | 8382599.4226 | 0 | 128941485.9797 | 157555148.6031 | 74989.4209 | 37.8625 | 3405.5183 | 4161.2437 | 69.4261 | 84.8326
1 | 5100 | 707 | 0.035 | 15 | 15 | 7 | 1e-10 | 5spot_SharedNeighbor | Water | Porous | Wet | R600a | MinimizeLCOE_Brownfield | IgnoreSilica | 2019 | 171.8017 | 92.2779 | 9.8457 | 4 | 3336.6108 | 4063.164 | 68.0213 | 82.8331 | 181.0679 | 0 | 235.0112 | 11684510.5653 | 1027554.887 | 12431169.6076 | 10144959.3844 | 0 | 773159.2805 | 0 | 14063927.9527 | 36591455.6245 | 24974420.343 | 111691157.6449 | 961560.8286 | 18752195.8818 | 18752195.8818 | 1478867.319 | 8382599.4226 | 0 | 131404914.3554 | 160018576.9788 | 100000 | 39.3828 | 3336.6108 | 4063.164 | 68.0213 | 82.8331
1 | 5100 | 707 | 0.035 | 15 | 15 | 7 | 1.3335e-10 | 5spot_SharedNeighbor | Water | Porous | Wet | R600a | MinimizeLCOE_Brownfield | IgnoreSilica | 2019 | 176.3159 | 94.3341 | 10.1465 | 4 | 3284.1003 | 3989.1116 | 66.9508 | 81.3234 | 180.7335 | 0 | 252.8291 | 11869756.6851 | 1043528.8099 | 12652270.4218 | 10402477.9783 | 0 | 701572.5139 | 0 | 14301146.4995 | 37208649.6231 | 25395667.9291 | 113575070.4606 | 961560.8286 | 18752195.8818 | 18752195.8818 | 1478867.319 | 8382599.4226 | 0 | 133288827.1711 | 161902489.7945 | 133352.1432 | 40.5861 | 3284.1003 | 3989.1116 | 66.9508 | 81.3234
1 | 5100 | 707 | 0.035 | 15 | 15 | 7 | 1.7783e-10 | 5spot_SharedNeighbor | Water | Porous | Wet | R600a | MinimizeLCOE_Brownfield | IgnoreSilica | 2019 | 179.646 | 95.8328 | 10.3745 | 4 | 3244.1882 | 3933.708 | 66.1372 | 80.194 | 180.4817 | 0 | 270.6398 | 12004073.3195 | 1055107.0973 | 12812832.6037 | 10591975.2869 | 0 | 637729.5203 | 0 | 14469669.9528 | 37647113.0797 | 25694928.2477 | 114913429.108 | 961560.8286 | 18752195.8818 | 18752195.8818 | 1478867.319 | 8382599.4226 | 0 | 134627185.8184 | 163240848.4418 | 177827.941 | 41.498 | 3244.1882 | 3933.708 | 66.1372 | 80.194
1 | 5100 | 707 | 0.035 | 15 | 15 | 7 | 2.3714e-10 | 5spot_SharedNeighbor | Water | Porous | Wet | R600a | MinimizeLCOE_Brownfield | IgnoreSilica | 2019 | 183.4411 | 97.5537 | 10.6011 | 4 | 3213.5353 | 3888.3156 | 65.5123 | 79.2686 | 180.2169 | 0 | 199.9177 | 12157562.0232 | 1068334.0286 | 12996565.524 | 10808337.0049 | 0 | 600706.3688 | 0 | 14676286.9303 | 38184688.0722 | 26061834.2262 | 116554314.1781 | 961560.8286 | 18752195.8818 | 18752195.8818 | 1478867.319 | 8382599.4226 | 0 | 136268070.8885 | 164881733.5119 | 237137.3706 | 42.4044 | 3213.5353 | 3888.3156 | 65.5123 | 79.2686
1 | 5100 | 707 | 0.035 | 15 | 15 | 7 | 3.1623e-10 | 5spot_SharedNeighbor | Water | Porous | Wet | R600a | MinimizeLCOE_Brownfield | IgnoreSilica | 2019 | 183.8894 | 97.7491 | 10.6775 | 4 | 3190.6839 | 3860.6332 | 65.0464 | 78.7042 | 180.1796 | 0 | 197.8883 | 12174942.3193 | 1069831.5123 | 13017387.3611 | 10833722.2153 | 0 | 537772.6399 | 0 | 14677125.8587 | 38186870.7918 | 26063323.9771 | 116560976.6754 | 961560.8286 | 18752195.8818 | 18752195.8818 | 1478867.319 | 8382599.4226 | 0 | 136274733.3858 | 164888396.0092 | 316227.766 | 42.7102 | 3190.6839 | 3860.6332 | 65.0464 | 78.7042
1 | 5100 | 707 | 0.035 | 15 | 15 | 7 | 4.217e-10 | 5spot_SharedNeighbor | Water | Porous | Wet | R600a | MinimizeLCOE_Brownfield | IgnoreSilica | 2019 | 185.2707 | 98.357 | 10.7759 | 4 | 3173.4424 | 3837.275 | 64.6949 | 78.228 | 180.0704 | 0 | 203.5257 | 12228948.4273 | 1074484.324 | 13082109.1627 | 10912094.5578 | 0 | 501478.7748 | 0 | 14741654.9462 | 38354762.2408 | 26177913.3409 | 117073445.7747 | 961560.8286 | 18752195.8818 | 18752195.8818 | 1478867.319 | 8382599.4226 | 0 | 136787202.4851 | 165400865.1085 | 421696.5034 | 43.1037 | 3173.4424 | 3837.275 | 64.6949 | 78.228
1 | 5100 | 707 | 0.035 | 15 | 15 | 7 | 5.6234e-10 | 5spot_SharedNeighbor | Water | Porous | Wet | R600a | MinimizeLCOE_Brownfield | IgnoreSilica | 2019 | 186.2936 | 98.8053 | 10.8497 | 4 | 3160.4123 | 3819.7313 | 64.4293 | 77.8704 | 179.989 | 0 | 245.3039 | 12268717.6588 | 1077910.2458 | 13129790.2204 | 10970094.6236 | 0 | 472369.3654 | 0 | 14788364.0244 | 38476289.681 | 26260858.316 | 117444394.1354 | 961560.8286 | 18752195.8818 | 18752195.8818 | 1478867.319 | 8382599.4226 | 0 | 137158150.8458 | 165771813.4693 | 562341.3252 | 43.3988 | 3160.4123 | 3819.7313 | 64.4293 | 77.8704
1 | 5100 | 707 | 0.035 | 15 | 15 | 7 | 7.4989e-10 | 5spot_SharedNeighbor | Water | Porous | Wet | R600a | MinimizeLCOE_Brownfield | IgnoreSilica | 2019 | 187.0144 | 99.1202 | 10.9035 | 4 | 3150.5773 | 3806.6433 | 64.2288 | 77.6036 | 179.9313 | 0 | 257.5684 | 12296619.4532 | 1080313.6781 | 13163253.4722 | 11010926.8319 | 0 | 448849.0354 | 0 | 14819985.3636 | 38558561.9191 | 26317010.809 | 117695520.5626 | 961560.8286 | 18752195.8818 | 18752195.8818 | 1478867.319 | 8382599.4226 | 0 | 137409277.2731 | 166022939.8965 | 749894.2093 | 43.614 | 3150.5773 | 3806.6433 | 64.2288 | 77.6036
1 | 5100 | 707 | 0.035 | 15 | 15 | 7 | 1e-09 | 5spot_SharedNeighbor | Water | Porous | Wet | R600a | MinimizeLCOE_Brownfield | IgnoreSilica | 2019 | 187.546 | 99.3519 | 10.9436 | 4 | 3143.1629 | 3796.8221 | 64.0776 | 77.4034 | 179.8886 | 0 | 253.6275 | 12317134.367 | 1082080.7234 | 13187863.0244 | 11041029.8486 | 0 | 430419.4815 | 0 | 14842825.7035 | 38617987.7983 | 26357570.1927 | 117876911.1394 | 961560.8286 | 18752195.8818 | 18752195.8818 | 1478867.319 | 8382599.4226 | 0 | 137590667.8498 | 166204330.4733 | 1000000 | 43.7746 | 3143.1629 | 3796.8221 | 64.0776 | 77.4034
1 | 5100 | 707 | 0.035 | 15 | 15 | 7 | 1.3335e-09 | 5spot_SharedNeighbor | Water | Porous | Wet | R600a | MinimizeLCOE_Brownfield | IgnoreSilica | 2019 | 187.9159 | 99.5128 | 10.9727 | 4 | 3137.5791 | 3789.5065 | 63.9638 | 77.2542 | 179.8588 | 0 | 260.8237 | 12331373.5048 | 1083307.1627 | 13204946.9603 | 11061970.0718 | 0 | 415804.972 | 0 | 14857987.0419 | 38657434.4908 | 26384493.3708 | 117997317.5751 | 961560.8286 | 18752195.8818 | 18752195.8818 | 1478867.319 | 8382599.4226 | 0 | 137711074.2856 | 166324736.909 | 1333521.4322 | 43.8909 | 3137.5791 | 3789.5065 | 63.9638 | 77.2542
1 | 5100 | 707 | 0.035 | 15 | 15 | 7 | 1.7783e-09 | 5spot_SharedNeighbor | Water | Porous | Wet | R600a | MinimizeLCOE_Brownfield | IgnoreSilica | 2019 | 188.1935 | 99.6334 | 10.9946 | 4 | 3133.3774 | 3784.0087 | 63.8781 | 77.1421 | 179.8364 | 0 | 245.6531 | 12342046.7827 | 1084226.4452 | 13217754.1053 | 11077687.7426 | 0 | 404601.1075 | 0 | 14869263.3115 | 38686773.0313 | 26404517.5275 | 118086870.0537 | 961560.8286 | 18752195.8818 | 18752195.8818 | 1478867.319 | 8382599.4226 | 0 | 137800626.7641 | 166414289.3875 | 1778279.41 | 43.9783 | 3133.3774 | 3784.0087 | 63.8781 | 77.1421
1 | 5100 | 707 | 0.035 | 15 | 15 | 7 | 2.3714e-09 | 5spot_SharedNeighbor | Water | Porous | Wet | R600a | MinimizeLCOE_Brownfield | IgnoreSilica | 2019 | 188.3936 | 99.7203 | 11.0107 | 4 | 3130.2181 | 3779.8981 | 63.8137 | 77.0583 | 179.8202 | 0 | 245.0429 | 12349726.2503 | 1084887.8603 | 13226969.6844 | 11089010.1051 | 0 | 395941.9731 | 0 | 14877148.9906 | 38707289.9506 | 26418520.7465 | 118149495.5609 | 961560.8286 | 18752195.8818 | 18752195.8818 | 1478867.319 | 8382599.4226 | 0 | 137863252.2714 | 166476914.8948 | 2371373.7057 | 44.0427 | 3130.2181 | 3779.8981 | 63.8137 | 77.0583
1 | 5100 | 707 | 0.035 | 15 | 15 | 7 | 3.1623e-09 | 5spot_SharedNeighbor | Water | Porous | Wet | R600a | MinimizeLCOE_Brownfield | IgnoreSilica | 2019 | 188.5445 | 99.7857 | 11.0228 | 4 | 3127.8439 | 3776.8093 | 63.7653 | 76.9954 | 179.808 | 0 | 238.1631 | 12355516.8881 | 1085386.5878 | 13233919.0482 | 11097553.7614 | 0 | 389374.5446 | 0 | 14883082.8238 | 38722728.5674 | 26429057.9198 | 118196620.1412 | 961560.8286 | 18752195.8818 | 18752195.8818 | 1478867.319 | 8382599.4226 | 0 | 137910376.8517 | 166524039.4751 | 3162277.6602 | 44.0912 | 3127.8439 | 3776.8093 | 63.7653 | 76.9954
1 | 5100 | 707 | 0.035 | 15 | 15 | 7 | 4.217e-09 | 5spot_SharedNeighbor | Water | Porous | Wet | R600a | MinimizeLCOE_Brownfield | IgnoreSilica | 2019 | 188.6493 | 99.8312 | 11.0316 | 4 | 3126.0605 | 3774.5099 | 63.729 | 76.9485 | 179.7995 | 0 | 248.5006 | 12359533.9077 | 1085732.5563 | 13238740.1062 | 11103485.9154 | 0 | 384285.7232 | 0 | 14886993.5014 | 38732903.3485 | 26436002.4169 | 118227677.4756 | 961560.8286 | 18752195.8818 | 18752195.8818 | 1478867.319 | 8382599.4226 | 0 | 137941434.1861 | 166555096.8095 | 4216965.0343 | 44.1263 | 3126.0605 | 3774.5099 | 63.729 | 76.9485
1 | 5100 | 707 | 0.035 | 15 | 15 | 7 | 5.6234e-09 | 5spot_SharedNeighbor | Water | Porous | Wet | R600a | MinimizeLCOE_Brownfield | IgnoreSilica | 2019 | 188.7271 | 99.8649 | 11.0381 | 4 | 3124.7215 | 3772.7861 | 63.7017 | 76.9133 | 179.7931 | 0 | 244.1062 | 12362513.5366 | 1085989.1769 | 13242316.2474 | 11107888.0347 | 0 | 380429.1364 | 0 | 14889863.0915 | 38740369.4331 | 26441098.1731 | 118250466.8296 | 961560.8286 | 18752195.8818 | 18752195.8818 | 1478867.319 | 8382599.4226 | 0 | 137964223.5401 | 166577886.1635 | 5623413.2519 | 44.1525 | 3124.7215 | 3772.7861 | 63.7017 | 76.9133
1 | 5100 | 707 | 0.035 | 15 | 15 | 7 | 7.4989e-09 | 5spot_SharedNeighbor | Water | Porous | Wet | R600a | MinimizeLCOE_Brownfield | IgnoreSilica | 2019 | 188.7855 | 99.8902 | 11.043 | 4 | 3123.7164 | 3771.4926 | 63.6812 | 76.887 | 179.7884 | 0 | 250.4282 | 12364747.5515 | 1086181.5805 | 13244997.57 | 11111189.537 | 0 | 377520.3136 | 0 | 14892008.2555 | 38745950.71 | 26444907.5092 | 118267503.0274 | 961560.8286 | 18752195.8818 | 18752195.8818 | 1478867.319 | 8382599.4226 | 0 | 137981259.7378 | 166594922.3613 | 7498942.0933 | 44.1721 | 3123.7164 | 3771.4926 | 63.6812 | 76.887
1 | 5100 | 707 | 0.035 | 15 | 15 | 7 | 1e-08 | 5spot_SharedNeighbor | Water | Porous | Wet | R600a | MinimizeLCOE_Brownfield | IgnoreSilica | 2019 | 188.8197 | 99.905 | 11.0464 | 4 | 3122.9622 | 3770.5439 | 63.6658 | 76.8676 | 179.7856 | 0 | 242.0143 | 12366057.1628 | 1086294.3698 | 13246569.425 | 11113127.9372 | 0 | 375200.0879 | 0 | 14893027.1033 | 38748601.5428 | 26446716.7571 | 118275594.386 | 961560.8286 | 18752195.8818 | 18752195.8818 | 1478867.319 | 8382599.4226 | 0 | 137989351.0964 | 166603013.7198 | 10000000 | 44.1854 | 3122.9622 | 3770.5439 | 63.6658 | 76.8676
1 | 5200 | 707 | 0.035 | 15 | 15 | 7 | 1e-13 | 5spot_SharedNeighbor | Water | Porous | Wet | R600a | MinimizeLCOE_Brownfield | IgnoreSilica | 2019 | 0.81347 | 0.15971 | 0.0045054 | 4 | 1174189.3306 | 2801169.3422 | 23937.4377 | 57105.6259 | 111.08 | 0 | 45.0303 | 106577.2383 | 7046.2343 | 79168.9575 | 54004.2285 | 0 | 57320.1107 | 0 | 118605.54 | 308587.2858 | 210617.1634 | 941926.7586 | 961560.8286 | 19257185.0261 | 19257185.0261 | 1478867.319 | 8584595.0803 | 0 | 21160672.6134 | 50481320.0388 | 100 | 0.018022 | 1174189.3306 | 2801169.3422 | 23937.4377 | 57105.6259
1 | 5200 | 707 | 0.035 | 15 | 15 | 7 | 1.3335e-13 | 5spot_SharedNeighbor | Water | Porous | Wet | R600a | MinimizeLCOE_Brownfield | IgnoreSilica | 2019 | 1.0498 | 0.25096 | 0.012402 | 4 | 433226.5239 | 1024259.8874 | 8831.9087 | 20880.9232 | 123.7671 | 0 | 48.4113 | 156551.367 | 11194.5269 | 112647.778 | 66762.8862 | 0 | 63931.0239 | 0 | 160324.157 | 417130.5695 | 284700.1849 | 1273242.4934 | 961560.8286 | 19257185.0261 | 19257185.0261 | 1478867.319 | 8584595.0803 | 0 | 21491988.3482 | 50812635.7736 | 133.3521 | 0.049609 | 433226.5239 | 1024259.8874 | 8831.9087 | 20880.9232
1 | 5200 | 707 | 0.035 | 15 | 15 | 7 | 1.7783e-13 | 5spot_SharedNeighbor | Water | Porous | Wet | R600a | MinimizeLCOE_Brownfield | IgnoreSilica | 2019 | 1.3445 | 0.37767 | 0.024992 | 4 | 219198.8399 | 512498.2439 | 4468.6648 | 10447.9699 | 134.9985 | 0 | 64.8375 | 220207.7767 | 16956.5499 | 155011.7448 | 84183.4652 | 0 | 70638.9366 | 0 | 213329.4046 | 555039.3508 | 378825.7618 | 1694192.9904 | 961560.8286 | 19257185.0261 | 19257185.0261 | 1478867.319 | 8584595.0803 | 0 | 21912938.8452 | 51233586.2706 | 177.8279 | 0.099968 | 219198.8399 | 512498.2439 | 4468.6648 | 10447.9699
1 | 5200 | 707 | 0.035 | 15 | 15 | 7 | 2.3714e-13 | 5spot_SharedNeighbor | Water | Porous | Wet | R600a | MinimizeLCOE_Brownfield | IgnoreSilica | 2019 | 1.7487 | 0.56502 | 0.045027 | 4 | 124866.8204 | 287660.5705 | 2545.579 | 5864.3498 | 145.4998 | 0 | 287.9269 | 306515.0013 | 25471.859 | 212402.7662 | 109102.9619 | 0 | 79709.7821 | 0 | 285948.9245 | 743980.4454 | 507781.9413 | 2270913.6818 | 961560.8286 | 19257185.0261 | 19257185.0261 | 1478867.319 | 8584595.0803 | 0 | 22489659.5365 | 51810306.9619 | 237.1374 | 0.18011 | 124866.8204 | 287660.5705 | 2545.579 | 5864.3498
1 | 5200 | 707 | 0.035 | 15 | 15 | 7 | 3.1623e-13 | 5spot_SharedNeighbor | Water | Porous | Wet | R600a | MinimizeLCOE_Brownfield | IgnoreSilica | 2019 | 2.2738 | 0.82274 | 0.0749 | 4 | 77545.0988 | 175411.2902 | 1580.8617 | 3575.9964 | 154.4337 | 0 | 372.9894 | 416532.2746 | 37506.1342 | 284964.717 | 143939.7455 | 0 | 90085.4329 | 0 | 379481.0387 | 987331.8203 | 673874.255 | 3013715.4183 | 961560.8286 | 19257185.0261 | 19257185.0261 | 1478867.319 | 8584595.0803 | 0 | 23232461.273 | 52553108.6984 | 316.2278 | 0.2996 | 77545.0988 | 175411.2902 | 1580.8617 | 3575.9964
1 | 5200 | 707 | 0.035 | 15 | 15 | 7 | 4.217e-13 | 5spot_SharedNeighbor | Water | Porous | Wet | R600a | MinimizeLCOE_Brownfield | IgnoreSilica | 2019 | 2.9544 | 1.2206 | 0.11532 | 4 | 52434.6868 | 115998.6512 | 1068.952 | 2364.7894 | 161.8465 | 0 | 489.4571 | 549799.9371 | 49754.6078 | 390559.4649 | 187850.1669 | 0 | 103239.446 | 0 | 499669.4129 | 1300037.316 | 887302.1813 | 3968212.5328 | 961560.8286 | 19257185.0261 | 19257185.0261 | 1478867.319 | 8584595.0803 | 0 | 24186958.3876 | 53507605.813 | 421.6965 | 0.46128 | 52434.6868 | 115998.6512 | 1068.952 | 2364.7894
1 | 5200 | 707 | 0.035 | 15 | 15 | 7 | 5.6234e-13 | 5spot_SharedNeighbor | Water | Porous | Wet | R600a | MinimizeLCOE_Brownfield | IgnoreSilica | 2019 | 3.8654 | 1.7558 | 0.16912 | 4 | 37485.0669 | 80828.6189 | 764.1838 | 1647.8007 | 168.0468 | 0 | 88.4535 | 709057.2723 | 64175.3646 | 522411.7346 | 243563.7753 | 0 | 119941.5684 | 0 | 647068.3889 | 1683539.2159 | 1149050.1082 | 5138807.4281 | 961560.8286 | 19257185.0261 | 19257185.0261 | 1478867.319 | 8584595.0803 | 0 | 25357553.2829 | 54678200.7083 | 562.3413 | 0.67647 | 37485.0669 | 80828.6189 | 764.1838 | 1647.8007
1 | 5200 | 707 | 0.035 | 15 | 15 | 7 | 7.4989e-13 | 5spot_SharedNeighbor | Water | Porous | Wet | R600a | MinimizeLCOE_Brownfield | IgnoreSilica | 2019 | 5.04 | 2.4492 | 0.23918 | 4 | 27970.5051 | 58617.5206 | 570.2166 | 1194.9974 | 172.9538 | 0 | 73.6529 | 895367.8513 | 81012.9645 | 681795.7228 | 314810.054 | 0 | 138957.8219 | 0 | 823658.3217 | 2142989.9975 | 1462634.7073 | 6541227.4412 | 961560.8286 | 19257185.0261 | 19257185.0261 | 1478867.319 | 8584595.0803 | 0 | 26759973.2959 | 56080620.7213 | 749.8942 | 0.95672 | 27970.5051 | 58617.5206 | 570.2166 | 1194.9974
1 | 5200 | 707 | 0.035 | 15 | 15 | 7 | 1e-12 | 5spot_SharedNeighbor | Water | Porous | Wet | R600a | MinimizeLCOE_Brownfield | IgnoreSilica | 2019 | 6.6259 | 3.3862 | 0.33349 | 4 | 21386.4127 | 43366.4605 | 435.991 | 884.084 | 176.9097 | 0 | 75.6345 | 1124048.2146 | 101633.7112 | 883500.0316 | 410466.6026 | 0 | 163377.5304 | 0 | 1046380.1752 | 2722466.5739 | 1858139.3778 | 8310012.2173 | 961560.8286 | 19257185.0261 | 19257185.0261 | 1478867.319 | 8584595.0803 | 0 | 28528758.072 | 57849405.4974 | 1000 | 1.334 | 21386.4127 | 43366.4605 | 435.991 | 884.084
1 | 5200 | 707 | 0.035 | 15 | 15 | 7 | 1.3335e-12 | 5spot_SharedNeighbor | Water | Porous | Wet | R600a | MinimizeLCOE_Brownfield | IgnoreSilica | 2019 | 8.7064 | 4.603 | 0.45615 | 4 | 16814.8328 | 32884.3484 | 342.7931 | 670.3919 | 179.7205 | 0 | 44.8909 | 1394929.0798 | 125999.2696 | 1129457.0086 | 535310.3069 | 0 | 192076.5553 | 0 | 1317331.1658 | 3427425.4717 | 2339288.311 | 10461817.1687 | 961560.8286 | 19257185.0261 | 19257185.0261 | 1478867.319 | 8584595.0803 | 0 | 30680563.0234 | 60001210.4489 | 1333.5214 | 1.8246 | 16814.8328 | 32884.3484 | 342.7931 | 670.3919
1 | 5200 | 707 | 0.035 | 15 | 15 | 7 | 1.7783e-12 | 5spot_SharedNeighbor | Water | Porous | Wet | R600a | MinimizeLCOE_Brownfield | IgnoreSilica | 2019 | 11.4099 | 6.2307 | 0.62139 | 4 | 13424.0194 | 25220.4675 | 273.6668 | 514.1533 | 182.51 | 0 | 107.4508 | 1726509.8652 | 155743.7872 | 1439001.8943 | 698375.088 | 0 | 225197.6148 | 0 | 1655483.0173 | 4307227.2247 | 2939771.0855 | 13147309.577 | 961560.8286 | 19257185.0261 | 19257185.0261 | 1478867.319 | 8584595.0803 | 0 | 33366055.4317 | 62686702.8571 | 1778.2794 | 2.4855 | 13424.0194 | 25220.4675 | 273.6668 | 514.1533
1 | 5200 | 707 | 0.035 | 15 | 15 | 7 | 2.3714e-12 | 5spot_SharedNeighbor | Water | Porous | Wet | R600a | MinimizeLCOE_Brownfield | IgnoreSilica | 2019 | 15.0058 | 8.37 | 0.83822 | 4 | 10944.9868 | 19689.9529 | 223.1284 | 401.4063 | 184.4016 | 0 | 100.7963 | 2126166.7689 | 191489.1075 | 1822274.3356 | 914475.9209 | 0 | 265876.0185 | 0 | 2074910.0391 | 5398490.2991 | 3684580.557 | 16478263.0466 | 961560.8286 | 19257185.0261 | 19257185.0261 | 1478867.319 | 8584595.0803 | 0 | 36697008.9013 | 66017656.3267 | 2371.3737 | 3.3529 | 10944.9868 | 19689.9529 | 223.1284 | 401.4063
1 | 5200 | 707 | 0.035 | 15 | 15 | 7 | 3.1623e-12 | 5spot_SharedNeighbor | Water | Porous | Wet | R600a | MinimizeLCOE_Brownfield | IgnoreSilica | 2019 | 19.771 | 11.2067 | 1.1258 | 4 | 9074.5091 | 15585.6845 | 184.9961 | 317.7353 | 185.8667 | 0 | 109.3098 | 2613007.6645 | 234893.5289 | 2301526.7068 | 1200763.0473 | 0 | 315365.2904 | 0 | 2599566.9328 | 6763539.9146 | 4616254.9685 | 20644918.0537 | 961560.8286 | 19257185.0261 | 19257185.0261 | 1478867.319 | 8584595.0803 | 0 | 40863663.9084 | 70184311.3339 | 3162.2777 | 4.5031 | 9074.5091 | 15585.6845 | 184.9961 | 317.7353
1 | 5200 | 707 | 0.035 | 15 | 15 | 7 | 4.217e-12 | 5spot_SharedNeighbor | Water | Porous | Wet | R600a | MinimizeLCOE_Brownfield | IgnoreSilica | 2019 | 26.0728 | 14.9597 | 1.5063 | 4 | 7646.9452 | 12513.3799 | 155.8933 | 255.1022 | 186.9935 | 0 | 87.8952 | 3205422.987 | 287529.9404 | 2899830.5105 | 1579367.3358 | 0 | 375468.6917 | 0 | 3255571.5915 | 8470329.4714 | 5781173.9121 | 25854694.4402 | 961560.8286 | 19257185.0261 | 19257185.0261 | 1478867.319 | 8584595.0803 | 0 | 46073440.2949 | 75394087.7204 | 4216.965 | 6.0251 | 7646.9452 | 12513.3799 | 155.8933 | 255.1022
1 | 5200 | 707 | 0.035 | 15 | 15 | 7 | 5.6234e-12 | 5spot_SharedNeighbor | Water | Porous | Wet | R600a | MinimizeLCOE_Brownfield | IgnoreSilica | 2019 | 34.3601 | 19.8968 | 2.0069 | 4 | 6547.6581 | 10200.1695 | 133.4829 | 207.9443 | 187.8542 | 0 | 107.7412 | 3923080.6555 | 351062.3633 | 3643004.421 | 2077276.5546 | 0 | 447982.3102 | 0 | 4072538.4588 | 10595909.6774 | 7231926.079 | 32342780.5199 | 961560.8286 | 19257185.0261 | 19257185.0261 | 1478867.319 | 8584595.0803 | 0 | 52561526.3746 | 81882173.8 | 5623.4133 | 8.0275 | 6547.6581 | 10200.1695 | 133.4829 | 207.9443
1 | 5200 | 707 | 0.035 | 15 | 15 | 7 | 7.4989e-12 | 5spot_SharedNeighbor | Water | Porous | Wet | R600a | MinimizeLCOE_Brownfield | IgnoreSilica | 2019 | 45.1689 | 26.3351 | 2.6597 | 4 | 5694.9203 | 8450.911 | 116.0987 | 172.2833 | 188.5005 | 0 | 130.2072 | 4786203.9422 | 427180.0617 | 4558916.5585 | 2726537.1023 | 0 | 534907.311 | 0 | 5083160.5405 | 13225341.0269 | 9026567.0044 | 40368813.5476 | 961560.8286 | 19257185.0261 | 19257185.0261 | 1478867.319 | 8584595.0803 | 0 | 60587559.4023 | 89908206.8277 | 7498.9421 | 10.6389 | 5694.9203 | 8450.911 | 116.0987 | 172.2833
1 | 5200 | 707 | 0.035 | 15 | 15 | 7 | 1e-11 | 5spot_SharedNeighbor | Water | Porous | Wet | R600a | MinimizeLCOE_Brownfield | IgnoreSilica | 2019 | 59.0502 | 34.5824 | 3.4956 | 4 | 5032.7253 | 7129.7045 | 102.5989 | 145.3487 | 188.9252 | 0 | 100.5985 | 5808012.5538 | 516934.2149 | 5669150.5586 | 3559978.8956 | 0 | 637837.0438 | 0 | 6314846.174 | 16429934.3918 | 11213767.8238 | 50150461.6563 | 961560.8286 | 19257185.0261 | 19257185.0261 | 1478867.319 | 8584595.0803 | 0 | 70369207.511 | 99689854.9365 | 10000 | 13.9823 | 5032.7253 | 7129.7045 | 102.5989 | 145.3487
1 | 5200 | 707 | 0.035 | 15 | 15 | 7 | 1.3335e-11 | 5spot_SharedNeighbor | Water | Porous | Wet | R600a | MinimizeLCOE_Brownfield | IgnoreSilica | 2019 | 76.3869 | 44.7767 | 4.5272 | 4 | 4524.4747 | 6143.6302 | 92.2375 | 125.2462 | 189.0127 | 0 | 130.0419 | 6979270.8629 | 619402.1744 | 6970678.8357 | 4598879.3807 | 0 | 756897.5389 | 0 | 7770800.2291 | 20218028.1858 | 13799219.6758 | 61713176.8833 | 961560.8286 | 19257185.0261 | 19257185.0261 | 1478867.319 | 8584595.0803 | 0 | 81931922.738 | 111252570.1634 | 13335.2143 | 18.1086 | 4524.4747 | 6143.6302 | 92.2375 | 125.2462
1 | 5200 | 707 | 0.035 | 15 | 15 | 7 | 1.7783e-11 | 5spot_SharedNeighbor | Water | Porous | Wet | R600a | MinimizeLCOE_Brownfield | IgnoreSilica | 2019 | 97.2495 | 56.7474 | 5.7328 | 4 | 4144.0655 | 5422.7104 | 84.4824 | 110.5493 | 188.5799 | 0 | 144.7265 | 8261487.2882 | 731136.3884 | 8425392.2541 | 5843411.147 | 0 | 891891.504 | 0 | 9419794.2468 | 24508372.3647 | 16727467.7356 | 74808952.9288 | 961560.8286 | 19257185.0261 | 19257185.0261 | 1478867.319 | 8584595.0803 | 0 | 95027698.7835 | 124348346.2089 | 17782.7941 | 22.931 | 4144.0655 | 5422.7104 | 84.4824 | 110.5493
1 | 5200 | 707 | 0.035 | 15 | 15 | 7 | 2.3714e-11 | 5spot_SharedNeighbor | Water | Porous | Wet | R600a | MinimizeLCOE_Brownfield | IgnoreSilica | 2019 | 121.0226 | 69.818 | 7.0379 | 4 | 3871.0127 | 4912.5356 | 78.9158 | 100.1487 | 187.5026 | 0 | 159.9284 | 9576472.0762 | 845305.5591 | 9945065.4237 | 7250627.7529 | 0 | 1039164.2501 | 0 | 11176087.6741 | 29077887.5973 | 19846255.776 | 88756866.1093 | 961560.8286 | 19257185.0261 | 19257185.0261 | 1478867.319 | 8584595.0803 | 0 | 108975611.964 | 138296259.3895 | 23713.7371 | 28.1517 | 3871.0127 | 4912.5356 | 78.9158 | 100.1487
1 | 5200 | 707 | 0.035 | 15 | 15 | 7 | 3.1623e-11 | 5spot_SharedNeighbor | Water | Porous | Wet | R600a | MinimizeLCOE_Brownfield | IgnoreSilica | 2019 | 141.8922 | 80.7099 | 8.1697 | 4 | 3681.5368 | 4578.7796 | 75.0531 | 93.3446 | 186.1891 | 0 | 151.739 | 10619471.6972 | 935589.251 | 11167991.4121 | 8474388.3596 | 0 | 1117886.333 | 0 | 12602977.5506 | 32790362.3606 | 22380096.0857 | 100088763.0498 | 961560.8286 | 19257185.0261 | 19257185.0261 | 1478867.319 | 8584595.0803 | 0 | 120307508.9046 | 149628156.33 | 31622.7766 | 32.6786 | 3681.5368 | 4578.7796 | 75.0531 | 93.3446
1 | 5200 | 707 | 0.035 | 15 | 15 | 7 | 4.217e-11 | 5spot_SharedNeighbor | Water | Porous | Wet | R600a | MinimizeLCOE_Brownfield | IgnoreSilica | 2019 | 152.6561 | 86.171 | 8.8772 | 4 | 3536.329 | 4362.0618 | 72.0929 | 88.9265 | 185.4863 | 0 | 182.6652 | 11127281.015 | 979465.7187 | 11768538.1351 | 9102388.8492 | 0 | 1036809.4118 | 0 | 13265648.4206 | 34514496.0317 | 23556852.7436 | 105351480.3257 | 961560.8286 | 19257185.0261 | 19257185.0261 | 1478867.319 | 8584595.0803 | 0 | 125570226.1804 | 154890873.6058 | 42169.6503 | 35.5086 | 3536.329 | 4362.0618 | 72.0929 | 88.9265
1 | 5200 | 707 | 0.035 | 15 | 15 | 7 | 5.6234e-11 | 5spot_SharedNeighbor | Water | Porous | Wet | R600a | MinimizeLCOE_Brownfield | IgnoreSilica | 2019 | 161.6297 | 90.6128 | 9.474 | 4 | 3424.5517 | 4198.2648 | 69.8141 | 85.5873 | 184.8605 | 0 | 209.3523 | 11533630.6868 | 1014539.6809 | 12251383.7886 | 9623857.9428 | 0 | 949264.198 | 0 | 13795343.7559 | 35892654.6387 | 24497474.3112 | 109558149.0028 | 961560.8286 | 19257185.0261 | 19257185.0261 | 1478867.319 | 8584595.0803 | 0 | 129776894.8575 | 159097542.283 | 56234.1325 | 37.896 | 3424.5517 | 4198.2648 | 69.8141 | 85.5873
1 | 5200 | 707 | 0.035 | 15 | 15 | 7 | 7.4989e-11 | 5spot_SharedNeighbor | Water | Porous | Wet | R600a | MinimizeLCOE_Brownfield | IgnoreSilica | 2019 | 168.8056 | 94.0885 | 9.959 | 4 | 3338.8709 | 4074.9074 | 68.0674 | 83.0725 | 184.3355 | 0 | 240.5283 | 11847690.7176 | 1041626.3758 | 12625912.6307 | 10039171.6669 | 0 | 861101.9715 | 0 | 14202046.3114 | 36950811.2619 | 25219687.9495 | 112788048.8853 | 961560.8286 | 19257185.0261 | 19257185.0261 | 1478867.319 | 8584595.0803 | 0 | 133006794.74 | 162327442.1654 | 74989.4209 | 39.8359 | 3338.8709 | 4074.9074 | 68.0674 | 83.0725
1 | 5200 | 707 | 0.035 | 15 | 15 | 7 | 1e-10 | 5spot_SharedNeighbor | Water | Porous | Wet | R600a | MinimizeLCOE_Brownfield | IgnoreSilica | 2019 | 174.513 | 96.8037 | 10.3478 | 4 | 3273.4295 | 3981.806 | 66.7333 | 81.1745 | 183.9031 | 0 | 252.3774 | 12090758.6156 | 1062577.7504 | 12916565.9217 | 10368585.2095 | 0 | 779278.3953 | 0 | 14514928.6981 | 37764867.0511 | 25775297.7528 | 115272859.3944 | 961560.8286 | 19257185.0261 | 19257185.0261 | 1478867.319 | 8584595.0803 | 0 | 135491605.2491 | 164812252.6746 | 100000 | 41.3913 | 3273.4295 | 3981.806 | 66.7333 | 81.1745
1 | 5200 | 707 | 0.035 | 15 | 15 | 7 | 1.3335e-10 | 5spot_SharedNeighbor | Water | Porous | Wet | R600a | MinimizeLCOE_Brownfield | IgnoreSilica | 2019 | 178.8586 | 98.8397 | 10.6493 | 4 | 3223.5674 | 3911.8877 | 65.7168 | 79.7491 | 183.5652 | 0 | 263.5436 | 12271769.3661 | 1078173.1235 | 13133449.7774 | 10618355.512 | 0 | 704911.5291 | 0 | 14744597.1302 | 38362417.2001 | 26183138.0079 | 117096811.6464 | 961560.8286 | 19257185.0261 | 19257185.0261 | 1478867.319 | 8584595.0803 | 0 | 137315557.5011 | 166636204.9265 | 133352.1432 | 42.5974 | 3223.5674 | 3911.8877 | 65.7168 | 79.7491
1 | 5200 | 707 | 0.035 | 15 | 15 | 7 | 1.7783e-10 | 5spot_SharedNeighbor | Water | Porous | Wet | R600a | MinimizeLCOE_Brownfield | IgnoreSilica | 2019 | 182.1307 | 100.3554 | 10.8804 | 4 | 3185.6727 | 3859.3772 | 64.9442 | 78.6786 | 183.3058 | 0 | 263.6297 | 12405838.5774 | 1089720.3697 | 13294325.9715 | 10806173.0613 | 0 | 639941.9783 | 0 | 14912039.9837 | 38798069.1576 | 26480479.4206 | 118426588.5201 | 961560.8286 | 19257185.0261 | 19257185.0261 | 1478867.319 | 8584595.0803 | 0 | 138645334.3748 | 167965981.8002 | 177827.941 | 43.5215 | 3185.6727 | 3859.3772 | 64.9442 | 78.6786
1 | 5200 | 707 | 0.035 | 15 | 15 | 7 | 2.3714e-10 | 5spot_SharedNeighbor | Water | Porous | Wet | R600a | MinimizeLCOE_Brownfield | IgnoreSilica | 2019 | 184.5472 | 101.4651 | 11.0547 | 4 | 3156.9249 | 3820.0054 | 64.3582 | 77.876 | 183.1116 | 0 | 232.1603 | 12503630.8127 | 1098141.1075 | 13411797.4595 | 10944752.6638 | 0 | 584469.4935 | 0 | 15031688.6994 | 39109370.5726 | 26692949.033 | 119376799.8421 | 961560.8286 | 19257185.0261 | 19257185.0261 | 1478867.319 | 8584595.0803 | 0 | 139595545.6968 | 168916193.1223 | 237137.3706 | 44.2188 | 3156.9249 | 3820.0054 | 64.3582 | 77.876
1 | 5200 | 707 | 0.035 | 15 | 15 | 7 | 3.1623e-10 | 5spot_SharedNeighbor | Water | Porous | Wet | R600a | MinimizeLCOE_Brownfield | IgnoreSilica | 2019 | 186.3908 | 102.3059 | 11.1881 | 4 | 3135.1488 | 3790.3211 | 63.9142 | 77.2708 | 182.9619 | 0 | 257.2607 | 12577531.3072 | 1104503.4481 | 13500639.2062 | 11050330.7369 | 0 | 539158.2586 | 0 | 15121143.5532 | 39342113.7525 | 26851801.0357 | 120087221.2984 | 961560.8286 | 19257185.0261 | 19257185.0261 | 1478867.319 | 8584595.0803 | 0 | 140305967.1531 | 169626614.5785 | 316227.766 | 44.7526 | 3135.1488 | 3790.3211 | 63.9142 | 77.2708
1 | 5200 | 707 | 0.035 | 15 | 15 | 7 | 4.217e-10 | 5spot_SharedNeighbor | Water | Porous | Wet | R600a | MinimizeLCOE_Brownfield | IgnoreSilica | 2019 | 187.6944 | 102.897 | 11.2858 | 4 | 3118.674 | 3768.175 | 63.5784 | 76.8193 | 182.8551 | 0 | 264.1737 | 12629378.3499 | 1108966.5623 | 13563004.4168 | 11124791.7603 | 0 | 501447.0701 | 0 | 15181759.3822 | 39499823.7054 | 26959441.3191 | 120568612.5661 | 961560.8286 | 19257185.0261 | 19257185.0261 | 1478867.319 | 8584595.0803 | 0 | 140787358.4208 | 170108005.8462 | 421696.5034 | 45.1433 | 3118.674 | 3768.175 | 63.5784 | 76.8193
1 | 5200 | 707 | 0.035 | 15 | 15 | 7 | 5.6234e-10 | 5spot_SharedNeighbor | Water | Porous | Wet | R600a | MinimizeLCOE_Brownfield | IgnoreSilica | 2019 | 188.6345 | 103.3217 | 11.3581 | 4 | 3106.2286 | 3751.5994 | 63.3247 | 76.4814 | 182.7777 | 0 | 262.8776 | 12666580.7368 | 1112168.7414 | 13607772.0883 | 11178473.0826 | 0 | 470942.5308 | 0 | 15224015.5001 | 39609765.4564 | 27034478.8233 | 120904196.9596 | 961560.8286 | 19257185.0261 | 19257185.0261 | 1478867.319 | 8584595.0803 | 0 | 141122942.8143 | 170443590.2397 | 562341.3252 | 45.4322 | 3106.2286 | 3751.5994 | 63.3247 | 76.4814
1 | 5200 | 707 | 0.035 | 15 | 15 | 7 | 7.4989e-10 | 5spot_SharedNeighbor | Water | Porous | Wet | R600a | MinimizeLCOE_Brownfield | IgnoreSilica | 2019 | 189.2996 | 103.6213 | 11.4109 | 4 | 3096.838 | 3739.2217 | 63.1332 | 76.2291 | 182.7226 | 0 | 269.2666 | 12692797.7746 | 1114425.2166 | 13639329.5281 | 11216437.0324 | 0 | 446435.6792 | 0 | 15252675.8401 | 39684333.7818 | 27085373.2376 | 121131808.0905 | 961560.8286 | 19257185.0261 | 19257185.0261 | 1478867.319 | 8584595.0803 | 0 | 141350553.9452 | 170671201.3706 | 749894.2093 | 45.6435 | 3096.838 | 3739.2217 | 63.1332 | 76.2291
1 | 5200 | 707 | 0.035 | 15 | 15 | 7 | 1e-09 | 5spot_SharedNeighbor | Water | Porous | Wet | R600a | MinimizeLCOE_Brownfield | IgnoreSilica | 2019 | 189.7749 | 103.835 | 11.4497 | 4 | 3089.7599 | 3729.9667 | 62.9889 | 76.0404 | 182.6831 | 0 | 252.0888 | 12711478.9402 | 1116033.0138 | 13661820.5928 | 11243558.033 | 0 | 427055.1204 | 0 | 15272378.823 | 39735596.9019 | 27120361.3704 | 121288282.7955 | 961560.8286 | 19257185.0261 | 19257185.0261 | 1478867.319 | 8584595.0803 | 0 | 141507028.6502 | 170827676.0756 | 1000000 | 45.7987 | 3089.7599 | 3729.9667 | 62.9889 | 76.0404
1 | 5200 | 707 | 0.035 | 15 | 15 | 7 | 1.3335e-09 | 5spot_SharedNeighbor | Water | Porous | Wet | R600a | MinimizeLCOE_Brownfield | IgnoreSilica | 2019 | 190.1038 | 103.9826 | 11.4777 | 4 | 3084.4297 | 3723.071 | 62.8803 | 75.8998 | 182.6556 | 0 | 257.8965 | 12724379.3819 | 1117143.2567 | 13677354.2013 | 11262325.0421 | 0 | 411724.57 | 0 | 15285241.3163 | 39769062.4709 | 27143202.3089 | 121390432.5481 | 961560.8286 | 19257185.0261 | 19257185.0261 | 1478867.319 | 8584595.0803 | 0 | 141609178.4028 | 170929825.8282 | 1333521.4322 | 45.911 | 3084.4297 | 3723.071 | 62.8803 | 75.8998
1 | 5200 | 707 | 0.035 | 15 | 15 | 7 | 1.7783e-09 | 5spot_SharedNeighbor | Water | Porous | Wet | R600a | MinimizeLCOE_Brownfield | IgnoreSilica | 2019 | 190.3472 | 104.0917 | 11.4987 | 4 | 3080.419 | 3717.8965 | 62.7985 | 75.7943 | 182.6353 | 0 | 244.4252 | 12733911.5777 | 1117963.6018 | 13688833.2138 | 11276209.5245 | 0 | 399926.7459 | 0 | 15294569.4188 | 39793332.2802 | 27159766.9525 | 121464513.3152 | 961560.8286 | 19257185.0261 | 19257185.0261 | 1478867.319 | 8584595.0803 | 0 | 141683259.1699 | 171003906.5953 | 1778279.41 | 45.9948 | 3080.419 | 3717.8965 | 62.7985 | 75.7943
1 | 5200 | 707 | 0.035 | 15 | 15 | 7 | 2.3714e-09 | 5spot_SharedNeighbor | Water | Porous | Wet | R600a | MinimizeLCOE_Brownfield | IgnoreSilica | 2019 | 190.5371 | 104.1767 | 11.5147 | 4 | 3077.4033 | 3713.993 | 62.737 | 75.7148 | 182.6194 | 0 | 259.1052 | 12741341.4119 | 1118603.0058 | 13697781.1688 | 11287039.3848 | 0 | 391028.7708 | 0 | 15301959.5594 | 39812559.9101 | 27172890.2049 | 121523203.4164 | 961560.8286 | 19257185.0261 | 19257185.0261 | 1478867.319 | 8584595.0803 | 0 | 141741949.2712 | 171062596.6966 | 2371373.7057 | 46.0589 | 3077.4033 | 3713.993 | 62.737 | 75.7148
1 | 5200 | 707 | 0.035 | 15 | 15 | 7 | 3.1623e-09 | 5spot_SharedNeighbor | Water | Porous | Wet | R600a | MinimizeLCOE_Brownfield | IgnoreSilica | 2019 | 190.6567 | 104.2302 | 11.5259 | 4 | 3075.1371 | 3711.1127 | 62.6908 | 75.6561 | 182.6094 | 0 | 265.432 | 12746015.2106 | 1119005.2232 | 13703410.2596 | 11293862.7258 | 0 | 383950.5195 | 0 | 15306035.1361 | 39823163.7245 | 27180127.5262 | 121555570.3255 | 961560.8286 | 19257185.0261 | 19257185.0261 | 1478867.319 | 8584595.0803 | 0 | 141774316.1802 | 171094963.6056 | 3162277.6602 | 46.1034 | 3075.1371 | 3711.1127 | 62.6908 | 75.6561
1 | 5200 | 707 | 0.035 | 15 | 15 | 7 | 4.217e-09 | 5spot_SharedNeighbor | Water | Porous | Wet | R600a | MinimizeLCOE_Brownfield | IgnoreSilica | 2019 | 190.7493 | 104.2717 | 11.5343 | 4 | 3073.4348 | 3708.9439 | 62.6561 | 75.6118 | 182.6016 | 0 | 260.9602 | 12749632.0098 | 1119316.4749 | 13707766.4698 | 11299144.3322 | 0 | 378629.5464 | 0 | 15309250.6449 | 39831529.8189 | 27185837.5575 | 121581106.8544 | 961560.8286 | 19257185.0261 | 19257185.0261 | 1478867.319 | 8584595.0803 | 0 | 141799852.7092 | 171120500.1346 | 4216965.0343 | 46.1373 | 3073.4348 | 3708.9439 | 62.6561 | 75.6118
1 | 5200 | 707 | 0.035 | 15 | 15 | 7 | 5.6234e-09 | 5spot_SharedNeighbor | Water | Porous | Wet | R600a | MinimizeLCOE_Brownfield | IgnoreSilica | 2019 | 190.8077 | 104.2977 | 11.5402 | 4 | 3072.1567 | 3707.341 | 62.6301 | 75.5792 | 182.5967 | 0 | 249.0527 | 12751906.8768 | 1119512.2425 | 13710506.4783 | 11302470.9544 | 0 | 374453.1282 | 0 | 15310951.3753 | 39835954.7705 | 27188857.6779 | 121594613.504 | 961560.8286 | 19257185.0261 | 19257185.0261 | 1478867.319 | 8584595.0803 | 0 | 141813359.3587 | 171134006.7841 | 5623413.2519 | 46.1608 | 3072.1567 | 3707.341 | 62.6301 | 75.5792
1 | 5200 | 707 | 0.035 | 15 | 15 | 7 | 7.4989e-09 | 5spot_SharedNeighbor | Water | Porous | Wet | R600a | MinimizeLCOE_Brownfield | IgnoreSilica | 2019 | 190.864 | 104.3229 | 11.5451 | 4 | 3071.1972 | 3706.11 | 62.6105 | 75.5541 | 182.5919 | 0 | 262.3635 | 12754106.027 | 1119701.4932 | 13713155.3413 | 11305682.7939 | 0 | 371479.4209 | 0 | 15313008.7798 | 39841307.7149 | 27192511.1724 | 121610952.7434 | 961560.8286 | 19257185.0261 | 19257185.0261 | 1478867.319 | 8584595.0803 | 0 | 141829698.5982 | 171150346.0236 | 7498942.0933 | 46.1806 | 3071.1972 | 3706.11 | 62.6105 | 75.5541
1 | 5200 | 707 | 0.035 | 15 | 15 | 7 | 1e-08 | 5spot_SharedNeighbor | Water | Porous | Wet | R600a | MinimizeLCOE_Brownfield | IgnoreSilica | 2019 | 190.9003 | 104.3391 | 11.5486 | 4 | 3070.4772 | 3705.1997 | 62.5958 | 75.5355 | 182.5889 | 0 | 241.4967 | 12755521.5831 | 1119823.3104 | 13714860.3977 | 11307752.377 | 0 | 369156.0927 | 0 | 15314174.3668 | 39844340.3332 | 27194580.9967 | 121620209.4576 | 961560.8286 | 19257185.0261 | 19257185.0261 | 1478867.319 | 8584595.0803 | 0 | 141838955.3123 | 171159602.7378 | 10000000 | 46.1944 | 3070.4772 | 3705.1997 | 62.5958 | 75.5355
1 | 5300 | 707 | 0.035 | 15 | 15 | 7 | 1e-13 | 5spot_SharedNeighbor | Water | Porous | Wet | R600a | MinimizeLCOE_Brownfield | IgnoreSilica | 2019 | 0.83292 | 0.16914 | 0.0054223 | 4 | 1000813.1896 | 2385642.2761 | 20402.9306 | 48634.5446 | 113.1693 | 0 | 48.4141 | 112282.1818 | 7516.8794 | 82767.1391 | 55222.2761 | 0 | 57730.8289 | 0 | 123052.5291 | 320157.4391 | 218514.0308 | 977243.3044 | 961560.8286 | 19768034.2612 | 19768034.2612 | 1478867.319 | 8788934.7744 | 0 | 21706838.3942 | 51742674.7489 | 100 | 0.021689 | 1000813.1896 | 2385642.2761 | 20402.9306 | 48634.5446
1 | 5300 | 707 | 0.035 | 15 | 15 | 7 | 1.3335e-13 | 5spot_SharedNeighbor | Water | Porous | Wet | R600a | MinimizeLCOE_Brownfield | IgnoreSilica | 2019 | 1.0692 | 0.26356 | 0.013961 | 4 | 394770.1142 | 932622.5349 | 8047.9227 | 19012.7718 | 125.8215 | 0 | 51.6879 | 163762.6774 | 11864.8705 | 116983.4843 | 68378.1395 | 0 | 63887.6966 | 0 | 165701.9786 | 431122.5582 | 294250.0046 | 1315951.4096 | 961560.8286 | 19768034.2612 | 19768034.2612 | 1478867.319 | 8788934.7744 | 0 | 22045546.4995 | 52081382.8541 | 133.3521 | 0.055844 | 394770.1142 | 932622.5349 | 8047.9227 | 19012.7718
1 | 5300 | 707 | 0.035 | 15 | 15 | 7 | 1.7783e-13 | 5spot_SharedNeighbor | Water | Porous | Wet | R600a | MinimizeLCOE_Brownfield | IgnoreSilica | 2019 | 1.3936 | 0.40753 | 0.028389 | 4 | 198320.4036 | 462822.8887 | 4043.0297 | 9435.2706 | 138.023 | 0 | 50.8942 | 235540.6078 | 18509.4611 | 164405.857 | 87601.5444 | 0 | 72155.0366 | 0 | 225502.8777 | 586712.2307 | 400443.1532 | 1790870.7683 | 961560.8286 | 19768034.2612 | 19768034.2612 | 1478867.319 | 8788934.7744 | 0 | 22520465.8581 | 52556302.2127 | 177.8279 | 0.11356 | 198320.4036 | 462822.8887 | 4043.0297 | 9435.2706
1 | 5300 | 707 | 0.035 | 15 | 15 | 7 | 2.3714e-13 | 5spot_SharedNeighbor | Water | Porous | Wet | R600a | MinimizeLCOE_Brownfield | IgnoreSilica | 2019 | 1.807 | 0.60722 | 0.050555 | 4 | 114381.425 | 262910.8739 | 2331.8201 | 5359.7938 | 148.5004 | 0 | 299.4341 | 327130.2008 | 27870.9342 | 224501.2565 | 114555.1319 | 0 | 81074.1266 | 0 | 302301.3435 | 786526.0853 | 536820.2147 | 2400779.2936 | 961560.8286 | 19768034.2612 | 19768034.2612 | 1478867.319 | 8788934.7744 | 0 | 23130374.3834 | 53166210.7381 | 237.1374 | 0.20222 | 114381.425 | 262910.8739 | 2331.8201 | 5359.7938
1 | 5300 | 707 | 0.035 | 15 | 15 | 7 | 3.1623e-13 | 5spot_SharedNeighbor | Water | Porous | Wet | R600a | MinimizeLCOE_Brownfield | IgnoreSilica | 2019 | 2.3321 | 0.89076 | 0.082542 | 4 | 72412.4913 | 163383.8029 | 1476.2266 | 3330.7998 | 157.2749 | 0 | 388.6995 | 441232.7019 | 39908.9821 | 303559.7111 | 150591.377 | 0 | 91006.31 | 0 | 400256.642 | 1041385.6785 | 710767.1239 | 3178708.5265 | 961560.8286 | 19768034.2612 | 19768034.2612 | 1478867.319 | 8788934.7744 | 0 | 23908303.6164 | 53944139.971 | 316.2278 | 0.33017 | 72412.4913 | 163383.8029 | 1476.2266 | 3330.7998
1 | 5300 | 707 | 0.035 | 15 | 15 | 7 | 4.217e-13 | 5spot_SharedNeighbor | Water | Porous | Wet | R600a | MinimizeLCOE_Brownfield | IgnoreSilica | 2019 | 3.0322 | 1.3125 | 0.12522 | 4 | 49692.219 | 109657.4706 | 1013.0431 | 2235.5159 | 164.7983 | 0 | 510.2326 | 578434.3554 | 52349.386 | 413922.9371 | 194208.1204 | 0 | 104407.2793 | 0 | 523895.6105 | 1363068.9128 | 930322.5412 | 4160609.1427 | 961560.8286 | 19768034.2612 | 19768034.2612 | 1478867.319 | 8788934.7744 | 0 | 24890204.2325 | 54926040.5872 | 421.6965 | 0.50089 | 49692.219 | 109657.4706 | 1013.0431 | 2235.5159
1 | 5300 | 707 | 0.035 | 15 | 15 | 7 | 5.6234e-13 | 5spot_SharedNeighbor | Water | Porous | Wet | R600a | MinimizeLCOE_Brownfield | IgnoreSilica | 2019 | 3.958 | 1.8742 | 0.18204 | 4 | 35834.4483 | 77083.2367 | 730.5337 | 1571.446 | 171.0209 | 0 | 88.1522 | 742230.0431 | 67175.8739 | 550418.3464 | 251041.6817 | 0 | 120900.5034 | 0 | 675388.9149 | 1757223.4153 | 1199341.0883 | 5363719.867 | 961560.8286 | 19768034.2612 | 19768034.2612 | 1478867.319 | 8788934.7744 | 0 | 26093314.9569 | 56129151.3115 | 562.3413 | 0.72816 | 35834.4483 | 77083.2367 | 730.5337 | 1571.446
1 | 5300 | 707 | 0.035 | 15 | 15 | 7 | 7.4989e-13 | 5spot_SharedNeighbor | Water | Porous | Wet | R600a | MinimizeLCOE_Brownfield | IgnoreSilica | 2019 | 5.1689 | 2.6125 | 0.25689 | 4 | 26819.2053 | 56049.542 | 546.7458 | 1142.6457 | 176.0155 | 0 | 97.2942 | 936843.6633 | 84756.6213 | 717920.1019 | 324806.4874 | 0 | 140421.9924 | 0 | 859852.0578 | 2237158.6746 | 1526906.7644 | 6828666.3632 | 961560.8286 | 19768034.2612 | 19768034.2612 | 1478867.319 | 8788934.7744 | 0 | 27558261.453 | 57594097.8077 | 749.8942 | 1.0276 | 26819.2053 | 56049.542 | 546.7458 | 1142.6457
1 | 5300 | 707 | 0.035 | 15 | 15 | 7 | 1e-12 | 5spot_SharedNeighbor | Water | Porous | Wet | R600a | MinimizeLCOE_Brownfield | IgnoreSilica | 2019 | 6.7768 | 3.5934 | 0.35647 | 4 | 20599.4952 | 41663.9865 | 419.9486 | 849.3767 | 179.9687 | 0 | 57.4644 | 1171950.7091 | 105947.1279 | 926481.4859 | 422241.5877 | 0 | 163981.6089 | 0 | 1088334.9826 | 2831624.3765 | 1932641.821 | 8643203.6996 | 961560.8286 | 19768034.2612 | 19768034.2612 | 1478867.319 | 8788934.7744 | 0 | 29372798.7894 | 59408635.1441 | 1000 | 1.4259 | 20599.4952 | 41663.9865 | 419.9486 | 849.3767
1 | 5300 | 707 | 0.035 | 15 | 15 | 7 | 1.3335e-12 | 5spot_SharedNeighbor | Water | Porous | Wet | R600a | MinimizeLCOE_Brownfield | IgnoreSilica | 2019 | 8.8379 | 4.8387 | 0.48295 | 4 | 16324.2722 | 31872.2921 | 332.7924 | 649.7598 | 182.7384 | 0 | 75.1017 | 1444822.8178 | 130480.4808 | 1175480.5366 | 546638.0494 | 0 | 191415.4295 | 0 | 1360646.5525 | 3540123.2226 | 2416206.8417 | 10805813.9308 | 961560.8286 | 19768034.2612 | 19768034.2612 | 1478867.319 | 8788934.7744 | 0 | 31535409.0207 | 61571245.3753 | 1333.5214 | 1.9318 | 16324.2722 | 31872.2921 | 332.7924 | 649.7598
1 | 5300 | 707 | 0.035 | 15 | 15 | 7 | 1.7783e-12 | 5spot_SharedNeighbor | Water | Porous | Wet | R600a | MinimizeLCOE_Brownfield | IgnoreSilica | 2019 | 11.5951 | 6.5535 | 0.6582 | 4 | 13034.2157 | 24442.5123 | 265.7201 | 498.2937 | 185.6024 | 0 | 117.6727 | 1789105.2755 | 161349.6542 | 1498347.5933 | 713792.8162 | 0 | 224185.0538 | 0 | 1710844.3533 | 4451266.0648 | 3038080.5536 | 13586971.3647 | 961560.8286 | 19768034.2612 | 19768034.2612 | 1478867.319 | 8788934.7744 | 0 | 34316566.4546 | 64352402.8092 | 1778.2794 | 2.6328 | 13034.2157 | 24442.5123 | 265.7201 | 498.2937
1 | 5300 | 707 | 0.035 | 15 | 15 | 7 | 2.3714e-12 | 5spot_SharedNeighbor | Water | Porous | Wet | R600a | MinimizeLCOE_Brownfield | IgnoreSilica | 2019 | 15.2421 | 8.7954 | 0.88686 | 4 | 10641.0538 | 19107.9475 | 216.9323 | 389.5414 | 187.5267 | 0 | 107.9919 | 2201907.9911 | 198251.3928 | 1896003.3411 | 934262.7894 | 0 | 264427.4959 | 0 | 2142992.674 | 5575627.3495 | 3805480.2337 | 17018953.2675 | 961560.8286 | 19768034.2612 | 19768034.2612 | 1478867.319 | 8788934.7744 | 0 | 37748548.3574 | 67784384.712 | 2371.3737 | 3.5474 | 10641.0538 | 19107.9475 | 216.9323 | 389.5414
1 | 5300 | 707 | 0.035 | 15 | 15 | 7 | 3.1623e-12 | 5spot_SharedNeighbor | Water | Porous | Wet | R600a | MinimizeLCOE_Brownfield | IgnoreSilica | 2019 | 20.0675 | 11.7637 | 1.1897 | 4 | 8832.9384 | 15144.4116 | 180.0714 | 308.7393 | 189.0165 | 0 | 112.7903 | 2704169.8801 | 243005.6359 | 2392587.2431 | 1225923.6258 | 0 | 313217.0532 | 0 | 2682772.3409 | 6980023.3187 | 4764009.3401 | 21305708.4379 | 961560.8286 | 19768034.2612 | 19768034.2612 | 1478867.319 | 8788934.7744 | 0 | 42035303.5277 | 72071139.8823 | 3162.2777 | 4.7589 | 8832.9384 | 15144.4116 | 180.0714 | 308.7393
1 | 5300 | 707 | 0.035 | 15 | 15 | 7 | 4.217e-12 | 5spot_SharedNeighbor | Water | Porous | Wet | R600a | MinimizeLCOE_Brownfield | IgnoreSilica | 2019 | 26.4406 | 15.6853 | 1.59 | 4 | 7450.961 | 12173.6016 | 151.8979 | 248.1753 | 190.1626 | 0 | 99.314 | 3314732.071 | 297222.3928 | 3011812.8968 | 1610982.6778 | 0 | 372316.3961 | 0 | 3356755.9095 | 8733590.3111 | 5960854.8447 | 26658267.4998 | 961560.8286 | 19768034.2612 | 19768034.2612 | 1478867.319 | 8788934.7744 | 0 | 47387862.5897 | 77423698.9443 | 4216.965 | 6.36 | 7450.961 | 12173.6016 | 151.8979 | 248.1753
1 | 5300 | 707 | 0.035 | 15 | 15 | 7 | 5.6234e-12 | 5spot_SharedNeighbor | Water | Porous | Wet | R600a | MinimizeLCOE_Brownfield | IgnoreSilica | 2019 | 34.8502 | 20.8617 | 2.1181 | 4 | 6382.9141 | 9928.0975 | 130.1243 | 202.3977 | 191.0415 | 0 | 97.7619 | 4057035.1026 | 362895.5031 | 3783674.5339 | 2119130.8592 | 0 | 444328.556 | 0 | 4199155.1764 | 10925340.4038 | 7456769.3189 | 33348329.4538 | 961560.8286 | 19768034.2612 | 19768034.2612 | 1478867.319 | 8788934.7744 | 0 | 54077924.5437 | 84113760.8983 | 5623.4133 | 8.4723 | 6382.9141 | 9928.0975 | 130.1243 | 202.3977
1 | 5300 | 707 | 0.035 | 15 | 15 | 7 | 7.4989e-12 | 5spot_SharedNeighbor | Water | Porous | Wet | R600a | MinimizeLCOE_Brownfield | IgnoreSilica | 2019 | 45.7757 | 27.5854 | 2.8044 | 4 | 5555.5093 | 8233.0886 | 113.2566 | 167.8426 | 191.698 | 0 | 128.9696 | 4946418.8398 | 441277.4193 | 4731259.4471 | 2779071.1497 | 0 | 529843.1885 | 0 | 5236869.3174 | 13625259.7342 | 9299519.7397 | 41589518.8358 | 961560.8286 | 19768034.2612 | 19768034.2612 | 1478867.319 | 8788934.7744 | 0 | 62319113.9257 | 92354950.2803 | 7498.9421 | 11.2175 | 5555.5093 | 8233.0886 | 113.2566 | 167.8426
1 | 5300 | 707 | 0.035 | 15 | 15 | 7 | 1e-11 | 5spot_SharedNeighbor | Water | Porous | Wet | R600a | MinimizeLCOE_Brownfield | IgnoreSilica | 2019 | 59.8099 | 36.1984 | 3.6829 | 4 | 4912.1818 | 6951.0376 | 100.1415 | 141.7063 | 192.1241 | 0 | 138.8473 | 5999635.0993 | 533727.0397 | 5880108.4561 | 3626426.9161 | 0 | 631406.2521 | 0 | 6501808.4677 | 16916371.9286 | 11545771.438 | 51635255.5976 | 961560.8286 | 19768034.2612 | 19768034.2612 | 1478867.319 | 8788934.7744 | 0 | 72364850.6874 | 102400687.0421 | 10000 | 14.7317 | 4912.1818 | 6951.0376 | 100.1415 | 141.7063
1 | 5300 | 707 | 0.035 | 15 | 15 | 7 | 1.3335e-11 | 5spot_SharedNeighbor | Water | Porous | Wet | R600a | MinimizeLCOE_Brownfield | IgnoreSilica | 2019 | 77.3032 | 46.8191 | 4.7646 | 4 | 4418.7082 | 5994.7092 | 90.0813 | 122.2103 | 192.1947 | 0 | 128.1633 | 7204336.9439 | 639046.4086 | 7223901.9501 | 4680608.2184 | 0 | 748745.9628 | 0 | 7993689.3987 | 20797940.0843 | 14195021.4625 | 63483290.4293 | 961560.8286 | 19768034.2612 | 19768034.2612 | 1478867.319 | 8788934.7744 | 0 | 84212885.5192 | 114248721.8738 | 13335.2143 | 19.0583 | 4418.7082 | 5994.7092 | 90.0813 | 122.2103
1 | 5300 | 707 | 0.035 | 15 | 15 | 7 | 1.7783e-11 | 5spot_SharedNeighbor | Water | Porous | Wet | R600a | MinimizeLCOE_Brownfield | IgnoreSilica | 2019 | 98.3238 | 59.2656 | 6.0259 | 4 | 4049.5887 | 5295.7046 | 82.5563 | 107.9601 | 191.7207 | 0 | 126.3562 | 8520994.3006 | 753699.3047 | 8723193.7416 | 5941896.1574 | 0 | 882183.7997 | 0 | 9680567.2485 | 25186850.2233 | 17190542.8154 | 76879927.5912 | 961560.8286 | 19768034.2612 | 19768034.2612 | 1478867.319 | 8788934.7744 | 0 | 97609522.6811 | 127645359.0357 | 17782.7941 | 24.1036 | 4049.5887 | 5295.7046 | 82.5563 | 107.9601
1 | 5300 | 707 | 0.035 | 15 | 15 | 7 | 2.3714e-11 | 5spot_SharedNeighbor | Water | Porous | Wet | R600a | MinimizeLCOE_Brownfield | IgnoreSilica | 2019 | 122.148 | 72.7757 | 7.384 | 4 | 3785.1081 | 4802.0294 | 77.1645 | 97.8959 | 190.5827 | 0 | 150.209 | 9863986.784 | 870216.178 | 10280707.2038 | 7360805.5562 | 0 | 1026958.573 | 0 | 11467042.9751 | 29834893.6072 | 20362927.9327 | 91067538.8101 | 961560.8286 | 19768034.2612 | 19768034.2612 | 1478867.319 | 8788934.7744 | 0 | 111797133.9 | 141832970.2546 | 23713.7371 | 29.536 | 3785.1081 | 4802.0294 | 77.1645 | 97.8959
1 | 5300 | 707 | 0.035 | 15 | 15 | 7 | 3.1623e-11 | 5spot_SharedNeighbor | Water | Porous | Wet | R600a | MinimizeLCOE_Brownfield | IgnoreSilica | 2019 | 144.8398 | 84.9822 | 8.6312 | 4 | 3602.0723 | 4472.0482 | 73.4331 | 91.1688 | 189.1026 | 0 | 145.7237 | 11017536.0397 | 969987.6688 | 11638478.3311 | 8699921.4976 | 0 | 1133275.1811 | 0 | 13049087.5002 | 33951048.9395 | 23172288.5255 | 103631623.6835 | 961560.8286 | 19768034.2612 | 19768034.2612 | 1478867.319 | 8788934.7744 | 0 | 124361218.7734 | 154397055.128 | 31622.7766 | 34.5249 | 3602.0723 | 4472.0482 | 73.4331 | 91.1688
1 | 5300 | 707 | 0.035 | 15 | 15 | 7 | 4.217e-11 | 5spot_SharedNeighbor | Water | Porous | Wet | R600a | MinimizeLCOE_Brownfield | IgnoreSilica | 2019 | 155.5527 | 90.5639 | 9.3569 | 4 | 3463.9992 | 4266.5036 | 70.6183 | 86.9784 | 188.3655 | 0 | 190.982 | 11529190.5763 | 1014156.6033 | 12246097.1081 | 9328401.4161 | 0 | 1048691.7833 | 0 | 13714949.6199 | 35683485.5881 | 24354712.1362 | 108919684.8313 | 961560.8286 | 19768034.2612 | 19768034.2612 | 1478867.319 | 8788934.7744 | 0 | 129649279.9211 | 159685116.2758 | 42169.6503 | 37.4276 | 3463.9992 | 4266.5036 | 70.6183 | 86.9784
1 | 5300 | 707 | 0.035 | 15 | 15 | 7 | 5.6234e-11 | 5spot_SharedNeighbor | Water | Porous | Wet | R600a | MinimizeLCOE_Brownfield | IgnoreSilica | 2019 | 164.4607 | 95.0901 | 9.9668 | 4 | 3357.7414 | 4111.1375 | 68.4521 | 83.8111 | 187.7126 | 0 | 207.437 | 11937589.6671 | 1049376.5227 | 12733332.0884 | 9848622.3229 | 0 | 958389.1425 | 0 | 14245650.8 | 37064261.1968 | 25297119.8612 | 113134341.6016 | 961560.8286 | 19768034.2612 | 19768034.2612 | 1478867.319 | 8788934.7744 | 0 | 133863936.6914 | 163899773.0461 | 56234.1325 | 39.8673 | 3357.7414 | 4111.1375 | 68.4521 | 83.8111
1 | 5300 | 707 | 0.035 | 15 | 15 | 7 | 7.4989e-11 | 5spot_SharedNeighbor | Water | Porous | Wet | R600a | MinimizeLCOE_Brownfield | IgnoreSilica | 2019 | 171.5512 | 98.615 | 10.4602 | 4 | 3276.3052 | 3994.1657 | 66.7919 | 81.4265 | 187.1683 | 0 | 238.4751 | 12251840.84 | 1076456.4262 | 13109553.7025 | 10260954.8318 | 0 | 867881.4829 | 0 | 14651008.0405 | 38118917.5865 | 26016944.5182 | 116353557.4287 | 961560.8286 | 19768034.2612 | 19768034.2612 | 1478867.319 | 8788934.7744 | 0 | 137083152.5186 | 167118988.8732 | 74989.4209 | 41.8408 | 3276.3052 | 3994.1657 | 66.7919 | 81.4265
1 | 5300 | 707 | 0.035 | 15 | 15 | 7 | 1e-10 | 5spot_SharedNeighbor | Water | Porous | Wet | R600a | MinimizeLCOE_Brownfield | IgnoreSilica | 2019 | 177.164 | 101.3551 | 10.8542 | 4 | 3214.109 | 3905.9134 | 65.524 | 79.6273 | 186.7227 | 0 | 262.2487 | 12493947.0017 | 1097307.3248 | 13400160.2159 | 10586320.2219 | 0 | 784081.265 | 0 | 14961108.2514 | 38925734.7249 | 26567613.7936 | 118816272.7992 | 961560.8286 | 19768034.2612 | 19768034.2612 | 1478867.319 | 8788934.7744 | 0 | 139545867.8891 | 169581704.2437 | 100000 | 43.4167 | 3214.109 | 3905.9134 | 65.524 | 79.6273
1 | 5300 | 707 | 0.035 | 15 | 15 | 7 | 1.3335e-10 | 5spot_SharedNeighbor | Water | Porous | Wet | R600a | MinimizeLCOE_Brownfield | IgnoreSilica | 2019 | 181.4145 | 103.3999 | 11.1585 | 4 | 3166.7333 | 3839.6696 | 64.5581 | 78.2769 | 186.3766 | 0 | 270.0825 | 12673423.4611 | 1112757.6996 | 13616007.9531 | 10832143.8263 | 0 | 708030.935 | 0 | 15187521.9113 | 39514816.6242 | 26969674.2943 | 120614376.705 | 961560.8286 | 19768034.2612 | 19768034.2612 | 1478867.319 | 8788934.7744 | 0 | 141343971.7949 | 171379808.1495 | 133352.1432 | 44.634 | 3166.7333 | 3839.6696 | 64.5581 | 78.2769
1 | 5300 | 707 | 0.035 | 15 | 15 | 7 | 1.7783e-10 | 5spot_SharedNeighbor | Water | Porous | Wet | R600a | MinimizeLCOE_Brownfield | IgnoreSilica | 2019 | 184.6445 | 104.9365 | 11.3927 | 4 | 3130.7275 | 3789.828 | 63.8241 | 77.2608 | 186.1087 | 0 | 281.4887 | 12807627.8224 | 1124307.1242 | 13777638.1066 | 11018727.841 | 0 | 642262.0667 | 0 | 15354519.5548 | 39949310.2365 | 27266225.1126 | 121940617.8648 | 961560.8286 | 19768034.2612 | 19768034.2612 | 1478867.319 | 8788934.7744 | 0 | 142670212.9546 | 172706049.3092 | 177827.941 | 45.5709 | 3130.7275 | 3789.828 | 63.8241 | 77.2608
1 | 5300 | 707 | 0.035 | 15 | 15 | 7 | 2.3714e-10 | 5spot_SharedNeighbor | Water | Porous | Wet | R600a | MinimizeLCOE_Brownfield | IgnoreSilica | 2019 | 187.0681 | 106.079 | 11.5709 | 4 | 3103.4078 | 3752.3606 | 63.2672 | 76.4969 | 185.9049 | 0 | 315.0499 | 12907057.1374 | 1132861.8563 | 13897511.7288 | 11158450.7751 | 0 | 586734.686 | 0 | 15476220.3116 | 40265950.6414 | 27482338.6953 | 122907125.8319 | 961560.8286 | 19768034.2612 | 19768034.2612 | 1478867.319 | 8788934.7744 | 0 | 143636720.9217 | 173672557.2763 | 237137.3706 | 46.2835 | 3103.4078 | 3752.3606 | 63.2672 | 76.4969
1 | 5300 | 707 | 0.035 | 15 | 15 | 7 | 3.1623e-10 | 5spot_SharedNeighbor | Water | Porous | Wet | R600a | MinimizeLCOE_Brownfield | IgnoreSilica | 2019 | 188.8197 | 106.8988 | 11.7032 | 4 | 3082.7097 | 3724.328 | 62.8452 | 75.9255 | 185.7561 | 0 | 302.4147 | 12978220.3272 | 1138983.5774 | 13983372.1316 | 11259227.9562 | 0 | 540099.5765 | 0 | 15560962.3919 | 40486432.1514 | 27632821.8563 | 123580119.9686 | 961560.8286 | 19768034.2612 | 19768034.2612 | 1478867.319 | 8788934.7744 | 0 | 144309715.0584 | 174345551.4131 | 316227.766 | 46.8126 | 3082.7097 | 3724.328 | 62.8452 | 75.9255
1 | 5300 | 707 | 0.035 | 15 | 15 | 7 | 4.217e-10 | 5spot_SharedNeighbor | Water | Porous | Wet | R600a | MinimizeLCOE_Brownfield | IgnoreSilica | 2019 | 190.0696 | 107.4809 | 11.8005 | 4 | 3067.0527 | 3703.3773 | 62.526 | 75.4984 | 185.649 | 0 | 322.6295 | 13028649.9698 | 1143321.1987 | 14044249.5227 | 11331097.7582 | 0 | 501585.2311 | 0 | 15619072.4354 | 40637622.5646 | 27736012.42 | 124041611.1005 | 961560.8286 | 19768034.2612 | 19768034.2612 | 1478867.319 | 8788934.7744 | 0 | 144771206.1903 | 174807042.5449 | 421696.5034 | 47.2021 | 3067.0527 | 3703.3773 | 62.526 | 75.4984
1 | 5300 | 707 | 0.035 | 15 | 15 | 7 | 5.6234e-10 | 5spot_SharedNeighbor | Water | Porous | Wet | R600a | MinimizeLCOE_Brownfield | IgnoreSilica | 2019 | 190.9929 | 107.9093 | 11.8734 | 4 | 3055.2239 | 3687.6426 | 62.2849 | 75.1776 | 185.5695 | 0 | 290.4434 | 13065722.522 | 1146509.6564 | 14089019.752 | 11384172.4274 | 0 | 470786.0495 | 0 | 15660922.0589 | 40746506.7003 | 27810328.08 | 124373967.2465 | 961560.8286 | 19768034.2612 | 19768034.2612 | 1478867.319 | 8788934.7744 | 0 | 145103562.3363 | 175139398.691 | 562341.3252 | 47.4936 | 3055.2239 | 3687.6426 | 62.2849 | 75.1776
1 | 5300 | 707 | 0.035 | 15 | 15 | 7 | 7.4989e-10 | 5spot_SharedNeighbor | Water | Porous | Wet | R600a | MinimizeLCOE_Brownfield | IgnoreSilica | 2019 | 191.6313 | 108.2047 | 11.9261 | 4 | 3046.2978 | 3675.9236 | 62.1029 | 74.9387 | 185.5142 | 0 | 317.4195 | 13091256.125 | 1148705.5609 | 14119863.5492 | 11420859.3275 | 0 | 445853.1387 | 0 | 15688349.7035 | 40817867.8055 | 27859033.5005 | 124591788.7107 | 961560.8286 | 19768034.2612 | 19768034.2612 | 1478867.319 | 8788934.7744 | 0 | 145321383.8006 | 175357220.1552 | 749894.2093 | 47.7043 | 3046.2978 | 3675.9236 | 62.1029 | 74.9387
1 | 5300 | 707 | 0.035 | 15 | 15 | 7 | 1e-09 | 5spot_SharedNeighbor | Water | Porous | Wet | R600a | MinimizeLCOE_Brownfield | IgnoreSilica | 2019 | 192.0964 | 108.4194 | 11.9651 | 4 | 3039.569 | 3667.1393 | 61.9657 | 74.7596 | 185.4738 | 0 | 326.5636 | 13109807.3796 | 1150300.9102 | 14142277.1983 | 11447579.0434 | 0 | 426278.9984 | 0 | 15707734.9767 | 40868304.3098 | 27893457.4511 | 124745740.2675 | 961560.8286 | 19768034.2612 | 19768034.2612 | 1478867.319 | 8788934.7744 | 0 | 145475335.3574 | 175511171.712 | 1000000 | 47.8605 | 3039.569 | 3667.1393 | 61.9657 | 74.7596
1 | 5300 | 707 | 0.035 | 15 | 15 | 7 | 1.3335e-09 | 5spot_SharedNeighbor | Water | Porous | Wet | R600a | MinimizeLCOE_Brownfield | IgnoreSilica | 2019 | 192.413 | 108.5653 | 11.9932 | 4 | 3034.5015 | 3660.6052 | 61.8624 | 74.6264 | 185.4462 | 0 | 301.6561 | 13122404.4522 | 1151384.1855 | 14157499.0628 | 11465761.6264 | 0 | 410727.4015 | 0 | 15720032.9241 | 40900301.0463 | 27915295.8813 | 124843406.5801 | 961560.8286 | 19768034.2612 | 19768034.2612 | 1478867.319 | 8788934.7744 | 0 | 145573001.6699 | 175608838.0246 | 1333521.4322 | 47.9726 | 3034.5015 | 3660.6052 | 61.8624 | 74.6264
1 | 5300 | 707 | 0.035 | 15 | 15 | 7 | 1.7783e-09 | 5spot_SharedNeighbor | Water | Porous | Wet | R600a | MinimizeLCOE_Brownfield | IgnoreSilica | 2019 | 192.6519 | 108.6753 | 12.0143 | 4 | 3030.6883 | 3655.6911 | 61.7847 | 74.5262 | 185.4253 | 0 | 279.5384 | 13131901.187 | 1152200.8319 | 14168975.6906 | 11479484.7335 | 0 | 398828.4635 | 0 | 15729242.4535 | 40924262.3528 | 27931649.9653 | 124916545.6781 | 961560.8286 | 19768034.2612 | 19768034.2612 | 1478867.319 | 8788934.7744 | 0 | 145646140.7679 | 175681977.1226 | 1778279.41 | 48.0571 | 3030.6883 | 3655.6911 | 61.7847 | 74.5262
1 | 5300 | 707 | 0.035 | 15 | 15 | 7 | 2.3714e-09 | 5spot_SharedNeighbor | Water | Porous | Wet | R600a | MinimizeLCOE_Brownfield | IgnoreSilica | 2019 | 192.8144 | 108.7501 | 12.0294 | 4 | 3027.8208 | 3652.0356 | 61.7262 | 74.4517 | 185.4111 | 0 | 354.2202 | 13138350.3935 | 1152755.4055 | 14176769.9774 | 11488817.1414 | 0 | 389515.9544 | 0 | 15735021.4602 | 40939298.1427 | 27941912.2008 | 124962440.6759 | 961560.8286 | 19768034.2612 | 19768034.2612 | 1478867.319 | 8788934.7744 | 0 | 145692035.7658 | 175727872.1204 | 2371373.7057 | 48.1178 | 3027.8208 | 3652.0356 | 61.7262 | 74.4517
1 | 5300 | 707 | 0.035 | 15 | 15 | 7 | 3.1623e-09 | 5spot_SharedNeighbor | Water | Porous | Wet | R600a | MinimizeLCOE_Brownfield | IgnoreSilica | 2019 | 192.9413 | 108.8084 | 12.041 | 4 | 3025.6658 | 3649.2795 | 61.6823 | 74.3955 | 185.4 | 0 | 332.5948 | 13143383.4175 | 1153188.1954 | 14182853.0188 | 11496102.9796 | 0 | 382511.626 | 0 | 15739635.3025 | 40951302.414 | 27950105.3627 | 124999082.3164 | 961560.8286 | 19768034.2612 | 19768034.2612 | 1478867.319 | 8788934.7744 | 0 | 145728677.4062 | 175764513.7609 | 3162277.6602 | 48.1642 | 3025.6658 | 3649.2795 | 61.6823 | 74.3955
1 | 5300 | 707 | 0.035 | 15 | 15 | 7 | 4.217e-09 | 5spot_SharedNeighbor | Water | Porous | Wet | R600a | MinimizeLCOE_Brownfield | IgnoreSilica | 2019 | 193.0191 | 108.8441 | 12.049 | 4 | 3024.047 | 3647.2479 | 61.6493 | 74.3541 | 185.3931 | 0 | 338.4049 | 13146463.2046 | 1153453.0242 | 14186575.4594 | 11500568.9962 | 0 | 376958.6442 | 0 | 15741967.5382 | 40957370.4127 | 27954246.8965 | 125017604.176 | 961560.8286 | 19768034.2612 | 19768034.2612 | 1478867.319 | 8788934.7744 | 0 | 145747199.2659 | 175783035.6205 | 4216965.0343 | 48.1961 | 3024.047 | 3647.2479 | 61.6493 | 74.3541
1 | 5300 | 707 | 0.035 | 15 | 15 | 7 | 5.6234e-09 | 5spot_SharedNeighbor | Water | Porous | Wet | R600a | MinimizeLCOE_Brownfield | IgnoreSilica | 2019 | 193.0728 | 108.8687 | 12.0548 | 4 | 3022.8315 | 3645.733 | 61.6245 | 74.3232 | 185.3883 | 0 | 327.7102 | 13148587.5416 | 1153635.6936 | 14189143.136 | 11503652.2608 | 0 | 372696.6443 | 0 | 15743408.9578 | 40961120.691 | 27956806.5384 | 125029051.4636 | 961560.8286 | 19768034.2612 | 19768034.2612 | 1478867.319 | 8788934.7744 | 0 | 145758646.5535 | 175794482.9081 | 5623413.2519 | 48.2192 | 3022.8315 | 3645.733 | 61.6245 | 74.3232
1 | 5300 | 707 | 0.035 | 15 | 15 | 7 | 7.4989e-09 | 5spot_SharedNeighbor | Water | Porous | Wet | R600a | MinimizeLCOE_Brownfield | IgnoreSilica | 2019 | 193.1239 | 108.8922 | 12.0596 | 4 | 3021.9191 | 3644.5727 | 61.6059 | 74.2995 | 185.3838 | 0 | 341.6696 | 13150612.4044 | 1153809.8087 | 14191590.6227 | 11506587.0073 | 0 | 369637.0654 | 0 | 15745172.3943 | 40965708.791 | 27959938.011 | 125043056.1047 | 961560.8286 | 19768034.2612 | 19768034.2612 | 1478867.319 | 8788934.7744 | 0 | 145772651.1945 | 175808487.5492 | 7498942.0933 | 48.2384 | 3021.9191 | 3644.5727 | 61.6059 | 74.2995
1 | 5300 | 707 | 0.035 | 15 | 15 | 7 | 1e-08 | 5spot_SharedNeighbor | Water | Porous | Wet | R600a | MinimizeLCOE_Brownfield | IgnoreSilica | 2019 | 190.028 | 107.4535 | 11.9317 | 4 | 3021.0513 | 3650.3807 | 61.5882 | 74.4179 | 185.6457 | 0 | 893.3836 | 13026278.7474 | 1143117.2517 | 14041386.4388 | 11328547.3373 | 0 | 320277.6191 | 0 | 15545246.8838 | 40445543.6229 | 27604914.5955 | 123455312.4964 | 961560.8286 | 19768034.2612 | 19768034.2612 | 1478867.319 | 8788934.7744 | 0 | 144184907.5863 | 174220743.9409 | 10000000 | 47.7267 | 3021.0513 | 3650.3807 | 61.5882 | 74.4179
1 | 5400 | 707 | 0.035 | 15 | 15 | 7 | 1e-13 | 5spot_SharedNeighbor | Water | Porous | Wet | R600a | MinimizeLCOE_Brownfield | IgnoreSilica | 2019 | 0.85236 | 0.17894 | 0.0064123 | 4 | 867855.7727 | 2067078.194 | 17692.4138 | 42140.1849 | 115.2583 | 0 | 52.8564 | 118188.1916 | 8013.3653 | 86454.8724 | 56498.6935 | 0 | 58102.1003 | 0 | 127630.317 | 332067.9043 | 226643.168 | 1013598.6124 | 961560.8286 | 20284743.5872 | 20284743.5872 | 1478867.319 | 8995618.5048 | 0 | 22259903.0283 | 53019132.4393 | 100 | 0.025649 | 867855.7727 | 2067078.194 | 17692.4138 | 42140.1849
1 | 5400 | 707 | 0.035 | 15 | 15 | 7 | 1.3335e-13 | 5spot_SharedNeighbor | Water | Porous | Wet | R600a | MinimizeLCOE_Brownfield | IgnoreSilica | 2019 | 1.1081 | 0.28505 | 0.016169 | 4 | 350026.2966 | 825627.0828 | 7135.7595 | 16831.5248 | 128.7502 | 0 | 59.6301 | 175565.3335 | 12961.9636 | 124299.2757 | 71140.8367 | 0 | 65289.0778 | 0 | 175210.03 | 455860.5577 | 311134.1976 | 1391461.2726 | 961560.8286 | 20284743.5872 | 20284743.5872 | 1478867.319 | 8995618.5048 | 0 | 22637765.6885 | 53396995.0995 | 133.3521 | 0.064674 | 350026.2966 | 825627.0828 | 7135.7595 | 16831.5248
1 | 5400 | 707 | 0.035 | 15 | 15 | 7 | 1.7783e-13 | 5spot_SharedNeighbor | Water | Porous | Wet | R600a | MinimizeLCOE_Brownfield | IgnoreSilica | 2019 | 1.4176 | 0.42732 | 0.03118 | 4 | 185200.4674 | 431823.2738 | 3775.562 | 8803.3015 | 140.263 | 0 | 60.0187 | 246076.8926 | 19644.5224 | 170498.0919 | 89911.1226 | 0 | 71890.481 | 0 | 233228.2331 | 606812.0208 | 414161.673 | 1852223.0374 | 961560.8286 | 20284743.5872 | 20284743.5872 | 1478867.319 | 8995618.5048 | 0 | 23098527.4532 | 53857756.8643 | 177.8279 | 0.12472 | 185200.4674 | 431823.2738 | 3775.562 | 8803.3015
1 | 5400 | 707 | 0.035 | 15 | 15 | 7 | 2.3714e-13 | 5spot_SharedNeighbor | Water | Porous | Wet | R600a | MinimizeLCOE_Brownfield | IgnoreSilica | 2019 | 1.8459 | 0.64096 | 0.055532 | 4 | 106910.2772 | 245385.1249 | 2179.5106 | 5002.5077 | 151.093 | 0 | 303.5363 | 344018.7207 | 29971.2294 | 233980.9639 | 118537.4176 | 0 | 81152.3434 | 0 | 314987.6632 | 819533.2869 | 559348.308 | 2501529.9331 | 961560.8286 | 20284743.5872 | 20284743.5872 | 1478867.319 | 8995618.5048 | 0 | 23747834.349 | 54507063.76 | 237.1374 | 0.22213 | 106910.2772 | 245385.1249 | 2179.5106 | 5002.5077
1 | 5400 | 707 | 0.035 | 15 | 15 | 7 | 3.1623e-13 | 5spot_SharedNeighbor | Water | Porous | Wet | R600a | MinimizeLCOE_Brownfield | IgnoreSilica | 2019 | 2.3904 | 0.95954 | 0.089997 | 4 | 68280.0796 | 153725.491 | 1391.9818 | 3133.9021 | 160.1124 | 0 | 398.5402 | 464737.9817 | 42041.593 | 322168.0222 | 155565.1029 | 0 | 91805.458 | 0 | 419764.0816 | 1092140.0348 | 745408.015 | 3333630.2892 | 961560.8286 | 20284743.5872 | 20284743.5872 | 1478867.319 | 8995618.5048 | 0 | 24579934.7051 | 55339164.1161 | 316.2278 | 0.35999 | 68280.0796 | 153725.491 | 1391.9818 | 3133.9021
1 | 5400 | 707 | 0.035 | 15 | 15 | 7 | 4.217e-13 | 5spot_SharedNeighbor | Water | Porous | Wet | R600a | MinimizeLCOE_Brownfield | IgnoreSilica | 2019 | 3.11 | 1.4066 | 0.13541 | 4 | 47264.1331 | 104054.9034 | 963.5433 | 2121.3 | 167.7455 | 0 | 526.9153 | 607112.2251 | 54947.2544 | 437480.6128 | 200483.468 | 0 | 105438.4077 | 0 | 548130.1676 | 1426122.259 | 973357.7457 | 4353072.1404 | 961560.8286 | 20284743.5872 | 20284743.5872 | 1478867.319 | 8995618.5048 | 0 | 25599376.5562 | 56358605.9673 | 421.6965 | 0.54162 | 47264.1331 | 104054.9034 | 963.5433 | 2121.3
1 | 5400 | 707 | 0.035 | 15 | 15 | 7 | 5.6234e-13 | 5spot_SharedNeighbor | Water | Porous | Wet | R600a | MinimizeLCOE_Brownfield | IgnoreSilica | 2019 | 4.0506 | 1.9952 | 0.19532 | 4 | 34348.4999 | 73719.7535 | 700.2406 | 1502.8769 | 173.9912 | 0 | 89.5275 | 775483.2872 | 70182.5377 | 578662.2869 | 258434.9032 | 0 | 121688.1587 | 0 | 703735.9578 | 1830976.606 | 1249679.1564 | 5588842.8939 | 961560.8286 | 20284743.5872 | 20284743.5872 | 1478867.319 | 8995618.5048 | 0 | 26835147.3098 | 57594376.7208 | 562.3413 | 0.78126 | 34348.4999 | 73719.7535 | 700.2406 | 1502.8769
1 | 5400 | 707 | 0.035 | 15 | 15 | 7 | 7.4989e-13 | 5spot_SharedNeighbor | Water | Porous | Wet | R600a | MinimizeLCOE_Brownfield | IgnoreSilica | 2019 | 5.2958 | 2.7782 | 0.27505 | 4 | 25777.1596 | 53734.8823 | 525.5023 | 1095.4583 | 179.0656 | 0 | 64.8561 | 978174.0645 | 88485.5091 | 754129.3595 | 334570.8026 | 0 | 141468.1033 | 0 | 895762.8572 | 2330591.2082 | 1590676.3885 | 7113858.2929 | 961560.8286 | 20284743.5872 | 20284743.5872 | 1478867.319 | 8995618.5048 | 0 | 28360162.7087 | 59119392.1198 | 749.8942 | 1.1002 | 25777.1596 | 53734.8823 | 525.5023 | 1095.4583
1 | 5400 | 707 | 0.035 | 15 | 15 | 7 | 1e-12 | 5spot_SharedNeighbor | Water | Porous | Wet | R600a | MinimizeLCOE_Brownfield | IgnoreSilica | 2019 | 6.8816 | 3.7761 | 0.37727 | 4 | 19993.722 | 40376.7023 | 407.5991 | 823.1337 | 182.9363 | 0 | 81.8966 | 1213533.3478 | 109689.8242 | 963979.4514 | 431148.3258 | 0 | 163398.6532 | 0 | 1123882.345 | 2924111.3216 | 1995766.0615 | 8925509.3304 | 961560.8286 | 20284743.5872 | 20284743.5872 | 1478867.319 | 8995618.5048 | 0 | 30171813.7463 | 60931043.1573 | 1000 | 1.5091 | 19993.722 | 40376.7023 | 407.5991 | 823.1337
1 | 5400 | 707 | 0.035 | 15 | 15 | 7 | 1.3335e-12 | 5spot_SharedNeighbor | Water | Porous | Wet | R600a | MinimizeLCOE_Brownfield | IgnoreSilica | 2019 | 8.9816 | 5.0874 | 0.5114 | 4 | 15843.6643 | 30880.3533 | 322.9945 | 629.5378 | 185.8014 | 0 | 87.0936 | 1496723.3856 | 135139.8202 | 1223573.4867 | 558552.6734 | 0 | 190392.025 | 0 | 1405708.7424 | 3657365.7973 | 2496227.308 | 11163683.2387 | 961560.8286 | 20284743.5872 | 20284743.5872 | 1478867.319 | 8995618.5048 | 0 | 32409987.6546 | 63169217.0656 | 1333.5214 | 2.0456 | 15843.6643 | 30880.3533 | 322.9945 | 629.5378
1 | 5400 | 707 | 0.035 | 15 | 15 | 7 | 1.7783e-12 | 5spot_SharedNeighbor | Water | Porous | Wet | R600a | MinimizeLCOE_Brownfield | IgnoreSilica | 2019 | 11.7802 | 6.882 | 0.69585 | 4 | 12672.8481 | 23723.83 | 258.3531 | 483.6424 | 188.6896 | 0 | 87.8593 | 1851877.8562 | 166968.5762 | 1558127.8647 | 729144.6101 | 0 | 222801.9919 | 0 | 1766279.1506 | 4595496.0362 | 3136520.4727 | 14027216.5584 | 961560.8286 | 20284743.5872 | 20284743.5872 | 1478867.319 | 8995618.5048 | 0 | 35273520.9743 | 66032750.3853 | 1778.2794 | 2.7834 | 12672.8481 | 23723.83 | 258.3531 | 483.6424
1 | 5400 | 707 | 0.035 | 15 | 15 | 7 | 2.3714e-12 | 5spot_SharedNeighbor | Water | Porous | Wet | R600a | MinimizeLCOE_Brownfield | IgnoreSilica | 2019 | 15.4764 | 9.2268 | 0.93648 | 4 | 10359.1289 | 18570.5479 | 211.1849 | 378.5857 | 190.6456 | 0 | 88.1542 | 2277633.0208 | 205008.6053 | 1970036.8437 | 953764.3462 | 0 | 262466.8365 | 0 | 2210874.7644 | 5752242.6243 | 3926023.7878 | 17558050.8289 | 961560.8286 | 20284743.5872 | 20284743.5872 | 1478867.319 | 8995618.5048 | 0 | 38804355.2448 | 69563584.6558 | 2371.3737 | 3.7459 | 10359.1289 | 18570.5479 | 211.1849 | 378.5857
1 | 5400 | 707 | 0.035 | 15 | 15 | 7 | 3.1623e-12 | 5spot_SharedNeighbor | Water | Porous | Wet | R600a | MinimizeLCOE_Brownfield | IgnoreSilica | 2019 | 20.3648 | 12.3298 | 1.2551 | 4 | 8607.6992 | 14734.7464 | 175.4796 | 300.3877 | 192.1607 | 0 | 105.6035 | 2795566.8375 | 251133.998 | 2484266.9206 | 1250722.319 | 0 | 310524.1476 | 0 | 2765963.5469 | 7196469.7719 | 4911738.492 | 21966386.0335 | 961560.8286 | 20284743.5872 | 20284743.5872 | 1478867.319 | 8995618.5048 | 0 | 43212690.4493 | 73971919.8604 | 3162.2777 | 5.0202 | 8607.6992 | 14734.7464 | 175.4796 | 300.3877
1 | 5400 | 707 | 0.035 | 15 | 15 | 7 | 4.217e-12 | 5spot_SharedNeighbor | Water | Porous | Wet | R600a | MinimizeLCOE_Brownfield | IgnoreSilica | 2019 | 26.8474 | 16.4466 | 1.6775 | 4 | 7263.8316 | 11847.821 | 148.083 | 241.5339 | 193.3311 | 0 | 119.092 | 3427869.89 | 307248.2424 | 3128197.3109 | 1644503.6422 | 0 | 369416.9139 | 0 | 3462122.0398 | 9007731.3686 | 6147961.7494 | 27495051.1572 | 961560.8286 | 20284743.5872 | 20284743.5872 | 1478867.319 | 8995618.5048 | 0 | 48741355.573 | 79500584.9841 | 4216.965 | 6.7101 | 7263.8316 | 11847.821 | 148.083 | 241.5339
1 | 5400 | 707 | 0.035 | 15 | 15 | 7 | 5.6234e-12 | 5spot_SharedNeighbor | Water | Porous | Wet | R600a | MinimizeLCOE_Brownfield | IgnoreSilica | 2019 | 35.3347 | 21.8383 | 2.2313 | 4 | 6229.0625 | 9675.4305 | 126.9879 | 197.2467 | 194.2221 | 0 | 114.307 | 4190805.066 | 374704.8124 | 3924716.2921 | 2160121.8679 | 0 | 439732.3219 | 0 | 4325131.3405 | 11253104.5416 | 7680475.0778 | 34348791.3203 | 961560.8286 | 20284743.5872 | 20284743.5872 | 1478867.319 | 8995618.5048 | 0 | 55595095.7362 | 86354325.1472 | 5623.4133 | 8.9251 | 6229.0625 | 9675.4305 | 126.9879 | 197.2467
1 | 5400 | 707 | 0.035 | 15 | 15 | 7 | 7.4989e-12 | 5spot_SharedNeighbor | Water | Porous | Wet | R600a | MinimizeLCOE_Brownfield | IgnoreSilica | 2019 | 46.4212 | 28.88 | 2.9542 | 4 | 5423.5567 | 8026.606 | 110.5665 | 163.6332 | 194.8907 | 0 | 104.1553 | 5110149.4234 | 455674.4648 | 4908079.7047 | 2833669.8416 | 0 | 524608.3076 | 0 | 5394550.8794 | 14035514.8136 | 9579527.2613 | 42841774.6964 | 961560.8286 | 20284743.5872 | 20284743.5872 | 1478867.319 | 8995618.5048 | 0 | 64088079.1122 | 94847308.5233 | 7498.9421 | 11.8166 | 5423.5567 | 8026.606 | 110.5665 | 163.6332
1 | 5400 | 707 | 0.035 | 15 | 15 | 7 | 1e-11 | 5spot_SharedNeighbor | Water | Porous | Wet | R600a | MinimizeLCOE_Brownfield | IgnoreSilica | 2019 | 60.6011 | 37.8591 | 3.8757 | 4 | 4798.5157 | 6782.6014 | 97.8242 | 138.2725 | 195.3163 | 0 | 127.03 | 6194040.2239 | 550751.8912 | 6094951.3174 | 3694541.2621 | 0 | 624451.8399 | 0 | 6691907.2484 | 17410969.9615 | 11883344.7584 | 53144958.5028 | 961560.8286 | 20284743.5872 | 20284743.5872 | 1478867.319 | 8995618.5048 | 0 | 74391262.9187 | 105150492.3297 | 10000 | 15.503 | 4798.5157 | 6782.6014 | 97.8242 | 138.2725
1 | 5400 | 707 | 0.035 | 15 | 15 | 7 | 1.3335e-11 | 5spot_SharedNeighbor | Water | Porous | Wet | R600a | MinimizeLCOE_Brownfield | IgnoreSilica | 2019 | 78.2654 | 48.9191 | 5.0089 | 4 | 4318.986 | 5854.2292 | 88.0484 | 119.3464 | 195.3678 | 0 | 100.0453 | 7432863.343 | 658978.4796 | 7481974.5008 | 4764834.9622 | 0 | 740139.8508 | 0 | 8220728.5432 | 21388649.3661 | 14598192.6851 | 65286361.7308 | 961560.8286 | 20284743.5872 | 20284743.5872 | 1478867.319 | 8995618.5048 | 0 | 86532666.1467 | 117291895.5577 | 13335.2143 | 20.0354 | 4318.986 | 5854.2292 | 88.0484 | 119.3464
1 | 5400 | 707 | 0.035 | 15 | 15 | 7 | 1.7783e-11 | 5spot_SharedNeighbor | Water | Porous | Wet | R600a | MinimizeLCOE_Brownfield | IgnoreSilica | 2019 | 99.4226 | 61.8293 | 6.3251 | 4 | 3960.7879 | 5176.5423 | 80.746 | 105.5308 | 194.8505 | 0 | 129.252 | 8782009.2766 | 776377.034 | 9023796.802 | 6041085.6966 | 0 | 871489.491 | 0 | 9942955.7371 | 25869531.2473 | 17656486.642 | 78963731.9267 | 961560.8286 | 20284743.5872 | 20284743.5872 | 1478867.319 | 8995618.5048 | 0 | 100210036.3426 | 130969265.7536 | 17782.7941 | 25.3005 | 3960.7879 | 5176.5423 | 80.746 | 105.5308
1 | 5400 | 707 | 0.035 | 15 | 15 | 7 | 2.3714e-11 | 5spot_SharedNeighbor | Water | Porous | Wet | R600a | MinimizeLCOE_Brownfield | IgnoreSilica | 2019 | 123.3468 | 75.7999 | 7.7378 | 4 | 3704.3668 | 4698.1625 | 75.5185 | 95.7784 | 193.6472 | 0 | 145.9564 | 10154560.1814 | 895373.8823 | 10621074.1543 | 7473035.2112 | 0 | 1014455.4023 | 0 | 11761814.5443 | 30601828.7644 | 20886376.9364 | 93408519.0766 | 961560.8286 | 20284743.5872 | 20284743.5872 | 1478867.319 | 8995618.5048 | 0 | 114654823.4925 | 145414052.9035 | 23713.7371 | 30.9513 | 3704.3668 | 4698.1625 | 75.5185 | 95.7784
1 | 5400 | 707 | 0.035 | 15 | 15 | 7 | 3.1623e-11 | 5spot_SharedNeighbor | Water | Porous | Wet | R600a | MinimizeLCOE_Brownfield | IgnoreSilica | 2019 | 147.8024 | 89.3362 | 9.1032 | 4 | 3527.1238 | 4371.8604 | 71.9052 | 89.1263 | 191.994 | 0 | 142.1289 | 11417437.3296 | 1004513.6908 | 12113113.8449 | 8924233.662 | 0 | 1147541.9338 | 0 | 13496667.7798 | 35115561.0159 | 23967091.946 | 107186161.2028 | 961560.8286 | 20284743.5872 | 20284743.5872 | 1478867.319 | 8995618.5048 | 0 | 128432465.6186 | 159191695.0297 | 31622.7766 | 36.4128 | 3527.1238 | 4371.8604 | 71.9052 | 89.1263
1 | 5400 | 707 | 0.035 | 15 | 15 | 7 | 4.217e-11 | 5spot_SharedNeighbor | Water | Porous | Wet | R600a | MinimizeLCOE_Brownfield | IgnoreSilica | 2019 | 158.4297 | 95.0152 | 9.8448 | 4 | 3395.8032 | 4176.9059 | 69.228 | 85.1519 | 191.225 | 0 | 168.5244 | 11930877.004 | 1048797.8783 | 12725307.9695 | 9551228.9578 | 0 | 1059135.8141 | 0 | 14162985.5732 | 36849183.2338 | 25150324.7321 | 112477841.1628 | 961560.8286 | 20284743.5872 | 20284743.5872 | 1478867.319 | 8995618.5048 | 0 | 133724145.5787 | 164483374.9897 | 42169.6503 | 39.3792 | 3395.8032 | 4176.9059 | 69.228 | 85.1519
1 | 5400 | 707 | 0.035 | 15 | 15 | 7 | 5.6234e-11 | 5spot_SharedNeighbor | Water | Porous | Wet | R600a | MinimizeLCOE_Brownfield | IgnoreSilica | 2019 | 167.2381 | 99.6046 | 10.4656 | 4 | 3294.7745 | 4029.5429 | 67.1684 | 82.1477 | 190.5477 | 0 | 211.4382 | 12339495.2457 | 1084006.6849 | 13214692.334 | 10068448.6676 | 0 | 965811.2797 | 0 | 14692257.1427 | 38226239.2889 | 26090193.7853 | 116681144.4288 | 961560.8286 | 20284743.5872 | 20284743.5872 | 1478867.319 | 8995618.5048 | 0 | 137927448.8447 | 168686678.2557 | 56234.1325 | 41.8625 | 3294.7745 | 4029.5429 | 67.1684 | 82.1477
1 | 5400 | 707 | 0.035 | 15 | 15 | 7 | 7.4989e-11 | 5spot_SharedNeighbor | Water | Porous | Wet | R600a | MinimizeLCOE_Brownfield | IgnoreSilica | 2019 | 174.2749 | 103.1919 | 10.9682 | 4 | 3217.3701 | 3918.4733 | 65.5904 | 79.8834 | 189.982 | 0 | 251.6133 | 12655216.171 | 1111190.567 | 13594094.885 | 10480208.3966 | 0 | 873632.5663 | 0 | 15098593.6085 | 39283443.4218 | 26811757.3294 | 119908136.9456 | 961560.8286 | 20284743.5872 | 20284743.5872 | 1478867.319 | 8995618.5048 | 0 | 141154441.3614 | 171913670.7725 | 74989.4209 | 43.8726 | 3217.3701 | 3918.4733 | 65.5904 | 79.8834
1 | 5400 | 707 | 0.035 | 15 | 15 | 7 | 1e-10 | 5spot_SharedNeighbor | Water | Porous | Wet | R600a | MinimizeLCOE_Brownfield | IgnoreSilica | 2019 | 179.7749 | 105.9449 | 11.3659 | 4 | 3158.2547 | 3834.8216 | 64.3853 | 78.178 | 189.5251 | 0 | 264.762 | 12895409.7096 | 1131859.8189 | 13883463.922 | 10800881.5825 | 0 | 787772.9675 | 0 | 15404761.3202 | 40080029.0041 | 27355443.3576 | 122339621.6824 | 961560.8286 | 20284743.5872 | 20284743.5872 | 1478867.319 | 8995618.5048 | 0 | 143585926.0983 | 174345155.5093 | 100000 | 45.4637 | 3158.2547 | 3834.8216 | 64.3853 | 78.178
1 | 5400 | 707 | 0.035 | 15 | 15 | 7 | 1.3335e-10 | 5spot_SharedNeighbor | Water | Porous | Wet | R600a | MinimizeLCOE_Brownfield | IgnoreSilica | 2019 | 183.9749 | 108.0173 | 11.6744 | 4 | 3113.232 | 3771.9208 | 63.4674 | 76.8957 | 189.1676 | 0 | 265.4069 | 13075058.1094 | 1147312.5351 | 14100296.053 | 11045397.7779 | 0 | 710784.6594 | 0 | 15630751.1626 | 40668008.2171 | 27756751.2522 | 124134359.7668 | 961560.8286 | 20284743.5872 | 20284743.5872 | 1478867.319 | 8995618.5048 | 0 | 145380664.1826 | 176139893.5937 | 133352.1432 | 46.6977 | 3113.232 | 3771.9208 | 63.4674 | 76.8957
1 | 5400 | 707 | 0.035 | 15 | 15 | 7 | 1.7783e-10 | 5spot_SharedNeighbor | Water | Porous | Wet | R600a | MinimizeLCOE_Brownfield | IgnoreSilica | 2019 | 187.1802 | 109.5805 | 11.9122 | 4 | 3079.0092 | 3724.5512 | 62.7698 | 75.93 | 188.8899 | 0 | 310.0442 | 13209928.9281 | 1158910.0438 | 14263306.5999 | 11231575.2112 | 0 | 644570.8223 | 0 | 15798233.726 | 41103763.4919 | 28054163.1811 | 125464452.0042 | 961560.8286 | 20284743.5872 | 20284743.5872 | 1478867.319 | 8995618.5048 | 0 | 146710756.4201 | 177469985.8311 | 177827.941 | 47.6487 | 3079.0092 | 3724.5512 | 62.7698 | 75.93
1 | 5400 | 707 | 0.035 | 15 | 15 | 7 | 2.3714e-10 | 5spot_SharedNeighbor | Water | Porous | Wet | R600a | MinimizeLCOE_Brownfield | IgnoreSilica | 2019 | 189.5313 | 110.7164 | 12.0906 | 4 | 3053.0376 | 3689.0544 | 62.2403 | 75.2064 | 188.6834 | 0 | 318.4718 | 13307596.9334 | 1167306.5811 | 14381471.0652 | 11367762.8904 | 0 | 588020.804 | 0 | 15916741.7269 | 41412097.0007 | 28264607.1365 | 126405604.1382 | 961560.8286 | 20284743.5872 | 20284743.5872 | 1478867.319 | 8995618.5048 | 0 | 147651908.5541 | 178411137.9651 | 237137.3706 | 48.3623 | 3053.0376 | 3689.0544 | 62.2403 | 75.2064
1 | 5400 | 707 | 0.035 | 15 | 15 | 7 | 3.1623e-10 | 5spot_SharedNeighbor | Water | Porous | Wet | R600a | MinimizeLCOE_Brownfield | IgnoreSilica | 2019 | 191.2339 | 111.5336 | 12.2232 | 4 | 3033.3628 | 3662.4806 | 61.8392 | 74.6646 | 188.5323 | 0 | 315.6404 | 13377679.4144 | 1173330.6028 | 14466322.0091 | 11466314.1879 | 0 | 540701.6506 | 0 | 15999495.6673 | 41627405.7784 | 28411559.8014 | 127062809.1119 | 961560.8286 | 20284743.5872 | 20284743.5872 | 1478867.319 | 8995618.5048 | 0 | 148309113.5278 | 179068342.9388 | 316227.766 | 48.8926 | 3033.3628 | 3662.4806 | 61.8392 | 74.6646
1 | 5400 | 707 | 0.035 | 15 | 15 | 7 | 4.217e-10 | 5spot_SharedNeighbor | Water | Porous | Wet | R600a | MinimizeLCOE_Brownfield | IgnoreSilica | 2019 | 192.4667 | 112.1224 | 12.3215 | 4 | 3018.4787 | 3642.5758 | 61.5358 | 74.2588 | 188.4221 | 0 | 284.759 | 13428087.6975 | 1177663.0004 | 14527384.201 | 11537641.8194 | 0 | 501943.2221 | 0 | 16057360.7767 | 41777958.9235 | 28514315.4165 | 127522355.057 | 961560.8286 | 20284743.5872 | 20284743.5872 | 1478867.319 | 8995618.5048 | 0 | 148768659.4729 | 179527888.8839 | 421696.5034 | 49.286 | 3018.4787 | 3642.5758 | 61.5358 | 74.2588
1 | 5400 | 707 | 0.035 | 15 | 15 | 7 | 5.6234e-10 | 5spot_SharedNeighbor | Water | Porous | Wet | R600a | MinimizeLCOE_Brownfield | IgnoreSilica | 2019 | 193.3487 | 112.542 | 12.3939 | 4 | 3007.233 | 3627.6862 | 61.3065 | 73.9553 | 188.3428 | 0 | 289.1649 | 13463972.3011 | 1180746.8869 | 14570869.0421 | 11588653.6269 | 0 | 470566.6885 | 0 | 16097175.3328 | 41881548.2312 | 28585017.2476 | 127838549.3571 | 961560.8286 | 20284743.5872 | 20284743.5872 | 1478867.319 | 8995618.5048 | 0 | 149084853.773 | 179844083.184 | 562341.3252 | 49.5754 | 3007.233 | 3627.6862 | 61.3065 | 73.9553
1 | 5400 | 707 | 0.035 | 15 | 15 | 7 | 7.4989e-10 | 5spot_SharedNeighbor | Water | Porous | Wet | R600a | MinimizeLCOE_Brownfield | IgnoreSilica | 2019 | 193.9741 | 112.8388 | 12.4468 | 4 | 2998.746 | 3616.5589 | 61.1335 | 73.7284 | 188.2863 | 0 | 340.5224 | 13489322.4095 | 1182925.3211 | 14601596.1887 | 11624814.0143 | 0 | 445437.2262 | 0 | 16124197.1124 | 41951853.3587 | 28633001.9417 | 128053147.5727 | 961560.8286 | 20284743.5872 | 20284743.5872 | 1478867.319 | 8995618.5048 | 0 | 149299451.9885 | 180058681.3996 | 749894.2093 | 49.7873 | 2998.746 | 3616.5589 | 61.1335 | 73.7284
1 | 5400 | 707 | 0.035 | 15 | 15 | 7 | 1e-09 | 5spot_SharedNeighbor | Water | Porous | Wet | R600a | MinimizeLCOE_Brownfield | IgnoreSilica | 2019 | 194.4151 | 113.0476 | 12.4855 | 4 | 2992.3479 | 3608.248 | 61.0031 | 73.559 | 188.2462 | 0 | 344.7856 | 13507148.5534 | 1184457.1279 | 14623207.3998 | 11650307.3359 | 0 | 425509.7926 | 0 | 16142345.7818 | 41999072.4737 | 28665229.958 | 128197278.4231 | 961560.8286 | 20284743.5872 | 20284743.5872 | 1478867.319 | 8995618.5048 | 0 | 149443582.839 | 180202812.25 | 1000000 | 49.9419 | 2992.3479 | 3608.248 | 61.0031 | 73.559
1 | 5400 | 707 | 0.035 | 15 | 15 | 7 | 1.3335e-09 | 5spot_SharedNeighbor | Water | Porous | Wet | R600a | MinimizeLCOE_Brownfield | IgnoreSilica | 2019 | 194.7318 | 113.1973 | 12.5139 | 4 | 2987.529 | 3602.0283 | 60.9048 | 73.4322 | 188.2174 | 0 | 338.0411 | 13519925.7046 | 1185555.0408 | 14638699.5553 | 11668613.7876 | 0 | 409941.8204 | 0 | 16154867.0044 | 42031650.1266 | 28687464.8754 | 128296717.9151 | 961560.8286 | 20284743.5872 | 20284743.5872 | 1478867.319 | 8995618.5048 | 0 | 149543022.3309 | 180302251.742 | 1333521.4322 | 50.0558 | 2987.529 | 3602.0283 | 60.9048 | 73.4322
1 | 5400 | 707 | 0.035 | 15 | 15 | 7 | 1.7783e-09 | 5spot_SharedNeighbor | Water | Porous | Wet | R600a | MinimizeLCOE_Brownfield | IgnoreSilica | 2019 | 194.9487 | 113.2997 | 12.5344 | 4 | 2983.9025 | 3597.397 | 60.8309 | 73.3378 | 188.1976 | 0 | 341.9887 | 13528658.8698 | 1186305.4472 | 14649289.3829 | 11681147.2469 | 0 | 397713.2251 | 0 | 16162814.527 | 42052327.9501 | 28701577.9149 | 128359834.5637 | 961560.8286 | 20284743.5872 | 20284743.5872 | 1478867.319 | 8995618.5048 | 0 | 149606138.9796 | 180365368.3906 | 1778279.41 | 50.1377 | 2983.9025 | 3597.397 | 60.8309 | 73.3378
1 | 5400 | 707 | 0.035 | 15 | 15 | 7 | 2.3714e-09 | 5spot_SharedNeighbor | Water | Porous | Wet | R600a | MinimizeLCOE_Brownfield | IgnoreSilica | 2019 | 195.1191 | 113.3801 | 12.5502 | 4 | 2981.1754 | 3593.9012 | 60.7753 | 73.2665 | 188.182 | 0 | 350.9697 | 13535516.6334 | 1186894.6989 | 14657605.6469 | 11690994.5297 | 0 | 388498.2223 | 0 | 16169208.7952 | 42068964.5243 | 28712932.7186 | 128410615.7692 | 961560.8286 | 20284743.5872 | 20284743.5872 | 1478867.319 | 8995618.5048 | 0 | 149656920.1851 | 180416149.5961 | 2371373.7057 | 50.2006 | 2981.1754 | 3593.9012 | 60.7753 | 73.2665
1 | 5400 | 707 | 0.035 | 15 | 15 | 7 | 3.1623e-09 | 5spot_SharedNeighbor | Water | Porous | Wet | R600a | MinimizeLCOE_Brownfield | IgnoreSilica | 2019 | 195.2265 | 113.4307 | 12.5611 | 4 | 2979.1257 | 3591.3184 | 60.7335 | 73.2139 | 188.1721 | 0 | 329.0509 | 13539831.4577 | 1187265.4452 | 14662838.3887 | 11697201.0941 | 0 | 381202.2243 | 0 | 16172652.0579 | 42077923.1876 | 28719047.1904 | 128437961.0459 | 961560.8286 | 20284743.5872 | 20284743.5872 | 1478867.319 | 8995618.5048 | 0 | 149684265.4618 | 180443494.8728 | 3162277.6602 | 50.2444 | 2979.1257 | 3591.3184 | 60.7335 | 73.2139
1 | 5400 | 707 | 0.035 | 15 | 15 | 7 | 4.217e-09 | 5spot_SharedNeighbor | Water | Porous | Wet | R600a | MinimizeLCOE_Brownfield | IgnoreSilica | 2019 | 195.2971 | 113.4639 | 12.5689 | 4 | 2977.5861 | 3589.4002 | 60.7021 | 73.1748 | 188.1656 | 0 | 350.6529 | 13542660.9352 | 1187508.5632 | 14666269.9006 | 11701276.8156 | 0 | 375531.0447 | 0 | 16174566.4311 | 42082903.994 | 28722446.6931 | 128453164.3776 | 961560.8286 | 20284743.5872 | 20284743.5872 | 1478867.319 | 8995618.5048 | 0 | 149699468.7934 | 180458698.2045 | 4216965.0343 | 50.2754 | 2977.5861 | 3589.4002 | 60.7021 | 73.1748
1 | 5400 | 707 | 0.035 | 15 | 15 | 7 | 5.6234e-09 | 5spot_SharedNeighbor | Water | Porous | Wet | R600a | MinimizeLCOE_Brownfield | IgnoreSilica | 2019 | 195.3554 | 113.4913 | 12.5749 | 4 | 2976.4299 | 3587.949 | 60.6785 | 73.1452 | 188.1602 | 0 | 362.0262 | 13545001.9666 | 1187709.7112 | 14669109.1004 | 11704647.3151 | 0 | 371324.786 | 0 | 16176339.2229 | 42087516.4346 | 28725594.7786 | 128467243.3154 | 961560.8286 | 20284743.5872 | 20284743.5872 | 1478867.319 | 8995618.5048 | 0 | 149713547.7312 | 180472777.1423 | 5623413.2519 | 50.2997 | 2976.4299 | 3587.949 | 60.6785 | 73.1452
1 | 5400 | 707 | 0.035 | 15 | 15 | 7 | 7.4989e-09 | 5spot_SharedNeighbor | Water | Porous | Wet | R600a | MinimizeLCOE_Brownfield | IgnoreSilica | 2019 | 195.4091 | 113.5166 | 12.5799 | 4 | 2975.562 | 3586.8391 | 60.6609 | 73.1226 | 188.1553 | 0 | 348.536 | 13547160.1549 | 1187895.1481 | 14671726.5978 | 11707751.0168 | 0 | 368297.2485 | 0 | 16178303.7648 | 42092627.7696 | 28729083.3698 | 128482845.0703 | 961560.8286 | 20284743.5872 | 20284743.5872 | 1478867.319 | 8995618.5048 | 0 | 149729149.4862 | 180488378.8972 | 7498942.0933 | 50.3196 | 2975.562 | 3586.8391 | 60.6609 | 73.1226
1 | 5400 | 707 | 0.035 | 15 | 15 | 7 | 1e-08 | 5spot_SharedNeighbor | Water | Porous | Wet | R600a | MinimizeLCOE_Brownfield | IgnoreSilica | 2019 | 195.4286 | 113.5257 | 12.5827 | 4 | 2974.9107 | 3586.0499 | 60.6476 | 73.1065 | 188.1535 | 0 | 351.186 | 13547935.4539 | 1187961.7635 | 14672666.9089 | 11708873.4733 | 0 | 365712.86 | 0 | 16178428.6792 | 42092952.7713 | 28729305.1901 | 128483837.1001 | 961560.8286 | 20284743.5872 | 20284743.5872 | 1478867.319 | 8995618.5048 | 0 | 149730141.516 | 180489370.927 | 10000000 | 50.331 | 2974.9107 | 3586.0499 | 60.6476 | 73.1065
1 | 5500 | 707 | 0.035 | 15 | 15 | 7 | 1e-13 | 5spot_SharedNeighbor | Water | Porous | Wet | R600a | MinimizeLCOE_Brownfield | IgnoreSilica | 2019 | 0.87181 | 0.18911 | 0.0074729 | 4 | 763413.313 | 1816912.2327 | 15563.213 | 37040.2134 | 117.3473 | 0 | 55.3651 | 124274.4074 | 8533.9044 | 90230.8191 | 57800.1628 | 0 | 58433.4714 | 0 | 132316.3784 | 344260.0747 | 234964.5749 | 1050813.7931 | 961560.8286 | 20807313.0041 | 20807313.0041 | 1478867.319 | 9204646.2715 | 0 | 22819687.6258 | 54310514.2205 | 100 | 0.029892 | 763413.313 | 1816912.2327 | 15563.213 | 37040.2134
1 | 5500 | 707 | 0.035 | 15 | 15 | 7 | 1.3335e-13 | 5spot_SharedNeighbor | Water | Porous | Wet | R600a | MinimizeLCOE_Brownfield | IgnoreSilica | 2019 | 1.1378 | 0.30333 | 0.01828 | 4 | 317588.2847 | 748251.1623 | 6474.4668 | 15254.112 | 131.2564 | 0 | 42.0247 | 185667.1659 | 13934.5224 | 130412.845 | 73431.4581 | 0 | 65918.1521 | 0 | 183052.0159 | 476263.7963 | 325059.8272 | 1453739.7828 | 961560.8286 | 20807313.0041 | 20807313.0041 | 1478867.319 | 9204646.2715 | 0 | 23222613.6155 | 54713440.2102 | 133.3521 | 0.073122 | 317588.2847 | 748251.1623 | 6474.4668 | 15254.112
1 | 5500 | 707 | 0.035 | 15 | 15 | 7 | 1.7783e-13 | 5spot_SharedNeighbor | Water | Porous | Wet | R600a | MinimizeLCOE_Brownfield | IgnoreSilica | 2019 | 1.4565 | 0.45517 | 0.034778 | 4 | 170438.204 | 396809.8949 | 3474.6133 | 8089.5064 | 142.9606 | 0 | 68.4456 | 260528.5092 | 21218.9777 | 178988.842 | 93368.8662 | 0 | 72572.8986 | 0 | 244404.4565 | 635890.2616 | 434008.1698 | 1940980.9816 | 961560.8286 | 20807313.0041 | 20807313.0041 | 1478867.319 | 9204646.2715 | 0 | 23709854.8143 | 55200681.409 | 177.8279 | 0.13911 | 170438.204 | 396809.8949 | 3474.6133 | 8089.5064
1 | 5500 | 707 | 0.035 | 15 | 15 | 7 | 2.3714e-13 | 5spot_SharedNeighbor | Water | Porous | Wet | R600a | MinimizeLCOE_Brownfield | IgnoreSilica | 2019 | 1.8848 | 0.67592 | 0.060904 | 4 | 100060.2476 | 229325.319 | 2039.8635 | 4675.1068 | 153.6847 | 0 | 322.4846 | 361801.2922 | 32318.4051 | 243639.7024 | 122877.2823 | 0 | 81153.784 | 0 | 328298.2818 | 854164.7859 | 582985.0177 | 2607238.5514 | 961560.8286 | 20807313.0041 | 20807313.0041 | 1478867.319 | 9204646.2715 | 0 | 24376112.3841 | 55866938.9788 | 237.1374 | 0.24361 | 100060.2476 | 229325.319 | 2039.8635 | 4675.1068
1 | 5500 | 707 | 0.035 | 15 | 15 | 7 | 3.1623e-13 | 5spot_SharedNeighbor | Water | Porous | Wet | R600a | MinimizeLCOE_Brownfield | IgnoreSilica | 2019 | 2.4488 | 1.0298 | 0.097653 | 4 | 64660.5421 | 145279.6606 | 1318.1926 | 2961.7224 | 162.9464 | 0 | 398.1593 | 488236.7317 | 44173.0732 | 340901.7514 | 160461.8406 | 0 | 92493.7986 | 0 | 439244.2062 | 1142823.3232 | 780000.4008 | 3488335.1256 | 961560.8286 | 20807313.0041 | 20807313.0041 | 1478867.319 | 9204646.2715 | 0 | 25257208.9584 | 56748035.553 | 316.2278 | 0.39061 | 64660.5421 | 145279.6606 | 1318.1926 | 2961.7224
1 | 5500 | 707 | 0.035 | 15 | 15 | 7 | 4.217e-13 | 5spot_SharedNeighbor | Water | Porous | Wet | R600a | MinimizeLCOE_Brownfield | IgnoreSilica | 2019 | 3.1878 | 1.5027 | 0.14588 | 4 | 45097.4005 | 99065.8033 | 919.3715 | 2019.5904 | 170.6882 | 0 | 528.0753 | 635850.5219 | 57549.7438 | 461240.3219 | 206681.8211 | 0 | 106326.0714 | 0 | 572382.9072 | 1489222.9127 | 1016425.2384 | 4545679.5384 | 961560.8286 | 20807313.0041 | 20807313.0041 | 1478867.319 | 9204646.2715 | 0 | 26314553.3711 | 57805379.9658 | 421.6965 | 0.5835 | 45097.4005 | 99065.8033 | 919.3715 | 2019.5904
1 | 5500 | 707 | 0.035 | 15 | 15 | 7 | 5.6234e-13 | 5spot_SharedNeighbor | Water | Porous | Wet | R600a | MinimizeLCOE_Brownfield | IgnoreSilica | 2019 | 4.1432 | 2.1187 | 0.20894 | 4 | 33003.166 | 70682.1516 | 672.8142 | 1440.9513 | 176.9576 | 0 | 85.6429 | 808817.5558 | 73195.4069 | 607138.4862 | 265720.5299 | 0 | 122294.4129 | 0 | 732094.8927 | 1904760.7376 | 1300038.3423 | 5814060.3643 | 961560.8286 | 20807313.0041 | 20807313.0041 | 1478867.319 | 9204646.2715 | 0 | 27582934.1971 | 59073760.7917 | 562.3413 | 0.83577 | 33003.166 | 70682.1516 | 672.8142 | 1440.9513
1 | 5500 | 707 | 0.035 | 15 | 15 | 7 | 7.4989e-13 | 5spot_SharedNeighbor | Water | Porous | Wet | R600a | MinimizeLCOE_Brownfield | IgnoreSilica | 2019 | 5.3884 | 2.9255 | 0.29177 | 4 | 24955.6516 | 51937.917 | 508.7547 | 1058.8247 | 182.0026 | 0 | 77.7628 | 1014308.9841 | 91744.3269 | 785953.3695 | 342172.3454 | 0 | 141055.9146 | 0 | 926341.6268 | 2410150.8942 | 1644977.509 | 7356704.9706 | 961560.8286 | 20807313.0041 | 20807313.0041 | 1478867.319 | 9204646.2715 | 0 | 29125578.8033 | 60616405.398 | 749.8942 | 1.1671 | 24955.6516 | 51937.917 | 508.7547 | 1058.8247
1 | 5500 | 707 | 0.035 | 15 | 15 | 7 | 1e-12 | 5spot_SharedNeighbor | Water | Porous | Wet | R600a | MinimizeLCOE_Brownfield | IgnoreSilica | 2019 | 6.9937 | 3.9662 | 0.39907 | 4 | 19409.6943 | 39137.2617 | 395.6929 | 797.866 | 185.9121 | 0 | 86.5214 | 1256172.764 | 113526.0754 | 1002604.8831 | 440351.0634 | 0 | 162412.0927 | 0 | 1160276.0827 | 3018800.3618 | 2060393.2771 | 9214536.6002 | 961560.8286 | 20807313.0041 | 20807313.0041 | 1478867.319 | 9204646.2715 | 0 | 30983410.4329 | 62474237.0276 | 1000 | 1.5963 | 19409.6943 | 39137.2617 | 395.6929 | 797.866
1 | 5500 | 707 | 0.035 | 15 | 15 | 7 | 1.3335e-12 | 5spot_SharedNeighbor | Water | Porous | Wet | R600a | MinimizeLCOE_Brownfield | IgnoreSilica | 2019 | 9.1326 | 5.3498 | 0.54148 | 4 | 15376.9343 | 29916.2528 | 313.4796 | 609.8833 | 188.9494 | 0 | 98.4809 | 1550690.1217 | 139982.4014 | 1273809.4345 | 570959.3833 | 0 | 189197.6914 | 0 | 1452609.2226 | 3779391.2261 | 2579512.1705 | 11536151.6515 | 961560.8286 | 20807313.0041 | 20807313.0041 | 1478867.319 | 9204646.2715 | 0 | 33305025.4842 | 64795852.0789 | 1333.5214 | 2.1659 | 15376.9343 | 29916.2528 | 313.4796 | 609.8833
1 | 5500 | 707 | 0.035 | 15 | 15 | 7 | 1.7783e-12 | 5spot_SharedNeighbor | Water | Porous | Wet | R600a | MinimizeLCOE_Brownfield | IgnoreSilica | 2019 | 11.9654 | 7.216 | 0.73433 | 4 | 12336.5398 | 23057.4327 | 251.4971 | 470.057 | 191.7719 | 0 | 80.4162 | 1914836.4445 | 172601.3745 | 1618344.967 | 744305.771 | 0 | 221032.0352 | 0 | 1821737.031 | 4739786.0649 | 3235001.3822 | 14467645.0703 | 961560.8286 | 20807313.0041 | 20807313.0041 | 1478867.319 | 9204646.2715 | 0 | 36236518.903 | 67727345.4977 | 1778.2794 | 2.9373 | 12336.5398 | 23057.4327 | 251.4971 | 470.057
1 | 5500 | 707 | 0.035 | 15 | 15 | 7 | 2.3714e-12 | 5spot_SharedNeighbor | Water | Porous | Wet | R600a | MinimizeLCOE_Brownfield | IgnoreSilica | 2019 | 15.722 | 9.6728 | 0.98782 | 4 | 10092.3028 | 18062.0798 | 205.7452 | 368.2199 | 193.7635 | 0 | 120.9701 | 2354852.3911 | 211895.5056 | 2045850.7765 | 973729.6459 | 0 | 260350.8852 | 0 | 2280204.8897 | 5932625.3887 | 4049138.731 | 18108648.2138 | 961560.8286 | 20807313.0041 | 20807313.0041 | 1478867.319 | 9204646.2715 | 0 | 39877522.0465 | 71368348.6411 | 2371.3737 | 3.9513 | 10092.3028 | 18062.0798 | 205.7452 | 368.2199
1 | 5500 | 707 | 0.035 | 15 | 15 | 7 | 3.1623e-12 | 5spot_SharedNeighbor | Water | Porous | Wet | R600a | MinimizeLCOE_Brownfield | IgnoreSilica | 2019 | 20.6937 | 12.9267 | 1.3237 | 4 | 8391.0137 | 14338.6615 | 171.0622 | 292.313 | 195.3067 | 0 | 106.4513 | 2890634.0734 | 259583.9599 | 2580024.2674 | 1277425.1359 | 0 | 308093.4557 | 0 | 2853146.748 | 7423302.5774 | 5066556.5427 | 22658766.7603 | 961560.8286 | 20807313.0041 | 20807313.0041 | 1478867.319 | 9204646.2715 | 0 | 44427640.5931 | 75918467.1877 | 3162.2777 | 5.2947 | 8391.0137 | 14338.6615 | 171.0622 | 292.313
1 | 5500 | 707 | 0.035 | 15 | 15 | 7 | 4.217e-12 | 5spot_SharedNeighbor | Water | Porous | Wet | R600a | MinimizeLCOE_Brownfield | IgnoreSilica | 2019 | 27.2495 | 17.2191 | 1.7669 | 4 | 7088.6972 | 11544.3652 | 144.5127 | 235.3475 | 196.4928 | 0 | 113.9636 | 3541159.1068 | 317281.4338 | 3245211.4388 | 1677797.5169 | 0 | 365724.9348 | 0 | 3567398.0281 | 9281637.8952 | 6334908.5821 | 28331118.9364 | 961560.8286 | 20807313.0041 | 20807313.0041 | 1478867.319 | 9204646.2715 | 0 | 50099992.7692 | 81590819.3638 | 4216.965 | 7.0676 | 7088.6972 | 11544.3652 | 144.5127 | 235.3475
1 | 5500 | 707 | 0.035 | 15 | 15 | 7 | 5.6234e-12 | 5spot_SharedNeighbor | Water | Porous | Wet | R600a | MinimizeLCOE_Brownfield | IgnoreSilica | 2019 | 35.8559 | 22.856 | 2.3491 | 4 | 6082.3612 | 9433.7273 | 123.9972 | 192.3193 | 197.3994 | 0 | 85.1399 | 4328408.4455 | 386844.8652 | 4070371.5832 | 2203412.1646 | 0 | 435121.201 | 0 | 4455421.7212 | 11592093.3859 | 7911841.9296 | 35383515.2961 | 961560.8286 | 20807313.0041 | 20807313.0041 | 1478867.319 | 9204646.2715 | 0 | 57152389.1288 | 88643215.7235 | 5623.4133 | 9.3964 | 6082.3612 | 9433.7273 | 123.9972 | 192.3193
1 | 5500 | 707 | 0.035 | 15 | 15 | 7 | 7.4989e-12 | 5spot_SharedNeighbor | Water | Porous | Wet | R600a | MinimizeLCOE_Brownfield | IgnoreSilica | 2019 | 47.0863 | 30.2096 | 3.1083 | 4 | 5298.7432 | 7831.5108 | 108.022 | 159.6559 | 198.0776 | 0 | 106.4341 | 5276137.9165 | 470260.322 | 5088034.6238 | 2889214.0578 | 0 | 518758.4801 | 0 | 5554538.1061 | 14451768.7596 | 9863629.1326 | 44112341.3984 | 961560.8286 | 20807313.0041 | 20807313.0041 | 1478867.319 | 9204646.2715 | 0 | 65881215.2312 | 97372041.8258 | 7498.9421 | 12.4334 | 5298.7432 | 7831.5108 | 108.022 | 159.6559
1 | 5500 | 707 | 0.035 | 15 | 15 | 7 | 1e-11 | 5spot_SharedNeighbor | Water | Porous | Wet | R600a | MinimizeLCOE_Brownfield | IgnoreSilica | 2019 | 61.4294 | 39.5706 | 4.0747 | 4 | 4690.7743 | 6622.8848 | 95.6278 | 135.0165 | 198.5016 | 0 | 147.5105 | 6391858.5741 | 568063.7214 | 6314390.692 | 3764487.5836 | 0 | 617001.3617 | 0 | 6885762.7538 | 17915342.2211 | 12227589.1894 | 54684496.097 | 961560.8286 | 20807313.0041 | 20807313.0041 | 1478867.319 | 9204646.2715 | 0 | 76453369.9297 | 107944196.5244 | 10000 | 16.2987 | 4690.7743 | 6622.8848 | 95.6278 | 135.0165
1 | 5500 | 707 | 0.035 | 15 | 15 | 7 | 1.3335e-11 | 5spot_SharedNeighbor | Water | Porous | Wet | R600a | MinimizeLCOE_Brownfield | IgnoreSilica | 2019 | 79.2789 | 51.083 | 5.2607 | 4 | 4224.4957 | 5721.005 | 86.1221 | 116.6304 | 198.5313 | 0 | 110.7365 | 7665446.8957 | 679250.0907 | 7745589.5393 | 4851570.4754 | 0 | 731077.9041 | 0 | 8452444.613 | 21991527.0483 | 15009669.0912 | 67126575.6577 | 961560.8286 | 20807313.0041 | 20807313.0041 | 1478867.319 | 9204646.2715 | 0 | 88895449.4905 | 120386276.0851 | 13335.2143 | 21.0429 | 4224.4957 | 5721.005 | 86.1221 | 116.6304
1 | 5500 | 707 | 0.035 | 15 | 15 | 7 | 1.7783e-11 | 5spot_SharedNeighbor | Water | Porous | Wet | R600a | MinimizeLCOE_Brownfield | IgnoreSilica | 2019 | 100.5622 | 64.4517 | 6.6317 | 4 | 3876.9165 | 5064.0472 | 79.0362 | 103.2375 | 197.9684 | 0 | 134.0564 | 9045840.2751 | 799283.2117 | 9328704.1458 | 6142077.5755 | 0 | 860016.717 | 0 | 10208609.5509 | 26560707.9776 | 18128228.9627 | 81073468.4165 | 961560.8286 | 20807313.0041 | 20807313.0041 | 1478867.319 | 9204646.2715 | 0 | 102842342.2492 | 134333168.8438 | 17782.7941 | 26.5268 | 3876.9165 | 5064.0472 | 79.0362 | 103.2375
1 | 5500 | 707 | 0.035 | 15 | 15 | 7 | 2.3714e-11 | 5spot_SharedNeighbor | Water | Porous | Wet | R600a | MinimizeLCOE_Brownfield | IgnoreSilica | 2019 | 124.5648 | 78.8701 | 8.098 | 4 | 3628.3294 | 4600.5054 | 73.9684 | 93.7875 | 196.6988 | 0 | 138.771 | 10446230.4579 | 920608.8525 | 10963861.8584 | 7586337.7822 | 0 | 1000786.8915 | 0 | 12057952.0786 | 31372317.8824 | 21412251.5914 | 95760347.3948 | 961560.8286 | 20807313.0041 | 20807313.0041 | 1478867.319 | 9204646.2715 | 0 | 117529221.2275 | 149020047.8222 | 23713.7371 | 32.3921 | 3628.3294 | 4600.5054 | 73.9684 | 93.7875
1 | 5500 | 707 | 0.035 | 15 | 15 | 7 | 3.1623e-11 | 5spot_SharedNeighbor | Water | Porous | Wet | R600a | MinimizeLCOE_Brownfield | IgnoreSilica | 2019 | 149.8636 | 93.2689 | 9.5472 | 4 | 3456.3065 | 4280.9118 | 70.4615 | 87.2722 | 194.928 | 0 | 148.4034 | 11773932.0905 | 1035266.5692 | 12537848.9389 | 9095029.3244 | 0 | 1145548.9192 | 0 | 13879174.0785 | 36110763.9421 | 24646338.3925 | 110223902.2552 | 961560.8286 | 20807313.0041 | 20807313.0041 | 1478867.319 | 9204646.2715 | 0 | 131992776.0879 | 163483602.6825 | 31622.7766 | 38.189 | 3456.3065 | 4280.9118 | 70.4615 | 87.2722
1 | 5500 | 707 | 0.035 | 15 | 15 | 7 | 4.217e-11 | 5spot_SharedNeighbor | Water | Porous | Wet | R600a | MinimizeLCOE_Brownfield | IgnoreSilica | 2019 | 161.3339 | 99.552 | 10.3432 | 4 | 3331.3047 | 4092.4556 | 67.9132 | 83.4302 | 194.0609 | 0 | 155.6911 | 12334846.4374 | 1083606.2864 | 13209114.0835 | 9774263.3743 | 0 | 1068792.1479 | 0 | 14613542.7085 | 38021440.4776 | 25950414.3885 | 116056019.904 | 961560.8286 | 20807313.0041 | 20807313.0041 | 1478867.319 | 9204646.2715 | 0 | 137824893.7367 | 169315720.3314 | 42169.6503 | 41.3726 | 3331.3047 | 4092.4556 | 67.9132 | 83.4302
1 | 5500 | 707 | 0.035 | 15 | 15 | 7 | 5.6234e-11 | 5spot_SharedNeighbor | Water | Porous | Wet | R600a | MinimizeLCOE_Brownfield | IgnoreSilica | 2019 | 170.0297 | 104.1902 | 10.9733 | 4 | 3235.2222 | 3952.6653 | 65.9544 | 80.5804 | 193.3607 | 0 | 190.3069 | 12742516.3235 | 1118704.1166 | 13699196.202 | 10287084.6076 | 0 | 972431.5776 | 0 | 15139773.8027 | 39390585.8399 | 26884884.2314 | 120235176.7013 | 961560.8286 | 20807313.0041 | 20807313.0041 | 1478867.319 | 9204646.2715 | 0 | 142004050.5341 | 173494877.1287 | 56234.1325 | 43.8931 | 3235.2222 | 3952.6653 | 65.9544 | 80.5804
1 | 5500 | 707 | 0.035 | 15 | 15 | 7 | 7.4989e-11 | 5spot_SharedNeighbor | Water | Porous | Wet | R600a | MinimizeLCOE_Brownfield | IgnoreSilica | 2019 | 176.9887 | 107.8222 | 11.4831 | 4 | 3161.6326 | 3847.2244 | 64.4542 | 78.4309 | 192.7757 | 0 | 215.7031 | 13058185.3064 | 1145861.4304 | 14079916.346 | 10696227.345 | 0 | 878432.0159 | 0 | 15544862.753 | 40444544.1936 | 27604232.4644 | 123452261.8548 | 961560.8286 | 20807313.0041 | 20807313.0041 | 1478867.319 | 9204646.2715 | 0 | 145221135.6876 | 176711962.2822 | 74989.4209 | 45.9323 | 3161.6326 | 3847.2244 | 64.4542 | 78.4309
1 | 5500 | 707 | 0.035 | 15 | 15 | 7 | 1e-10 | 5spot_SharedNeighbor | Water | Porous | Wet | R600a | MinimizeLCOE_Brownfield | IgnoreSilica | 2019 | 182.3935 | 110.5922 | 11.8847 | 4 | 3105.4405 | 3767.866 | 63.3086 | 76.813 | 192.3067 | 0 | 256.9247 | 13296932.512 | 1166389.8364 | 14368563.7963 | 11013079.2568 | 0 | 790923.1542 | 0 | 15847996.5367 | 41233236.1175 | 28142530.9085 | 125859652.1185 | 961560.8286 | 20807313.0041 | 20807313.0041 | 1478867.319 | 9204646.2715 | 0 | 147628525.9512 | 179119352.5458 | 100000 | 47.5387 | 3105.4405 | 3767.866 | 63.3086 | 76.813
1 | 5500 | 707 | 0.035 | 15 | 15 | 7 | 1.3335e-10 | 5spot_SharedNeighbor | Water | Porous | Wet | R600a | MinimizeLCOE_Brownfield | IgnoreSilica | 2019 | 186.554 | 112.694 | 12.1972 | 4 | 3062.646 | 3708.0967 | 62.4362 | 75.5946 | 191.9371 | 0 | 301.312 | 13476957.4741 | 1181862.767 | 14586607.6902 | 11256569.5031 | 0 | 713301.5501 | 0 | 16073966.604 | 41821163.8797 | 28543803.6869 | 127654233.1552 | 961560.8286 | 20807313.0041 | 20807313.0041 | 1478867.319 | 9204646.2715 | 0 | 149423106.9879 | 180913933.5825 | 133352.1432 | 48.7889 | 3062.646 | 3708.0967 | 62.4362 | 75.5946
1 | 5500 | 707 | 0.035 | 15 | 15 | 7 | 1.7783e-10 | 5spot_SharedNeighbor | Water | Porous | Wet | R600a | MinimizeLCOE_Brownfield | IgnoreSilica | 2019 | 189.6675 | 114.2484 | 12.4352 | 4 | 3030.1141 | 3663.2112 | 61.773 | 74.6795 | 191.6556 | 0 | 315.9409 | 13609488.5676 | 1193250.2283 | 14747340.3329 | 11438288.7517 | 0 | 645856.2766 | 0 | 16237347.4212 | 42246247.2521 | 28833931.8231 | 128951750.6535 | 961560.8286 | 20807313.0041 | 20807313.0041 | 1478867.319 | 9204646.2715 | 0 | 150720624.4862 | 182211451.0809 | 177827.941 | 49.7409 | 3030.1141 | 3663.2112 | 61.773 | 74.6795
1 | 5500 | 707 | 0.035 | 15 | 15 | 7 | 2.3714e-10 | 5spot_SharedNeighbor | Water | Porous | Wet | R600a | MinimizeLCOE_Brownfield | IgnoreSilica | 2019 | 191.9675 | 115.3868 | 12.6145 | 4 | 3005.4308 | 3629.5304 | 61.2698 | 73.9929 | 191.445 | 0 | 282.0571 | 13706228.0925 | 1201560.5526 | 14864778.0658 | 11572424.9163 | 0 | 588676.6576 | 0 | 16354130.6311 | 42550093.2087 | 29041312.9319 | 129879205.0566 | 961560.8286 | 20807313.0041 | 20807313.0041 | 1478867.319 | 9204646.2715 | 0 | 151648078.8893 | 183138905.484 | 237137.3706 | 50.458 | 3005.4308 | 3629.5304 | 61.2698 | 73.9929
1 | 5500 | 707 | 0.035 | 15 | 15 | 7 | 3.1623e-10 | 5spot_SharedNeighbor | Water | Porous | Wet | R600a | MinimizeLCOE_Brownfield | IgnoreSilica | 2019 | 193.6387 | 116.2085 | 12.7479 | 4 | 2986.7311 | 3604.2986 | 60.8886 | 73.4785 | 191.2903 | 0 | 298.3694 | 13775891.75 | 1207544.0027 | 14949405.3907 | 11669832.9869 | 0 | 541002.5913 | 0 | 16436033.9214 | 42763188.7694 | 29186755.0308 | 130529654.4433 | 961560.8286 | 20807313.0041 | 20807313.0041 | 1478867.319 | 9204646.2715 | 0 | 152298528.276 | 183789354.8707 | 316227.766 | 50.9917 | 2986.7311 | 3604.2986 | 60.8886 | 73.4785
1 | 5500 | 707 | 0.035 | 15 | 15 | 7 | 4.217e-10 | 5spot_SharedNeighbor | Water | Porous | Wet | R600a | MinimizeLCOE_Brownfield | IgnoreSilica | 2019 | 194.8413 | 116.7968 | 12.8465 | 4 | 2972.5836 | 3585.412 | 60.6001 | 73.0935 | 191.1782 | 0 | 360.4933 | 13825686.7175 | 1211820.4368 | 15009926.1581 | 11739893.8459 | 0 | 501891.3362 | 0 | 16492795.2129 | 42910870.0064 | 29287550.5096 | 130980434.2234 | 961560.8286 | 20807313.0041 | 20807313.0041 | 1478867.319 | 9204646.2715 | 0 | 152749308.0561 | 184240134.6508 | 421696.5034 | 51.386 | 2972.5836 | 3585.412 | 60.6001 | 73.0935
1 | 5500 | 707 | 0.035 | 15 | 15 | 7 | 5.6234e-10 | 5spot_SharedNeighbor | Water | Porous | Wet | R600a | MinimizeLCOE_Brownfield | IgnoreSilica | 2019 | 195.6844 | 117.2078 | 12.9183 | 4 | 2961.8936 | 3571.3171 | 60.3822 | 72.8061 | 191.0991 | 0 | 361.9834 | 13860424.9016 | 1214803.5439 | 15052161.632 | 11788998.2657 | 0 | 470020.583 | 0 | 16530699.4812 | 43009489.1374 | 29354860.0929 | 131281457.6377 | 961560.8286 | 20807313.0041 | 20807313.0041 | 1478867.319 | 9204646.2715 | 0 | 153050331.4704 | 184541158.0651 | 562341.3252 | 51.6731 | 2961.8936 | 3571.3171 | 60.3822 | 72.8061
1 | 5500 | 707 | 0.035 | 15 | 15 | 7 | 7.4989e-10 | 5spot_SharedNeighbor | Water | Porous | Wet | R600a | MinimizeLCOE_Brownfield | IgnoreSilica | 2019 | 196.2982 | 117.5062 | 12.9715 | 4 | 2953.8254 | 3560.7475 | 60.2177 | 72.5907 | 191.0413 | 0 | 326.0955 | 13885628.7147 | 1216967.7743 | 15082812.5502 | 11824741.5209 | 0 | 444762.9946 | 0 | 16557416.2863 | 43079000.7839 | 29402303.2199 | 131493633.8447 | 961560.8286 | 20807313.0041 | 20807313.0041 | 1478867.319 | 9204646.2715 | 0 | 153262507.6775 | 184753334.2721 | 749894.2093 | 51.8861 | 2953.8254 | 3560.7475 | 60.2177 | 72.5907
1 | 5500 | 707 | 0.035 | 15 | 15 | 7 | 1e-09 | 5spot_SharedNeighbor | Water | Porous | Wet | R600a | MinimizeLCOE_Brownfield | IgnoreSilica | 2019 | 196.8318 | 117.7653 | 13.0148 | 4 | 2947.7423 | 3552.6466 | 60.0937 | 72.4255 | 190.9911 | 0 | 325.5507 | 13907495.4049 | 1218845.3657 | 15109410.2529 | 11855788.7249 | 0 | 426188.8512 | 0 | 16581914.1538 | 43142739.21 | 29445806.0055 | 131688187.9689 | 961560.8286 | 20807313.0041 | 20807313.0041 | 1478867.319 | 9204646.2715 | 0 | 153457061.8016 | 184947888.3963 | 1000000 | 52.0592 | 2947.7423 | 3552.6466 | 60.0937 | 72.4255
1 | 5500 | 707 | 0.035 | 15 | 15 | 7 | 1.3335e-09 | 5spot_SharedNeighbor | Water | Porous | Wet | R600a | MinimizeLCOE_Brownfield | IgnoreSilica | 2019 | 197.1413 | 117.9149 | 13.0433 | 4 | 2943.1589 | 3546.7407 | 60.0003 | 72.3051 | 190.9617 | 0 | 324.6103 | 13920118.1519 | 1219929.1874 | 15124766.1886 | 11873724.5792 | 0 | 410542.539 | 0 | 16594141.452 | 43174552.1315 | 29467518.9781 | 131785293.2076 | 961560.8286 | 20807313.0041 | 20807313.0041 | 1478867.319 | 9204646.2715 | 0 | 153554167.0404 | 185044993.635 | 1333521.4322 | 52.1733 | 2943.1589 | 3546.7407 | 60.0003 | 72.3051
1 | 5500 | 707 | 0.035 | 15 | 15 | 7 | 1.7783e-09 | 5spot_SharedNeighbor | Water | Porous | Wet | R600a | MinimizeLCOE_Brownfield | IgnoreSilica | 2019 | 197.3434 | 118.0124 | 13.0634 | 4 | 2939.7095 | 3542.3625 | 59.93 | 72.2159 | 190.9424 | 0 | 350.022 | 13928340.8875 | 1220635.199 | 15134770.2365 | 11885431.8159 | 0 | 398114.8576 | 0 | 16601244.2686 | 43193032.2034 | 29480132.0069 | 131841701.4753 | 961560.8286 | 20807313.0041 | 20807313.0041 | 1478867.319 | 9204646.2715 | 0 | 153610575.3081 | 185101401.9027 | 1778279.41 | 52.2537 | 2939.7095 | 3542.3625 | 59.93 | 72.2159
1 | 5500 | 707 | 0.035 | 15 | 15 | 7 | 2.3714e-09 | 5spot_SharedNeighbor | Water | Porous | Wet | R600a | MinimizeLCOE_Brownfield | IgnoreSilica | 2019 | 197.5091 | 118.0924 | 13.0791 | 4 | 2937.1154 | 3539.0441 | 59.8771 | 72.1482 | 190.9266 | 0 | 339.3932 | 13935085.7964 | 1221214.3149 | 15142976.8144 | 11895036.7478 | 0 | 388846.2646 | 0 | 16607432.3758 | 43209132.3892 | 29491120.7145 | 131890845.4176 | 961560.8286 | 20807313.0041 | 20807313.0041 | 1478867.319 | 9204646.2715 | 0 | 153659719.2503 | 185150545.8449 | 2371373.7057 | 52.3165 | 2937.1154 | 3539.0441 | 59.8771 | 72.1482
1 | 5500 | 707 | 0.035 | 15 | 15 | 7 | 3.1623e-09 | 5spot_SharedNeighbor | Water | Porous | Wet | R600a | MinimizeLCOE_Brownfield | IgnoreSilica | 2019 | 197.6166 | 118.1442 | 13.0902 | 4 | 2935.1657 | 3536.586 | 59.8373 | 72.0981 | 190.9163 | 0 | 336.9335 | 13939448.7765 | 1221588.9152 | 15148285.5238 | 11901259.7267 | 0 | 381556.5791 | 0 | 16610934.4133 | 43218243.9722 | 29497339.5572 | 131918657.464 | 961560.8286 | 20807313.0041 | 20807313.0041 | 1478867.319 | 9204646.2715 | 0 | 153687531.2967 | 185178357.8913 | 3162277.6602 | 52.3608 | 2935.1657 | 3536.586 | 59.8373 | 72.0981
1 | 5500 | 707 | 0.035 | 15 | 15 | 7 | 4.217e-09 | 5spot_SharedNeighbor | Water | Porous | Wet | R600a | MinimizeLCOE_Brownfield | IgnoreSilica | 2019 | 197.6944 | 118.1816 | 13.0984 | 4 | 2933.7011 | 3534.746 | 59.8075 | 72.0606 | 190.9089 | 0 | 336.7363 | 13942605.8129 | 1221859.9727 | 15152127.0044 | 11905765.6628 | 0 | 375994.686 | 0 | 16613357.7242 | 43224548.93 | 29501642.8204 | 131937902.6134 | 961560.8286 | 20807313.0041 | 20807313.0041 | 1478867.319 | 9204646.2715 | 0 | 153706776.4461 | 185197603.0408 | 4216965.0343 | 52.3935 | 2933.7011 | 3534.746 | 59.8075 | 72.0606
1 | 5500 | 707 | 0.035 | 15 | 15 | 7 | 5.6234e-09 | 5spot_SharedNeighbor | Water | Porous | Wet | R600a | MinimizeLCOE_Brownfield | IgnoreSilica | 2019 | 197.7527 | 118.2097 | 13.1045 | 4 | 2932.6013 | 3533.3648 | 59.785 | 72.0324 | 190.9033 | 0 | 343.5847 | 13944972.8407 | 1222063.2004 | 15155007.2679 | 11909145.04 | 0 | 371792.1626 | 0 | 16615162.3995 | 43229244.3251 | 29504847.524 | 131952234.7601 | 961560.8286 | 20807313.0041 | 20807313.0041 | 1478867.319 | 9204646.2715 | 0 | 153721108.5928 | 185211935.1875 | 5623413.2519 | 52.418 | 2932.6013 | 3533.3648 | 59.785 | 72.0324
1 | 5500 | 707 | 0.035 | 15 | 15 | 7 | 7.4989e-09 | 5spot_SharedNeighbor | Water | Porous | Wet | R600a | MinimizeLCOE_Brownfield | IgnoreSilica | 2019 | 195.005 | 116.8682 | 12.9857 | 4 | 2931.5756 | 3537.8347 | 59.7641 | 72.1235 | 191.1557 | 0 | 792.8581 | 13831719.8254 | 1212338.538 | 15017260.4813 | 11749287.0366 | 0 | 325281.3909 | 0 | 16432996.0362 | 42755284.8151 | 29181360.4196 | 130505528.543 | 961560.8286 | 20807313.0041 | 20807313.0041 | 1478867.319 | 9204646.2715 | 0 | 152274402.3757 | 183765228.9704 | 7498942.0933 | 51.9429 | 2931.5756 | 3537.8347 | 59.7641 | 72.1235
1 | 5500 | 707 | 0.035 | 15 | 15 | 7 | 1e-08 | 5spot_SharedNeighbor | Water | Porous | Wet | R600a | MinimizeLCOE_Brownfield | IgnoreSilica | 2019 | 195.446 | 117.0843 | 13.0075 | 4 | 2930.9109 | 3536.1531 | 59.7506 | 72.0893 | 191.1153 | 0 | 738.1366 | 13849986.7999 | 1213907.2028 | 15039469.4822 | 11774991.1501 | 0 | 328968.5112 | 0 | 16460856.027 | 42827770.7965 | 29230833.5913 | 130726783.561 | 961560.8286 | 20807313.0041 | 20807313.0041 | 1478867.319 | 9204646.2715 | 0 | 152495657.3937 | 183986483.9884 | 10000000 | 52.0301 | 2930.9109 | 3536.1531 | 59.7506 | 72.0893
1 | 5600 | 707 | 0.035 | 15 | 15 | 7 | 1e-13 | 5spot_SharedNeighbor | Water | Porous | Wet | R600a | MinimizeLCOE_Brownfield | IgnoreSilica | 2019 | 0.88403 | 0.19667 | 0.0084386 | 4 | 692476.8303 | 1647338.72 | 14117.0768 | 33583.228 | 118.9876 | 0 | 54.9636 | 128869.9224 | 8938.3452 | 92996.5597 | 58715.2225 | 0 | 58116.6122 | 0 | 135578.2982 | 352746.921 | 240757.0218 | 1076718.9029 | 961560.8286 | 21335742.5118 | 21335742.5118 | 1478867.319 | 9416018.0746 | 0 | 23374022.2434 | 55604650.1489 | 100 | 0.033754 | 692476.8303 | 1647338.72 | 14117.0768 | 33583.228
1 | 5600 | 707 | 0.035 | 15 | 15 | 7 | 1.3335e-13 | 5spot_SharedNeighbor | Water | Porous | Wet | R600a | MinimizeLCOE_Brownfield | IgnoreSilica | 2019 | 1.1619 | 0.31968 | 0.020336 | 4 | 292641.3618 | 688862.0717 | 5965.89 | 14043.3851 | 133.5172 | 0 | 49.3338 | 194718.069 | 14831.5706 | 135797.4618 | 75352.3812 | 0 | 66069.9297 | 0 | 189840.0708 | 493924.9227 | 337113.9089 | 1507648.3148 | 961560.8286 | 21335742.5118 | 21335742.5118 | 1478867.319 | 9416018.0746 | 0 | 23804951.6553 | 56035579.5607 | 133.3521 | 0.081345 | 292641.3618 | 688862.0717 | 5965.89 | 14043.3851
1 | 5600 | 707 | 0.035 | 15 | 15 | 7 | 1.7783e-13 | 5spot_SharedNeighbor | Water | Porous | Wet | R600a | MinimizeLCOE_Brownfield | IgnoreSilica | 2019 | 1.4908 | 0.48178 | 0.038415 | 4 | 158280.9825 | 368032.5373 | 3226.7719 | 7502.8411 | 145.5129 | 0 | 53.4369 | 274375.3701 | 22786.578 | 186976.209 | 96570.8184 | 0 | 72872.111 | 0 | 254896.6237 | 663188.7284 | 452639.9343 | 2024306.3729 | 961560.8286 | 21335742.5118 | 21335742.5118 | 1478867.319 | 9416018.0746 | 0 | 24321609.7133 | 56552237.6188 | 177.8279 | 0.15366 | 158280.9825 | 368032.5373 | 3226.7719 | 7502.8411
1 | 5600 | 707 | 0.035 | 15 | 15 | 7 | 2.3714e-13 | 5spot_SharedNeighbor | Water | Porous | Wet | R600a | MinimizeLCOE_Brownfield | IgnoreSilica | 2019 | 1.9431 | 0.73447 | 0.067705 | 4 | 92533.078 | 211543.5073 | 1886.412 | 4312.6005 | 156.6669 | 0 | 312.8202 | 385465.757 | 34808.1551 | 260165.6631 | 129094.5951 | 0 | 82442.7061 | 0 | 347870.9818 | 905088.9364 | 617741.7968 | 2762678.5913 | 961560.8286 | 21335742.5118 | 21335742.5118 | 1478867.319 | 9416018.0746 | 0 | 25059981.9318 | 57290609.8373 | 237.1374 | 0.27082 | 92533.078 | 211543.5073 | 1886.412 | 4312.6005
1 | 5600 | 707 | 0.035 | 15 | 15 | 7 | 3.1623e-13 | 5spot_SharedNeighbor | Water | Porous | Wet | R600a | MinimizeLCOE_Brownfield | IgnoreSilica | 2019 | 2.5071 | 1.1015 | 0.10551 | 4 | 61463.6197 | 137832.3098 | 1253.019 | 2809.8981 | 165.7771 | 0 | 404.5061 | 511733.3639 | 46303.8121 | 359758.5287 | 165274.2121 | 0 | 93066.0723 | 0 | 458693.0358 | 1193425.1882 | 814537.2134 | 3642791.4264 | 961560.8286 | 21335742.5118 | 21335742.5118 | 1478867.319 | 9416018.0746 | 0 | 25940094.7669 | 58170722.6724 | 316.2278 | 0.42204 | 61463.6197 | 137832.3098 | 1253.019 | 2809.8981
1 | 5600 | 707 | 0.035 | 15 | 15 | 7 | 4.217e-13 | 5spot_SharedNeighbor | Water | Porous | Wet | R600a | MinimizeLCOE_Brownfield | IgnoreSilica | 2019 | 3.2656 | 1.6009 | 0.15664 | 4 | 43149.7567 | 94590.4423 | 879.6662 | 1928.3541 | 173.6264 | 0 | 542.3159 | 664671.5835 | 60158.8707 | 485215.2524 | 212815.7062 | 0 | 107064.2812 | 0 | 596671.0206 | 1552415.6016 | 1059555.547 | 4738567.8632 | 961560.8286 | 21335742.5118 | 21335742.5118 | 1478867.319 | 9416018.0746 | 0 | 27035871.2037 | 59266499.1091 | 421.6965 | 0.62656 | 43149.7567 | 94590.4423 | 879.6662 | 1928.3541
1 | 5600 | 707 | 0.035 | 15 | 15 | 7 | 5.6234e-13 | 5spot_SharedNeighbor | Water | Porous | Wet | R600a | MinimizeLCOE_Brownfield | IgnoreSilica | 2019 | 4.248 | 2.2529 | 0.22372 | 4 | 31683.5678 | 67700.1207 | 645.9124 | 1380.1585 | 179.9826 | 0 | 58.9911 | 844401.5068 | 76410.3835 | 637710.0324 | 273673.8631 | 0 | 123022.4139 | 0 | 762535.0979 | 1983959.9072 | 1354093.403 | 6055806.6078 | 961560.8286 | 21335742.5118 | 21335742.5118 | 1478867.319 | 9416018.0746 | 0 | 28353109.9482 | 60583737.8537 | 562.3413 | 0.89488 | 31683.5678 | 67700.1207 | 645.9124 | 1380.1585
1 | 5600 | 707 | 0.035 | 15 | 15 | 7 | 7.4989e-13 | 5spot_SharedNeighbor | Water | Porous | Wet | R600a | MinimizeLCOE_Brownfield | IgnoreSilica | 2019 | 5.481 | 3.0753 | 0.30892 | 4 | 24194.6353 | 50278.3382 | 493.2404 | 1024.9919 | 184.936 | 0 | 74.688 | 1050511.3139 | 95007.9999 | 817987.0813 | 349666.8647 | 0 | 140315.3985 | 0 | 956860.5768 | 2489554.9417 | 1699172.4029 | 7599076.5798 | 961560.8286 | 21335742.5118 | 21335742.5118 | 1478867.319 | 9416018.0746 | 0 | 29896379.9203 | 62127007.8258 | 749.8942 | 1.2357 | 24194.6353 | 50278.3382 | 493.2404 | 1024.9919
1 | 5600 | 707 | 0.035 | 15 | 15 | 7 | 1e-12 | 5spot_SharedNeighbor | Water | Porous | Wet | R600a | MinimizeLCOE_Brownfield | IgnoreSilica | 2019 | 7.1252 | 4.1725 | 0.42248 | 4 | 18832.2964 | 37904.5939 | 383.9218 | 772.7364 | 188.918 | 0 | 95.3511 | 1301798.8347 | 117629.3108 | 1044125.23 | 450725.4314 | 0 | 161911.7867 | 0 | 1199714.3315 | 3121410.5954 | 2130426.8699 | 9527742.3904 | 961560.8286 | 21335742.5118 | 21335742.5118 | 1478867.319 | 9416018.0746 | 0 | 31825045.7309 | 64055673.6364 | 1000 | 1.6899 | 18832.2964 | 37904.5939 | 383.9218 | 772.7364
1 | 5600 | 707 | 0.035 | 15 | 15 | 7 | 1.3335e-12 | 5spot_SharedNeighbor | Water | Porous | Wet | R600a | MinimizeLCOE_Brownfield | IgnoreSilica | 2019 | 9.2984 | 5.6301 | 0.57353 | 4 | 14919.5443 | 28968.8544 | 304.1551 | 590.5693 | 192.1683 | 0 | 87.816 | 1607489.8418 | 145076.7648 | 1326925.8615 | 584159.5531 | 0 | 188062.1051 | 0 | 1502168.5093 | 3908334.324 | 2667518.4844 | 11929735.4441 | 961560.8286 | 21335742.5118 | 21335742.5118 | 1478867.319 | 9416018.0746 | 0 | 34227038.7846 | 66457666.6901 | 1333.5214 | 2.2941 | 14919.5443 | 28968.8544 | 304.1551 | 590.5693
1 | 5600 | 707 | 0.035 | 15 | 15 | 7 | 1.7783e-12 | 5spot_SharedNeighbor | Water | Porous | Wet | R600a | MinimizeLCOE_Brownfield | IgnoreSilica | 2019 | 12.1675 | 7.5675 | 0.7747 | 4 | 12012.5871 | 22413.5398 | 244.8928 | 456.9303 | 194.8606 | 0 | 102.1128 | 1980180.0908 | 178444.6792 | 1681109.7859 | 760460.2122 | 0 | 219391.7518 | 0 | 1879638.7427 | 4890434.4417 | 3337821.9948 | 14927481.699 | 961560.8286 | 21335742.5118 | 21335742.5118 | 1478867.319 | 9416018.0746 | 0 | 37224785.0395 | 69455412.945 | 1778.2794 | 3.0988 | 12012.5871 | 22413.5398 | 244.8928 | 456.9303
1 | 5600 | 707 | 0.035 | 15 | 15 | 7 | 2.3714e-12 | 5spot_SharedNeighbor | Water | Porous | Wet | R600a | MinimizeLCOE_Brownfield | IgnoreSilica | 2019 | 15.9802 | 10.1359 | 1.0412 | 4 | 9838.0467 | 17577.1636 | 200.5619 | 358.3343 | 196.8811 | 0 | 85.4539 | 2433967.015 | 218947.6849 | 2123849.7798 | 994531.2411 | 0 | 258113.4907 | 0 | 2351469.5925 | 6118041.5269 | 4175689.0553 | 18674609.386 | 961560.8286 | 21335742.5118 | 21335742.5118 | 1478867.319 | 9416018.0746 | 0 | 40971912.7265 | 73202540.632 | 2371.3737 | 4.1646 | 9838.0467 | 17577.1636 | 200.5619 | 358.3343
1 | 5600 | 707 | 0.035 | 15 | 15 | 7 | 3.1623e-12 | 5spot_SharedNeighbor | Water | Porous | Wet | R600a | MinimizeLCOE_Brownfield | IgnoreSilica | 2019 | 21.0226 | 13.535 | 1.3939 | 4 | 8187.3968 | 13967.9016 | 166.9112 | 284.7546 | 198.4468 | 0 | 111.4927 | 2986222.8407 | 268075.4339 | 2676701.7249 | 1304024.5124 | 0 | 305056.8511 | 0 | 2940631.7316 | 7650920.559 | 5221910.4922 | 23353544.1458 | 961560.8286 | 21335742.5118 | 21335742.5118 | 1478867.319 | 9416018.0746 | 0 | 45650847.4863 | 77881475.3918 | 3162.2777 | 5.5757 | 8187.3968 | 13967.9016 | 166.9112 | 284.7546
1 | 5600 | 707 | 0.035 | 15 | 15 | 7 | 4.217e-12 | 5spot_SharedNeighbor | Water | Porous | Wet | R600a | MinimizeLCOE_Brownfield | IgnoreSilica | 2019 | 27.671 | 18.0188 | 1.8595 | 4 | 6921.874 | 11255.1678 | 141.1118 | 229.4518 | 199.6511 | 0 | 113.378 | 3656890.1439 | 327524.7437 | 3365222.6619 | 1712095.0256 | 0 | 361757.2817 | 0 | 3675161.0441 | 9562015.1577 | 6526271.8249 | 29186937.8834 | 961560.8286 | 21335742.5118 | 21335742.5118 | 1478867.319 | 9416018.0746 | 0 | 51484241.2239 | 83714869.1294 | 4216.965 | 7.4379 | 6921.874 | 11255.1678 | 141.1118 | 229.4518
1 | 5600 | 707 | 0.035 | 15 | 15 | 7 | 5.6234e-12 | 5spot_SharedNeighbor | Water | Porous | Wet | R600a | MinimizeLCOE_Brownfield | IgnoreSilica | 2019 | 36.4064 | 23.9119 | 2.4714 | 4 | 5942.3501 | 9202.7211 | 121.1428 | 187.6099 | 200.5726 | 0 | 118.0446 | 4469331.1478 | 399269.8853 | 4220123.5367 | 2248293.087 | 0 | 430251.6805 | 0 | 4589235.0415 | 11940248.1965 | 8149464.7417 | 36446217.3169 | 961560.8286 | 21335742.5118 | 21335742.5118 | 1478867.319 | 9416018.0746 | 0 | 58743520.6574 | 90974148.5628 | 5623.4133 | 9.8856 | 5942.3501 | 9202.7211 | 121.1428 | 187.6099
1 | 5600 | 707 | 0.035 | 15 | 15 | 7 | 7.4989e-12 | 5spot_SharedNeighbor | Water | Porous | Wet | R600a | MinimizeLCOE_Brownfield | IgnoreSilica | 2019 | 47.7636 | 31.5715 | 3.2668 | 4 | 5180.4897 | 7647.0252 | 105.6113 | 155.895 | 201.2582 | 0 | 117.8694 | 5444004.1653 | 485001.4543 | 5270717.2586 | 2945361.3061 | 0 | 512098.7707 | 0 | 5716301.3524 | 14872643.5444 | 10150884.8213 | 45397012.6731 | 961560.8286 | 21335742.5118 | 21335742.5118 | 1478867.319 | 9416018.0746 | 0 | 67694316.0135 | 99924943.919 | 7498.9421 | 13.0672 | 5180.4897 | 7647.0252 | 105.6113 | 155.895
1 | 5600 | 707 | 0.035 | 15 | 15 | 7 | 1e-11 | 5spot_SharedNeighbor | Water | Porous | Wet | R600a | MinimizeLCOE_Brownfield | IgnoreSilica | 2019 | 62.2795 | 41.3266 | 4.2793 | 4 | 4588.5506 | 6471.4888 | 93.5438 | 131.9301 | 201.6795 | 0 | 127.3818 | 6592318.2516 | 585594.7184 | 6537583.8808 | 3835682.1552 | 0 | 608724.6797 | 0 | 7082362.4374 | 18426854.2698 | 12576706.6731 | 56245827.066 | 961560.8286 | 21335742.5118 | 21335742.5118 | 1478867.319 | 9416018.0746 | 0 | 78543130.4064 | 110773758.3119 | 10000 | 17.1172 | 4588.5506 | 6471.4888 | 93.5438 | 131.9301
1 | 5600 | 707 | 0.035 | 15 | 15 | 7 | 1.3335e-11 | 5spot_SharedNeighbor | Water | Porous | Wet | R600a | MinimizeLCOE_Brownfield | IgnoreSilica | 2019 | 80.3064 | 53.2915 | 5.5187 | 4 | 4135.0119 | 5595.0866 | 84.2978 | 114.0634 | 201.6854 | 0 | 116.2566 | 7899969.7815 | 699676.4468 | 8012356.2244 | 4939001.6645 | 0 | 720860.1611 | 0 | 8686027.0686 | 22599260.6833 | 15424459.7847 | 68981611.8149 | 961560.8286 | 21335742.5118 | 21335742.5118 | 1478867.319 | 9416018.0746 | 0 | 91278915.1553 | 123509543.0608 | 13335.2143 | 22.0746 | 4135.0119 | 5595.0866 | 84.2978 | 114.0634
1 | 5600 | 707 | 0.035 | 15 | 15 | 7 | 1.7783e-11 | 5spot_SharedNeighbor | Water | Porous | Wet | R600a | MinimizeLCOE_Brownfield | IgnoreSilica | 2019 | 101.7654 | 67.1512 | 6.9474 | 4 | 3797.2931 | 4957.1091 | 77.413 | 101.0574 | 201.0728 | 0 | 143.5598 | 9314275.5851 | 822572.8015 | 9639997.5789 | 6246404.1552 | 0 | 848079.7523 | 0 | 10479818.6505 | 27266338.4222 | 18609836.2404 | 83227323.1862 | 961560.8286 | 21335742.5118 | 21335742.5118 | 1478867.319 | 9416018.0746 | 0 | 105524626.5267 | 137755254.4322 | 17782.7941 | 27.7894 | 3797.2931 | 4957.1091 | 77.413 | 101.0574
1 | 5600 | 707 | 0.035 | 15 | 15 | 7 | 2.3714e-11 | 5spot_SharedNeighbor | Water | Porous | Wet | R600a | MinimizeLCOE_Brownfield | IgnoreSilica | 2019 | 125.8365 | 82.0063 | 8.4664 | 4 | 3556.3545 | 4508.0812 | 72.5011 | 91.9033 | 199.7348 | 0 | 114.0777 | 10740878.1051 | 946083.8228 | 11311273.939 | 7701545.939 | 0 | 986399.997 | 0 | 12357610.9031 | 32151968.6754 | 21944379.2779 | 98140140.6593 | 961560.8286 | 21335742.5118 | 21335742.5118 | 1478867.319 | 9416018.0746 | 0 | 120437443.9998 | 152668071.9052 | 23713.7371 | 33.8654 | 3556.3545 | 4508.0812 | 72.5011 | 91.9033
1 | 5600 | 707 | 0.035 | 15 | 15 | 7 | 3.1623e-11 | 5spot_SharedNeighbor | Water | Porous | Wet | R600a | MinimizeLCOE_Brownfield | IgnoreSilica | 2019 | 151.1152 | 96.7942 | 9.9633 | 4 | 3389.3857 | 4198.1169 | 69.0972 | 85.5843 | 197.9059 | 0 | 154.1705 | 12089913.8794 | 1062504.9565 | 12915554.6421 | 9216651.4042 | 0 | 1128602.6835 | 0 | 14201158.7506 | 36948502.0108 | 25218111.8381 | 112781000.165 | 961560.8286 | 21335742.5118 | 21335742.5118 | 1478867.319 | 9416018.0746 | 0 | 135078303.5055 | 167308931.4109 | 31622.7766 | 39.8533 | 3389.3857 | 4198.1169 | 69.0972 | 85.5843
1 | 5600 | 707 | 0.035 | 15 | 15 | 7 | 4.217e-11 | 5spot_SharedNeighbor | Water | Porous | Wet | R600a | MinimizeLCOE_Brownfield | IgnoreSilica | 2019 | 164.2233 | 104.1581 | 10.851 | 4 | 3270.1663 | 4012.7407 | 66.6668 | 81.8051 | 196.8757 | 0 | 165.755 | 12739714.5227 | 1118462.9982 | 13695821.81 | 9997030.9525 | 0 | 1076964.8821 | 0 | 15064918.1146 | 39195826.6945 | 26751957.1127 | 119640697.0873 | 961560.8286 | 21335742.5118 | 21335742.5118 | 1478867.319 | 9416018.0746 | 0 | 141938000.4278 | 174168628.3333 | 42169.6503 | 43.4039 | 3270.1663 | 4012.7407 | 66.6668 | 81.8051
1 | 5600 | 707 | 0.035 | 15 | 15 | 7 | 5.6234e-11 | 5spot_SharedNeighbor | Water | Porous | Wet | R600a | MinimizeLCOE_Brownfield | IgnoreSilica | 2019 | 172.8265 | 108.8503 | 11.4904 | 4 | 3178.7953 | 3880.0491 | 64.804 | 79.1 | 196.1514 | 0 | 205.495 | 13146997.415 | 1153498.9605 | 14187221.1527 | 10506595.7359 | 0 | 978093.0612 | 0 | 15589238.4669 | 40560000.6983 | 27683033.9012 | 123804679.3917 | 961560.8286 | 21335742.5118 | 21335742.5118 | 1478867.319 | 9416018.0746 | 0 | 146101982.7322 | 178332610.6376 | 56234.1325 | 45.9614 | 3178.7953 | 3880.0491 | 64.804 | 79.1
1 | 5600 | 707 | 0.035 | 15 | 15 | 7 | 7.4989e-11 | 5spot_SharedNeighbor | Water | Porous | Wet | R600a | MinimizeLCOE_Brownfield | IgnoreSilica | 2019 | 179.6882 | 112.5114 | 12.0057 | 4 | 3108.8282 | 3779.9785 | 63.3777 | 77.06 | 195.5492 | 0 | 211.3625 | 13461353.638 | 1180521.8489 | 14567695.3073 | 10911628.7376 | 0 | 882177.8939 | 0 | 15991317.196 | 41606127.0737 | 28397036.6482 | 126997858.3435 | 961560.8286 | 21335742.5118 | 21335742.5118 | 1478867.319 | 9416018.0746 | 0 | 149295161.684 | 181525789.5894 | 74989.4209 | 48.023 | 3108.8282 | 3779.9785 | 63.3777 | 77.06
1 | 5600 | 707 | 0.035 | 15 | 15 | 7 | 1e-10 | 5spot_SharedNeighbor | Water | Porous | Wet | R600a | MinimizeLCOE_Brownfield | IgnoreSilica | 2019 | 185.0271 | 115.3091 | 12.4117 | 4 | 3055.4155 | 3704.6141 | 62.2888 | 75.5236 | 195.066 | 0 | 250.3004 | 13699640.3737 | 1200994.6889 | 14856777.8456 | 11226091.4838 | 0 | 793603.761 | 0 | 16293072.1797 | 42391231.6429 | 28932886.649 | 129394298.6245 | 961560.8286 | 21335742.5118 | 21335742.5118 | 1478867.319 | 9416018.0746 | 0 | 151691601.965 | 183922229.8705 | 100000 | 49.6468 | 3055.4155 | 3704.6141 | 62.2888 | 75.5236
1 | 5600 | 707 | 0.035 | 15 | 15 | 7 | 1.3335e-10 | 5spot_SharedNeighbor | Water | Porous | Wet | R600a | MinimizeLCOE_Brownfield | IgnoreSilica | 2019 | 189.1681 | 117.4462 | 12.7285 | 4 | 3014.7272 | 3647.7659 | 61.4593 | 74.3646 | 194.6826 | 0 | 293.5768 | 13880560.3868 | 1216532.5694 | 15076648.3346 | 11468964.704 | 0 | 715779.8559 | 0 | 16519809.4818 | 42981155.5928 | 29335521.8665 | 131194972.792 | 961560.8286 | 21335742.5118 | 21335742.5118 | 1478867.319 | 9416018.0746 | 0 | 153492276.1324 | 185722904.0379 | 133352.1432 | 50.9142 | 3014.7272 | 3647.7659 | 61.4593 | 74.3646
1 | 5600 | 707 | 0.035 | 15 | 15 | 7 | 1.7783e-10 | 5spot_SharedNeighbor | Water | Porous | Wet | R600a | MinimizeLCOE_Brownfield | IgnoreSilica | 2019 | 192.2233 | 119.0047 | 12.9677 | 4 | 2983.7992 | 3605.1621 | 60.8288 | 73.4961 | 194.3948 | 0 | 288.4718 | 14011916.9496 | 1227810.4996 | 15236489.6856 | 11647841.9717 | 0 | 647679.4301 | 0 | 16680978.0293 | 43400483.0931 | 29621721.5018 | 132474921.1607 | 961560.8286 | 21335742.5118 | 21335742.5118 | 1478867.319 | 9416018.0746 | 0 | 154772224.5011 | 187002852.4066 | 177827.941 | 51.8709 | 2983.7992 | 3605.1621 | 60.8288 | 73.4961
1 | 5600 | 707 | 0.035 | 15 | 15 | 7 | 2.3714e-10 | 5spot_SharedNeighbor | Water | Porous | Wet | R600a | MinimizeLCOE_Brownfield | IgnoreSilica | 2019 | 194.4734 | 120.1426 | 13.1475 | 4 | 2960.3334 | 3573.2014 | 60.3504 | 72.8445 | 194.1801 | 0 | 343.7841 | 14107519.7519 | 1236016.9676 | 15352931.4292 | 11779478.2595 | 0 | 589992.7646 | 0 | 16795716.2774 | 43699008.4785 | 29825471.2114 | 133386135.1401 | 961560.8286 | 21335742.5118 | 21335742.5118 | 1478867.319 | 9416018.0746 | 0 | 155683438.4805 | 187914066.386 | 237137.3706 | 52.5898 | 2960.3334 | 3573.2014 | 60.3504 | 72.8445
1 | 5600 | 707 | 0.035 | 15 | 15 | 7 | 3.1623e-10 | 5spot_SharedNeighbor | Water | Porous | Wet | R600a | MinimizeLCOE_Brownfield | IgnoreSilica | 2019 | 196.113 | 120.9663 | 13.2814 | 4 | 2942.5556 | 3549.2441 | 59.988 | 72.3561 | 194.0222 | 0 | 332.5978 | 14176566.602 | 1241942.9885 | 15437084.6048 | 11875338.6522 | 0 | 542056.1106 | 0 | 16876465.6936 | 43909101.8957 | 29968864.2856 | 134027420.833 | 961560.8286 | 21335742.5118 | 21335742.5118 | 1478867.319 | 9416018.0746 | 0 | 156324724.1735 | 188555352.079 | 316227.766 | 53.1255 | 2942.5556 | 3549.2441 | 59.988 | 72.3561
1 | 5600 | 707 | 0.035 | 15 | 15 | 7 | 4.217e-10 | 5spot_SharedNeighbor | Water | Porous | Wet | R600a | MinimizeLCOE_Brownfield | IgnoreSilica | 2019 | 197.3387 | 121.579 | 13.3823 | 4 | 2929.1033 | 3531.2158 | 59.7137 | 71.9886 | 193.9033 | 0 | 346.7163 | 14227831.928 | 1246342.4018 | 15499596.1295 | 11946879.2796 | 0 | 503433.083 | 0 | 16935392.3006 | 44062416.8395 | 30073504.8851 | 134495396.847 | 961560.8286 | 21335742.5118 | 21335742.5118 | 1478867.319 | 9416018.0746 | 0 | 156792700.1875 | 189023328.093 | 421696.5034 | 53.5292 | 2929.1033 | 3531.2158 | 59.7137 | 71.9886
1 | 5600 | 707 | 0.035 | 15 | 15 | 7 | 5.6234e-10 | 5spot_SharedNeighbor | Water | Porous | Wet | R600a | MinimizeLCOE_Brownfield | IgnoreSilica | 2019 | 198.1741 | 121.9947 | 13.4546 | 4 | 2918.938 | 3517.8135 | 59.5065 | 71.7154 | 193.8217 | 0 | 316.1067 | 14262582.1745 | 1249324.3116 | 15541984.1981 | 11995598.9502 | 0 | 471584.9281 | 0 | 16973219.0794 | 44160834.3586 | 30140676.8642 | 134795804.8648 | 961560.8286 | 21335742.5118 | 21335742.5118 | 1478867.319 | 9416018.0746 | 0 | 157093108.2053 | 189323736.1107 | 562341.3252 | 53.8186 | 2918.938 | 3517.8135 | 59.5065 | 71.7154
1 | 5600 | 707 | 0.035 | 15 | 15 | 7 | 7.4989e-10 | 5spot_SharedNeighbor | Water | Porous | Wet | R600a | MinimizeLCOE_Brownfield | IgnoreSilica | 2019 | 198.766 | 122.2885 | 13.5076 | 4 | 2911.2657 | 3507.7952 | 59.3501 | 71.5111 | 193.7636 | 0 | 333.4746 | 14287118.0649 | 1251429.6154 | 15571919.9544 | 12030114.054 | 0 | 446122.6903 | 0 | 16998814.7078 | 44227428.9333 | 30186129.0298 | 134999077.0499 | 961560.8286 | 21335742.5118 | 21335742.5118 | 1478867.319 | 9416018.0746 | 0 | 157296380.3904 | 189527008.2959 | 749894.2093 | 54.0302 | 2911.2657 | 3507.7952 | 59.3501 | 71.5111
1 | 5600 | 707 | 0.035 | 15 | 15 | 7 | 1e-09 | 5spot_SharedNeighbor | Water | Porous | Wet | R600a | MinimizeLCOE_Brownfield | IgnoreSilica | 2019 | 199.1876 | 122.4973 | 13.5464 | 4 | 2905.4811 | 3500.3022 | 59.2322 | 71.3584 | 193.7221 | 0 | 345.9552 | 14304544.5548 | 1252924.839 | 15593185.2228 | 12054688.5477 | 0 | 426023.0437 | 0 | 17016232.8211 | 44272747.2912 | 30217059.7402 | 135137406.0605 | 961560.8286 | 21335742.5118 | 21335742.5118 | 1478867.319 | 9416018.0746 | 0 | 157434709.401 | 189665337.3065 | 1000000 | 54.1854 | 2905.4811 | 3500.3022 | 59.2322 | 71.3584
1 | 5600 | 707 | 0.035 | 15 | 15 | 7 | 1.3335e-09 | 5spot_SharedNeighbor | Water | Porous | Wet | R600a | MinimizeLCOE_Brownfield | IgnoreSilica | 2019 | 199.4971 | 122.6504 | 13.5752 | 4 | 2901.1239 | 3494.6805 | 59.1433 | 71.2438 | 193.6916 | 0 | 329.6194 | 14317315.3214 | 1254020.5629 | 15608771.0568 | 12072728.2292 | 0 | 410432.1986 | 0 | 17028674.2739 | 44305117.3992 | 30239153.0041 | 135236212.046 | 961560.8286 | 21335742.5118 | 21335742.5118 | 1478867.319 | 9416018.0746 | 0 | 157533515.3865 | 189764143.2919 | 1333521.4322 | 54.3009 | 2901.1239 | 3494.6805 | 59.1433 | 71.2438
1 | 5600 | 707 | 0.035 | 15 | 15 | 7 | 1.7783e-09 | 5spot_SharedNeighbor | Water | Porous | Wet | R600a | MinimizeLCOE_Brownfield | IgnoreSilica | 2019 | 199.7017 | 122.7514 | 13.5957 | 4 | 2897.8447 | 3490.5088 | 59.0765 | 71.1587 | 193.6712 | 0 | 325.5202 | 14325742.0357 | 1254743.5558 | 15619056.1422 | 12084655.1538 | 0 | 398080.834 | 0 | 17036088.3114 | 44324407.204 | 30252318.6922 | 135295091.9292 | 961560.8286 | 21335742.5118 | 21335742.5118 | 1478867.319 | 9416018.0746 | 0 | 157592395.2697 | 189823023.1751 | 1778279.41 | 54.3826 | 2897.8447 | 3490.5088 | 59.0765 | 71.1587
1 | 5600 | 707 | 0.035 | 15 | 15 | 7 | 2.3714e-09 | 5spot_SharedNeighbor | Water | Porous | Wet | R600a | MinimizeLCOE_Brownfield | IgnoreSilica | 2019 | 199.8332 | 122.8162 | 13.61 | 4 | 2895.3786 | 3487.4175 | 59.0262 | 71.0957 | 193.6581 | 0 | 329.1137 | 14331144.4395 | 1255207.0639 | 15625650.3178 | 12092316.5855 | 0 | 388337.0425 | 0 | 17040135.6252 | 44334937.4843 | 30259505.8249 | 135327234.3835 | 961560.8286 | 21335742.5118 | 21335742.5118 | 1478867.319 | 9416018.0746 | 0 | 157624537.7239 | 189855165.6294 | 2371373.7057 | 54.44 | 2895.3786 | 3487.4175 | 59.0262 | 71.0957
1 | 5600 | 707 | 0.035 | 15 | 15 | 7 | 3.1623e-09 | 5spot_SharedNeighbor | Water | Porous | Wet | R600a | MinimizeLCOE_Brownfield | IgnoreSilica | 2019 | 199.9381 | 122.8678 | 13.6211 | 4 | 2893.525 | 3485.0834 | 58.9884 | 71.0481 | 193.6477 | 0 | 331.596 | 14335450.9698 | 1255576.5464 | 15630907.0725 | 12098423.9583 | 0 | 381028.5658 | 0 | 17043540.974 | 44343797.5034 | 30265552.97 | 135354278.5603 | 961560.8286 | 21335742.5118 | 21335742.5118 | 1478867.319 | 9416018.0746 | 0 | 157651581.9007 | 189882209.8062 | 3162277.6602 | 54.4843 | 2893.525 | 3485.0834 | 58.9884 | 71.0481
1 | 5600 | 707 | 0.035 | 15 | 15 | 7 | 4.217e-09 | 5spot_SharedNeighbor | Water | Porous | Wet | R600a | MinimizeLCOE_Brownfield | IgnoreSilica | 2019 | 200.0159 | 122.9061 | 13.6293 | 4 | 2892.1325 | 3483.3325 | 58.96 | 71.0124 | 193.6399 | 0 | 347.522 | 14338645.2105 | 1255850.5972 | 15634806.2297 | 12102956.1214 | 0 | 375481.3124 | 0 | 17046018.3938 | 44350243.2414 | 30269952.3186 | 135373953.425 | 961560.8286 | 21335742.5118 | 21335742.5118 | 1478867.319 | 9416018.0746 | 0 | 157671256.7655 | 189901884.671 | 4216965.0343 | 54.5173 | 2892.1325 | 3483.3325 | 58.96 | 71.0124
1 | 5600 | 707 | 0.035 | 15 | 15 | 7 | 5.6234e-09 | 5spot_SharedNeighbor | Water | Porous | Wet | R600a | MinimizeLCOE_Brownfield | IgnoreSilica | 2019 | 197.105 | 121.4522 | 13.5009 | 4 | 2890.9429 | 3487.7684 | 58.9358 | 71.1029 | 193.9176 | 0 | 830.2761 | 14217228.5114 | 1245432.4873 | 15486664.5111 | 11933063.3875 | 0 | 324775.329 | 0 | 16850794.0483 | 43842309.5405 | 29923277.1308 | 133823544.9459 | 961560.8286 | 21335742.5118 | 21335742.5118 | 1478867.319 | 9416018.0746 | 0 | 156120848.2863 | 188351476.1918 | 5623413.2519 | 54.0034 | 2890.9429 | 3487.7684 | 58.9358 | 71.1029
1 | 5600 | 707 | 0.035 | 15 | 15 | 7 | 7.4989e-09 | 5spot_SharedNeighbor | Water | Porous | Wet | R600a | MinimizeLCOE_Brownfield | IgnoreSilica | 2019 | 197.987 | 121.894 | 13.5442 | 4 | 2890.0557 | 3484.9735 | 58.9177 | 71.0459 | 193.8337 | 0 | 662.844 | 14254164.7235 | 1248602.0298 | 15531715.5806 | 11984552.5657 | 0 | 334254.4602 | 0 | 16907782.8503 | 43990582.7134 | 30024476.618 | 134276131.5415 | 961560.8286 | 21335742.5118 | 21335742.5118 | 1478867.319 | 9416018.0746 | 0 | 156573434.882 | 188804062.7875 | 7498942.0933 | 54.1766 | 2890.0557 | 3484.9735 | 58.9177 | 71.0459
1 | 5600 | 707 | 0.035 | 15 | 15 | 7 | 1e-08 | 5spot_SharedNeighbor | Water | Porous | Wet | R600a | MinimizeLCOE_Brownfield | IgnoreSilica | 2019 | 198.428 | 122.1143 | 13.5664 | 4 | 2889.4327 | 3483.3767 | 58.905 | 71.0133 | 193.7915 | 0 | 596.8235 | 14272574.9472 | 1250181.7536 | 15554175.4769 | 12010291.3389 | 0 | 338031.6093 | 0 | 16935849.4991 | 44063606.3763 | 30074316.7684 | 134499027.7698 | 961560.8286 | 21335742.5118 | 21335742.5118 | 1478867.319 | 9416018.0746 | 0 | 156796331.1102 | 189026959.0157 | 10000000 | 54.2654 | 2889.4327 | 3483.3767 | 58.905 | 71.0133
1 | 5700 | 707 | 0.035 | 15 | 15 | 7 | 1e-13 | 5spot_SharedNeighbor | Water | Porous | Wet | R600a | MinimizeLCOE_Brownfield | IgnoreSilica | 2019 | 0.92292 | 0.21582 | 0.010136 | 4 | 591492.0055 | 1404922.6377 | 12058.3646 | 28641.2483 | 122.2694 | 0 | 65.5134 | 139929.5267 | 9905.2226 | 99944.7811 | 61218.5855 | 0 | 59995.1917 | 0 | 144687.39 | 376446.9092 | 256932.7507 | 1149060.3575 | 961560.8286 | 21870032.1104 | 21870032.1104 | 1478867.319 | 9629733.914 | 0 | 23980653.2965 | 56959286.64 | 100 | 0.040543 | 591492.0055 | 1404922.6377 | 12058.3646 | 28641.2483
1 | 5700 | 707 | 0.035 | 15 | 15 | 7 | 1.3335e-13 | 5spot_SharedNeighbor | Water | Porous | Wet | R600a | MinimizeLCOE_Brownfield | IgnoreSilica | 2019 | 1.1813 | 0.33451 | 0.022369 | 4 | 272558.0384 | 641134.4458 | 5556.4643 | 13070.3929 | 135.5766 | 0 | 55.3442 | 203014.8987 | 15681.6482 | 140611.0411 | 77158.7767 | 0 | 65826.7903 | 0 | 195894.3305 | 509676.8645 | 347864.9328 | 1555729.283 | 961560.8286 | 21870032.1104 | 21870032.1104 | 1478867.319 | 9629733.914 | 0 | 24387322.222 | 57365955.5655 | 133.3521 | 0.089476 | 272558.0384 | 641134.4458 | 5556.4643 | 13070.3929
1 | 5700 | 707 | 0.035 | 15 | 15 | 7 | 1.7783e-13 | 5spot_SharedNeighbor | Water | Porous | Wet | R600a | MinimizeLCOE_Brownfield | IgnoreSilica | 2019 | 1.5297 | 0.51204 | 0.042582 | 4 | 146490.5126 | 340107.2684 | 2986.4072 | 6933.5467 | 148.2024 | 0 | 61.2178 | 290096.8075 | 24634.0517 | 195924.2078 | 100428.2427 | 0 | 73411.449 | 0 | 266952.9559 | 694556.8317 | 474049.3094 | 2120053.8558 | 961560.8286 | 21870032.1104 | 21870032.1104 | 1478867.319 | 9629733.914 | 0 | 24951646.7949 | 57930280.1384 | 177.8279 | 0.17033 | 146490.5126 | 340107.2684 | 2986.4072 | 6933.5467
1 | 5700 | 707 | 0.035 | 15 | 15 | 7 | 2.3714e-13 | 5spot_SharedNeighbor | Water | Porous | Wet | R600a | MinimizeLCOE_Brownfield | IgnoreSilica | 2019 | 1.982 | 0.78401 | 0.073331 | 4 | 87650.8702 | 200081.7577 | 1786.8815 | 4078.9373 | 159.2549 | 0 | 318.6593 | 403642.2785 | 36497.3586 | 274088.4543 | 132659.5443 | 0 | 82476.4928 | 0 | 362452.0101 | 943025.7812 | 643634.4729 | 2878476.3928 | 961560.8286 | 21870032.1104 | 21870032.1104 | 1478867.319 | 9629733.914 | 0 | 25710069.3318 | 58688702.6754 | 237.1374 | 0.29332 | 87650.8702 | 200081.7577 | 1786.8815 | 4078.9373
1 | 5700 | 707 | 0.035 | 15 | 15 | 7 | 3.1623e-13 | 5spot_SharedNeighbor | Water | Porous | Wet | R600a | MinimizeLCOE_Brownfield | IgnoreSilica | 2019 | 2.5655 | 1.1747 | 0.11357 | 4 | 58615.1464 | 131207.4534 | 1194.949 | 2674.8414 | 168.6044 | 0 | 420.5545 | 535257.8333 | 48436.5172 | 378757.286 | 170027.1931 | 0 | 93519.0427 | 0 | 478139.1702 | 1244020.041 | 849069.24 | 3797226.3234 | 961560.8286 | 21870032.1104 | 21870032.1104 | 1478867.319 | 9629733.914 | 0 | 26628819.2625 | 59607452.606 | 316.2278 | 0.4543 | 58615.1464 | 131207.4534 | 1194.949 | 2674.8414
1 | 5700 | 707 | 0.035 | 15 | 15 | 7 | 4.217e-13 | 5spot_SharedNeighbor | Water | Porous | Wet | R600a | MinimizeLCOE_Brownfield | IgnoreSilica | 2019 | 3.3434 | 1.7013 | 0.1677 | 4 | 41389.0282 | 90553.0724 | 843.7713 | 1846.0469 | 176.5604 | 0 | 563.3093 | 693576.7033 | 62774.7465 | 509401.8208 | 218868.8861 | 0 | 107645.1928 | 0 | 620984.2663 | 1615673.6795 | 1102730.4851 | 4931655.7804 | 961560.8286 | 21870032.1104 | 21870032.1104 | 1478867.319 | 9629733.914 | 0 | 27763248.7195 | 60741882.063 | 421.6965 | 0.67079 | 41389.0282 | 90553.0724 | 843.7713 | 1846.0469
1 | 5700 | 707 | 0.035 | 15 | 15 | 7 | 5.6234e-13 | 5spot_SharedNeighbor | Water | Porous | Wet | R600a | MinimizeLCOE_Brownfield | IgnoreSilica | 2019 | 4.3212 | 2.3686 | 0.23688 | 4 | 30697.9602 | 65502.7407 | 625.8194 | 1335.362 | 182.8421 | 0 | 72.8877 | 874592.5455 | 79137.1318 | 663783.716 | 279635.6925 | 0 | 122607.357 | 0 | 787705.0127 | 2049446.8626 | 1398789.5956 | 6255697.9138 | 961560.8286 | 21870032.1104 | 21870032.1104 | 1478867.319 | 9629733.914 | 0 | 29087290.8528 | 62065924.1963 | 562.3413 | 0.94753 | 30697.9602 | 65502.7407 | 625.8194 | 1335.362
1 | 5700 | 707 | 0.035 | 15 | 15 | 7 | 7.4989e-13 | 5spot_SharedNeighbor | Water | Porous | Wet | R600a | MinimizeLCOE_Brownfield | IgnoreSilica | 2019 | 5.5905 | 3.2395 | 0.32746 | 4 | 23434.711 | 48612.2306 | 477.7483 | 991.0261 | 187.9185 | 0 | 94.4981 | 1089594.7426 | 98530.0492 | 852733.5099 | 358182.5893 | 0 | 140057.7326 | 0 | 990248.4632 | 2576423.3733 | 1758461.8925 | 7864232.3525 | 961560.8286 | 21870032.1104 | 21870032.1104 | 1478867.319 | 9629733.914 | 0 | 30695825.2915 | 63674458.635 | 749.8942 | 1.3098 | 23434.711 | 48612.2306 | 477.7483 | 991.0261
1 | 5700 | 707 | 0.035 | 15 | 15 | 7 | 1e-12 | 5spot_SharedNeighbor | Water | Porous | Wet | R600a | MinimizeLCOE_Brownfield | IgnoreSilica | 2019 | 7.2495 | 4.3778 | 0.44603 | 4 | 18308.4107 | 36793.0505 | 373.2417 | 750.0761 | 191.9046 | 0 | 96.4406 | 1346545.5837 | 121651.7635 | 1085029.5569 | 460545.4702 | 0 | 160855.7045 | 0 | 1238104.9507 | 3221295.1116 | 2198600.1046 | 9832628.2457 | 961560.8286 | 21870032.1104 | 21870032.1104 | 1478867.319 | 9629733.914 | 0 | 32664221.1848 | 65642854.5283 | 1000 | 1.7841 | 18308.4107 | 36793.0505 | 373.2417 | 750.0761
1 | 5700 | 707 | 0.035 | 15 | 15 | 7 | 1.3335e-12 | 5spot_SharedNeighbor | Water | Porous | Wet | R600a | MinimizeLCOE_Brownfield | IgnoreSilica | 2019 | 9.4615 | 5.9102 | 0.60572 | 4 | 14506.8641 | 28118.1602 | 295.742 | 573.2267 | 195.3043 | 0 | 100.7939 | 1663432.7091 | 150091.8868 | 1379477.0913 | 597128.3229 | 0 | 186586.7702 | 0 | 1550919.5443 | 4035174.517 | 2754089.5224 | 12316900.364 | 961560.8286 | 21870032.1104 | 21870032.1104 | 1478867.319 | 9629733.914 | 0 | 35148493.3031 | 68127126.6466 | 1333.5214 | 2.4229 | 14506.8641 | 28118.1602 | 295.742 | 573.2267
1 | 5700 | 707 | 0.035 | 15 | 15 | 7 | 1.7783e-12 | 5spot_SharedNeighbor | Water | Porous | Wet | R600a | MinimizeLCOE_Brownfield | IgnoreSilica | 2019 | 12.3721 | 7.9278 | 0.81624 | 4 | 11707.254 | 21808.0394 | 238.6682 | 444.5864 | 197.9459 | 0 | 102.5871 | 2046248.2458 | 184349.8466 | 1744838.102 | 776744.7146 | 0 | 217412.6681 | 0 | 1938141.4951 | 5042646.6027 | 3441709.9224 | 15392091.5972 | 961560.8286 | 21870032.1104 | 21870032.1104 | 1478867.319 | 9629733.914 | 0 | 38223684.5363 | 71202317.8798 | 1778.2794 | 3.265 | 11707.254 | 21808.0394 | 238.6682 | 444.5864
1 | 5700 | 707 | 0.035 | 15 | 15 | 7 | 2.3714e-12 | 5spot_SharedNeighbor | Water | Porous | Wet | R600a | MinimizeLCOE_Brownfield | IgnoreSilica | 2019 | 16.2432 | 10.6114 | 1.0961 | 4 | 9597.4565 | 17119.2602 | 195.6571 | 348.9993 | 199.9949 | 0 | 95.4812 | 2514104.133 | 226087.2165 | 2203181.3798 | 1015527.1558 | 0 | 255490.3224 | 0 | 2423612.1809 | 6305741.7436 | 4303798.31 | 19247542.4421 | 961560.8286 | 21870032.1104 | 21870032.1104 | 1478867.319 | 9629733.914 | 0 | 42079135.3811 | 75057768.7246 | 2371.3737 | 4.3844 | 9597.4565 | 17119.2602 | 195.6571 | 348.9993
1 | 5700 | 707 | 0.035 | 15 | 15 | 7 | 3.1623e-12 | 5spot_SharedNeighbor | Water | Porous | Wet | R600a | MinimizeLCOE_Brownfield | IgnoreSilica | 2019 | 21.3588 | 14.1603 | 1.4664 | 4 | 7994.1526 | 13616.5633 | 162.9716 | 277.5921 | 201.5825 | 0 | 113.493 | 3083212.162 | 276686.4664 | 2775188.1682 | 1331069.7042 | 0 | 301581.3957 | 0 | 3029417.7796 | 7881923.6436 | 5379574.8441 | 24058654.1639 | 961560.8286 | 21870032.1104 | 21870032.1104 | 1478867.319 | 9629733.914 | 0 | 46890247.1029 | 79868880.4464 | 3162.2777 | 5.8656 | 7994.1526 | 13616.5633 | 162.9716 | 277.5921
1 | 5700 | 707 | 0.035 | 15 | 15 | 7 | 4.217e-12 | 5spot_SharedNeighbor | Water | Porous | Wet | R600a | MinimizeLCOE_Brownfield | IgnoreSilica | 2019 | 28.0996 | 18.8393 | 1.9548 | 4 | 6763.5764 | 10981.2401 | 137.8847 | 223.8674 | 202.8041 | 0 | 92.0621 | 3774124.3526 | 337894.9161 | 3487267.6543 | 1746931.9497 | 0 | 357205.5126 | 0 | 3784335.5103 | 9846064.7237 | 6720141.4903 | 30053966.1096 | 961560.8286 | 21870032.1104 | 21870032.1104 | 1478867.319 | 9629733.914 | 0 | 52885559.0487 | 85864192.3922 | 4216.965 | 7.8192 | 6763.5764 | 10981.2401 | 137.8847 | 223.8674
1 | 5700 | 707 | 0.035 | 15 | 15 | 7 | 5.6234e-12 | 5spot_SharedNeighbor | Water | Porous | Wet | R600a | MinimizeLCOE_Brownfield | IgnoreSilica | 2019 | 36.9742 | 25.0011 | 2.5978 | 4 | 5808.9002 | 8982.5946 | 118.4223 | 183.1223 | 203.7406 | 0 | 102.3969 | 4612846.7029 | 411915.5072 | 4373219.3772 | 2294399.7995 | 0 | 424839.6755 | 0 | 4725716.2143 | 12295344.2119 | 8391825.0687 | 37530106.5572 | 961560.8286 | 21870032.1104 | 21870032.1104 | 1478867.319 | 9629733.914 | 0 | 60361699.4962 | 93340332.8398 | 5623.4133 | 10.3912 | 5808.9002 | 8982.5946 | 118.4223 | 183.1223
1 | 5700 | 707 | 0.035 | 15 | 15 | 7 | 7.4989e-12 | 5spot_SharedNeighbor | Water | Porous | Wet | R600a | MinimizeLCOE_Brownfield | IgnoreSilica | 2019 | 48.4869 | 32.9916 | 3.4319 | 4 | 5067.0145 | 7469.3741 | 103.2979 | 152.2733 | 204.4339 | 0 | 116.0361 | 5616864.9797 | 500171.1972 | 5459541.3938 | 3004554.62 | 0 | 505253.1336 | 0 | 5883690.2765 | 15308155.1885 | 10448130.4673 | 46726361.2565 | 961560.8286 | 21870032.1104 | 21870032.1104 | 1478867.319 | 9629733.914 | 0 | 69557954.1956 | 102536587.5391 | 7498.9421 | 13.7276 | 5067.0145 | 7469.3741 | 103.2979 | 152.2733
1 | 5700 | 707 | 0.035 | 15 | 15 | 7 | 1e-11 | 5spot_SharedNeighbor | Water | Porous | Wet | R600a | MinimizeLCOE_Brownfield | IgnoreSilica | 2019 | 63.181 | 43.151 | 4.4919 | 4 | 4490.7231 | 6326.1858 | 91.5495 | 128.9679 | 204.8501 | 0 | 139.8719 | 6798040.6548 | 603573.7124 | 6767474.1602 | 3910370.7634 | 0 | 600111.221 | 0 | 7285032.4996 | 18954160.1983 | 12936603.8044 | 57855367.0141 | 961560.8286 | 21870032.1104 | 21870032.1104 | 1478867.319 | 9629733.914 | 0 | 80686959.9532 | 113665593.2967 | 10000 | 17.9675 | 4490.7231 | 6326.1858 | 91.5495 | 128.9679
1 | 5700 | 707 | 0.035 | 15 | 15 | 7 | 1.3335e-11 | 5spot_SharedNeighbor | Water | Porous | Wet | R600a | MinimizeLCOE_Brownfield | IgnoreSilica | 2019 | 81.3905 | 55.5772 | 5.7856 | 4 | 4049.5964 | 5474.6151 | 82.5565 | 111.6074 | 204.8292 | 0 | 149.2851 | 8139795.2138 | 720550.1563 | 8286117.0433 | 5030277.1031 | 0 | 710176.6264 | 0 | 8925897.2958 | 23223353.8103 | 15850416.1678 | 70886583.4169 | 961560.8286 | 21870032.1104 | 21870032.1104 | 1478867.319 | 9629733.914 | 0 | 93718176.356 | 126696809.6995 | 13335.2143 | 23.1426 | 4049.5964 | 5474.6151 | 82.5565 | 111.6074
1 | 5700 | 707 | 0.035 | 15 | 15 | 7 | 1.7783e-11 | 5spot_SharedNeighbor | Water | Porous | Wet | R600a | MinimizeLCOE_Brownfield | IgnoreSilica | 2019 | 102.9789 | 69.8999 | 7.2699 | 4 | 3721.7363 | 4855.8204 | 75.8726 | 98.9925 | 204.1654 | 0 | 129.0684 | 9584474.0533 | 845999.1024 | 9954391.1977 | 6351507.7477 | 0 | 834748.8224 | 0 | 10752737.1601 | 27976416.401 | 19094479.0516 | 85394753.5361 | 961560.8286 | 21870032.1104 | 21870032.1104 | 1478867.319 | 9629733.914 | 0 | 108226346.4752 | 141204979.8187 | 17782.7941 | 29.0795 | 3721.7363 | 4855.8204 | 75.8726 | 98.9925
1 | 5700 | 707 | 0.035 | 15 | 15 | 7 | 2.3714e-11 | 5spot_SharedNeighbor | Water | Porous | Wet | R600a | MinimizeLCOE_Brownfield | IgnoreSilica | 2019 | 127.14 | 85.2031 | 8.8426 | 4 | 3488.0839 | 4420.4652 | 71.1093 | 90.1172 | 202.756 | 0 | 126.0704 | 11037955.658 | 971751.3725 | 11662666.5534 | 7818713.6372 | 0 | 970924.7086 | 0 | 12660184.6526 | 32939203.5051 | 22481683.2252 | 100543083.3125 | 961560.8286 | 21870032.1104 | 21870032.1104 | 1478867.319 | 9629733.914 | 0 | 123374676.2516 | 156353309.5951 | 23713.7371 | 35.3703 | 3488.0839 | 4420.4652 | 71.1093 | 90.1172
1 | 5700 | 707 | 0.035 | 15 | 15 | 7 | 3.1623e-11 | 5spot_SharedNeighbor | Water | Porous | Wet | R600a | MinimizeLCOE_Brownfield | IgnoreSilica | 2019 | 152.4064 | 100.3774 | 10.387 | 4 | 3325.9836 | 4119.7319 | 67.8047 | 83.9863 | 200.8688 | 0 | 139.042 | 12407782.6798 | 1089887.7898 | 13296660.2657 | 9339733.1517 | 0 | 1110638.5933 | 0 | 14525433.9673 | 37792199.6066 | 25793952.7836 | 115356288.8376 | 961560.8286 | 21870032.1104 | 21870032.1104 | 1478867.319 | 9629733.914 | 0 | 138187881.7767 | 171166515.1202 | 31622.7766 | 41.548 | 3325.9836 | 4119.7319 | 67.8047 | 83.9863
1 | 5700 | 707 | 0.035 | 15 | 15 | 7 | 4.217e-11 | 5spot_SharedNeighbor | Water | Porous | Wet | R600a | MinimizeLCOE_Brownfield | IgnoreSilica | 2019 | 167.1197 | 108.8417 | 11.369 | 4 | 3211.9931 | 3937.182 | 65.4808 | 80.2648 | 199.6677 | 0 | 152.5252 | 13146258.871 | 1153435.4538 | 14186328.4849 | 10219174.5841 | 0 | 1083840.9116 | 0 | 15517724.9391 | 40373937.1685 | 27556041.7189 | 123236742.1318 | 961560.8286 | 21870032.1104 | 21870032.1104 | 1478867.319 | 9629733.914 | 0 | 146068335.0709 | 179046968.4144 | 42169.6503 | 45.4759 | 3211.9931 | 3937.182 | 65.4808 | 80.2648
1 | 5700 | 707 | 0.035 | 15 | 15 | 7 | 5.6234e-11 | 5spot_SharedNeighbor | Water | Porous | Wet | R600a | MinimizeLCOE_Brownfield | IgnoreSilica | 2019 | 175.6186 | 113.5762 | 12.0162 | 4 | 3125.1278 | 3811.2578 | 63.71 | 77.6976 | 198.9206 | 0 | 196.3149 | 13552236.6412 | 1188331.3292 | 14677883.6577 | 10724736.5653 | 0 | 982520.5459 | 0 | 16039026.4084 | 41730256.6578 | 28481757.64 | 127376749.4456 | 961560.8286 | 21870032.1104 | 21870032.1104 | 1478867.319 | 9629733.914 | 0 | 150208342.3846 | 183186975.7282 | 56234.1325 | 48.0647 | 3125.1278 | 3811.2578 | 63.71 | 77.6976
1 | 5700 | 707 | 0.035 | 15 | 15 | 7 | 7.4989e-11 | 5spot_SharedNeighbor | Water | Porous | Wet | R600a | MinimizeLCOE_Brownfield | IgnoreSilica | 2019 | 182.3996 | 117.2711 | 12.5371 | 4 | 3058.6279 | 3716.2468 | 62.3543 | 75.7607 | 198.3001 | 0 | 223.2562 | 13865773.3497 | 1215262.8192 | 15058665.4687 | 11126740.1346 | 0 | 885146.7349 | 0 | 16439119.5178 | 42771216.8581 | 29192234.3663 | 130554159.2493 | 961560.8286 | 21870032.1104 | 21870032.1104 | 1478867.319 | 9629733.914 | 0 | 153385752.1884 | 186364385.5319 | 74989.4209 | 50.1485 | 3058.6279 | 3716.2468 | 62.3543 | 75.7607
1 | 5700 | 707 | 0.035 | 15 | 15 | 7 | 1e-10 | 5spot_SharedNeighbor | Water | Porous | Wet | R600a | MinimizeLCOE_Brownfield | IgnoreSilica | 2019 | 187.6996 | 120.1067 | 12.948 | 4 | 3007.8684 | 3644.6204 | 61.3195 | 74.3005 | 197.8003 | 0 | 259.6709 | 14104505.1938 | 1235758.2226 | 15349258.4009 | 11440108.9125 | 0 | 796080.2746 | 0 | 16741027.2917 | 43556718.9561 | 29728355.6886 | 132951812.9408 | 961560.8286 | 21870032.1104 | 21870032.1104 | 1478867.319 | 9629733.914 | 0 | 155783405.8799 | 188762039.2234 | 100000 | 51.792 | 3007.8684 | 3644.6204 | 61.3195 | 74.3005
1 | 5700 | 707 | 0.035 | 15 | 15 | 7 | 1.3335e-10 | 5spot_SharedNeighbor | Water | Porous | Wet | R600a | MinimizeLCOE_Brownfield | IgnoreSilica | 2019 | 191.724 | 122.2278 | 13.2645 | 4 | 2969.2082 | 3590.7655 | 60.5313 | 73.2026 | 197.4124 | 0 | 284.9155 | 14282051.5092 | 1250994.887 | 15565737.8704 | 11677373.6268 | 0 | 716845.9237 | 0 | 16962271.4887 | 44132350.9732 | 30121236.3684 | 134708862.6474 | 961560.8286 | 21870032.1104 | 21870032.1104 | 1478867.319 | 9629733.914 | 0 | 157540455.5865 | 190519088.93 | 133352.1432 | 53.0581 | 2969.2082 | 3590.7655 | 60.5313 | 73.2026
1 | 5700 | 707 | 0.035 | 15 | 15 | 7 | 1.7783e-10 | 5spot_SharedNeighbor | Water | Porous | Wet | R600a | MinimizeLCOE_Brownfield | IgnoreSilica | 2019 | 194.7272 | 123.793 | 13.5049 | 4 | 2939.827 | 3550.3217 | 59.9323 | 72.3781 | 197.1179 | 0 | 306.5406 | 14412504.4545 | 1262186.9256 | 15724992.4977 | 11854262.9229 | 0 | 648319.0952 | 0 | 17121883.6994 | 44547629.2046 | 30404672.2944 | 135976451.0942 | 961560.8286 | 21870032.1104 | 21870032.1104 | 1478867.319 | 9629733.914 | 0 | 158808044.0333 | 191786677.3768 | 177827.941 | 54.0195 | 2939.827 | 3550.3217 | 59.9323 | 72.3781
1 | 5700 | 707 | 0.035 | 15 | 15 | 7 | 2.3714e-10 | 5spot_SharedNeighbor | Water | Porous | Wet | R600a | MinimizeLCOE_Brownfield | IgnoreSilica | 2019 | 197 | 124.9668 | 13.6881 | 4 | 2917.5309 | 3519.8528 | 59.4778 | 71.757 | 196.8924 | 0 | 336.8202 | 14510034.2814 | 1270552.629 | 15844162.3355 | 11987842.3614 | 0 | 591258.3806 | 0 | 17239501.4952 | 44853646.5826 | 30613535.4429 | 136910533.5086 | 961560.8286 | 21870032.1104 | 21870032.1104 | 1478867.319 | 9629733.914 | 0 | 159742126.4477 | 192720759.7912 | 237137.3706 | 54.7525 | 2917.5309 | 3519.8528 | 59.4778 | 71.757
1 | 5700 | 707 | 0.035 | 15 | 15 | 7 | 3.1623e-10 | 5spot_SharedNeighbor | Water | Porous | Wet | R600a | MinimizeLCOE_Brownfield | IgnoreSilica | 2019 | 198.6151 | 125.7948 | 13.8226 | 4 | 2900.6359 | 3497.0972 | 59.1334 | 71.2931 | 196.7306 | 0 | 319.0746 | 14578677.2833 | 1276439.6532 | 15928090.5359 | 12082551.9989 | 0 | 543254.7501 | 0 | 17319515.5464 | 45061826.7305 | 30755622.6715 | 137545979.1697 | 961560.8286 | 21870032.1104 | 21870032.1104 | 1478867.319 | 9629733.914 | 0 | 160377572.1088 | 193356205.4523 | 316227.766 | 55.2905 | 2900.6359 | 3497.0972 | 59.1334 | 71.2931
1 | 5700 | 707 | 0.035 | 15 | 15 | 7 | 4.217e-10 | 5spot_SharedNeighbor | Water | Porous | Wet | R600a | MinimizeLCOE_Brownfield | IgnoreSilica | 2019 | 199.7944 | 126.3964 | 13.9227 | 4 | 2887.8528 | 3480.0263 | 58.8728 | 70.945 | 196.6116 | 0 | 317.6473 | 14628476.6121 | 1280710.132 | 15989007.1311 | 12151676.6031 | 0 | 504214.8626 | 0 | 17376093.2829 | 45209030.3954 | 30856092.1975 | 137995301.2167 | 961560.8286 | 21870032.1104 | 21870032.1104 | 1478867.319 | 9629733.914 | 0 | 160826894.1558 | 193805527.4993 | 421696.5034 | 55.6908 | 2887.8528 | 3480.0263 | 58.8728 | 70.945
1 | 5700 | 707 | 0.035 | 15 | 15 | 7 | 5.6234e-10 | 5spot_SharedNeighbor | Water | Porous | Wet | R600a | MinimizeLCOE_Brownfield | IgnoreSilica | 2019 | 200.6102 | 126.8111 | 13.995 | 4 | 2878.1932 | 3467.3078 | 58.6759 | 70.6858 | 196.5287 | 0 | 309.3201 | 14662756.2803 | 1283649.5192 | 16030953.13 | 12199483.6884 | 0 | 472280.7658 | 0 | 17413158.1197 | 45305465.4975 | 30921911.1363 | 138289658.1373 | 961560.8286 | 21870032.1104 | 21870032.1104 | 1478867.319 | 9629733.914 | 0 | 161121251.0763 | 194099884.4198 | 562341.3252 | 55.98 | 2878.1932 | 3467.3078 | 58.6759 | 70.6858
1 | 5700 | 707 | 0.035 | 15 | 15 | 7 | 7.4989e-10 | 5spot_SharedNeighbor | Water | Porous | Wet | R600a | MinimizeLCOE_Brownfield | IgnoreSilica | 2019 | 201.195 | 127.1074 | 14.0482 | 4 | 2870.9025 | 3457.7872 | 58.5272 | 70.4917 | 196.469 | 0 | 324.228 | 14687236.3227 | 1285748.5046 | 16060914.7256 | 12233736.7013 | 0 | 446868.4441 | 0 | 17438656.8324 | 45371807.9175 | 30967191.2011 | 138492160.6494 | 961560.8286 | 21870032.1104 | 21870032.1104 | 1478867.319 | 9629733.914 | 0 | 161323753.5884 | 194302386.9319 | 749894.2093 | 56.1927 | 2870.9025 | 3457.7872 | 58.5272 | 70.4917
1 | 5700 | 707 | 0.035 | 15 | 15 | 7 | 1e-09 | 5spot_SharedNeighbor | Water | Porous | Wet | R600a | MinimizeLCOE_Brownfield | IgnoreSilica | 2019 | 201.5971 | 127.3107 | 14.0865 | 4 | 2865.4055 | 3450.6939 | 58.4152 | 70.3471 | 196.4278 | 0 | 320.5131 | 14704021.2931 | 1287187.6402 | 16081461.4521 | 12257286.3419 | 0 | 426604.7555 | 0 | 17455058.9783 | 45414482.9367 | 30996317.7786 | 138622421.1766 | 961560.8286 | 21870032.1104 | 21870032.1104 | 1478867.319 | 9629733.914 | 0 | 161454014.1156 | 194432647.4591 | 1000000 | 56.346 | 2865.4055 | 3450.6939 | 58.4152 | 70.3471
1 | 5700 | 707 | 0.035 | 15 | 15 | 7 | 1.3335e-09 | 5spot_SharedNeighbor | Water | Porous | Wet | R600a | MinimizeLCOE_Brownfield | IgnoreSilica | 2019 | 201.8935 | 127.4603 | 14.115 | 4 | 2861.265 | 3445.3692 | 58.3308 | 70.2385 | 196.3973 | 0 | 374.7877 | 14716374.1001 | 1288246.7366 | 16096584.4044 | 12274646.0653 | 0 | 410915.4594 | 0 | 17466839.0387 | 45445132.2373 | 31017236.5561 | 138715974.5979 | 961560.8286 | 21870032.1104 | 21870032.1104 | 1478867.319 | 9629733.914 | 0 | 161547567.537 | 194526200.8805 | 1333521.4322 | 56.4602 | 2861.265 | 3445.3692 | 58.3308 | 70.2385
1 | 5700 | 707 | 0.035 | 15 | 15 | 7 | 1.7783e-09 | 5spot_SharedNeighbor | Water | Porous | Wet | R600a | MinimizeLCOE_Brownfield | IgnoreSilica | 2019 | 202.0936 | 127.5612 | 14.1355 | 4 | 2858.1487 | 3441.409 | 58.2672 | 70.1578 | 196.3767 | 0 | 367.8795 | 14724692.2062 | 1288959.8953 | 16106768.6768 | 12286357.6926 | 0 | 398564.1235 | 0 | 17474083.6118 | 45463981.1305 | 31030101.313 | 138773508.6497 | 961560.8286 | 21870032.1104 | 21870032.1104 | 1478867.319 | 9629733.914 | 0 | 161605101.5888 | 194583734.9323 | 1778279.41 | 56.5419 | 2858.1487 | 3441.409 | 58.2672 | 70.1578
1 | 5700 | 707 | 0.035 | 15 | 15 | 7 | 2.3714e-09 | 5spot_SharedNeighbor | Water | Porous | Wet | R600a | MinimizeLCOE_Brownfield | IgnoreSilica | 2019 | 202.2297 | 127.6297 | 14.1502 | 4 | 2855.8051 | 3438.4598 | 58.2194 | 70.0977 | 196.3626 | 0 | 371.1239 | 14730343.3292 | 1289444.3923 | 16113688.0015 | 12294326.6401 | 0 | 388939.6667 | 0 | 17478529.3916 | 45475548.1376 | 31037996.033 | 138808815.592 | 961560.8286 | 21870032.1104 | 21870032.1104 | 1478867.319 | 9629733.914 | 0 | 161640408.5311 | 194619041.8746 | 2371373.7057 | 56.6006 | 2855.8051 | 3438.4598 | 58.2194 | 70.0977
1 | 5700 | 707 | 0.035 | 15 | 15 | 7 | 3.1623e-09 | 5spot_SharedNeighbor | Water | Porous | Wet | R600a | MinimizeLCOE_Brownfield | IgnoreSilica | 2019 | 202.3345 | 127.6824 | 14.1613 | 4 | 2854.0436 | 3436.2395 | 58.1835 | 70.0524 | 196.3517 | 0 | 374.8235 | 14734693.3981 | 1289817.3406 | 16119014.5001 | 12300462.7787 | 0 | 381671.287 | 0 | 17482007.1288 | 45484596.4963 | 31044171.7237 | 138836434.6532 | 961560.8286 | 21870032.1104 | 21870032.1104 | 1478867.319 | 9629733.914 | 0 | 161668027.5923 | 194646660.9358 | 3162277.6602 | 56.6453 | 2854.0436 | 3436.2395 | 58.1835 | 70.0524
1 | 5700 | 707 | 0.035 | 15 | 15 | 7 | 4.217e-09 | 5spot_SharedNeighbor | Water | Porous | Wet | R600a | MinimizeLCOE_Brownfield | IgnoreSilica | 2019 | 202.4077 | 127.7192 | 14.1694 | 4 | 2852.7203 | 3434.5827 | 58.1566 | 70.0186 | 196.3441 | 0 | 366.0653 | 14737725.944 | 1290077.3308 | 16122727.8462 | 12304744.8602 | 0 | 376084.708 | 0 | 17484230.6688 | 45490381.6913 | 31048120.2382 | 138854093.2875 | 961560.8286 | 21870032.1104 | 21870032.1104 | 1478867.319 | 9629733.914 | 0 | 161685686.2265 | 194664319.57 | 4216965.0343 | 56.6777 | 2852.7203 | 3434.5827 | 58.1566 | 70.0186
1 | 5700 | 707 | 0.035 | 15 | 15 | 7 | 5.6234e-09 | 5spot_SharedNeighbor | Water | Porous | Wet | R600a | MinimizeLCOE_Brownfield | IgnoreSilica | 2019 | 200.381 | 126.6864 | 14.0795 | 4 | 2851.4952 | 3437.0721 | 58.1316 | 70.0694 | 196.5453 | 0 | 377.4264 | 14652457.498 | 1282766.446 | 16018349.9487 | 12185914.1196 | 0 | 338456.0258 | 0 | 17346398.1749 | 45131769.8155 | 30803360.2642 | 137759472.2926 | 961560.8286 | 21870032.1104 | 21870032.1104 | 1478867.319 | 9629733.914 | 0 | 160591065.2317 | 193569698.5752 | 5623413.2519 | 56.3182 | 2851.4952 | 3437.0721 | 58.1316 | 70.0694
1 | 5700 | 707 | 0.035 | 15 | 15 | 7 | 7.4989e-09 | 5spot_SharedNeighbor | Water | Porous | Wet | R600a | MinimizeLCOE_Brownfield | IgnoreSilica | 2019 | 200.805 | 126.9028 | 14.1021 | 4 | 2850.7236 | 3435.3661 | 58.1159 | 70.0346 | 196.5032 | 0 | 611.8069 | 14670340.6709 | 1284299.8354 | 16040235.2049 | 12210775.2621 | 0 | 341113.1507 | 0 | 17373238.0084 | 45201601.5566 | 30851021.8624 | 137972625.5515 | 961560.8286 | 21870032.1104 | 21870032.1104 | 1478867.319 | 9629733.914 | 0 | 160804218.4905 | 193782851.834 | 7498942.0933 | 56.4082 | 2850.7236 | 3435.3661 | 58.1159 | 70.0346
1 | 5700 | 707 | 0.035 | 15 | 15 | 7 | 1e-08 | 5spot_SharedNeighbor | Water | Porous | Wet | R600a | MinimizeLCOE_Brownfield | IgnoreSilica | 2019 | 201.246 | 127.1277 | 14.1247 | 4 | 2850.1385 | 3433.8446 | 58.1039 | 70.0036 | 196.4593 | 0 | 541.2849 | 14688912.0092 | 1285892.1791 | 16062965.838 | 12236632.5865 | 0 | 344976.4089 | 0 | 17401557.8184 | 45275283.8932 | 30901311.5712 | 138197532.3045 | 961560.8286 | 21870032.1104 | 21870032.1104 | 1478867.319 | 9629733.914 | 0 | 161029125.2435 | 194007758.587 | 10000000 | 56.4987 | 2850.1385 | 3433.8446 | 58.1039 | 70.0036
1 | 5800 | 707 | 0.035 | 15 | 15 | 7 | 1e-13 | 5spot_SharedNeighbor | Water | Porous | Wet | R600a | MinimizeLCOE_Brownfield | IgnoreSilica | 2019 | 0.94237 | 0.22726 | 0.01145 | 4 | 536279.0933 | 1272868.0702 | 10932.7747 | 25949.1373 | 124.3552 | 0 | 67.9878 | 146633.3949 | 10514.4995 | 104010.8372 | 62587.8621 | 0 | 60193.9155 | 0 | 149736.7986 | 389584.4347 | 265899.3818 | 1189161.1243 | 961560.8286 | 22410181.7999 | 22410181.7999 | 1478867.319 | 9845793.7898 | 0 | 24560903.7528 | 58295746.6616 | 100 | 0.045799 | 536279.0933 | 1272868.0702 | 10932.7747 | 25949.1373
1 | 5800 | 707 | 0.035 | 15 | 15 | 7 | 1.3335e-13 | 5spot_SharedNeighbor | Water | Porous | Wet | R600a | MinimizeLCOE_Brownfield | IgnoreSilica | 2019 | 1.2202 | 0.35896 | 0.02522 | 4 | 247907.0271 | 582317.9978 | 5053.9201 | 11871.34 | 138.4776 | 0 | 64.3524 | 216131.0336 | 17020.9552 | 148490.8675 | 79830.1798 | 0 | 66969.6635 | 0 | 206092.6529 | 536210.8073 | 365974.894 | 1636721.0539 | 961560.8286 | 22410181.7999 | 22410181.7999 | 1478867.319 | 9845793.7898 | 0 | 25008463.6824 | 58743306.5911 | 133.3521 | 0.10088 | 247907.0271 | 582317.9978 | 5053.9201 | 11871.34
1 | 5800 | 707 | 0.035 | 15 | 15 | 7 | 1.7783e-13 | 5spot_SharedNeighbor | Water | Porous | Wet | R600a | MinimizeLCOE_Brownfield | IgnoreSilica | 2019 | 1.5834 | 0.55145 | 0.047834 | 4 | 133886.1829 | 310198.8048 | 2729.4509 | 6323.8222 | 151.3219 | 0 | 51.5323 | 310247.2966 | 27080.0018 | 207411.3635 | 105384.4083 | 0 | 74848.6756 | 0 | 282738.9809 | 735628.8304 | 502081.7924 | 2245421.3495 | 961560.8286 | 22410181.7999 | 22410181.7999 | 1478867.319 | 9845793.7898 | 0 | 25617163.978 | 59352006.8868 | 177.8279 | 0.19134 | 133886.1829 | 310198.8048 | 2729.4509 | 6323.8222
1 | 5800 | 707 | 0.035 | 15 | 15 | 7 | 2.3714e-13 | 5spot_SharedNeighbor | Water | Porous | Wet | R600a | MinimizeLCOE_Brownfield | IgnoreSilica | 2019 | 2.0404 | 0.84813 | 0.08017 | 4 | 82326.1975 | 187524.4213 | 1678.3309 | 3822.939 | 162.2235 | 0 | 332.9705 | 426388.4891 | 38561.9102 | 291878.2393 | 137364.2783 | 0 | 83617.1357 | 0 | 381345.9205 | 992183.8604 | 677185.8721 | 3028525.7056 | 961560.8286 | 22410181.7999 | 22410181.7999 | 1478867.319 | 9845793.7898 | 0 | 26400268.3341 | 60135111.2429 | 237.1374 | 0.32068 | 82326.1975 | 187524.4213 | 1678.3309 | 3822.939
1 | 5800 | 707 | 0.035 | 15 | 15 | 7 | 3.1623e-13 | 5spot_SharedNeighbor | Water | Porous | Wet | R600a | MinimizeLCOE_Brownfield | IgnoreSilica | 2019 | 2.6433 | 1.2628 | 0.12299 | 4 | 55605.3986 | 124178.3009 | 1133.5913 | 2531.5426 | 171.6746 | 0 | 437.8635 | 563021.4726 | 50952.8146 | 401327.0648 | 175956.4155 | 0 | 94933.5072 | 0 | 501614.5972 | 1305098.2865 | 890756.3976 | 3983660.556 | 961560.8286 | 22410181.7999 | 22410181.7999 | 1478867.319 | 9845793.7898 | 0 | 27355403.1845 | 61090246.0933 | 316.2278 | 0.49196 | 55605.3986 | 124178.3009 | 1133.5913 | 2531.5426
1 | 5800 | 707 | 0.035 | 15 | 15 | 7 | 4.217e-13 | 5spot_SharedNeighbor | Water | Porous | Wet | R600a | MinimizeLCOE_Brownfield | IgnoreSilica | 2019 | 3.4212 | 1.8038 | 0.1791 | 4 | 39776.8787 | 86865.7311 | 810.9055 | 1770.8754 | 179.4901 | 0 | 546.8759 | 722591.5348 | 65399.6876 | 533817.4033 | 224857.7827 | 0 | 107942.0116 | 0 | 645297.2838 | 1678931.1637 | 1145905.0178 | 5124741.8851 | 961560.8286 | 22410181.7999 | 22410181.7999 | 1478867.319 | 9845793.7898 | 0 | 28496484.5137 | 62231327.4224 | 421.6965 | 0.71641 | 39776.8787 | 86865.7311 | 810.9055 | 1770.8754
1 | 5800 | 707 | 0.035 | 15 | 15 | 7 | 5.6234e-13 | 5spot_SharedNeighbor | Water | Porous | Wet | R600a | MinimizeLCOE_Brownfield | IgnoreSilica | 2019 | 4.4092 | 2.4967 | 0.25134 | 4 | 29688.2017 | 63242.8771 | 605.2341 | 1289.2916 | 185.7739 | 0 | 69.0003 | 907513.6552 | 82109.4319 | 692351.8705 | 286441.1228 | 0 | 122425.3304 | 0 | 815428.1502 | 2121576.7796 | 1448019.7461 | 6475866.0868 | 961560.8286 | 22410181.7999 | 22410181.7999 | 1478867.319 | 9845793.7898 | 0 | 29847608.7153 | 63582451.624 | 562.3413 | 1.0054 | 29688.2017 | 63242.8771 | 605.2341 | 1289.2916
1 | 5800 | 707 | 0.035 | 15 | 15 | 7 | 7.4989e-13 | 5spot_SharedNeighbor | Water | Porous | Wet | R600a | MinimizeLCOE_Brownfield | IgnoreSilica | 2019 | 5.7025 | 3.4088 | 0.34665 | 4 | 22721.4406 | 47050.6892 | 463.2073 | 959.1919 | 190.9047 | 0 | 100.1864 | 1129315.2951 | 102108.0897 | 888214.474 | 366804.1314 | 0 | 139665.1691 | 0 | 1024181.7921 | 2664710.9346 | 1818719.9672 | 8133719.8532 | 961560.8286 | 22410181.7999 | 22410181.7999 | 1478867.319 | 9845793.7898 | 0 | 31505462.4818 | 65240305.3905 | 749.8942 | 1.3866 | 22721.4406 | 47050.6892 | 463.2073 | 959.1919
1 | 5800 | 707 | 0.035 | 15 | 15 | 7 | 1e-12 | 5spot_SharedNeighbor | Water | Porous | Wet | R600a | MinimizeLCOE_Brownfield | IgnoreSilica | 2019 | 7.3958 | 4.6027 | 0.47151 | 4 | 17781.9873 | 35668.426 | 362.5099 | 727.1491 | 194.9243 | 0 | 86.6905 | 1394849.1132 | 125992.0858 | 1129383.4137 | 471727.3048 | 0 | 160342.8226 | 0 | 1280094.9487 | 3330544.4728 | 2273165.0385 | 10166099.2001 | 961560.8286 | 22410181.7999 | 22410181.7999 | 1478867.319 | 9845793.7898 | 0 | 33537841.8287 | 67272684.7374 | 1000 | 1.8861 | 17781.9873 | 35668.426 | 362.5099 | 727.1491
1 | 5800 | 707 | 0.035 | 15 | 15 | 7 | 1.3335e-12 | 5spot_SharedNeighbor | Water | Porous | Wet | R600a | MinimizeLCOE_Brownfield | IgnoreSilica | 2019 | 9.6273 | 6.1947 | 0.6385 | 4 | 14125.5279 | 27334.1085 | 287.968 | 557.2428 | 198.3841 | 0 | 93.9782 | 1719470.8262 | 155113.2133 | 1432345.2887 | 610169.5061 | 0 | 184920.0979 | 0 | 1599787.3835 | 4162318.6105 | 2840867.9787 | 12704992.9049 | 961560.8286 | 22410181.7999 | 22410181.7999 | 1478867.319 | 9845793.7898 | 0 | 36076735.5334 | 69811578.4422 | 1333.5214 | 2.554 | 14125.5279 | 27334.1085 | 287.968 | 557.2428
1 | 5800 | 707 | 0.035 | 15 | 15 | 7 | 1.7783e-12 | 5spot_SharedNeighbor | Water | Porous | Wet | R600a | MinimizeLCOE_Brownfield | IgnoreSilica | 2019 | 12.589 | 8.3041 | 0.8596 | 4 | 11413.4442 | 21224.5918 | 232.6785 | 432.692 | 201.0342 | 0 | 104.463 | 2114333.3442 | 190432.2696 | 1810784.905 | 793773.529 | 0 | 215367.1926 | 0 | 1998629.5838 | 5200024.2017 | 3549123.3675 | 15872468.3935 | 961560.8286 | 22410181.7999 | 22410181.7999 | 1478867.319 | 9845793.7898 | 0 | 39244211.022 | 72979053.9307 | 1778.2794 | 3.4384 | 11413.4442 | 21224.5918 | 232.6785 | 432.692
1 | 5800 | 707 | 0.035 | 15 | 15 | 7 | 2.3714e-12 | 5spot_SharedNeighbor | Water | Porous | Wet | R600a | MinimizeLCOE_Brownfield | IgnoreSilica | 2019 | 16.5138 | 11.1021 | 1.1529 | 4 | 9368.1084 | 16683.0425 | 190.9816 | 340.1064 | 203.106 | 0 | 86.3981 | 2595748.2064 | 233357.1609 | 2284330.6507 | 1037069.4296 | 0 | 252548.242 | 0 | 2497190.939 | 6497178.5789 | 4434457.8838 | 19831881.0913 | 961560.8286 | 22410181.7999 | 22410181.7999 | 1478867.319 | 9845793.7898 | 0 | 43203623.7198 | 76938466.6286 | 2371.3737 | 4.6118 | 9368.1084 | 16683.0425 | 190.9816 | 340.1064
1 | 5800 | 707 | 0.035 | 15 | 15 | 7 | 3.1623e-12 | 5spot_SharedNeighbor | Water | Porous | Wet | R600a | MinimizeLCOE_Brownfield | IgnoreSilica | 2019 | 21.707 | 14.8074 | 1.5415 | 4 | 7809.3345 | 13280.4902 | 159.2038 | 270.7408 | 204.715 | 0 | 101.1748 | 3182276.9354 | 285476.821 | 2876178.1952 | 1358997.5141 | 0 | 297765.531 | 0 | 3120271.0487 | 8118305.2132 | 5540910.1225 | 24780181.3812 | 961560.8286 | 22410181.7999 | 22410181.7999 | 1478867.319 | 9845793.7898 | 0 | 48151924.0097 | 81886766.9185 | 3162.2777 | 6.1659 | 7809.3345 | 13280.4902 | 159.2038 | 270.7408
1 | 5800 | 707 | 0.035 | 15 | 15 | 7 | 4.217e-12 | 5spot_SharedNeighbor | Water | Porous | Wet | R600a | MinimizeLCOE_Brownfield | IgnoreSilica | 2019 | 28.5601 | 19.6991 | 2.0545 | 4 | 6610.5656 | 10715.4632 | 134.7653 | 218.4492 | 205.955 | 0 | 100.5939 | 3895410.1964 | 348617.0794 | 3614018.9671 | 1783761.2136 | 0 | 352583.8597 | 0 | 3897812.6133 | 10141308.8685 | 6921651.6858 | 30955164.4836 | 961560.8286 | 22410181.7999 | 22410181.7999 | 1478867.319 | 9845793.7898 | 0 | 54326907.1121 | 88061750.0209 | 4216.965 | 8.2182 | 6610.5656 | 10715.4632 | 134.7653 | 218.4492
1 | 5800 | 707 | 0.035 | 15 | 15 | 7 | 5.6234e-12 | 5spot_SharedNeighbor | Water | Porous | Wet | R600a | MinimizeLCOE_Brownfield | IgnoreSilica | 2019 | 37.5273 | 26.1123 | 2.7274 | 4 | 5683.0147 | 8775.2171 | 115.8559 | 178.8947 | 206.9008 | 0 | 107.9643 | 4757425.231 | 424646.806 | 4528032.2894 | 2343137.8855 | 0 | 418436.7533 | 0 | 4863954.7964 | 12655012.646 | 8637306.1654 | 38627952.5731 | 961560.8286 | 22410181.7999 | 22410181.7999 | 1478867.319 | 9845793.7898 | 0 | 61999695.2016 | 95734538.1104 | 5623.4133 | 10.9096 | 5683.0147 | 8775.2171 | 115.8559 | 178.8947
1 | 5800 | 707 | 0.035 | 15 | 15 | 7 | 7.4989e-12 | 5spot_SharedNeighbor | Water | Porous | Wet | R600a | MinimizeLCOE_Brownfield | IgnoreSilica | 2019 | 49.2058 | 34.4428 | 3.6014 | 4 | 4959.4025 | 7301.2107 | 101.1041 | 148.8451 | 207.6021 | 0 | 107.449 | 5791341.0354 | 515472.6512 | 5650835.6564 | 3065494.2187 | 0 | 497306.8946 | 0 | 6052975.678 | 15748601.078 | 10748743.8371 | 48070771.0494 | 961560.8286 | 22410181.7999 | 22410181.7999 | 1478867.319 | 9845793.7898 | 0 | 71442513.6779 | 105177356.5867 | 7498.9421 | 14.4055 | 4959.4025 | 7301.2107 | 101.1041 | 148.8451
1 | 5800 | 707 | 0.035 | 15 | 15 | 7 | 1e-11 | 5spot_SharedNeighbor | Water | Porous | Wet | R600a | MinimizeLCOE_Brownfield | IgnoreSilica | 2019 | 64.0849 | 45.0199 | 4.7104 | 4 | 4397.7713 | 6188.2198 | 89.6545 | 126.1552 | 208.0125 | 0 | 106.1222 | 7006225.9155 | 621755.6096 | 7000955.9335 | 3987772.264 | 0 | 590348.4463 | 0 | 7490752.6859 | 19489401.924 | 13301917.2803 | 59489130.0589 | 961560.8286 | 22410181.7999 | 22410181.7999 | 1478867.319 | 9845793.7898 | 0 | 82860872.6875 | 116595715.5962 | 10000 | 18.8416 | 4397.7713 | 6188.2198 | 89.6545 | 126.1552
1 | 5800 | 707 | 0.035 | 15 | 15 | 7 | 1.3335e-11 | 5spot_SharedNeighbor | Water | Porous | Wet | R600a | MinimizeLCOE_Brownfield | IgnoreSilica | 2019 | 82.4842 | 57.9203 | 6.0601 | 4 | 3968.3968 | 5360.0671 | 80.9011 | 109.2722 | 207.9628 | 0 | 130.4741 | 8382757.0142 | 741682.2577 | 8564423.1899 | 5125381.9202 | 0 | 698312.2891 | 0 | 9169897.1017 | 23858191.254 | 16283705.7677 | 72824350.7943 | 961560.8286 | 22410181.7999 | 22410181.7999 | 1478867.319 | 9845793.7898 | 0 | 96196093.4228 | 129930936.3316 | 13335.2143 | 24.2405 | 3968.3968 | 5360.0671 | 80.9011 | 109.2722
1 | 5800 | 707 | 0.035 | 15 | 15 | 7 | 1.7783e-11 | 5spot_SharedNeighbor | Water | Porous | Wet | R600a | MinimizeLCOE_Brownfield | IgnoreSilica | 2019 | 104.2358 | 72.733 | 7.6025 | 4 | 3649.824 | 4759.1514 | 74.4066 | 97.0217 | 207.2443 | 0 | 128.0408 | 9859859.6071 | 869858.7202 | 10275881.0655 | 6463299.113 | 0 | 820696.72 | 0 | 11032942.1381 | 28705452.2757 | 19592061.0162 | 87620050.656 | 961560.8286 | 22410181.7999 | 22410181.7999 | 1478867.319 | 9845793.7898 | 0 | 110991793.2845 | 144726636.1933 | 17782.7941 | 30.4102 | 3649.824 | 4759.1514 | 74.4066 | 97.0217
1 | 5800 | 707 | 0.035 | 15 | 15 | 7 | 2.3714e-11 | 5spot_SharedNeighbor | Water | Porous | Wet | R600a | MinimizeLCOE_Brownfield | IgnoreSilica | 2019 | 128.4869 | 88.47 | 9.2277 | 4 | 3423.0911 | 4337.0509 | 69.7843 | 88.4166 | 205.761 | 0 | 144.147 | 11338320.2769 | 997685.4453 | 12019057.1562 | 7938244.8786 | 0 | 954452.5088 | 0 | 12966626.5037 | 33736502.3417 | 23025856.064 | 102976745.1751 | 961560.8286 | 22410181.7999 | 22410181.7999 | 1478867.319 | 9845793.7898 | 0 | 126348487.8036 | 160083330.7124 | 23713.7371 | 36.9106 | 3423.0911 | 4337.0509 | 69.7843 | 88.4166
1 | 5800 | 707 | 0.035 | 15 | 15 | 7 | 3.1623e-11 | 5spot_SharedNeighbor | Water | Porous | Wet | R600a | MinimizeLCOE_Brownfield | IgnoreSilica | 2019 | 153.7559 | 104.036 | 10.8198 | 4 | 3265.7385 | 4045.2059 | 66.5765 | 82.467 | 203.8147 | 0 | 130.3492 | 12729044.0546 | 1117544.7025 | 13682971.4448 | 9466234.4203 | 0 | 1091915.6065 | 0 | 14854206.9892 | 38647599.5691 | 26377780.8347 | 117967297.6218 | 961560.8286 | 22410181.7999 | 22410181.7999 | 1478867.319 | 9845793.7898 | 0 | 141339040.2503 | 175073883.159 | 31622.7766 | 43.2794 | 3265.7385 | 4045.2059 | 66.5765 | 82.467
1 | 5800 | 707 | 0.035 | 15 | 15 | 7 | 4.217e-11 | 5spot_SharedNeighbor | Water | Porous | Wet | R600a | MinimizeLCOE_Brownfield | IgnoreSilica | 2019 | 170.024 | 113.6088 | 11.8979 | 4 | 3156.5389 | 3865.3791 | 64.3503 | 78.801 | 202.4362 | 0 | 157.23 | 13555020.1622 | 1188570.4928 | 14681259.7866 | 10442388.4724 | 0 | 1089373.6671 | 0 | 15973078.9066 | 41558674.786 | 28364649.4868 | 126853015.7604 | 961560.8286 | 22410181.7999 | 22410181.7999 | 1478867.319 | 9845793.7898 | 0 | 150224758.3889 | 183959601.2977 | 42169.6503 | 47.5916 | 3156.5389 | 3865.3791 | 64.3503 | 78.801
1 | 5800 | 707 | 0.035 | 15 | 15 | 7 | 5.6234e-11 | 5spot_SharedNeighbor | Water | Porous | Wet | R600a | MinimizeLCOE_Brownfield | IgnoreSilica | 2019 | 178.4413 | 118.3913 | 12.5529 | 4 | 3073.9768 | 3745.8322 | 62.6672 | 76.3639 | 201.6645 | 0 | 213.1615 | 13960273.864 | 1223376.8903 | 15173627.3092 | 10944703.2268 | 0 | 986175.2106 | 0 | 16492381.0354 | 42909792.4015 | 29286815.0221 | 130977144.9599 | 961560.8286 | 22410181.7999 | 22410181.7999 | 1478867.319 | 9845793.7898 | 0 | 154348887.5884 | 188083730.4971 | 56234.1325 | 50.2115 | 3073.9768 | 3745.8322 | 62.6672 | 76.3639
1 | 5800 | 707 | 0.035 | 15 | 15 | 7 | 7.4989e-11 | 5spot_SharedNeighbor | Water | Porous | Wet | R600a | MinimizeLCOE_Brownfield | IgnoreSilica | 2019 | 185.1233 | 122.1051 | 13.0778 | 4 | 3010.7973 | 3655.6868 | 61.3792 | 74.5261 | 201.0276 | 0 | 241.0988 | 14271804.3444 | 1250115.6317 | 15553235.2994 | 11342447.7281 | 0 | 887278.6654 | 0 | 16888903.8509 | 43941463.4295 | 29990951.6974 | 134126200.6468 | 961560.8286 | 22410181.7999 | 22410181.7999 | 1478867.319 | 9845793.7898 | 0 | 157497943.2753 | 191232786.184 | 74989.4209 | 52.311 | 3010.7973 | 3655.6868 | 61.3792 | 74.5261
1 | 5800 | 707 | 0.035 | 15 | 15 | 7 | 1e-10 | 5spot_SharedNeighbor | Water | Porous | Wet | R600a | MinimizeLCOE_Brownfield | IgnoreSilica | 2019 | 190.3797 | 124.9721 | 13.4926 | 4 | 2962.5708 | 3587.632 | 60.396 | 73.1387 | 200.512 | 0 | 264.1381 | 14510472.8516 | 1270590.2444 | 15844698.422 | 11654021.5723 | 0 | 797843.7243 | 0 | 17190274.4577 | 44725567.9287 | 30526119.1299 | 136519588.3308 | 961560.8286 | 22410181.7999 | 22410181.7999 | 1478867.319 | 9845793.7898 | 0 | 159891330.9593 | 193626173.8681 | 100000 | 53.9705 | 2962.5708 | 3587.632 | 60.396 | 73.1387
1 | 5800 | 707 | 0.035 | 15 | 15 | 7 | 1.3335e-10 | 5spot_SharedNeighbor | Water | Porous | Wet | R600a | MinimizeLCOE_Brownfield | IgnoreSilica | 2019 | 194.3233 | 127.0916 | 13.8098 | 4 | 2925.8501 | 3536.556 | 59.6474 | 72.0975 | 200.1165 | 0 | 276.1869 | 14685936.0257 | 1285637.0159 | 16059323.1244 | 11887428.1065 | 0 | 717861.7682 | 0 | 17408112.5559 | 45292337.9755 | 30912951.3328 | 138249587.9049 | 961560.8286 | 22410181.7999 | 22410181.7999 | 1478867.319 | 9845793.7898 | 0 | 161621330.5334 | 195356173.4422 | 133352.1432 | 55.2391 | 2925.8501 | 3536.556 | 59.6474 | 72.0975
1 | 5800 | 707 | 0.035 | 15 | 15 | 7 | 1.7783e-10 | 5spot_SharedNeighbor | Water | Porous | Wet | R600a | MinimizeLCOE_Brownfield | IgnoreSilica | 2019 | 197.3387 | 128.6935 | 14.0537 | 4 | 2897.9404 | 3498.0452 | 59.0784 | 71.3124 | 199.8093 | 0 | 331.2546 | 14817995.2145 | 1296958.5681 | 16221048.883 | 12065487.4393 | 0 | 649957.6516 | 0 | 17570064.625 | 45713704.0385 | 31200542.329 | 139535758.749 | 961560.8286 | 22410181.7999 | 22410181.7999 | 1478867.319 | 9845793.7898 | 0 | 162907501.3776 | 196642344.2863 | 177827.941 | 56.2149 | 2897.9404 | 3498.0452 | 59.0784 | 71.3124
1 | 5800 | 707 | 0.035 | 15 | 15 | 7 | 2.3714e-10 | 5spot_SharedNeighbor | Water | Porous | Wet | R600a | MinimizeLCOE_Brownfield | IgnoreSilica | 2019 | 199.5313 | 129.8477 | 14.2355 | 4 | 2876.7626 | 3469.2067 | 58.6467 | 70.7245 | 199.5831 | 0 | 321.7917 | 14912858.9229 | 1305089.6728 | 16337324.438 | 12194749.4601 | 0 | 592194.9886 | 0 | 17683464.8181 | 46008748.0793 | 31401915.9493 | 140436346.329 | 961560.8286 | 22410181.7999 | 22410181.7999 | 1478867.319 | 9845793.7898 | 0 | 163808088.9575 | 197542931.8663 | 237137.3706 | 56.9418 | 2876.7626 | 3469.2067 | 58.6467 | 70.7245
1 | 5800 | 707 | 0.035 | 15 | 15 | 7 | 3.1623e-10 | 5spot_SharedNeighbor | Water | Porous | Wet | R600a | MinimizeLCOE_Brownfield | IgnoreSilica | 2019 | 201.1218 | 130.6793 | 14.3704 | 4 | 2860.7179 | 3447.6 | 58.3196 | 70.284 | 199.4175 | 0 | 326.1706 | 14981070.0736 | 1310935.4466 | 16420983.5558 | 12288460.519 | 0 | 544225.6227 | 0 | 17762813.3349 | 46215196.6433 | 31542821.3364 | 141066506.5323 | 961560.8286 | 22410181.7999 | 22410181.7999 | 1478867.319 | 9845793.7898 | 0 | 164438249.1608 | 198173092.0695 | 316227.766 | 57.4815 | 2860.7179 | 3447.6 | 58.3196 | 70.284
1 | 5800 | 707 | 0.035 | 15 | 15 | 7 | 4.217e-10 | 5spot_SharedNeighbor | Water | Porous | Wet | R600a | MinimizeLCOE_Brownfield | IgnoreSilica | 2019 | 202.2498 | 131.2662 | 14.4692 | 4 | 2848.5787 | 3431.454 | 58.0721 | 69.9548 | 199.2992 | 0 | 295.1028 | 15029128.9212 | 1315053.7217 | 16479952.3864 | 12354893.8071 | 0 | 504775.3074 | 0 | 17816683.6161 | 46355356.0647 | 31638483.0215 | 141494326.8461 | 961560.8286 | 22410181.7999 | 22410181.7999 | 1478867.319 | 9845793.7898 | 0 | 164866069.4746 | 198600912.3834 | 421696.5034 | 57.8766 | 2848.5787 | 3431.454 | 58.0721 | 69.9548
1 | 5800 | 707 | 0.035 | 15 | 15 | 7 | 5.6234e-10 | 5spot_SharedNeighbor | Water | Porous | Wet | R600a | MinimizeLCOE_Brownfield | IgnoreSilica | 2019 | 203.0682 | 131.6904 | 14.5423 | 4 | 2839.4058 | 3419.3493 | 57.8851 | 69.7081 | 199.2129 | 0 | 362.8483 | 15063831.9876 | 1318027.2918 | 16522546.803 | 12403077.5185 | 0 | 473142.7259 | 0 | 17854444.2674 | 46453601.5337 | 31705537.5728 | 141794209.7005 | 961560.8286 | 22410181.7999 | 22410181.7999 | 1478867.319 | 9845793.7898 | 0 | 165165952.329 | 198900795.2378 | 562341.3252 | 58.1692 | 2839.4058 | 3419.3493 | 57.8851 | 69.7081
1 | 5800 | 707 | 0.035 | 15 | 15 | 7 | 7.4989e-10 | 5spot_SharedNeighbor | Water | Porous | Wet | R600a | MinimizeLCOE_Brownfield | IgnoreSilica | 2019 | 203.6381 | 131.985 | 14.5953 | 4 | 2832.4824 | 3410.3202 | 57.744 | 69.524 | 199.1525 | 0 | 375.8772 | 15087907.7621 | 1320090.1441 | 16552103.8606 | 12436623.2998 | 0 | 447727.661 | 0 | 17879336.5637 | 46518366.1826 | 31749740.7765 | 141991896.2503 | 961560.8286 | 22410181.7999 | 22410181.7999 | 1478867.319 | 9845793.7898 | 0 | 165363638.8788 | 199098481.7876 | 749894.2093 | 58.3812 | 2832.4824 | 3410.3202 | 57.744 | 69.524
1 | 5800 | 707 | 0.035 | 15 | 15 | 7 | 1e-09 | 5spot_SharedNeighbor | Water | Porous | Wet | R600a | MinimizeLCOE_Brownfield | IgnoreSilica | 2019 | 204.0324 | 132.1883 | 14.6336 | 4 | 2827.2624 | 3403.5881 | 57.6376 | 69.3867 | 199.1104 | 0 | 367.6347 | 15104518.4855 | 1321513.3275 | 16572499.4324 | 12459830.1149 | 0 | 427516.6462 | 0 | 17895492.4226 | 46560400.4133 | 31778430.0026 | 142120200.8451 | 961560.8286 | 22410181.7999 | 22410181.7999 | 1478867.319 | 9845793.7898 | 0 | 165491943.4736 | 199226786.3823 | 1000000 | 58.5343 | 2827.2624 | 3403.5881 | 57.6376 | 69.3867
1 | 5800 | 707 | 0.035 | 15 | 15 | 7 | 1.3335e-09 | 5spot_SharedNeighbor | Water | Porous | Wet | R600a | MinimizeLCOE_Brownfield | IgnoreSilica | 2019 | 204.3102 | 132.3313 | 14.6615 | 4 | 2823.3305 | 3398.5583 | 57.5574 | 69.2842 | 199.0807 | 0 | 356.051 | 15116196.379 | 1322513.8482 | 16586839.7236 | 12476177.4382 | 0 | 411681.1196 | 0 | 17906229.3184 | 46588335.6137 | 31797496.3509 | 142205469.7915 | 961560.8286 | 22410181.7999 | 22410181.7999 | 1478867.319 | 9845793.7898 | 0 | 165577212.42 | 199312055.3288 | 1333521.4322 | 58.6461 | 2823.3305 | 3398.5583 | 57.5574 | 69.2842
1 | 5800 | 707 | 0.035 | 15 | 15 | 7 | 1.7783e-09 | 5spot_SharedNeighbor | Water | Porous | Wet | R600a | MinimizeLCOE_Brownfield | IgnoreSilica | 2019 | 204.5077 | 132.4327 | 14.682 | 4 | 2820.3713 | 3394.7974 | 57.4971 | 69.2075 | 199.0596 | 0 | 357.2692 | 15124481.5466 | 1323223.6797 | 16597014.5562 | 12487792.8588 | 0 | 399390.2309 | 0 | 17913442.1202 | 46607101.8445 | 31810304.6891 | 142262751.526 | 961560.8286 | 22410181.7999 | 22410181.7999 | 1478867.319 | 9845793.7898 | 0 | 165634494.1546 | 199369337.0633 | 1778279.41 | 58.7279 | 2820.3713 | 3394.7974 | 57.4971 | 69.2075
1 | 5800 | 707 | 0.035 | 15 | 15 | 7 | 2.3714e-09 | 5spot_SharedNeighbor | Water | Porous | Wet | R600a | MinimizeLCOE_Brownfield | IgnoreSilica | 2019 | 204.6586 | 132.5103 | 14.6975 | 4 | 2818.1458 | 3391.9662 | 57.4517 | 69.1498 | 199.0434 | 0 | 363.2163 | 15130812.1514 | 1323766.0472 | 16604789.4591 | 12496673.5342 | 0 | 390065.9957 | 0 | 17918981.8032 | 46621514.9633 | 31820141.9388 | 142306745.8928 | 961560.8286 | 22410181.7999 | 22410181.7999 | 1478867.319 | 9845793.7898 | 0 | 165678488.5213 | 199413331.43 | 2371373.7057 | 58.7899 | 2818.1458 | 3391.9662 | 57.4517 | 69.1498
1 | 5800 | 707 | 0.035 | 15 | 15 | 7 | 3.1623e-09 | 5spot_SharedNeighbor | Water | Porous | Wet | R600a | MinimizeLCOE_Brownfield | IgnoreSilica | 2019 | 204.7512 | 132.5578 | 14.7081 | 4 | 2816.473 | 3389.8777 | 57.4176 | 69.1072 | 199.0333 | 0 | 360.7757 | 15134685.3576 | 1324097.8768 | 16609546.5011 | 12502120.0083 | 0 | 382671.3587 | 0 | 17921717.2299 | 46628631.9826 | 31824999.4507 | 142328469.7657 | 961560.8286 | 22410181.7999 | 22410181.7999 | 1478867.319 | 9845793.7898 | 0 | 165700212.3942 | 199435055.303 | 3162277.6602 | 58.8325 | 2816.473 | 3389.8777 | 57.4176 | 69.1072
1 | 5800 | 707 | 0.035 | 15 | 15 | 7 | 4.217e-09 | 5spot_SharedNeighbor | Water | Porous | Wet | R600a | MinimizeLCOE_Brownfield | IgnoreSilica | 2019 | 204.8218 | 132.5939 | 14.7162 | 4 | 2815.2164 | 3388.3075 | 57.392 | 69.0752 | 199.0257 | 0 | 379.3515 | 15137635.7667 | 1324350.646 | 16613170.2634 | 12506269.7184 | 0 | 377089.5268 | 0 | 17923821.2093 | 46634106.1054 | 31828735.652 | 142345178.888 | 961560.8286 | 22410181.7999 | 22410181.7999 | 1478867.319 | 9845793.7898 | 0 | 165716921.5165 | 199451764.4252 | 4216965.0343 | 58.8647 | 2815.2164 | 3388.3075 | 57.392 | 69.0752
1 | 5800 | 707 | 0.035 | 15 | 15 | 7 | 5.6234e-09 | 5spot_SharedNeighbor | Water | Porous | Wet | R600a | MinimizeLCOE_Brownfield | IgnoreSilica | 2019 | 203.346 | 131.8272 | 14.6506 | 4 | 2814.0223 | 3389.6802 | 57.3677 | 69.1032 | 199.1779 | 0 | 588.5352 | 15075014.0899 | 1318985.4037 | 16536274.0462 | 12419322.1357 | 0 | 347756.0227 | 0 | 17821967.1623 | 46369102.7682 | 31647865.4291 | 141536287.0578 | 961560.8286 | 22410181.7999 | 22410181.7999 | 1478867.319 | 9845793.7898 | 0 | 164908029.6863 | 198642872.595 | 5623413.2519 | 58.6022 | 2814.0223 | 3389.6802 | 57.3677 | 69.1032
1 | 5800 | 707 | 0.035 | 15 | 15 | 7 | 7.4989e-09 | 5spot_SharedNeighbor | Water | Porous | Wet | R600a | MinimizeLCOE_Brownfield | IgnoreSilica | 2019 | 203.787 | 132.0565 | 14.6742 | 4 | 2813.2966 | 3388.0252 | 57.3529 | 69.0695 | 199.1323 | 0 | 501.0416 | 15093750.6744 | 1320590.7613 | 16559277.8238 | 12445303.3972 | 0 | 350760.6814 | 0 | 17850176.5019 | 46442497.6832 | 31697958.9667 | 141760316.4898 | 961560.8286 | 22410181.7999 | 22410181.7999 | 1478867.319 | 9845793.7898 | 0 | 165132059.1183 | 198866902.027 | 7498942.0933 | 58.697 | 2813.2966 | 3388.0252 | 57.3529 | 69.0695
1 | 5800 | 707 | 0.035 | 15 | 15 | 7 | 1e-08 | 5spot_SharedNeighbor | Water | Porous | Wet | R600a | MinimizeLCOE_Brownfield | IgnoreSilica | 2019 | 204.6005 | 132.4788 | 14.715 | 4 | 2812.7322 | 3385.8689 | 57.3413 | 69.0255 | 199.0483 | 0 | 365.6956 | 15128239.0932 | 1323545.604 | 16601629.3251 | 12493225.464 | 0 | 360399.7262 | 0 | 17903745.2929 | 46581872.6889 | 31793085.2719 | 142185742.4661 | 961560.8286 | 22410181.7999 | 22410181.7999 | 1478867.319 | 9845793.7898 | 0 | 165557485.0947 | 199292328.0034 | 10000000 | 58.86 | 2812.7322 | 3385.8689 | 57.3413 | 69.0255
1 | 5900 | 707 | 0.035 | 15 | 15 | 7 | 1e-13 | 5spot_SharedNeighbor | Water | Porous | Wet | R600a | MinimizeLCOE_Brownfield | IgnoreSilica | 2019 | 0.95719 | 0.23714 | 0.01273 | 4 | 493737.6003 | 1171265.2182 | 10065.5088 | 23877.8257 | 126.1635 | 0 | 49.0099 | 152500.7608 | 11063.3801 | 107478.2824 | 63864.7499 | 0 | 59971.207 | 0 | 154002.5683 | 400683.0923 | 273474.4437 | 1223038.4845 | 961560.8286 | 22956191.5802 | 22956191.5802 | 1478867.319 | 10064197.702 | 0 | 25140790.8933 | 59640047.4945 | 100 | 0.050919 | 493737.6003 | 1171265.2182 | 10065.5088 | 23877.8257
1 | 5900 | 707 | 0.035 | 15 | 15 | 7 | 1.3335e-13 | 5spot_SharedNeighbor | Water | Porous | Wet | R600a | MinimizeLCOE_Brownfield | IgnoreSilica | 2019 | 1.2545 | 0.38261 | 0.02818 | 4 | 227396.3382 | 533453.5562 | 4635.7819 | 10875.1723 | 141.1686 | 0 | 49.6887 | 228883.0938 | 18376.1462 | 155973.7573 | 82689.945 | 0 | 67704.5232 | 0 | 215914.7115 | 561765.7892 | 383416.6942 | 1714724.6604 | 961560.8286 | 22956191.5802 | 22956191.5802 | 1478867.319 | 10064197.702 | 0 | 25632477.0692 | 60131733.6704 | 133.3521 | 0.11272 | 227396.3382 | 533453.5562 | 4635.7819 | 10875.1723
1 | 5900 | 707 | 0.035 | 15 | 15 | 7 | 1.7783e-13 | 5spot_SharedNeighbor | Water | Porous | Wet | R600a | MinimizeLCOE_Brownfield | IgnoreSilica | 2019 | 1.6125 | 0.57848 | 0.05208 | 4 | 125993.1908 | 291600.4366 | 2568.5416 | 5944.6693 | 153.7143 | 0 | 254.6776 | 324682.9003 | 28994.531 | 215108.3185 | 108624.6386 | 0 | 74583.246 | 0 | 293277.5174 | 763047.9409 | 520795.8987 | 2329114.9915 | 961560.8286 | 22956191.5802 | 22956191.5802 | 1478867.319 | 10064197.702 | 0 | 26246867.4003 | 60746124.0015 | 177.8279 | 0.20832 | 125993.1908 | 291600.4366 | 2568.5416 | 5944.6693
1 | 5900 | 707 | 0.035 | 15 | 15 | 7 | 2.3714e-13 | 5spot_SharedNeighbor | Water | Porous | Wet | R600a | MinimizeLCOE_Brownfield | IgnoreSilica | 2019 | 2.0987 | 0.91378 | 0.087212 | 4 | 77673.4607 | 176567.8715 | 1583.4786 | 3599.5749 | 165.1822 | 0 | 333.2736 | 449157.4622 | 40628.0471 | 309818.486 | 142004.2947 | 0 | 84651.9831 | 0 | 400241.5065 | 1041346.2991 | 710740.2466 | 3178588.3252 | 961560.8286 | 22956191.5802 | 22956191.5802 | 1478867.319 | 10064197.702 | 0 | 27096340.734 | 61595597.3352 | 237.1374 | 0.34885 | 77673.4607 | 176567.8715 | 1583.4786 | 3599.5749
1 | 5900 | 707 | 0.035 | 15 | 15 | 7 | 3.1623e-13 | 5spot_SharedNeighbor | Water | Porous | Wet | R600a | MinimizeLCOE_Brownfield | IgnoreSilica | 2019 | 2.7016 | 1.3394 | 0.13152 | 4 | 53330.2606 | 118907.5916 | 1087.2095 | 2424.0921 | 174.493 | 0 | 440.2959 | 586678.4617 | 53096.2894 | 420679.1737 | 180603.0928 | 0 | 95127.6951 | 0 | 521112.038 | 1355826.6281 | 925379.5331 | 4138502.9119 | 961560.8286 | 22956191.5802 | 22956191.5802 | 1478867.319 | 10064197.702 | 0 | 28056255.3207 | 62555511.9219 | 316.2278 | 0.52609 | 53330.2606 | 118907.5916 | 1087.2095 | 2424.0921
1 | 5900 | 707 | 0.035 | 15 | 15 | 7 | 4.217e-13 | 5spot_SharedNeighbor | Water | Porous | Wet | R600a | MinimizeLCOE_Brownfield | IgnoreSilica | 2019 | 3.4795 | 1.8947 | 0.18953 | 4 | 38525.7266 | 84032.087 | 785.399 | 1713.1078 | 182.2611 | 0 | 543.953 | 747902.4582 | 67688.8369 | 555224.4586 | 229598.1179 | 0 | 107341.0368 | 0 | 666024.4143 | 1732858.9056 | 1182711.8097 | 5289350.038 | 961560.8286 | 22956191.5802 | 22956191.5802 | 1478867.319 | 10064197.702 | 0 | 29207102.4468 | 63706359.048 | 421.6965 | 0.75812 | 38525.7266 | 84032.087 | 785.399 | 1713.1078
1 | 5900 | 707 | 0.035 | 15 | 15 | 7 | 5.6234e-13 | 5spot_SharedNeighbor | Water | Porous | Wet | R600a | MinimizeLCOE_Brownfield | IgnoreSilica | 2019 | 4.4916 | 2.6236 | 0.26584 | 4 | 28783.2426 | 61226.9853 | 586.7853 | 1248.1949 | 188.6742 | 0 | 91.3323 | 939628.054 | 85007.8843 | 720352.9491 | 292899.666 | 0 | 121795.298 | 0 | 842276.702 | 2191431.2039 | 1495696.826 | 6689088.5831 | 961560.8286 | 22956191.5802 | 22956191.5802 | 1478867.319 | 10064197.702 | 0 | 30606840.992 | 65106097.5931 | 562.3413 | 1.0634 | 28783.2426 | 61226.9853 | 586.7853 | 1248.1949
1 | 5900 | 707 | 0.035 | 15 | 15 | 7 | 7.4989e-13 | 5spot_SharedNeighbor | Water | Porous | Wet | R600a | MinimizeLCOE_Brownfield | IgnoreSilica | 2019 | 5.8124 | 3.5801 | 0.3662 | 4 | 22063.7353 | 45615.8809 | 449.7991 | 929.9414 | 193.8795 | 0 | 60.7289 | 1168908.5785 | 105673.2576 | 923744.9304 | 375234.7288 | 0 | 138930.7005 | 0 | 1057871.9564 | 2752365.8311 | 1878546.2352 | 8401276.2183 | 961560.8286 | 22956191.5802 | 22956191.5802 | 1478867.319 | 10064197.702 | 0 | 32319028.6272 | 66818285.2284 | 749.8942 | 1.4648 | 22063.7353 | 45615.8809 | 449.7991 | 929.9414
1 | 5900 | 707 | 0.035 | 15 | 15 | 7 | 1e-12 | 5spot_SharedNeighbor | Water | Porous | Wet | R600a | MinimizeLCOE_Brownfield | IgnoreSilica | 2019 | 7.5273 | 4.8217 | 0.49674 | 4 | 17313.126 | 34675.9303 | 352.9515 | 706.9157 | 197.9105 | 0 | 92.5307 | 1441250.0762 | 130159.6614 | 1172178.0108 | 481978.3636 | 0 | 158979.2221 | 0 | 1319972.6803 | 3434298.1504 | 2343979.0554 | 10482795.2202 | 961560.8286 | 22956191.5802 | 22956191.5802 | 1478867.319 | 10064197.702 | 0 | 34400547.629 | 68899804.2302 | 1000 | 1.987 | 17313.126 | 34675.9303 | 352.9515 | 706.9157
1 | 5900 | 707 | 0.035 | 15 | 15 | 7 | 1.3335e-12 | 5spot_SharedNeighbor | Water | Porous | Wet | R600a | MinimizeLCOE_Brownfield | IgnoreSilica | 2019 | 9.8099 | 6.4962 | 0.67309 | 4 | 13754.3132 | 26568.0742 | 280.4003 | 541.6261 | 201.4574 | 0 | 109.5443 | 1778066.2701 | 160361.2372 | 1487862.1623 | 624250.0694 | 0 | 183472.2701 | 0 | 1651264.6836 | 4296251.9857 | 2932280.2594 | 13113808.9377 | 961560.8286 | 22956191.5802 | 22956191.5802 | 1478867.319 | 10064197.702 | 0 | 37031561.3465 | 71530817.9477 | 1333.5214 | 2.6924 | 13754.3132 | 26568.0742 | 280.4003 | 541.6261
1 | 5900 | 707 | 0.035 | 15 | 15 | 7 | 1.7783e-12 | 5spot_SharedNeighbor | Water | Porous | Wet | R600a | MinimizeLCOE_Brownfield | IgnoreSilica | 2019 | 12.8131 | 8.6939 | 0.90461 | 4 | 11132.3912 | 20666.6779 | 226.9489 | 421.3182 | 204.122 | 0 | 105.1597 | 2183926.9713 | 196646.3528 | 1878470.6386 | 811314.1927 | 0 | 213081.3186 | 0 | 2060541.3949 | 5361106.0344 | 3659065.0282 | 16364151.9316 | 961560.8286 | 22956191.5802 | 22956191.5802 | 1478867.319 | 10064197.702 | 0 | 40281904.3404 | 74781160.9416 | 1778.2794 | 3.6184 | 11132.3912 | 20666.6779 | 226.9489 | 421.3182
1 | 5900 | 707 | 0.035 | 15 | 15 | 7 | 2.3714e-12 | 5spot_SharedNeighbor | Water | Porous | Wet | R600a | MinimizeLCOE_Brownfield | IgnoreSilica | 2019 | 16.789 | 11.6171 | 1.2125 | 4 | 9147.171 | 16260.1329 | 186.4775 | 331.4848 | 206.213 | 0 | 99.5831 | 2680308.0224 | 240882.7289 | 2368714.485 | 1062499.3255 | 0 | 249514.0946 | 0 | 2574748.276 | 6698966.8607 | 4572182.5324 | 20447816.3255 | 961560.8286 | 22956191.5802 | 22956191.5802 | 1478867.319 | 10064197.702 | 0 | 44365568.7343 | 78864825.3355 | 2371.3737 | 4.8502 | 9147.171 | 16260.1329 | 186.4775 | 331.4848
1 | 5900 | 707 | 0.035 | 15 | 15 | 7 | 3.1623e-12 | 5spot_SharedNeighbor | Water | Porous | Wet | R600a | MinimizeLCOE_Brownfield | IgnoreSilica | 2019 | 22.0775 | 15.4869 | 1.6203 | 4 | 7630.182 | 12953.2907 | 155.5516 | 264.0704 | 207.8465 | 0 | 84.6716 | 3284993.9334 | 294586.0868 | 2981301.7664 | 1389221.2016 | 0 | 293887.2633 | 0 | 3215156.1981 | 8365176.9082 | 5709405.1271 | 25533728.4849 | 961560.8286 | 22956191.5802 | 22956191.5802 | 1478867.319 | 10064197.702 | 0 | 49451480.8938 | 83950737.495 | 3162.2777 | 6.481 | 7630.182 | 12953.2907 | 155.5516 | 264.0704
1 | 5900 | 707 | 0.035 | 15 | 15 | 7 | 4.217e-12 | 5spot_SharedNeighbor | Water | Porous | Wet | R600a | MinimizeLCOE_Brownfield | IgnoreSilica | 2019 | 29.0205 | 20.5814 | 2.1573 | 4 | 6465.0578 | 10463.0013 | 131.7989 | 213.3024 | 209.0994 | 0 | 107.2519 | 4018312.166 | 359475.617 | 3742951.2731 | 1822057.9094 | 0 | 347239.1246 | 0 | 4013114.0751 | 10441299.6206 | 7126401.5383 | 31870851.3241 | 961560.8286 | 22956191.5802 | 22956191.5802 | 1478867.319 | 10064197.702 | 0 | 55788603.733 | 90287860.3342 | 4216.965 | 8.6293 | 6465.0578 | 10463.0013 | 131.7989 | 213.3024
1 | 5900 | 707 | 0.035 | 15 | 15 | 7 | 5.6234e-12 | 5spot_SharedNeighbor | Water | Porous | Wet | R600a | MinimizeLCOE_Brownfield | IgnoreSilica | 2019 | 38.1385 | 27.274 | 2.8628 | 4 | 5560.262 | 8572.9638 | 113.3535 | 174.7715 | 210.0588 | 0 | 104.7166 | 4906711.1792 | 437784.4104 | 4688482.4275 | 2390547.9064 | 0 | 411812.5982 | 0 | 5005782.0235 | 13024017.998 | 8889159.9005 | 39754298.4438 | 961560.8286 | 22956191.5802 | 22956191.5802 | 1478867.319 | 10064197.702 | 0 | 63672050.8526 | 98171307.4538 | 5623.4133 | 11.4513 | 5560.262 | 8572.9638 | 113.3535 | 174.7715
1 | 5900 | 707 | 0.035 | 15 | 15 | 7 | 7.4989e-12 | 5spot_SharedNeighbor | Water | Porous | Wet | R600a | MinimizeLCOE_Brownfield | IgnoreSilica | 2019 | 49.9757 | 35.9574 | 3.7782 | 4 | 4855.3169 | 7138.1168 | 98.9822 | 145.5202 | 210.7652 | 0 | 115.7403 | 5971214.26 | 531237.1197 | 5848768.4888 | 3128476.6286 | 0 | 489020.2721 | 0 | 6227799.54 | 16203456.9056 | 11059192.2858 | 49459165.5006 | 961560.8286 | 22956191.5802 | 22956191.5802 | 1478867.319 | 10064197.702 | 0 | 73376917.9094 | 107876174.5106 | 7498.9421 | 15.1127 | 4855.3169 | 7138.1168 | 98.9822 | 145.5202
1 | 5900 | 707 | 0.035 | 15 | 15 | 7 | 1e-11 | 5spot_SharedNeighbor | Water | Porous | Wet | R600a | MinimizeLCOE_Brownfield | IgnoreSilica | 2019 | 65.04 | 46.958 | 4.9372 | 4 | 4308.2038 | 6055.1174 | 87.8286 | 123.4418 | 211.167 | 0 | 103.9394 | 7219542.576 | 640373.0839 | 7241043.9058 | 4066790.206 | 0 | 579948.3024 | 0 | 7701602.2489 | 20037989.2358 | 13676339.3929 | 61163628.9516 | 961560.8286 | 22956191.5802 | 22956191.5802 | 1478867.319 | 10064197.702 | 0 | 85081381.3605 | 119580637.9617 | 10000 | 19.7487 | 4308.2038 | 6055.1174 | 87.8286 | 123.4418
1 | 5900 | 707 | 0.035 | 15 | 15 | 7 | 1.3335e-11 | 5spot_SharedNeighbor | Water | Porous | Wet | R600a | MinimizeLCOE_Brownfield | IgnoreSilica | 2019 | 83.6322 | 60.3389 | 6.3438 | 4 | 3890.3401 | 5249.9026 | 79.3098 | 107.0264 | 211.0852 | 0 | 127.4064 | 8630656.4369 | 763229.0337 | 8849359.2218 | 5221784.5857 | 0 | 685611.1984 | 0 | 9418749.7858 | 24505654.8914 | 16725613.0043 | 74800658.158 | 961560.8286 | 22956191.5802 | 22956191.5802 | 1478867.319 | 10064197.702 | 0 | 98718410.5668 | 133217667.168 | 13335.2143 | 25.3753 | 3890.3401 | 5249.9026 | 79.3098 | 107.0264
1 | 5900 | 707 | 0.035 | 15 | 15 | 7 | 1.7783e-11 | 5spot_SharedNeighbor | Water | Porous | Wet | R600a | MinimizeLCOE_Brownfield | IgnoreSilica | 2019 | 105.5394 | 75.6374 | 7.9442 | 4 | 3580.8994 | 4666.5706 | 73.0015 | 95.1344 | 210.309 | 0 | 135.5291 | 10139031.5184 | 894029.867 | 10602855.6132 | 6575266.9113 | 0 | 805524.5731 | 0 | 11316516.3084 | 29443254.0977 | 20095625.9201 | 89872104.8092 | 961560.8286 | 22956191.5802 | 22956191.5802 | 1478867.319 | 10064197.702 | 0 | 113789857.218 | 148289113.8192 | 17782.7941 | 31.7769 | 3580.8994 | 4666.5706 | 73.0015 | 95.1344
1 | 5900 | 707 | 0.035 | 15 | 15 | 7 | 2.3714e-11 | 5spot_SharedNeighbor | Water | Porous | Wet | R600a | MinimizeLCOE_Brownfield | IgnoreSilica | 2019 | 129.8442 | 91.8069 | 9.6219 | 4 | 3361.3454 | 4257.7186 | 68.5256 | 86.7994 | 208.7513 | 0 | 137.1679 | 11641912.3932 | 1023880.7126 | 12380383.1844 | 8064225.217 | 0 | 936661.6501 | 0 | 13278354.6314 | 34547554.9858 | 23579416.159 | 105452388.9335 | 961560.8286 | 22956191.5802 | 22956191.5802 | 1478867.319 | 10064197.702 | 0 | 129370141.3424 | 163869397.9436 | 23713.7371 | 38.4876 | 3361.3454 | 4257.7186 | 68.5256 | 86.7994
1 | 5900 | 707 | 0.035 | 15 | 15 | 7 | 3.1623e-11 | 5spot_SharedNeighbor | Water | Porous | Wet | R600a | MinimizeLCOE_Brownfield | IgnoreSilica | 2019 | 155.0789 | 107.7998 | 11.2665 | 4 | 3208.9465 | 3974.4744 | 65.4187 | 81.025 | 206.7487 | 0 | 144.0589 | 13056250.3412 | 1145695.0153 | 14077579.4028 | 9618027.0586 | 0 | 1071336.4316 | 0 | 15197866.4173 | 39541730.9068 | 26988043.8452 | 120696529.419 | 961560.8286 | 22956191.5802 | 22956191.5802 | 1478867.319 | 10064197.702 | 0 | 144614281.8278 | 179113538.429 | 31622.7766 | 45.066 | 3208.9465 | 3974.4744 | 65.4187 | 81.025
1 | 5900 | 707 | 0.035 | 15 | 15 | 7 | 4.217e-11 | 5spot_SharedNeighbor | Water | Porous | Wet | R600a | MinimizeLCOE_Brownfield | IgnoreSilica | 2019 | 172.8861 | 118.4317 | 12.4357 | 4 | 3103.5417 | 3797.0934 | 63.2699 | 77.4089 | 205.1852 | 0 | 139.5548 | 13963680.9728 | 1223669.4071 | 15177773.7867 | 10663849.8767 | 0 | 1092645.7994 | 0 | 16427431.7386 | 42740807.6543 | 29171479.4599 | 130461338.6955 | 961560.8286 | 22956191.5802 | 22956191.5802 | 1478867.319 | 10064197.702 | 0 | 154379091.1044 | 188878347.7055 | 42169.6503 | 49.7429 | 3103.5417 | 3797.0934 | 63.2699 | 77.4089
1 | 5900 | 707 | 0.035 | 15 | 15 | 7 | 5.6234e-11 | 5spot_SharedNeighbor | Water | Porous | Wet | R600a | MinimizeLCOE_Brownfield | IgnoreSilica | 2019 | 181.2749 | 123.2884 | 13.1001 | 4 | 3025.1206 | 3683.5008 | 61.6712 | 75.0931 | 204.3843 | 0 | 185.5393 | 14370502.8535 | 1258583.745 | 15673699.733 | 11166125.9873 | 0 | 988680.3442 | 0 | 16948461.1386 | 44096419.2752 | 30096712.2461 | 134599185.323 | 961560.8286 | 22956191.5802 | 22956191.5802 | 1478867.319 | 10064197.702 | 0 | 158516937.7318 | 193016194.333 | 56234.1325 | 52.4002 | 3025.1206 | 3683.5008 | 61.6712 | 75.0931
1 | 5900 | 707 | 0.035 | 15 | 15 | 7 | 7.4989e-11 | 5spot_SharedNeighbor | Water | Porous | Wet | R600a | MinimizeLCOE_Brownfield | IgnoreSilica | 2019 | 187.9024 | 127.0396 | 13.63 | 4 | 2965.1179 | 3597.9012 | 60.4479 | 73.3481 | 203.7271 | 0 | 233.43 | 14681640.9388 | 1285268.7493 | 16054065.9271 | 11561562.7841 | 0 | 889133.916 | 0 | 17343952.2029 | 45125405.8983 | 30799016.7599 | 137740047.1764 | 961560.8286 | 22956191.5802 | 22956191.5802 | 1478867.319 | 10064197.702 | 0 | 161657799.5852 | 196157056.1864 | 74989.4209 | 54.5199 | 2965.1179 | 3597.9012 | 60.4479 | 73.3481
1 | 5900 | 707 | 0.035 | 15 | 15 | 7 | 1e-10 | 5spot_SharedNeighbor | Water | Porous | Wet | R600a | MinimizeLCOE_Brownfield | IgnoreSilica | 2019 | 193.0445 | 129.8968 | 14.045 | 4 | 2919.3342 | 3533.4168 | 59.5146 | 72.0335 | 203.2026 | 0 | 243.712 | 14916891.5528 | 1305435.2935 | 16342269.1433 | 11867598.2624 | 0 | 798490.3847 | 0 | 17639967.0082 | 45895575.7007 | 31324673.4755 | 140090900.821 | 961560.8286 | 22956191.5802 | 22956191.5802 | 1478867.319 | 10064197.702 | 0 | 164008653.2298 | 198507909.831 | 100000 | 56.1802 | 2919.3342 | 3533.4168 | 59.5146 | 72.0335
1 | 5900 | 707 | 0.035 | 15 | 15 | 7 | 1.3335e-10 | 5spot_SharedNeighbor | Water | Porous | Wet | R600a | MinimizeLCOE_Brownfield | IgnoreSilica | 2019 | 197.0003 | 132.0618 | 14.3666 | 4 | 2884.4743 | 3484.8122 | 58.8039 | 71.0426 | 202.7906 | 0 | 296.1454 | 15094185.0634 | 1320627.9793 | 16559811.1818 | 12102357.9368 | 0 | 719265.3373 | 0 | 17860536.5244 | 46469452.3368 | 31716356.0716 | 141842592.4313 | 961560.8286 | 22956191.5802 | 22956191.5802 | 1478867.319 | 10064197.702 | 0 | 165760344.8402 | 200259601.4414 | 133352.1432 | 57.4664 | 2884.4743 | 3484.8122 | 58.8039 | 71.0426
1 | 5900 | 707 | 0.035 | 15 | 15 | 7 | 1.7783e-10 | 5spot_SharedNeighbor | Water | Porous | Wet | R600a | MinimizeLCOE_Brownfield | IgnoreSilica | 2019 | 199.9381 | 133.6504 | 14.6096 | 4 | 2857.9788 | 3448.3311 | 58.2638 | 70.2989 | 202.4797 | 0 | 330.4736 | 15223761.2201 | 1331728.6621 | 16718986.8107 | 12276254.0966 | 0 | 650849.294 | 0 | 18018616.2326 | 46880743.3108 | 31997070.6126 | 143098010.2395 | 961560.8286 | 22956191.5802 | 22956191.5802 | 1478867.319 | 10064197.702 | 0 | 167015762.6484 | 201515019.2496 | 177827.941 | 58.4384 | 2857.9788 | 3448.3311 | 58.2638 | 70.2989
1 | 5900 | 707 | 0.035 | 15 | 15 | 7 | 2.3714e-10 | 5spot_SharedNeighbor | Water | Porous | Wet | R600a | MinimizeLCOE_Brownfield | IgnoreSilica | 2019 | 202.0964 | 134.8074 | 14.7916 | 4 | 2837.8771 | 3420.9652 | 57.854 | 69.741 | 202.2485 | 0 | 341.1824 | 15317851.8142 | 1339787.7529 | 16834667.1542 | 12403913.8745 | 0 | 593153.8906 | 0 | 18130856.0497 | 47172768.2914 | 32196383.6623 | 143989382.4899 | 961560.8286 | 22956191.5802 | 22956191.5802 | 1478867.319 | 10064197.702 | 0 | 167907134.8987 | 202406391.4999 | 237137.3706 | 59.1665 | 2837.8771 | 3420.9652 | 57.854 | 69.741
1 | 5900 | 707 | 0.035 | 15 | 15 | 7 | 3.1623e-10 | 5spot_SharedNeighbor | Water | Porous | Wet | R600a | MinimizeLCOE_Brownfield | IgnoreSilica | 2019 | 203.6575 | 135.6386 | 14.9264 | 4 | 2822.6488 | 3400.4698 | 57.5435 | 69.3232 | 202.0798 | 0 | 378.046 | 15385311.9478 | 1345565.0691 | 16917656.0894 | 12496196.6335 | 0 | 545253.4731 | 0 | 18209093.453 | 47376325.9661 | 32335315.958 | 144610718.5901 | 961560.8286 | 22956191.5802 | 22956191.5802 | 1478867.319 | 10064197.702 | 0 | 168528470.999 | 203027727.6002 | 316227.766 | 59.7058 | 2822.6488 | 3400.4698 | 57.5435 | 69.3232
1 | 5900 | 707 | 0.035 | 15 | 15 | 7 | 4.217e-10 | 5spot_SharedNeighbor | Water | Porous | Wet | R600a | MinimizeLCOE_Brownfield | IgnoreSilica | 2019 | 204.8024 | 136.2451 | 15.0269 | 4 | 2811.1274 | 3385.0847 | 57.3086 | 69.0095 | 201.9552 | 0 | 375.0041 | 15434462.5731 | 1349773.9262 | 16978146.7819 | 12563822.8274 | 0 | 506466.1262 | 0 | 18264742.1715 | 47521112.5166 | 32434135.7538 | 145052662.6767 | 961560.8286 | 22956191.5802 | 22956191.5802 | 1478867.319 | 10064197.702 | 0 | 168970415.0855 | 203469671.6867 | 421696.5034 | 60.1077 | 2811.1274 | 3385.0847 | 57.3086 | 69.0095
1 | 5900 | 707 | 0.035 | 15 | 15 | 7 | 5.6234e-10 | 5spot_SharedNeighbor | Water | Porous | Wet | R600a | MinimizeLCOE_Brownfield | IgnoreSilica | 2019 | 205.6092 | 136.6707 | 15.1001 | 4 | 2802.4211 | 3373.5958 | 57.1311 | 68.7753 | 201.8668 | 0 | 355.5311 | 15468921.2853 | 1352724.4755 | 17020568.8484 | 12611436.7655 | 0 | 475013.5819 | 0 | 18302179.3331 | 47618516.3314 | 32500615.8589 | 145349976.4799 | 961560.8286 | 22956191.5802 | 22956191.5802 | 1478867.319 | 10064197.702 | 0 | 169267728.8887 | 203766985.4899 | 562341.3252 | 60.4005 | 2802.4211 | 3373.5958 | 57.1311 | 68.7753
1 | 5900 | 707 | 0.035 | 15 | 15 | 7 | 7.4989e-10 | 5spot_SharedNeighbor | Water | Porous | Wet | R600a | MinimizeLCOE_Brownfield | IgnoreSilica | 2019 | 206.1667 | 136.964 | 15.1529 | 4 | 2795.8502 | 3365.0344 | 56.9972 | 68.6008 | 201.8055 | 0 | 346.2551 | 15492640.8357 | 1354755.3754 | 17049776.1706 | 12644329.0543 | 0 | 449697.0148 | 0 | 18326567.3958 | 47681969.0681 | 32543923.6554 | 145543658.5702 | 961560.8286 | 22956191.5802 | 22956191.5802 | 1478867.319 | 10064197.702 | 0 | 169461410.979 | 203960667.5802 | 749894.2093 | 60.6118 | 2795.8502 | 3365.0344 | 56.9972 | 68.6008
1 | 5900 | 707 | 0.035 | 15 | 15 | 7 | 1e-09 | 5spot_SharedNeighbor | Water | Porous | Wet | R600a | MinimizeLCOE_Brownfield | IgnoreSilica | 2019 | 206.5734 | 137.1774 | 15.1921 | 4 | 2790.8962 | 3358.6133 | 56.8962 | 68.4699 | 201.7606 | 0 | 362.4351 | 15509901.9991 | 1356233.2474 | 17071034.0726 | 12668321.5445 | 0 | 429896.1475 | 0 | 18343800.9343 | 47726807.2 | 32574526.6018 | 145680521.7471 | 961560.8286 | 22956191.5802 | 22956191.5802 | 1478867.319 | 10064197.702 | 0 | 169598274.156 | 204097530.7571 | 1000000 | 60.7684 | 2790.8962 | 3358.6133 | 56.8962 | 68.4699
1 | 5900 | 707 | 0.035 | 15 | 15 | 7 | 1.3335e-09 | 5spot_SharedNeighbor | Water | Porous | Wet | R600a | MinimizeLCOE_Brownfield | IgnoreSilica | 2019 | 206.8512 | 137.323 | 15.2202 | 4 | 2787.1647 | 3353.8332 | 56.8201 | 68.3724 | 201.7297 | 0 | 350.1118 | 15521663.34 | 1357240.2087 | 17085520.2298 | 12684706.6277 | 0 | 414239.2231 | 0 | 18354714.1554 | 47755201.1628 | 32593906.0649 | 145767191.0123 | 961560.8286 | 22956191.5802 | 22956191.5802 | 1478867.319 | 10064197.702 | 0 | 169684943.4211 | 204184200.0223 | 1333521.4322 | 60.8808 | 2787.1647 | 3353.8332 | 56.8201 | 68.3724
1 | 5900 | 707 | 0.035 | 15 | 15 | 7 | 1.7783e-09 | 5spot_SharedNeighbor | Water | Porous | Wet | R600a | MinimizeLCOE_Brownfield | IgnoreSilica | 2019 | 207.0487 | 137.4262 | 15.2408 | 4 | 2784.3565 | 3350.2596 | 56.7629 | 68.2996 | 201.7077 | 0 | 350.0403 | 15530007.3677 | 1357954.5803 | 17095798.1191 | 12696348.7738 | 0 | 402088.2397 | 0 | 18362056.8614 | 47774305.3777 | 32606945.0841 | 145825504.4038 | 961560.8286 | 22956191.5802 | 22956191.5802 | 1478867.319 | 10064197.702 | 0 | 169743256.8126 | 204242513.4138 | 1778279.41 | 60.9632 | 2784.3565 | 3350.2596 | 56.7629 | 68.2996
1 | 5900 | 707 | 0.035 | 15 | 15 | 7 | 2.3714e-09 | 5spot_SharedNeighbor | Water | Porous | Wet | R600a | MinimizeLCOE_Brownfield | IgnoreSilica | 2019 | 207.1802 | 137.4949 | 15.2555 | 4 | 2782.2446 | 3347.604 | 56.7198 | 68.2454 | 201.693 | 0 | 354.6286 | 15535553.4342 | 1358429.3995 | 17102629.921 | 12704101.4826 | 0 | 392576.467 | 0 | 18366383.3747 | 47785562.0778 | 32614628.0132 | 145859864.1701 | 961560.8286 | 22956191.5802 | 22956191.5802 | 1478867.319 | 10064197.702 | 0 | 169777616.5789 | 204276873.1801 | 2371373.7057 | 61.0218 | 2782.2446 | 3347.604 | 56.7198 | 68.2454
1 | 5900 | 707 | 0.035 | 15 | 15 | 7 | 3.1623e-09 | 5spot_SharedNeighbor | Water | Porous | Wet | R600a | MinimizeLCOE_Brownfield | IgnoreSilica | 2019 | 207.2728 | 137.5432 | 15.2662 | 4 | 2780.6573 | 3345.6201 | 56.6875 | 68.205 | 201.6826 | 0 | 350.1116 | 15539454.0215 | 1358763.3405 | 17107434.9405 | 12709560.3786 | 0 | 385263.196 | 0 | 18369185.5921 | 47792852.8725 | 32619604.1304 | 145882118.4722 | 961560.8286 | 22956191.5802 | 22956191.5802 | 1478867.319 | 10064197.702 | 0 | 169799870.881 | 204299127.4822 | 3162277.6602 | 61.0647 | 2780.6573 | 3345.6201 | 56.6875 | 68.205
1 | 5900 | 707 | 0.035 | 15 | 15 | 7 | 4.217e-09 | 5spot_SharedNeighbor | Water | Porous | Wet | R600a | MinimizeLCOE_Brownfield | IgnoreSilica | 2019 | 205.7944 | 136.7608 | 15.2002 | 4 | 2779.2327 | 3346.6479 | 56.6584 | 68.2259 | 201.8406 | 0 | 340.5979 | 15476206.5445 | 1353348.258 | 17029539.0911 | 12622245.808 | 0 | 354227.9176 | 0 | 18265871.3715 | 47524050.4632 | 32436140.9627 | 145061630.4166 | 961560.8286 | 22956191.5802 | 22956191.5802 | 1478867.319 | 10064197.702 | 0 | 168979382.8255 | 203478639.4266 | 4216965.0343 | 60.8007 | 2779.2327 | 3346.6479 | 56.6584 | 68.2259
1 | 5900 | 707 | 0.035 | 15 | 15 | 7 | 5.6234e-09 | 5spot_SharedNeighbor | Water | Porous | Wet | R600a | MinimizeLCOE_Brownfield | IgnoreSilica | 2019 | 206.328 | 137.0432 | 15.2296 | 4 | 2778.319 | 3344.6369 | 56.6398 | 68.1849 | 201.7834 | 0 | 479.0777 | 15499052.7221 | 1355304.3555 | 17057672.3852 | 12653758.5967 | 0 | 357511.5686 | 0 | 18300086.8549 | 47613072.1326 | 32496900.0813 | 145333358.6969 | 961560.8286 | 22956191.5802 | 22956191.5802 | 1478867.319 | 10064197.702 | 0 | 169251111.1058 | 203750367.707 | 5623413.2519 | 60.9185 | 2778.319 | 3344.6369 | 56.6398 | 68.1849
1 | 5900 | 707 | 0.035 | 15 | 15 | 7 | 7.4989e-09 | 5spot_SharedNeighbor | Water | Porous | Wet | R600a | MinimizeLCOE_Brownfield | IgnoreSilica | 2019 | 207.105 | 137.4539 | 15.27 | 4 | 2777.6216 | 3342.4429 | 56.6256 | 68.1402 | 201.7001 | 0 | 337.266 | 15532242.9856 | 1358145.9803 | 17098551.9834 | 12699641.2996 | 0 | 365770.4532 | 0 | 18351197.5538 | 47746051.6868 | 32587661.3595 | 145739263.3023 | 961560.8286 | 22956191.5802 | 22956191.5802 | 1478867.319 | 10064197.702 | 0 | 169657015.7111 | 204156272.3123 | 7498942.0933 | 61.08 | 2777.6216 | 3342.4429 | 56.6256 | 68.1402
1 | 5900 | 707 | 0.035 | 15 | 15 | 7 | 1e-08 | 5spot_SharedNeighbor | Water | Porous | Wet | R600a | MinimizeLCOE_Brownfield | IgnoreSilica | 2019 | 207.7527 | 137.7954 | 15.3033 | 4 | 2777.1124 | 3340.705 | 56.6152 | 68.1048 | 201.6305 | 0 | 356.4965 | 15559823.7363 | 1360507.2168 | 17132530.0143 | 12737881.8895 | 0 | 372957.1722 | 0 | 18393843.0113 | 47857006.4195 | 32663390.2444 | 146077939.7043 | 961560.8286 | 22956191.5802 | 22956191.5802 | 1478867.319 | 10064197.702 | 0 | 169995692.1132 | 204494948.7144 | 10000000 | 61.2131 | 2777.1124 | 3340.705 | 56.6152 | 68.1048
1 | 6000 | 707 | 0.035 | 15 | 15 | 7 | 1e-13 | 5spot_SharedNeighbor | Water | Porous | Wet | R600a | MinimizeLCOE_Brownfield | IgnoreSilica | 2019 | 0.99609 | 0.25864 | 0.014882 | 4 | 432914.444 | 1025432.6757 | 8825.5465 | 20904.8321 | 129.4034 | 0 | 57.409 | 164690.9566 | 12200.3338 | 114946.9587 | 66615.5122 | 0 | 61672.2772 | 0 | 163849.155 | 426301.8912 | 290959.8004 | 1301236.885 | 961560.8286 | 23508061.4514 | 23508061.4514 | 1478867.319 | 10284945.6504 | 0 | 25770859.165 | 61042733.5859 | 100 | 0.059529 | 432914.444 | 1025432.6757 | 8825.5465 | 20904.8321
1 | 6000 | 707 | 0.035 | 15 | 15 | 7 | 1.3335e-13 | 5spot_SharedNeighbor | Water | Porous | Wet | R600a | MinimizeLCOE_Brownfield | IgnoreSilica | 2019 | 1.2739 | 0.39951 | 0.030683 | 4 | 213784.9051 | 501174.2306 | 4358.2945 | 10217.1146 | 143.2329 | 0 | 52.2003 | 238273.5375 | 19431.1808 | 161224.4342 | 84805.7089 | 0 | 67297.6296 | 0 | 222702.6715 | 579426.6686 | 395470.6073 | 1768632.4383 | 961560.8286 | 23508061.4514 | 23508061.4514 | 1478867.319 | 10284945.6504 | 0 | 26238254.7184 | 61510129.1392 | 133.3521 | 0.12273 | 213784.9051 | 501174.2306 | 4358.2945 | 10217.1146
1 | 6000 | 707 | 0.035 | 15 | 15 | 7 | 1.7783e-13 | 5spot_SharedNeighbor | Water | Porous | Wet | R600a | MinimizeLCOE_Brownfield | IgnoreSilica | 2019 | 1.6514 | 0.62134 | 0.057247 | 4 | 117539.9764 | 271574.5337 | 2396.2114 | 5536.4142 | 156.389 | 0 | 259.07 | 342901.7679 | 30918.3886 | 227597.8378 | 113152.709 | 0 | 74992.1019 | 0 | 307929.494 | 801169.3784 | 546814.5632 | 2445476.2408 | 961560.8286 | 23508061.4514 | 23508061.4514 | 1478867.319 | 10284945.6504 | 0 | 26915098.5208 | 62186972.9417 | 177.8279 | 0.22899 | 117539.9764 | 271574.5337 | 2396.2114 | 5536.4142
1 | 6000 | 707 | 0.035 | 15 | 15 | 7 | 2.3714e-13 | 5spot_SharedNeighbor | Water | Porous | Wet | R600a | MinimizeLCOE_Brownfield | IgnoreSilica | 2019 | 2.1376 | 0.96704 | 0.093276 | 4 | 74412.1876 | 168948.7412 | 1516.9931 | 3444.2486 | 167.7647 | 0 | 340.5045 | 467271.5934 | 42271.4331 | 324181.7021 | 145335.0912 | 0 | 84395.3277 | 0 | 414747.5075 | 1079087.9381 | 736499.6908 | 3293790.2839 | 961560.8286 | 23508061.4514 | 23508061.4514 | 1478867.319 | 10284945.6504 | 0 | 27763412.5639 | 63035286.9848 | 237.1374 | 0.3731 | 74412.1876 | 168948.7412 | 1516.9931 | 3444.2486
1 | 6000 | 707 | 0.035 | 15 | 15 | 7 | 3.1623e-13 | 5spot_SharedNeighbor | Water | Porous | Wet | R600a | MinimizeLCOE_Brownfield | IgnoreSilica | 2019 | 2.76 | 1.4174 | 0.14022 | 4 | 51281.6809 | 114167.119 | 1045.4464 | 2327.4511 | 177.3082 | 0 | 451.345 | 610392.1611 | 55244.3228 | 440184.7494 | 185186.0263 | 0 | 95320.7809 | 0 | 540667.9358 | 1406707.0627 | 960106.4753 | 4293809.5143 | 961560.8286 | 23508061.4514 | 23508061.4514 | 1478867.319 | 10284945.6504 | 0 | 28763431.7943 | 64035306.2152 | 316.2278 | 0.56089 | 51281.6809 | 114167.119 | 1045.4464 | 2327.4511
1 | 6000 | 707 | 0.035 | 15 | 15 | 7 | 4.217e-13 | 5spot_SharedNeighbor | Water | Porous | Wet | R600a | MinimizeLCOE_Brownfield | IgnoreSilica | 2019 | 3.5573 | 2.0014 | 0.20148 | 4 | 37166.7072 | 80932.6559 | 757.6936 | 1649.9217 | 185.1842 | 0 | 557.3159 | 777170.2095 | 70335.0346 | 580099.4841 | 235499.2149 | 0 | 107428.5716 | 0 | 690507.6808 | 1796559.3427 | 1226188.667 | 5483788.2053 | 961560.8286 | 23508061.4514 | 23508061.4514 | 1478867.319 | 10284945.6504 | 0 | 29953410.4853 | 65225284.9062 | 421.6965 | 0.80592 | 37166.7072 | 80932.6559 | 757.6936 | 1649.9217
1 | 6000 | 707 | 0.035 | 15 | 15 | 7 | 5.6234e-13 | 5spot_SharedNeighbor | Water | Porous | Wet | R600a | MinimizeLCOE_Brownfield | IgnoreSilica | 2019 | 4.5842 | 2.7604 | 0.28136 | 4 | 27888.9708 | 59229.5993 | 568.5544 | 1207.4755 | 191.6221 | 0 | 88.9982 | 973769.1916 | 88088.1726 | 750260.4854 | 299938.5374 | 0 | 121416.536 | 0 | 871054.44 | 2266304.9751 | 1546799.7134 | 6917632.0516 | 961560.8286 | 23508061.4514 | 23508061.4514 | 1478867.319 | 10284945.6504 | 0 | 31387254.3316 | 66659128.7524 | 562.3413 | 1.1254 | 27888.9708 | 59229.5993 | 568.5544 | 1207.4755
1 | 6000 | 707 | 0.035 | 15 | 15 | 7 | 7.4989e-13 | 5spot_SharedNeighbor | Water | Porous | Wet | R600a | MinimizeLCOE_Brownfield | IgnoreSilica | 2019 | 5.9265 | 3.7584 | 0.38657 | 4 | 21436.1536 | 44247.176 | 437.005 | 902.0385 | 196.8625 | 0 | 86.1106 | 1209525.6791 | 109329.1749 | 960358.0526 | 383971.9165 | 0 | 138116.7098 | 0 | 1092507.5978 | 2842480.6655 | 1940051.4613 | 8676341.2575 | 961560.8286 | 23508061.4514 | 23508061.4514 | 1478867.319 | 10284945.6504 | 0 | 33145963.5376 | 68417837.9584 | 749.8942 | 1.5463 | 21436.1536 | 44247.176 | 437.005 | 902.0385
1 | 6000 | 707 | 0.035 | 15 | 15 | 7 | 1e-12 | 5spot_SharedNeighbor | Water | Porous | Wet | R600a | MinimizeLCOE_Brownfield | IgnoreSilica | 2019 | 7.671 | 5.0542 | 0.52342 | 4 | 16853.7541 | 33700.6694 | 343.5866 | 687.0337 | 200.9108 | 0 | 101.982 | 1489847.9828 | 134522.708 | 1217189.9565 | 492991.8826 | 0 | 157757.6246 | 0 | 1362000.9602 | 3543647.1137 | 2418611.9698 | 10816570.1982 | 961560.8286 | 23508061.4514 | 23508061.4514 | 1478867.319 | 10284945.6504 | 0 | 35286192.4782 | 70558066.899 | 1000 | 2.0937 | 16853.7541 | 33700.6694 | 343.5866 | 687.0337
1 | 6000 | 707 | 0.035 | 15 | 15 | 7 | 1.3335e-12 | 5spot_SharedNeighbor | Water | Porous | Wet | R600a | MinimizeLCOE_Brownfield | IgnoreSilica | 2019 | 9.9951 | 6.8063 | 0.70878 | 4 | 13402.6077 | 25843.6292 | 273.2303 | 526.8573 | 204.5224 | 0 | 104.5291 | 1837505.3409 | 165682.304 | 1544417.3556 | 638561.6472 | 0 | 181725.9903 | 0 | 1703478.1288 | 4432100.6597 | 3024999.7708 | 13528471.1973 | 961560.8286 | 23508061.4514 | 23508061.4514 | 1478867.319 | 10284945.6504 | 0 | 37998093.4774 | 73269967.8982 | 1333.5214 | 2.8351 | 13402.6077 | 25843.6292 | 273.2303 | 526.8573
1 | 6000 | 707 | 0.035 | 15 | 15 | 7 | 1.7783e-12 | 5spot_SharedNeighbor | Water | Porous | Wet | R600a | MinimizeLCOE_Brownfield | IgnoreSilica | 2019 | 13.0495 | 9.103 | 0.95182 | 4 | 10859.7292 | 20124.035 | 221.3903 | 410.2557 | 207.2124 | 0 | 113.5716 | 2256012.2658 | 203079.6743 | 1948866.9767 | 830175.3786 | 0 | 210721.2086 | 0 | 2125053.6466 | 5528953.68 | 3773624.4952 | 16876487.326 | 961560.8286 | 23508061.4514 | 23508061.4514 | 1478867.319 | 10284945.6504 | 0 | 41346109.606 | 76617984.0268 | 1778.2794 | 3.8073 | 10859.7292 | 20124.035 | 221.3903 | 410.2557
1 | 6000 | 707 | 0.035 | 15 | 15 | 7 | 2.3714e-12 | 5spot_SharedNeighbor | Water | Porous | Wet | R600a | MinimizeLCOE_Brownfield | IgnoreSilica | 2019 | 17.0863 | 12.1412 | 1.2735 | 4 | 8935.894 | 15860.0275 | 182.1703 | 323.3281 | 209.3229 | 0 | 95.2689 | 2765257.4622 | 248438.9504 | 2453821.8432 | 1083034.6044 | 0 | 245874.4534 | 0 | 2650606.6523 | 6896334.7951 | 4706890.2032 | 21050258.9642 | 961560.8286 | 23508061.4514 | 23508061.4514 | 1478867.319 | 10284945.6504 | 0 | 45519881.2442 | 80791755.6651 | 2371.3737 | 5.094 | 8935.894 | 15860.0275 | 182.1703 | 323.3281
1 | 6000 | 707 | 0.035 | 15 | 15 | 7 | 3.1623e-12 | 5spot_SharedNeighbor | Water | Porous | Wet | R600a | MinimizeLCOE_Brownfield | IgnoreSilica | 2019 | 22.4453 | 16.178 | 1.7008 | 4 | 7460.5018 | 12645.0039 | 152.0924 | 257.7855 | 210.971 | 0 | 97.7682 | 3388126.0709 | 303726.992 | 3087258.3556 | 1418799.6788 | 0 | 289165.2949 | 0 | 3309959.7929 | 8611836.4151 | 5877755.3089 | 26286627.9091 | 961560.8286 | 23508061.4514 | 23508061.4514 | 1478867.319 | 10284945.6504 | 0 | 50756250.1891 | 86028124.61 | 3162.2777 | 6.8033 | 7460.5018 | 12645.0039 | 152.0924 | 257.7855
1 | 6000 | 707 | 0.035 | 15 | 15 | 7 | 4.217e-12 | 5spot_SharedNeighbor | Water | Porous | Wet | R600a | MinimizeLCOE_Brownfield | IgnoreSilica | 2019 | 29.5152 | 21.5062 | 2.2649 | 4 | 6323.5104 | 10216.7411 | 128.9133 | 208.2821 | 212.2419 | 0 | 100.8605 | 4145507.7602 | 370706.7655 | 3876894.4073 | 1861717.1432 | 0 | 341687.2107 | 0 | 4132640.182 | 10752282.0324 | 7338653.4244 | 32820088.9258 | 961560.8286 | 23508061.4514 | 23508061.4514 | 1478867.319 | 10284945.6504 | 0 | 57289711.2058 | 92561585.6266 | 4216.965 | 9.0598 | 6323.5104 | 10216.7411 | 128.9133 | 208.2821
1 | 6000 | 707 | 0.035 | 15 | 15 | 7 | 5.6234e-12 | 5spot_SharedNeighbor | Water | Porous | Wet | R600a | MinimizeLCOE_Brownfield | IgnoreSilica | 2019 | 38.7648 | 28.4792 | 3.0035 | 4 | 5442.3866 | 8378.2694 | 110.9504 | 170.8024 | 213.211 | 0 | 102.2468 | 5059682.7504 | 451237.8907 | 4853504.7206 | 2441254.6838 | 0 | 404585.3575 | 0 | 5152003.5072 | 13404456.3045 | 9148816.8619 | 40915542.0767 | 961560.8286 | 23508061.4514 | 23508061.4514 | 1478867.319 | 10284945.6504 | 0 | 65385164.3567 | 100657038.7775 | 5623.4133 | 12.0141 | 5442.3866 | 8378.2694 | 110.9504 | 170.8024
1 | 6000 | 707 | 0.035 | 15 | 15 | 7 | 7.4989e-12 | 5spot_SharedNeighbor | Water | Porous | Wet | R600a | MinimizeLCOE_Brownfield | IgnoreSilica | 2019 | 50.7669 | 37.5212 | 3.9612 | 4 | 4755.3139 | 6981.4196 | 96.9435 | 142.3257 | 213.9216 | 0 | 113.3978 | 6154682.1781 | 547306.0938 | 6051389.9551 | 3193162.975 | 0 | 479844.3684 | 0 | 6406290.3724 | 16667853.4382 | 11376152.4617 | 50876681.8426 | 961560.8286 | 23508061.4514 | 23508061.4514 | 1478867.319 | 10284945.6504 | 0 | 75346304.1226 | 110618178.5435 | 7498.9421 | 15.8447 | 4755.3139 | 6981.4196 | 96.9435 | 142.3257
1 | 6000 | 707 | 0.035 | 15 | 15 | 7 | 1e-11 | 5spot_SharedNeighbor | Water | Porous | Wet | R600a | MinimizeLCOE_Brownfield | IgnoreSilica | 2019 | 66.0191 | 48.955 | 5.1714 | 4 | 4222.2249 | 5927.353 | 86.0758 | 120.8371 | 214.313 | 0 | 114.9707 | 7436752.9458 | 659317.609 | 7486375.1664 | 4147819.9662 | 0 | 568466.1257 | 0 | 7916505.4071 | 20597123.1707 | 14057959.7926 | 62870320.1835 | 961560.8286 | 23508061.4514 | 23508061.4514 | 1478867.319 | 10284945.6504 | 0 | 87339942.4635 | 122611816.8844 | 10000 | 20.6858 | 4222.2249 | 5927.353 | 86.0758 | 120.8371
1 | 6000 | 707 | 0.035 | 15 | 15 | 7 | 1.3335e-11 | 5spot_SharedNeighbor | Water | Porous | Wet | R600a | MinimizeLCOE_Brownfield | IgnoreSilica | 2019 | 84.8011 | 62.8208 | 6.6357 | 4 | 3815.5395 | 5144.3977 | 77.7849 | 104.8755 | 214.1965 | 0 | 132.0613 | 8882127.4619 | 785071.334 | 9139378.5727 | 5320021.8099 | 0 | 671570.0185 | 0 | 9671285.9869 | 25162702.2843 | 17174061.3508 | 76806218.819 | 961560.8286 | 23508061.4514 | 23508061.4514 | 1478867.319 | 10284945.6504 | 0 | 101275841.099 | 136547715.5199 | 13335.2143 | 26.543 | 3815.5395 | 5144.3977 | 77.7849 | 104.8755
1 | 6000 | 707 | 0.035 | 15 | 15 | 7 | 1.7783e-11 | 5spot_SharedNeighbor | Water | Porous | Wet | R600a | MinimizeLCOE_Brownfield | IgnoreSilica | 2019 | 106.8622 | 78.6071 | 8.2946 | 4 | 3514.9343 | 4578.0307 | 71.6567 | 93.3293 | 213.3601 | 0 | 128.7877 | 10421369.0453 | 918458.5535 | 10934599.6778 | 6689003.2067 | 0 | 788862.4972 | 0 | 11603394.2624 | 30189651.6874 | 20605057.6119 | 92150396.5422 | 961560.8286 | 23508061.4514 | 23508061.4514 | 1478867.319 | 10284945.6504 | 0 | 116620018.8222 | 151891893.2431 | 17782.7941 | 33.1784 | 3514.9343 | 4578.0307 | 71.6567 | 93.3293
1 | 6000 | 707 | 0.035 | 15 | 15 | 7 | 2.3714e-11 | 5spot_SharedNeighbor | Water | Porous | Wet | R600a | MinimizeLCOE_Brownfield | IgnoreSilica | 2019 | 131.2662 | 95.2242 | 10.0261 | 4 | 3302.0641 | 4181.5685 | 67.317 | 85.2469 | 211.723 | 0 | 158.9009 | 11949598.608 | 1050411.696 | 12747688.5131 | 8190216.1957 | 0 | 917874.9827 | 0 | 13593758.0982 | 35368170.1084 | 24139502.8422 | 107957221.0444 | 961560.8286 | 23508061.4514 | 23508061.4514 | 1478867.319 | 10284945.6504 | 0 | 132426843.3245 | 167698717.7453 | 23713.7371 | 40.1043 | 3302.0641 | 4181.5685 | 67.317 | 85.2469
1 | 6000 | 707 | 0.035 | 15 | 15 | 7 | 3.1623e-11 | 5spot_SharedNeighbor | Water | Porous | Wet | R600a | MinimizeLCOE_Brownfield | IgnoreSilica | 2019 | 156.499 | 111.5338 | 11.7104 | 4 | 3153.7665 | 3906.7672 | 64.2938 | 79.6447 | 209.6629 | 0 | 154.2774 | 13377700.7845 | 1173332.4396 | 14466347.8903 | 9728609.1267 | 0 | 1050019.7399 | 0 | 15520443.8926 | 40381011.3278 | 27560869.9781 | 123258335.1796 | 961560.8286 | 23508061.4514 | 23508061.4514 | 1478867.319 | 10284945.6504 | 0 | 147727957.4596 | 182999831.8805 | 31622.7766 | 46.8418 | 3153.7665 | 3906.7672 | 64.2938 | 79.6447
1 | 6000 | 707 | 0.035 | 15 | 15 | 7 | 4.217e-11 | 5spot_SharedNeighbor | Water | Porous | Wet | R600a | MinimizeLCOE_Brownfield | IgnoreSilica | 2019 | 175.8286 | 123.4007 | 12.9902 | 4 | 3052.9684 | 3731.7864 | 62.2389 | 76.0775 | 207.9021 | 0 | 168.1511 | 14379854.6501 | 1259386.0291 | 15685118.7652 | 10897279.9465 | 0 | 1095713.0889 | 0 | 16893767.4671 | 43954117.5612 | 29999588.4023 | 134164825.9105 | 961560.8286 | 23508061.4514 | 23508061.4514 | 1478867.319 | 10284945.6504 | 0 | 158634448.1905 | 193906322.6113 | 42169.6503 | 51.9607 | 3052.9684 | 3731.7864 | 62.2389 | 76.0775
1 | 6000 | 707 | 0.035 | 15 | 15 | 7 | 5.6234e-11 | 5spot_SharedNeighbor | Water | Porous | Wet | R600a | MinimizeLCOE_Brownfield | IgnoreSilica | 2019 | 184.0982 | 128.2735 | 13.6587 | 4 | 2978.5091 | 3624.1019 | 60.7209 | 73.8822 | 207.0804 | 0 | 179.2273 | 14783416.541 | 1293994.3659 | 16178686.3756 | 11393959.079 | 0 | 989748.037 | 0 | 17409523.7154 | 45296009.5231 | 30915457.2394 | 138260794.8763 | 961560.8286 | 23508061.4514 | 23508061.4514 | 1478867.319 | 10284945.6504 | 0 | 162730417.1563 | 198002291.5771 | 56234.1325 | 54.6349 | 2978.5091 | 3624.1019 | 60.7209 | 73.8822
1 | 6000 | 707 | 0.035 | 15 | 15 | 7 | 7.4989e-11 | 5spot_SharedNeighbor | Water | Porous | Wet | R600a | MinimizeLCOE_Brownfield | IgnoreSilica | 2019 | 194.4756 | 134.1903 | 14.3692 | 4 | 2922.3978 | 3536.0687 | 59.577 | 72.0875 | 205.999 | 0 | 205.0404 | 15267698.5965 | 1335492.1706 | 16772995.8745 | 12007189.7829 | 0 | 948195.5323 | 0 | 18069313.0632 | 47012646.0647 | 32087096.9524 | 143500628.0373 | 961560.8286 | 23508061.4514 | 23508061.4514 | 1478867.319 | 10284945.6504 | 0 | 167970250.3173 | 203242124.7382 | 74989.4209 | 57.4769 | 2922.3978 | 3536.0687 | 59.577 | 72.0875
1 | 6000 | 707 | 0.035 | 15 | 15 | 7 | 1e-10 | 5spot_SharedNeighbor | Water | Porous | Wet | R600a | MinimizeLCOE_Brownfield | IgnoreSilica | 2019 | 197.7929 | 136.0572 | 14.7059 | 4 | 2878.1009 | 3477.7215 | 58.674 | 70.8981 | 205.6508 | 0 | 210.5199 | 15419242.922 | 1348470.6781 | 16959413.3068 | 12205118.511 | 0 | 828796.075 | 0 | 18236806.1822 | 47448428.8029 | 32384527.6257 | 144830804.1037 | 961560.8286 | 23508061.4514 | 23508061.4514 | 1478867.319 | 10284945.6504 | 0 | 169300426.3837 | 204572300.8046 | 100000 | 58.8237 | 2878.1009 | 3477.7215 | 58.674 | 70.8981
1 | 6000 | 707 | 0.035 | 15 | 15 | 7 | 1.3335e-10 | 5spot_SharedNeighbor | Water | Porous | Wet | R600a | MinimizeLCOE_Brownfield | IgnoreSilica | 2019 | 199.6144 | 137.0628 | 14.9285 | 4 | 2844.8877 | 3435.5663 | 57.9969 | 70.0387 | 205.4484 | 0 | 270.1503 | 15500630.1802 | 1355439.4152 | 17059615.0758 | 12313557.6131 | 0 | 718953.8692 | 0 | 18309796.4999 | 47638334.637 | 32514142.2597 | 145410469.5502 | 961560.8286 | 23508061.4514 | 23508061.4514 | 1478867.319 | 10284945.6504 | 0 | 169880091.8302 | 205151966.2511 | 133352.1432 | 59.7142 | 2844.8877 | 3435.5663 | 57.9969 | 70.0387
1 | 6000 | 707 | 0.035 | 15 | 15 | 7 | 1.7783e-10 | 5spot_SharedNeighbor | Water | Porous | Wet | R600a | MinimizeLCOE_Brownfield | IgnoreSilica | 2019 | 202.501 | 138.6521 | 15.1716 | 4 | 2819.7685 | 3400.9843 | 57.4848 | 69.3337 | 205.1314 | 0 | 293.6447 | 15628920.822 | 1366422.2499 | 17217683.8981 | 12485423.2546 | 0 | 650554.7836 | 0 | 18466111.9532 | 48045035.3818 | 32791723.8749 | 146651876.2181 | 961560.8286 | 23508061.4514 | 23508061.4514 | 1478867.319 | 10284945.6504 | 0 | 171121498.4981 | 206393372.919 | 177827.941 | 60.6864 | 2819.7685 | 3400.9843 | 57.4848 | 69.3337
1 | 6000 | 707 | 0.035 | 15 | 15 | 7 | 2.3714e-10 | 5spot_SharedNeighbor | Water | Porous | Wet | R600a | MinimizeLCOE_Brownfield | IgnoreSilica | 2019 | 204.7124 | 139.8584 | 15.3578 | 4 | 2800.7088 | 3374.8757 | 57.0962 | 68.8014 | 204.8859 | 0 | 332.8418 | 15726020.0123 | 1374733.2154 | 17337419.0144 | 12616762.6778 | 0 | 594317.4009 | 0 | 18583208.4051 | 48349696.3298 | 32999661.232 | 147581818.2877 | 961560.8286 | 23508061.4514 | 23508061.4514 | 1478867.319 | 10284945.6504 | 0 | 172051440.5677 | 207323314.9886 | 237137.3706 | 61.4314 | 2800.7088 | 3374.8757 | 57.0962 | 68.8014
1 | 6000 | 707 | 0.035 | 15 | 15 | 7 | 3.1623e-10 | 5spot_SharedNeighbor | Water | Porous | Wet | R600a | MinimizeLCOE_Brownfield | IgnoreSilica | 2019 | 206.2593 | 140.6956 | 15.4931 | 4 | 2786.2669 | 3355.4228 | 56.8018 | 68.4048 | 204.7124 | 0 | 335.7964 | 15793275.8784 | 1380489.0112 | 17420402.7642 | 12708383.7957 | 0 | 546815.0322 | 0 | 18661252.9279 | 48552752.1691 | 33138251.0147 | 148201622.5936 | 961560.8286 | 23508061.4514 | 23508061.4514 | 1478867.319 | 10284945.6504 | 0 | 172671244.8736 | 207943119.2945 | 316227.766 | 61.9723 | 2786.2669 | 3355.4228 | 56.8018 | 68.4048
1 | 6000 | 707 | 0.035 | 15 | 15 | 7 | 4.217e-10 | 5spot_SharedNeighbor | Water | Porous | Wet | R600a | MinimizeLCOE_Brownfield | IgnoreSilica | 2019 | 207.3823 | 141.3004 | 15.5932 | 4 | 2775.3415 | 3340.8412 | 56.5791 | 68.1076 | 204.5856 | 0 | 375.8441 | 15841782.7681 | 1384639.852 | 17480277.8908 | 12774865.2169 | 0 | 508220.694 | 0 | 18716016.7045 | 48695236.2822 | 33235499.3497 | 148636538.7582 | 961560.8286 | 23508061.4514 | 23508061.4514 | 1478867.319 | 10284945.6504 | 0 | 173106161.0382 | 208378035.4591 | 421696.5034 | 62.3729 | 2775.3415 | 3340.8412 | 56.5791 | 68.1076
1 | 6000 | 707 | 0.035 | 15 | 15 | 7 | 5.6234e-10 | 5spot_SharedNeighbor | Water | Porous | Wet | R600a | MinimizeLCOE_Brownfield | IgnoreSilica | 2019 | 208.1741 | 141.7251 | 15.6662 | 4 | 2767.0862 | 3329.9514 | 56.4108 | 67.8856 | 204.4957 | 0 | 335.8278 | 15875818.7587 | 1387552.1833 | 17522303.0555 | 12821726.646 | 0 | 476969.9872 | 0 | 18752904.5459 | 48791210.8789 | 33301003.984 | 148929490.0393 | 961560.8286 | 23508061.4514 | 23508061.4514 | 1478867.319 | 10284945.6504 | 0 | 173399112.3194 | 208670986.7402 | 562341.3252 | 62.6649 | 2767.0862 | 3329.9514 | 56.4108 | 67.8856
1 | 6000 | 707 | 0.035 | 15 | 15 | 7 | 7.4989e-10 | 5spot_SharedNeighbor | Water | Porous | Wet | R600a | MinimizeLCOE_Brownfield | IgnoreSilica | 2019 | 208.7419 | 142.0289 | 15.7199 | 4 | 2760.8562 | 3321.8006 | 56.2838 | 67.7194 | 204.4309 | 0 | 338.4687 | 15900140.8639 | 1389633.2316 | 17552340.4657 | 12855326.3243 | 0 | 452151.1747 | 0 | 18778340.9035 | 48857391.0637 | 33346173.3199 | 149131497.3475 | 961560.8286 | 23508061.4514 | 23508061.4514 | 1478867.319 | 10284945.6504 | 0 | 173601119.6275 | 208872994.0484 | 749894.2093 | 62.8794 | 2760.8562 | 3321.8006 | 56.2838 | 67.7194
1 | 6000 | 707 | 0.035 | 15 | 15 | 7 | 1e-09 | 5spot_SharedNeighbor | Water | Porous | Wet | R600a | MinimizeLCOE_Brownfield | IgnoreSilica | 2019 | 209.1339 | 142.238 | 15.7585 | 4 | 2756.1595 | 3315.7276 | 56.188 | 67.5956 | 204.386 | 0 | 359.0874 | 15916875.4309 | 1391065.0254 | 17573010.4059 | 12878509.2703 | 0 | 432403.7807 | 0 | 18794826.9261 | 48900284.3127 | 33375448.8438 | 149262423.9957 | 961560.8286 | 23508061.4514 | 23508061.4514 | 1478867.319 | 10284945.6504 | 0 | 173732046.2757 | 209003920.6966 | 1000000 | 63.0341 | 2756.1595 | 3315.7276 | 56.188 | 67.5956
1 | 6000 | 707 | 0.035 | 15 | 15 | 7 | 1.3335e-09 | 5spot_SharedNeighbor | Water | Porous | Wet | R600a | MinimizeLCOE_Brownfield | IgnoreSilica | 2019 | 209.4117 | 142.386 | 15.7868 | 4 | 2752.6222 | 3311.1886 | 56.1159 | 67.5031 | 204.354 | 0 | 346.9156 | 15928712.8699 | 1392077.8012 | 17587633.0724 | 12894940.797 | 0 | 416963.8975 | 0 | 18805928.0908 | 48929167.266 | 33395162.0529 | 149350585.8478 | 961560.8286 | 23508061.4514 | 23508061.4514 | 1478867.319 | 10284945.6504 | 0 | 173820208.1278 | 209092082.5486 | 1333521.4322 | 63.1471 | 2752.6222 | 3311.1886 | 56.1159 | 67.5031
1 | 6000 | 707 | 0.035 | 15 | 15 | 7 | 1.7783e-09 | 5spot_SharedNeighbor | Water | Porous | Wet | R600a | MinimizeLCOE_Brownfield | IgnoreSilica | 2019 | 209.6091 | 142.491 | 15.8075 | 4 | 2749.9602 | 3307.7958 | 56.0617 | 67.4339 | 204.3313 | 0 | 347.0677 | 15937110.5279 | 1392796.2674 | 17598007.358 | 12906615.8794 | 0 | 404982.9672 | 0 | 18813410.07 | 48948633.8411 | 33408448.3904 | 149410005.3014 | 961560.8286 | 23508061.4514 | 23508061.4514 | 1478867.319 | 10284945.6504 | 0 | 173879627.5814 | 209151502.0023 | 1778279.41 | 63.2299 | 2749.9602 | 3307.7958 | 56.0617 | 67.4339
1 | 6000 | 707 | 0.035 | 15 | 15 | 7 | 2.3714e-09 | 5spot_SharedNeighbor | Water | Porous | Wet | R600a | MinimizeLCOE_Brownfield | IgnoreSilica | 2019 | 209.7406 | 142.5607 | 15.8222 | 4 | 2747.9583 | 3305.2752 | 56.0208 | 67.3825 | 204.316 | 0 | 350.0084 | 15942691.788 | 1393273.7696 | 17604902.6684 | 12914390.4335 | 0 | 395602.3471 | 0 | 18817835.7926 | 48960148.6634 | 33416307.4932 | 149445152.9557 | 961560.8286 | 23508061.4514 | 23508061.4514 | 1478867.319 | 10284945.6504 | 0 | 173914775.2357 | 209186649.6565 | 2371373.7057 | 63.2887 | 2747.9583 | 3305.2752 | 56.0208 | 67.3825
1 | 6000 | 707 | 0.035 | 15 | 15 | 7 | 3.1623e-09 | 5spot_SharedNeighbor | Water | Porous | Wet | R600a | MinimizeLCOE_Brownfield | IgnoreSilica | 2019 | 207.9185 | 141.5787 | 15.7392 | 4 | 2746.2679 | 3306.5224 | 55.9864 | 67.4079 | 204.5173 | 0 | 341.903 | 15864085.2282 | 1386548.2082 | 17507814.1937 | 12806449.9139 | 0 | 357180.6183 | 0 | 18689610.4834 | 48626532.7114 | 33188607.7509 | 148426829.1081 | 961560.8286 | 23508061.4514 | 23508061.4514 | 1478867.319 | 10284945.6504 | 0 | 172896451.3881 | 208168325.809 | 3162277.6602 | 62.9569 | 2746.2679 | 3306.5224 | 55.9864 | 67.4079
1 | 6000 | 707 | 0.035 | 15 | 15 | 7 | 4.217e-09 | 5spot_SharedNeighbor | Water | Porous | Wet | R600a | MinimizeLCOE_Brownfield | IgnoreSilica | 2019 | 208.869 | 142.0911 | 15.791 | 4 | 2745.0876 | 3303.5034 | 55.9623 | 67.3464 | 204.412 | 0 | 473.4659 | 15905121.4839 | 1390059.373 | 17558492.0929 | 12862753.6912 | 0 | 365390.8977 | 0 | 18751908.8401 | 48788620.2565 | 33299235.831 | 148921582.4663 | 961560.8286 | 23508061.4514 | 23508061.4514 | 1478867.319 | 10284945.6504 | 0 | 173391204.7464 | 208663079.1672 | 4216965.0343 | 63.1642 | 2745.0876 | 3303.5034 | 55.9623 | 67.3464
1 | 6000 | 707 | 0.035 | 15 | 15 | 7 | 5.6234e-09 | 5spot_SharedNeighbor | Water | Porous | Wet | R600a | MinimizeLCOE_Brownfield | IgnoreSilica | 2019 | 209.646 | 142.5088 | 15.8329 | 4 | 2744.2202 | 3301.1591 | 55.9446 | 67.2986 | 204.3256 | 0 | 334.573 | 15938538.3627 | 1392918.4256 | 17599771.3359 | 12908768.5514 | 0 | 372535.5162 | 0 | 18802887.5548 | 48921256.4151 | 33389762.7346 | 149326438.8964 | 961560.8286 | 23508061.4514 | 23508061.4514 | 1478867.319 | 10284945.6504 | 0 | 173796061.1764 | 209067935.5972 | 5623413.2519 | 63.3317 | 2744.2202 | 3301.1591 | 55.9446 | 67.2986
1 | 6000 | 707 | 0.035 | 15 | 15 | 7 | 7.4989e-09 | 5spot_SharedNeighbor | Water | Porous | Wet | R600a | MinimizeLCOE_Brownfield | IgnoreSilica | 2019 | 210.5178 | 142.9763 | 15.8784 | 4 | 2743.5803 | 3298.923 | 55.9316 | 67.253 | 204.2286 | 0 | 353.5778 | 15975905.3197 | 1396115.2456 | 17645941.6264 | 12960389.6232 | 0 | 382347.6163 | 0 | 18860672.7782 | 49071601.7128 | 33492376.4896 | 149785350.4118 | 961560.8286 | 23508061.4514 | 23508061.4514 | 1478867.319 | 10284945.6504 | 0 | 174254972.6918 | 209526847.1127 | 7498942.0933 | 63.5137 | 2743.5803 | 3298.923 | 55.9316 | 67.253
1 | 6000 | 707 | 0.035 | 15 | 15 | 7 | 1e-08 | 5spot_SharedNeighbor | Water | Porous | Wet | R600a | MinimizeLCOE_Brownfield | IgnoreSilica | 2019 | 210.6569 | 143.0505 | 15.8872 | 4 | 2743.1134 | 3298.1502 | 55.9221 | 67.2373 | 204.2129 | 0 | 341.5179 | 15981839.0545 | 1396622.8703 | 17653274.4222 | 12968621.5352 | 0 | 381773.716 | 0 | 18869031.3233 | 49093348.9326 | 33507219.4139 | 149851731.2679 | 961560.8286 | 23508061.4514 | 23508061.4514 | 1478867.319 | 10284945.6504 | 0 | 174321353.5479 | 209593227.9688 | 10000000 | 63.5487 | 2743.1134 | 3298.1502 | 55.9221 | 67.2373
1 | 6100 | 707 | 0.035 | 15 | 15 | 7 | 1e-13 | 5spot_SharedNeighbor | Water | Porous | Wet | R600a | MinimizeLCOE_Brownfield | IgnoreSilica | 2019 | 1.0155 | 0.27163 | 0.016517 | 4 | 399185.6612 | 944885.7687 | 8137.9396 | 19262.7744 | 131.4874 | 0 | 62.0471 | 172199.5946 | 12932.4124 | 119370.9986 | 68213.0706 | 0 | 61731.3003 | 0 | 169434.4768 | 440833.7529 | 300878.0946 | 1345593.7006 | 961560.8286 | 24065791.4134 | 24065791.4134 | 1478867.319 | 10508037.6352 | 0 | 26372945.9427 | 62425642.3104 | 100 | 0.066067 | 399185.6612 | 944885.7687 | 8137.9396 | 19262.7744
1 | 6100 | 707 | 0.035 | 15 | 15 | 7 | 1.3335e-13 | 5spot_SharedNeighbor | Water | Porous | Wet | R600a | MinimizeLCOE_Brownfield | IgnoreSilica | 2019 | 1.323 | 0.43323 | 0.034846 | 4 | 193049.2872 | 451707.6221 | 3935.5708 | 9208.6709 | 146.5282 | 0 | 57.7346 | 256130.3782 | 21432.8316 | 171615.0015 | 89008.2815 | 0 | 68973.1467 | 0 | 236792.2594 | 616084.8861 | 420490.594 | 1880527.3789 | 961560.8286 | 24065791.4134 | 24065791.4134 | 1478867.319 | 10508037.6352 | 0 | 26907879.621 | 62960575.9887 | 133.3521 | 0.13938 | 193049.2872 | 451707.6221 | 3935.5708 | 9208.6709
1 | 6100 | 707 | 0.035 | 15 | 15 | 7 | 1.7783e-13 | 5spot_SharedNeighbor | Water | Porous | Wet | R600a | MinimizeLCOE_Brownfield | IgnoreSilica | 2019 | 1.7098 | 0.68041 | 0.063506 | 4 | 108740.9 | 250667.7107 | 2216.8303 | 5110.2003 | 159.6067 | 0 | 269.0185 | 365676.7315 | 33050.4176 | 244709.7828 | 117899.0761 | 0 | 76617.4521 | 0 | 326801.8494 | 850271.3759 | 580327.6854 | 2595354.3708 | 961560.8286 | 24065791.4134 | 24065791.4134 | 1478867.319 | 10508037.6352 | 0 | 27622706.6129 | 63675402.9806 | 177.8279 | 0.25402 | 108740.9 | 250667.7107 | 2216.8303 | 5110.2003
1 | 6100 | 707 | 0.035 | 15 | 15 | 7 | 2.3714e-13 | 5spot_SharedNeighbor | Water | Porous | Wet | R600a | MinimizeLCOE_Brownfield | IgnoreSilica | 2019 | 2.196 | 1.0355 | 0.1007 | 4 | 70683.9928 | 160189.6304 | 1440.9888 | 3265.6823 | 170.7118 | 0 | 348.3301 | 490120.3985 | 44343.9096 | 342408.9272 | 149875.8698 | 0 | 85210.9615 | 0 | 433664.426 | 1128305.8795 | 770091.9472 | 3444022.3192 | 961560.8286 | 24065791.4134 | 24065791.4134 | 1478867.319 | 10508037.6352 | 0 | 28471374.5613 | 64524070.929 | 237.1374 | 0.4028 | 70683.9928 | 160189.6304 | 1440.9888 | 3265.6823
1 | 6100 | 707 | 0.035 | 15 | 15 | 7 | 3.1623e-13 | 5spot_SharedNeighbor | Water | Porous | Wet | R600a | MinimizeLCOE_Brownfield | IgnoreSilica | 2019 | 2.8377 | 1.5116 | 0.1505 | 4 | 49016.8815 | 108904.2582 | 999.2754 | 2220.1606 | 180.3567 | 0 | 436.4651 | 638485.42 | 57788.3127 | 463426.1611 | 190960.4597 | 0 | 96175.0177 | 0 | 564265.7948 | 1468103.8512 | 1002011.045 | 4481216.0623 | 961560.8286 | 24065791.4134 | 24065791.4134 | 1478867.319 | 10508037.6352 | 0 | 29508568.3044 | 65561264.6721 | 316.2278 | 0.60201 | 49016.8815 | 108904.2582 | 999.2754 | 2220.1606
1 | 6100 | 707 | 0.035 | 15 | 15 | 7 | 4.217e-13 | 5spot_SharedNeighbor | Water | Porous | Wet | R600a | MinimizeLCOE_Brownfield | IgnoreSilica | 2019 | 3.6351 | 2.1105 | 0.21377 | 4 | 35911.095 | 78074.3685 | 732.0962 | 1591.6516 | 188.1031 | 0 | 570.4121 | 806635.5095 | 72998.2199 | 605269.5677 | 241402.5519 | 0 | 107341.9356 | 0 | 715122.636 | 1860602.407 | 1269899.3743 | 5679272.2019 | 961560.8286 | 24065791.4134 | 24065791.4134 | 1478867.319 | 10508037.6352 | 0 | 30706624.444 | 66759320.8117 | 421.6965 | 0.85507 | 35911.095 | 78074.3685 | 732.0962 | 1591.6516
1 | 6100 | 707 | 0.035 | 15 | 15 | 7 | 5.6234e-13 | 5spot_SharedNeighbor | Water | Porous | Wet | R600a | MinimizeLCOE_Brownfield | IgnoreSilica | 2019 | 4.687 | 2.908 | 0.298 | 4 | 27005.0755 | 57250.9575 | 550.535 | 1167.1382 | 194.6158 | 0 | 82.9606 | 1010047.5634 | 91360.0757 | 782192.4443 | 307611.9023 | 0 | 121270.5945 | 0 | 901868.2063 | 2346476.0741 | 1601518.1358 | 7162344.9964 | 961560.8286 | 24065791.4134 | 24065791.4134 | 1478867.319 | 10508037.6352 | 0 | 32189697.2384 | 68242393.6062 | 562.3413 | 1.192 | 27005.0755 | 57250.9575 | 550.535 | 1167.1382
1 | 6100 | 707 | 0.035 | 15 | 15 | 7 | 7.4989e-13 | 5spot_SharedNeighbor | Water | Porous | Wet | R600a | MinimizeLCOE_Brownfield | IgnoreSilica | 2019 | 6.0385 | 3.9389 | 0.40734 | 4 | 20853.3715 | 42980.418 | 425.1242 | 876.214 | 199.8343 | 0 | 86.9729 | 1250099.385 | 112979.7516 | 997092.6603 | 392557.5791 | 0 | 136953.9778 | 0 | 1126976.508 | 2932161.6991 | 2001260.6095 | 8950082.1704 | 961560.8286 | 24065791.4134 | 24065791.4134 | 1478867.319 | 10508037.6352 | 0 | 33977434.4124 | 70030130.7801 | 749.8942 | 1.6293 | 20853.3715 | 42980.418 | 425.1242 | 876.214
1 | 6100 | 707 | 0.035 | 15 | 15 | 7 | 1e-12 | 5spot_SharedNeighbor | Water | Porous | Wet | R600a | MinimizeLCOE_Brownfield | IgnoreSilica | 2019 | 7.822 | 5.2974 | 0.55131 | 4 | 16410.4791 | 32759.0517 | 334.5498 | 667.8376 | 203.9153 | 0 | 113.4148 | 1539976.3247 | 139021.2037 | 1263818.1294 | 504502.4812 | 0 | 156475.7383 | 0 | 1405479.6121 | 3656769.6473 | 2495820.4234 | 11161863.56 | 961560.8286 | 24065791.4134 | 24065791.4134 | 1478867.319 | 10508037.6352 | 0 | 36189215.8021 | 72241912.1698 | 1000 | 2.2053 | 16410.4791 | 32759.0517 | 334.5498 | 667.8376
1 | 6100 | 707 | 0.035 | 15 | 15 | 7 | 1.3335e-12 | 5spot_SharedNeighbor | Water | Porous | Wet | R600a | MinimizeLCOE_Brownfield | IgnoreSilica | 2019 | 10.1795 | 7.124 | 0.74552 | 4 | 13069.886 | 25159.7365 | 266.4473 | 512.9153 | 207.5799 | 0 | 104.6448 | 1897587.9815 | 171058.4569 | 1601822.1751 | 653253.902 | 0 | 179580.6268 | 0 | 1756288.2255 | 4569501.6985 | 3118778.8031 | 13947871.8694 | 961560.8286 | 24065791.4134 | 24065791.4134 | 1478867.319 | 10508037.6352 | 0 | 38975224.1114 | 75027920.4791 | 1333.5214 | 2.9821 | 13069.886 | 25159.7365 | 266.4473 | 512.9153
1 | 6100 | 707 | 0.035 | 15 | 15 | 7 | 1.7783e-12 | 5spot_SharedNeighbor | Water | Porous | Wet | R600a | MinimizeLCOE_Brownfield | IgnoreSilica | 2019 | 13.2884 | 9.5226 | 1.0004 | 4 | 10600.4385 | 19609.5591 | 216.1043 | 399.7674 | 210.2986 | 0 | 94.8268 | 2328972.3158 | 209587.7674 | 2020406.4092 | 848920.9009 | 0 | 207887.8546 | 0 | 2190152.3467 | 5698327.1441 | 3889225.3647 | 17393480.1034 | 961560.8286 | 24065791.4134 | 24065791.4134 | 1478867.319 | 10508037.6352 | 0 | 42420832.3455 | 78473528.7132 | 1778.2794 | 4.0018 | 10600.4385 | 19609.5591 | 216.1043 | 399.7674
1 | 6100 | 707 | 0.035 | 15 | 15 | 7 | 2.3714e-12 | 5spot_SharedNeighbor | Water | Porous | Wet | R600a | MinimizeLCOE_Brownfield | IgnoreSilica | 2019 | 17.3958 | 12.6958 | 1.3379 | 4 | 8729.6697 | 15466.46 | 177.9661 | 315.3047 | 212.4314 | 0 | 94.2862 | 2854018.1154 | 256329.9595 | 2543095.4801 | 1107469.9905 | 0 | 242214.6555 | 0 | 2731219.9984 | 7106074.1855 | 4850041.6468 | 21690464.0316 | 961560.8286 | 24065791.4134 | 24065791.4134 | 1478867.319 | 10508037.6352 | 0 | 46717816.2737 | 82770512.6414 | 2371.3737 | 5.3516 | 8729.6697 | 15466.46 | 177.9661 | 315.3047
1 | 6100 | 707 | 0.035 | 15 | 15 | 7 | 3.1623e-12 | 5spot_SharedNeighbor | Water | Porous | Wet | R600a | MinimizeLCOE_Brownfield | IgnoreSilica | 2019 | 22.8474 | 16.9112 | 1.7861 | 4 | 7293.5625 | 12339.8785 | 148.6891 | 251.5651 | 214.0969 | 0 | 94.4595 | 3496183.993 | 313299.0381 | 3198701.7151 | 1450705.5285 | 0 | 284495.1371 | 0 | 3409920.3106 | 8871913.1774 | 6055263.0431 | 27080481.9429 | 961560.8286 | 24065791.4134 | 24065791.4134 | 1478867.319 | 10508037.6352 | 0 | 52107834.1849 | 88160530.5527 | 3162.2777 | 7.1444 | 7293.5625 | 12339.8785 | 148.6891 | 251.5651
1 | 6100 | 707 | 0.035 | 15 | 15 | 7 | 4.217e-12 | 5spot_SharedNeighbor | Water | Porous | Wet | R600a | MinimizeLCOE_Brownfield | IgnoreSilica | 2019 | 30.0164 | 22.4577 | 2.3761 | 4 | 6187.8622 | 9981.1282 | 126.1479 | 203.4788 | 215.3783 | 0 | 101.0746 | 4274767.3988 | 382113.3 | 4013523.8597 | 1902150.8885 | 0 | 335344.3181 | 0 | 4254080.9084 | 11068245.8916 | 7554305.2507 | 33784531.8158 | 961560.8286 | 24065791.4134 | 24065791.4134 | 1478867.319 | 10508037.6352 | 0 | 58811884.0579 | 94864580.4256 | 4216.965 | 9.5044 | 6187.8622 | 9981.1282 | 126.1479 | 203.4788
1 | 6100 | 707 | 0.035 | 15 | 15 | 7 | 5.6234e-12 | 5spot_SharedNeighbor | Water | Porous | Wet | R600a | MinimizeLCOE_Brownfield | IgnoreSilica | 2019 | 39.4032 | 29.722 | 3.149 | 4 | 5329.1203 | 8191.322 | 108.6413 | 166.9912 | 216.3571 | 0 | 103.7643 | 5215506.3628 | 464933.5845 | 5022221.5316 | 2493225.3317 | 0 | 396477.3915 | 0 | 5301022.0388 | 13792171.9558 | 9413440.7606 | 42098998.9573 | 961560.8286 | 24065791.4134 | 24065791.4134 | 1478867.319 | 10508037.6352 | 0 | 67126351.1993 | 103179047.567 | 5623.4133 | 12.5961 | 5329.1203 | 8191.322 | 108.6413 | 166.9912
1 | 6100 | 707 | 0.035 | 15 | 15 | 7 | 7.4989e-12 | 5spot_SharedNeighbor | Water | Porous | Wet | R600a | MinimizeLCOE_Brownfield | IgnoreSilica | 2019 | 51.5757 | 39.1347 | 4.1505 | 4 | 4659.1304 | 6830.7336 | 94.9827 | 139.2537 | 217.0709 | 0 | 128.1115 | 6341708.1402 | 563675.9907 | 6258681.5966 | 3259630.0804 | 0 | 469648.4381 | 0 | 6588404.2559 | 17141676.4064 | 11699546.3736 | 52322971.2819 | 961560.8286 | 24065791.4134 | 24065791.4134 | 1478867.319 | 10508037.6352 | 0 | 77350323.524 | 113403019.8917 | 7498.9421 | 16.6019 | 4659.1304 | 6830.7336 | 94.9827 | 139.2537
1 | 6100 | 707 | 0.035 | 15 | 15 | 7 | 1e-11 | 5spot_SharedNeighbor | Water | Porous | Wet | R600a | MinimizeLCOE_Brownfield | IgnoreSilica | 2019 | 67.0326 | 51.0227 | 5.4144 | 4 | 4139.3336 | 5804.0033 | 84.3859 | 118.3225 | 217.4501 | 0 | 123.9254 | 7659012.7807 | 678689.4948 | 7738284.1893 | 4231835.1907 | 0 | 555999.063 | 0 | 8136890.0802 | 21170518.883 | 14449314.1483 | 64620543.8301 | 961560.8286 | 24065791.4134 | 24065791.4134 | 1478867.319 | 10508037.6352 | 0 | 89647896.0721 | 125700592.4398 | 10000 | 21.6576 | 4139.3336 | 5804.0033 | 84.3859 | 118.3225
1 | 6100 | 707 | 0.035 | 15 | 15 | 7 | 1.3335e-11 | 5spot_SharedNeighbor | Water | Porous | Wet | R600a | MinimizeLCOE_Brownfield | IgnoreSilica | 2019 | 86.0191 | 65.3911 | 6.9384 | 4 | 3743.4394 | 5042.4736 | 76.3151 | 102.7976 | 217.2957 | 0 | 119.6132 | 9139599.9382 | 807419.7032 | 9437312.819 | 5422322.1937 | 0 | 656563.9862 | 0 | 9930655.2697 | 25837527.9543 | 17634643.7369 | 78866045.6013 | 961560.8286 | 24065791.4134 | 24065791.4134 | 1478867.319 | 10508037.6352 | 0 | 103893397.8434 | 139946094.2111 | 13335.2143 | 27.7535 | 3743.4394 | 5042.4736 | 76.3151 | 102.7976
1 | 6100 | 707 | 0.035 | 15 | 15 | 7 | 1.7783e-11 | 5spot_SharedNeighbor | Water | Porous | Wet | R600a | MinimizeLCOE_Brownfield | IgnoreSilica | 2019 | 108.2311 | 81.6654 | 8.6559 | 4 | 3451.5357 | 4492.8077 | 70.3642 | 91.592 | 216.3957 | 0 | 124.5105 | 10709003.0236 | 943328.7731 | 11273637.1235 | 6806643.8414 | 0 | 771057.8364 | 0 | 11896431.5332 | 30952074.5558 | 21125426.8859 | 94477603.5729 | 961560.8286 | 24065791.4134 | 24065791.4134 | 1478867.319 | 10508037.6352 | 0 | 119504955.815 | 155557652.1827 | 17782.7941 | 34.6237 | 3451.5357 | 4492.8077 | 70.3642 | 91.592
1 | 6100 | 707 | 0.035 | 15 | 15 | 7 | 2.3714e-11 | 5spot_SharedNeighbor | Water | Porous | Wet | R600a | MinimizeLCOE_Brownfield | IgnoreSilica | 2019 | 132.7011 | 98.7049 | 10.439 | 4 | 3245.2944 | 4108.7087 | 66.1597 | 83.7616 | 214.679 | 0 | 152.0772 | 12259819.1682 | 1077143.7096 | 13119119.8931 | 8317828.8701 | 0 | 897386.9209 | 0 | 13911806.4392 | 36195666.6508 | 24704286.2357 | 110483057.8876 | 961560.8286 | 24065791.4134 | 24065791.4134 | 1478867.319 | 10508037.6352 | 0 | 135510410.1297 | 171563106.4974 | 23713.7371 | 41.756 | 3245.2944 | 4108.7087 | 66.1597 | 83.7616
1 | 6100 | 707 | 0.035 | 15 | 15 | 7 | 3.1623e-11 | 5spot_SharedNeighbor | Water | Porous | Wet | R600a | MinimizeLCOE_Brownfield | IgnoreSilica | 2019 | 157.917 | 115.3803 | 12.1689 | 4 | 3101.3367 | 3842.0109 | 63.2249 | 78.3246 | 212.563 | 0 | 115.9548 | 13705678.8822 | 1201513.3775 | 14864111.0802 | 9861011.7279 | 0 | 1026865.2059 | 0 | 15857080.3068 | 41256870.2238 | 28158661.6716 | 125931792.4759 | 961560.8286 | 24065791.4134 | 24065791.4134 | 1478867.319 | 10508037.6352 | 0 | 150959144.7179 | 187011841.0856 | 31622.7766 | 48.6755 | 3101.3367 | 3842.0109 | 63.2249 | 78.3246
1 | 6100 | 707 | 0.035 | 15 | 15 | 7 | 4.217e-11 | 5spot_SharedNeighbor | Water | Porous | Wet | R600a | MinimizeLCOE_Brownfield | IgnoreSilica | 2019 | 178.7787 | 128.4423 | 13.555 | 4 | 3004.2593 | 3669.1927 | 61.2459 | 74.8015 | 210.5947 | 0 | 137.4919 | 14797313.1227 | 1295185.6504 | 16195709.7978 | 11126476.0413 | 0 | 1096886.2182 | 0 | 17359512.6239 | 45165890.9216 | 30826648.6202 | 137863622.9961 | 961560.8286 | 24065791.4134 | 24065791.4134 | 1478867.319 | 10508037.6352 | 0 | 162890975.2381 | 198943671.6059 | 42169.6503 | 54.22 | 3004.2593 | 3669.1927 | 61.2459 | 74.8015
1 | 6100 | 707 | 0.035 | 15 | 15 | 7 | 5.6234e-11 | 5spot_SharedNeighbor | Water | Porous | Wet | R600a | MinimizeLCOE_Brownfield | IgnoreSilica | 2019 | 186.9681 | 133.3479 | 14.2285 | 4 | 2933.6339 | 3567.0932 | 59.8061 | 72.72 | 209.7488 | 0 | 183.9875 | 15199121.5089 | 1329617.992 | 16688706.7092 | 11619594.9317 | 0 | 989841.3072 | 0 | 17872484.1551 | 46500537.621 | 31737572.4169 | 141937476.642 | 961560.8286 | 24065791.4134 | 24065791.4134 | 1478867.319 | 10508037.6352 | 0 | 166964828.8841 | 203017525.2518 | 56234.1325 | 56.914 | 2933.6339 | 3567.0932 | 59.8061 | 72.72
1 | 6100 | 707 | 0.035 | 15 | 15 | 7 | 7.4989e-11 | 5spot_SharedNeighbor | Water | Porous | Wet | R600a | MinimizeLCOE_Brownfield | IgnoreSilica | 2019 | 193.4667 | 137.152 | 14.7654 | 4 | 2879.6394 | 3490.0655 | 58.7053 | 71.1497 | 209.0533 | 0 | 127.6954 | 15507848.1829 | 1356057.4054 | 17068504.5647 | 12009544.0506 | 0 | 889387.6168 | 0 | 18264223.31 | 47519762.5451 | 32433214.3705 | 145048542.046 | 961560.8286 | 24065791.4134 | 24065791.4134 | 1478867.319 | 10508037.6352 | 0 | 170075894.2881 | 206128590.6558 | 74989.4209 | 59.0615 | 2879.6394 | 3490.0655 | 58.7053 | 71.1497
1 | 6100 | 707 | 0.035 | 15 | 15 | 7 | 1e-10 | 5spot_SharedNeighbor | Water | Porous | Wet | R600a | MinimizeLCOE_Brownfield | IgnoreSilica | 2019 | 198.5091 | 140.048 | 15.1848 | 4 | 2838.4604 | 3432.0268 | 57.8659 | 69.9665 | 208.499 | 0 | 152.7728 | 15741261.3741 | 1376037.6374 | 17356221.0789 | 12311198.1376 | 0 | 798794.2346 | 0 | 18557569.8605 | 48282990.096 | 32954132.8567 | 147378205.2759 | 961560.8286 | 24065791.4134 | 24065791.4134 | 1478867.319 | 10508037.6352 | 0 | 172405557.518 | 208458253.8857 | 100000 | 60.7391 | 2838.4604 | 3432.0268 | 57.8659 | 69.9665
1 | 6100 | 707 | 0.035 | 15 | 15 | 7 | 1.3335e-10 | 5spot_SharedNeighbor | Water | Porous | Wet | R600a | MinimizeLCOE_Brownfield | IgnoreSilica | 2019 | 202.3204 | 142.2043 | 15.5058 | 4 | 2807.1216 | 3388.3997 | 57.227 | 69.0771 | 208.0714 | 0 | 224.8793 | 15914179.4695 | 1390834.3642 | 17569680.2844 | 12538859.3768 | 0 | 719142.8375 | 0 | 18771751.5696 | 48840246.9685 | 33334472.1227 | 149079166.9932 | 961560.8286 | 24065791.4134 | 24065791.4134 | 1478867.319 | 10508037.6352 | 0 | 174106519.2353 | 210159215.603 | 133352.1432 | 62.0231 | 2807.1216 | 3388.3997 | 57.227 | 69.0771
1 | 6100 | 707 | 0.035 | 15 | 15 | 7 | 1.7783e-10 | 5spot_SharedNeighbor | Water | Porous | Wet | R600a | MinimizeLCOE_Brownfield | IgnoreSilica | 2019 | 205.2265 | 143.8286 | 15.7517 | 4 | 2783.3086 | 3355.5116 | 56.7415 | 68.4066 | 207.7406 | 0 | 265.0097 | 16043951.6619 | 1401936.2357 | 17730050.447 | 12711959.9603 | 0 | 651907.3973 | 0 | 18930524.2238 | 49253340.846 | 33616417.1823 | 150340087.9543 | 961560.8286 | 24065791.4134 | 24065791.4134 | 1478867.319 | 10508037.6352 | 0 | 175367440.1963 | 211420136.564 | 177827.941 | 63.0068 | 2783.3086 | 3355.5116 | 56.7415 | 68.4066
1 | 6100 | 707 | 0.035 | 15 | 15 | 7 | 2.3714e-10 | 5spot_SharedNeighbor | Water | Porous | Wet | R600a | MinimizeLCOE_Brownfield | IgnoreSilica | 2019 | 207.3387 | 144.9983 | 15.9345 | 4 | 2765.2447 | 3330.8851 | 56.3733 | 67.9046 | 207.4973 | 0 | 319.2706 | 16137142.3644 | 1409907.1139 | 17845304.4137 | 12837603.8623 | 0 | 595032.7535 | 0 | 19041746.298 | 49542717.8682 | 33813922.9461 | 151223377.6199 | 961560.8286 | 24065791.4134 | 24065791.4134 | 1478867.319 | 10508037.6352 | 0 | 176250729.862 | 212303426.2297 | 237137.3706 | 63.7378 | 2765.2447 | 3330.8851 | 56.3733 | 67.9046
1 | 6100 | 707 | 0.035 | 15 | 15 | 7 | 3.1623e-10 | 5spot_SharedNeighbor | Water | Porous | Wet | R600a | MinimizeLCOE_Brownfield | IgnoreSilica | 2019 | 208.8781 | 145.8449 | 16.0703 | 4 | 2751.5621 | 3312.4227 | 56.0943 | 67.5282 | 207.3185 | 0 | 341.3305 | 16204467.8293 | 1415664.8922 | 17928616.2808 | 12929119.3037 | 0 | 548114.271 | 0 | 19120133.2051 | 49746664.521 | 33953120.7273 | 151845901.0304 | 961560.8286 | 24065791.4134 | 24065791.4134 | 1478867.319 | 10508037.6352 | 0 | 176873253.2725 | 212925949.6402 | 316227.766 | 64.281 | 2751.5621 | 3312.4227 | 56.0943 | 67.5282
1 | 6100 | 707 | 0.035 | 15 | 15 | 7 | 4.217e-10 | 5spot_SharedNeighbor | Water | Porous | Wet | R600a | MinimizeLCOE_Brownfield | IgnoreSilica | 2019 | 209.977 | 146.4462 | 16.1699 | 4 | 2741.2124 | 3298.6176 | 55.8833 | 67.2468 | 207.1899 | 0 | 371.4571 | 16252210.8622 | 1419747.561 | 17987719.5886 | 12994419.5535 | 0 | 509753.8652 | 0 | 19173902.0579 | 49886560.0465 | 34048602.298 | 152272915.8329 | 961560.8286 | 24065791.4134 | 24065791.4134 | 1478867.319 | 10508037.6352 | 0 | 177300268.075 | 213352964.4427 | 421696.5034 | 64.6795 | 2741.2124 | 3298.6176 | 55.8833 | 67.2468
1 | 6100 | 707 | 0.035 | 15 | 15 | 7 | 5.6234e-10 | 5spot_SharedNeighbor | Water | Porous | Wet | R600a | MinimizeLCOE_Brownfield | IgnoreSilica | 2019 | 210.7734 | 146.8803 | 16.2435 | 4 | 2733.3933 | 3288.2718 | 55.7239 | 67.0359 | 207.0962 | 0 | 359.6102 | 16286648.1413 | 1422692.2095 | 18030363.2688 | 13041732.9889 | 0 | 479057.2974 | 0 | 19211592.6233 | 49984623.1663 | 34115532.3923 | 152572242.0878 | 961560.8286 | 24065791.4134 | 24065791.4134 | 1478867.319 | 10508037.6352 | 0 | 177599594.3299 | 213652290.6976 | 562341.3252 | 64.974 | 2733.3933 | 3288.2718 | 55.7239 | 67.0359
1 | 6100 | 707 | 0.035 | 15 | 15 | 7 | 7.4989e-10 | 5spot_SharedNeighbor | Water | Porous | Wet | R600a | MinimizeLCOE_Brownfield | IgnoreSilica | 2019 | 211.3212 | 147.1779 | 16.2964 | 4 | 2727.4929 | 3280.5696 | 55.6036 | 66.8788 | 207.0314 | 0 | 421.1067 | 16310238.0285 | 1424709.2271 | 18059580.5039 | 13074263.8087 | 0 | 454331.3559 | 0 | 19236017.9404 | 50048172.831 | 34158906.3443 | 152766220.0397 | 961560.8286 | 24065791.4134 | 24065791.4134 | 1478867.319 | 10508037.6352 | 0 | 177793572.2818 | 213846268.6495 | 749894.2093 | 65.1857 | 2727.4929 | 3280.5696 | 55.6036 | 66.8788
1 | 6100 | 707 | 0.035 | 15 | 15 | 7 | 1e-09 | 5spot_SharedNeighbor | Water | Porous | Wet | R600a | MinimizeLCOE_Brownfield | IgnoreSilica | 2019 | 211.5648 | 147.3091 | 16.3279 | 4 | 2723.0458 | 3275.0578 | 55.513 | 66.7665 | 207.0018 | 0 | 419.9906 | 16320637.1428 | 1425598.3627 | 18072461.8345 | 13088713.2644 | 0 | 432646.0484 | 0 | 19242622.0946 | 50065355.4855 | 34170633.8591 | 152818668.0919 | 961560.8286 | 24065791.4134 | 24065791.4134 | 1478867.319 | 10508037.6352 | 0 | 177846020.334 | 213898716.7017 | 1000000 | 65.3114 | 2723.0458 | 3275.0578 | 55.513 | 66.7665
1 | 6100 | 707 | 0.035 | 15 | 15 | 7 | 1.3335e-09 | 5spot_SharedNeighbor | Water | Porous | Wet | R600a | MinimizeLCOE_Brownfield | IgnoreSilica | 2019 | 211.5648 | 147.3075 | 16.3423 | 4 | 2719.6998 | 3271.2235 | 55.4448 | 66.6883 | 207.0006 | 0 | 419.4803 | 16320508.0392 | 1425587.3243 | 18072301.9088 | 13088688.1687 | 0 | 413190.7375 | 0 | 19234907.7096 | 50045284.2383 | 34156934.8204 | 152757402.9469 | 961560.8286 | 24065791.4134 | 24065791.4134 | 1478867.319 | 10508037.6352 | 0 | 177784755.1889 | 213837451.5566 | 1333521.4322 | 65.3693 | 2719.6998 | 3271.2235 | 55.4448 | 66.6883
1 | 6100 | 707 | 0.035 | 15 | 15 | 7 | 1.7783e-09 | 5spot_SharedNeighbor | Water | Porous | Wet | R600a | MinimizeLCOE_Brownfield | IgnoreSilica | 2019 | 211.5453 | 147.2956 | 16.3522 | 4 | 2717.1842 | 3268.3757 | 55.3935 | 66.6303 | 207.0018 | 0 | 410.8144 | 16319567.5767 | 1425506.9143 | 18071136.9256 | 13087512.9488 | 0 | 398027.3874 | 0 | 19227683.1836 | 50026487.5035 | 34144105.6627 | 152700028.1026 | 961560.8286 | 24065791.4134 | 24065791.4134 | 1478867.319 | 10508037.6352 | 0 | 177727380.3447 | 213780076.7124 | 1778279.41 | 65.4087 | 2717.1842 | 3268.3757 | 55.3935 | 66.6303