## CO2
Time [year] | Depth [m] | Res Length [m] | Temp Gradient [C/m] | Temp Surface Air [C] | Temp Surface Rock [C] | dT Approach [C] | Transmissivity [m^3] | Config Number [-] | Fluid | Reservoir | Cooling Wet/Dry | orcFluid | Method | Silica? | CostYear | mass flow [kg/s] | Reservoir Heat [MWth] | Electric Power I-P Pair [MWe] | N_IP_Multiplier | SpCC (Brownfield) [$/kWe] | SpCC (Greenfield) [$/kWe] | LCOE (Brownfield) [$/MWh] | LCOE (Greenfield) [$/MWh] | Temp Production [C] | dP Surface [Mpa] | SolveTime [s] | C_T_G_N | C_pump_orc_N | C_coolingTowers_N | C_heatExchanger_N | C_recuperator_N | C_pump_prod_N | C_pump_inj_N | C_plant_otherEquipment_N | C_plant_installation_N | C_plant_indirectContingency_N | C_surfacePlant_N | C_gatheringSystem_N | C_wells_production_N | C_wells_injection_N | C_wellfield_N | C_exploration_N | C_stimulation_N | CapitalCost_N (Brownfield) | CapitalCost_N (Greenfield) | Trans [mD-m] | Electric Power 5-spot [MW] | Sp CC (Brownfield) [$/kWe] | Sp CC (Greenfield) [$/kWe] | LCOE (Brownfield) [$/MWh] | LCOE (Greenfield) [$/MWh]
1 | 1000 | 707 | 0.045 | 15 | 15 | 7 | 1e-13 | 5spot_SharedNeighbor | CO2 | Porous | Wet | R600a | MinimizeLCOE_Brownfield | IgnoreSilica | 2019 | 0.57453 | 0.075647 | 0.00015193 | 4 | 8224772.9352 | 28318170.4732 | 167673.1211 | 577304.2083 | 33.6498 | 1.183 | 32.0295 | 29706.2701 | 0 | 57231.8599 | 0 | 0 | 0 | 0 | 33905.8707 | 88216.1206 | 60209.315 | 269269.4363 | 961560.8286 | 3767508.2258 | 3767508.2258 | 5798963.8404 | 2644637.3607 | 0 | 4998338.4907 | 17209447.9177 | 100 | 0.00060772 | 8224772.9352 | 28318170.4732 | 167673.1211 | 577304.2083
1 | 1000 | 707 | 0.045 | 15 | 15 | 7 | 1.3335e-13 | 5spot_SharedNeighbor | CO2 | Porous | Wet | R600a | MinimizeLCOE_Brownfield | IgnoreSilica | 2019 | 0.7792 | 0.10686 | 0.00026864 | 4 | 4725675.345 | 16089410.1754 | 96339.2839 | 328004.389 | 34.6074 | 1.2056 | 29.3564 | 37795.8642 | 0 | 74550.8794 | 0 | 0 | 0 | 331.1315 | 43944.3713 | 114334.2398 | 78035.468 | 348991.9542 | 961560.8286 | 3767508.2258 | 3767508.2258 | 5798963.8404 | 2644637.3607 | 0 | 5078061.0086 | 17289170.4356 | 133.3521 | 0.0010746 | 4725675.345 | 16089410.1754 | 96339.2839 | 328004.389
1 | 1000 | 707 | 0.045 | 15 | 15 | 7 | 1.7783e-13 | 5spot_SharedNeighbor | CO2 | Porous | Wet | R600a | MinimizeLCOE_Brownfield | IgnoreSilica | 2019 | 1.0304 | 0.14554 | 0.00045081 | 4 | 2863149.7494 | 9634864.6599 | 58369.1803 | 196419.7482 | 35.3574 | 1.2214 | 24.7803 | 46873.1417 | 0 | 93222.5444 | 0 | 0 | 0 | 0 | 54637.3176 | 142155.0927 | 97023.7718 | 433911.8682 | 961560.8286 | 3767508.2258 | 3767508.2258 | 5798963.8404 | 2644637.3607 | 0 | 5162980.9226 | 17374090.3495 | 177.8279 | 0.0018033 | 2863149.7494 | 9634864.6599 | 58369.1803 | 196419.7482
1 | 1000 | 707 | 0.045 | 15 | 15 | 7 | 2.3714e-13 | 5spot_SharedNeighbor | CO2 | Porous | Wet | R600a | MinimizeLCOE_Brownfield | IgnoreSilica | 2019 | 1.3639 | 0.19717 | 0.00069548 | 4 | 1894301.1054 | 6283763.9247 | 38617.8903 | 128103.027 | 35.9857 | 1.2337 | 37.499 | 57907.1637 | 0 | 116671.4683 | 0 | 0 | 0 | 0 | 68085.6665 | 177144.9379 | 120905.0601 | 540714.2966 | 961560.8286 | 3767508.2258 | 3767508.2258 | 5798963.8404 | 2644637.3607 | 0 | 5269783.351 | 17480892.7779 | 237.1374 | 0.0027819 | 1894301.1054 | 6283763.9247 | 38617.8903 | 128103.027
1 | 1000 | 707 | 0.045 | 15 | 15 | 7 | 3.1623e-13 | 5spot_SharedNeighbor | CO2 | Porous | Wet | R600a | MinimizeLCOE_Brownfield | IgnoreSilica | 2019 | 1.8264 | 0.26904 | 0.0010402 | 4 | 1299766.3658 | 4234517.1131 | 26497.4954 | 86326.359 | 36.517 | 1.2434 | 134.7484 | 71881.5617 | 0 | 147372.9293 | 0 | 0 | 0 | 0 | 85509.2515 | 222477.532 | 151845.487 | 679086.7614 | 961560.8286 | 3767508.2258 | 3767508.2258 | 5798963.8404 | 2644637.3607 | 0 | 5408155.8158 | 17619265.2427 | 316.2278 | 0.0041609 | 1299766.3658 | 4234517.1131 | 26497.4954 | 86326.359
1 | 1000 | 707 | 0.045 | 15 | 15 | 7 | 4.217e-13 | 5spot_SharedNeighbor | CO2 | Porous | Wet | R600a | MinimizeLCOE_Brownfield | IgnoreSilica | 2019 | 2.4488 | 0.36597 | 0.001508 | 4 | 925367.3194 | 2949705.7621 | 18864.8645 | 60133.7417 | 36.9397 | 1.2507 | 185.9878 | 89033.4347 | 0 | 186334.3057 | 0 | 0 | 0 | 0 | 107393.4188 | 279415.6462 | 190706.9199 | 852883.7252 | 961560.8286 | 3767508.2258 | 3767508.2258 | 5798963.8404 | 2644637.3607 | 0 | 5581952.7796 | 17793062.2066 | 421.6965 | 0.0060321 | 925367.3194 | 2949705.7621 | 18864.8645 | 60133.7417
1 | 1000 | 707 | 0.045 | 15 | 15 | 7 | 5.6234e-13 | 5spot_SharedNeighbor | CO2 | Porous | Wet | R600a | MinimizeLCOE_Brownfield | IgnoreSilica | 2019 | 3.2462 | 0.49033 | 0.0021096 | 4 | 686160.1355 | 2133227.0211 | 13988.3025 | 43488.7182 | 37.2575 | 1.2559 | 251.5238 | 109128.7917 | 0 | 233468.304 | 0 | 0 | 0 | 0 | 133612.8673 | 347633.273 | 237266.852 | 1061110.0881 | 961560.8286 | 3767508.2258 | 3767508.2258 | 5798963.8404 | 2644637.3607 | 0 | 5790179.1425 | 18001288.5695 | 562.3413 | 0.0084385 | 686160.1355 | 2133227.0211 | 13988.3025 | 43488.7182
1 | 1000 | 707 | 0.045 | 15 | 15 | 7 | 7.4989e-13 | 5spot_SharedNeighbor | CO2 | Porous | Wet | R600a | MinimizeLCOE_Brownfield | IgnoreSilica | 2019 | 4.3406 | 0.66117 | 0.0029344 | 4 | 516078.9436 | 1556412.7627 | 10520.9673 | 31729.5794 | 37.5104 | 1.2597 | 40.8434 | 134368.1811 | 0 | 294560.9862 | 0 | 0 | 0 | 0 | 167282.3753 | 435234.4261 | 297056.439 | 1328502.4076 | 961560.8286 | 3767508.2258 | 3767508.2258 | 5798963.8404 | 2644637.3607 | 0 | 6057571.462 | 18268680.889 | 749.8942 | 0.011738 | 516078.9436 | 1556412.7627 | 10520.9673 | 31729.5794
1 | 1000 | 707 | 0.045 | 15 | 15 | 7 | 1e-12 | 5spot_SharedNeighbor | CO2 | Porous | Wet | R600a | MinimizeLCOE_Brownfield | IgnoreSilica | 2019 | 5.7828 | 0.88638 | 0.0040141 | 4 | 397793.8643 | 1158309.4613 | 8109.566 | 23613.7051 | 37.6981 | 1.262 | 624.941 | 164785.1159 | 0 | 370544.3068 | 0 | 0 | 0 | 0 | 208778.4748 | 543198.7652 | 370744.3188 | 1658050.9815 | 961560.8286 | 3767508.2258 | 3767508.2258 | 5798963.8404 | 2644637.3607 | 0 | 6387120.0359 | 18598229.4629 | 1000 | 0.016056 | 397793.8643 | 1158309.4613 | 8109.566 | 23613.7051
1 | 1000 | 707 | 0.045 | 15 | 15 | 7 | 1.3335e-12 | 5spot_SharedNeighbor | CO2 | Porous | Wet | R600a | MinimizeLCOE_Brownfield | IgnoreSilica | 2019 | 7.7124 | 1.1878 | 0.0054417 | 4 | 312392.0662 | 873389.3304 | 6368.5348 | 17805.2228 | 37.8372 | 1.2631 | 28.3512 | 202028.713 | 0 | 466532.4053 | 0 | 0 | 0 | 0 | 260738.8361 | 678388.9667 | 463014.4093 | 2070703.3304 | 961560.8286 | 3767508.2258 | 3767508.2258 | 5798963.8404 | 2644637.3607 | 0 | 6799772.3848 | 19010881.8117 | 1333.5214 | 0.021767 | 312392.0662 | 873389.3304 | 6368.5348 | 17805.2228
1 | 1000 | 707 | 0.045 | 15 | 15 | 7 | 1.7783e-12 | 5spot_SharedNeighbor | CO2 | Porous | Wet | R600a | MinimizeLCOE_Brownfield | IgnoreSilica | 2019 | 10.287 | 1.5901 | 0.0072986 | 4 | 250557.7438 | 668826.0867 | 5107.9585 | 13634.9244 | 37.9311 | 1.2624 | 39.1257 | 247438.2794 | 0 | 587438.0109 | 0 | 0 | 0 | 0 | 325601.7532 | 847148.9718 | 578196.5804 | 2585823.5958 | 961560.8286 | 3767508.2258 | 3767508.2258 | 5798963.8404 | 2644637.3607 | 0 | 7314892.6503 | 19526002.0772 | 1778.2794 | 0.029194 | 250557.7438 | 668826.0867 | 5107.9585 | 13634.9244
1 | 1000 | 707 | 0.045 | 15 | 15 | 7 | 2.3714e-12 | 5spot_SharedNeighbor | CO2 | Porous | Wet | R600a | MinimizeLCOE_Brownfield | IgnoreSilica | 2019 | 13.717 | 2.1259 | 0.0096736 | 4 | 205632.6585 | 521210.0861 | 4192.0999 | 10625.5726 | 37.9811 | 1.2598 | 30.6412 | 302640.2235 | 0 | 739503.3622 | 0 | 0 | 0 | 0 | 406435.9984 | 1057463.0964 | 721740.292 | 3227782.9724 | 961560.8286 | 3767508.2258 | 3767508.2258 | 5798963.8404 | 2644637.3607 | 0 | 7956852.0268 | 20167961.4537 | 2371.3737 | 0.038694 | 205632.6585 | 521210.0861 | 4192.0999 | 10625.5726
1 | 1000 | 707 | 0.045 | 15 | 15 | 7 | 3.1623e-12 | 5spot_SharedNeighbor | CO2 | Porous | Wet | R600a | MinimizeLCOE_Brownfield | IgnoreSilica | 2019 | 18.2654 | 2.8369 | 0.012521 | 4 | 174743.3882 | 418547.2202 | 3562.3803 | 8532.6512 | 37.9843 | 1.2528 | 31.1648 | 369023.4837 | 0 | 929899.1963 | 0 | 0 | 0 | 0 | 506579.8452 | 1318016.8434 | 899573.5782 | 4023092.9468 | 961560.8286 | 3767508.2258 | 3767508.2258 | 5798963.8404 | 2644637.3607 | 0 | 8752162.0012 | 20963271.4281 | 3162.2777 | 0.050086 | 174743.3882 | 418547.2202 | 3562.3803 | 8532.6512
1 | 1000 | 707 | 0.045 | 15 | 15 | 7 | 4.217e-12 | 5spot_SharedNeighbor | CO2 | Porous | Wet | R600a | MinimizeLCOE_Brownfield | IgnoreSilica | 2019 | 24.3406 | 3.7863 | 0.01572 | 4 | 154951.5467 | 349149.5133 | 3158.8969 | 7117.8851 | 37.9215 | 1.2401 | 40.8654 | 448897.7655 | 0 | 1170032.4244 | 0 | 0 | 0 | 0 | 631382.7741 | 1642728.4637 | 1121195.9312 | 5014237.3588 | 961560.8286 | 3767508.2258 | 3767508.2258 | 5798963.8404 | 2644637.3607 | 0 | 9743306.4132 | 21954415.8402 | 4216.965 | 0.06288 | 154951.5467 | 349149.5133 | 3158.8969 | 7117.8851
1 | 1000 | 707 | 0.045 | 15 | 15 | 7 | 5.6234e-12 | 5spot_SharedNeighbor | CO2 | Porous | Wet | R600a | MinimizeLCOE_Brownfield | IgnoreSilica | 2019 | 31.2271 | 4.8628 | 0.018151 | 4 | 148656.4961 | 316846.8477 | 3030.5637 | 6459.3516 | 37.7891 | 1.2203 | 40.5566 | 529709.2678 | 0 | 1428097.9851 | 0 | 0 | 0 | 0 | 763544.8286 | 1986587.0195 | 1355886.4611 | 6063825.5622 | 961560.8286 | 3767508.2258 | 3767508.2258 | 5798963.8404 | 2644637.3607 | 0 | 10792894.6166 | 23004004.0436 | 5623.4133 | 0.072603 | 148656.4961 | 316846.8477 | 3030.5637 | 6459.3516
1 | 1000 | 707 | 0.045 | 15 | 15 | 7 | 7.4989e-12 | 5spot_SharedNeighbor | CO2 | Porous | Wet | R600a | MinimizeLCOE_Brownfield | IgnoreSilica | 2019 | 31.2077 | 4.8597 | 0.018153 | 4 | 148595.3766 | 316760.5905 | 3029.3177 | 6457.5931 | 37.7893 | 1.2205 | 38.9458 | 529508.819 | 0 | 1427386.411 | 0 | 0 | 0 | 0 | 763189.1397 | 1985661.5899 | 1355254.8364 | 6061000.796 | 961560.8286 | 3767508.2258 | 3767508.2258 | 5798963.8404 | 2644637.3607 | 0 | 10790069.8504 | 23001179.2773 | 7498.9421 | 0.072614 | 148595.3766 | 316760.5905 | 3029.3177 | 6457.5931
1 | 1000 | 707 | 0.045 | 15 | 15 | 7 | 1e-11 | 5spot_SharedNeighbor | CO2 | Porous | Wet | R600a | MinimizeLCOE_Brownfield | IgnoreSilica | 2019 | 31.2271 | 4.8626 | 0.018167 | 4 | 148523.4261 | 316561.6449 | 3027.8509 | 6453.5373 | 37.7886 | 1.2205 | 40.6408 | 529741.9755 | 0 | 1428097.9851 | 0 | 0 | 0 | 0 | 763557.5846 | 1986620.208 | 1355909.1129 | 6063926.8661 | 961560.8286 | 3767508.2258 | 3767508.2258 | 5798963.8404 | 2644637.3607 | 0 | 10792995.9205 | 23004105.3475 | 10000 | 0.072669 | 148523.4261 | 316561.6449 | 3027.8509 | 6453.5373
1 | 1000 | 707 | 0.045 | 15 | 15 | 7 | 1.3335e-11 | 5spot_SharedNeighbor | CO2 | Porous | Wet | R600a | MinimizeLCOE_Brownfield | IgnoreSilica | 2019 | 31.2271 | 4.8625 | 0.018172 | 4 | 148482.1382 | 316473.1576 | 3027.0092 | 6451.7334 | 37.7885 | 1.2206 | 625.7166 | 529752.0683 | 0 | 1428097.9851 | 0 | 0 | 0 | 0 | 763561.5208 | 1986630.4492 | 1355916.1028 | 6063958.1263 | 961560.8286 | 3767508.2258 | 3767508.2258 | 5798963.8404 | 2644637.3607 | 0 | 10793027.1807 | 23004136.6076 | 13335.2143 | 0.072689 | 148482.1382 | 316473.1576 | 3027.0092 | 6451.7334
1 | 1000 | 707 | 0.045 | 15 | 15 | 7 | 1.7783e-11 | 5spot_SharedNeighbor | CO2 | Porous | Wet | R600a | MinimizeLCOE_Brownfield | IgnoreSilica | 2019 | 31.2466 | 4.8655 | 0.018178 | 4 | 148472.1763 | 316407.1451 | 3026.8061 | 6450.3876 | 37.7879 | 1.2205 | 41.2978 | 529969.7796 | 0 | 1428809.4706 | 0 | 0 | 0 | 0 | 763923.9076 | 1987573.3052 | 1356559.6213 | 6066836.0843 | 961560.8286 | 3767508.2258 | 3767508.2258 | 5798963.8404 | 2644637.3607 | 0 | 10795905.1387 | 23007014.5657 | 17782.7941 | 0.072713 | 148472.1763 | 316407.1451 | 3026.8061 | 6450.3876
1 | 1000 | 707 | 0.045 | 15 | 15 | 7 | 2.3714e-11 | 5spot_SharedNeighbor | CO2 | Porous | Wet | R600a | MinimizeLCOE_Brownfield | IgnoreSilica | 2019 | 31.2466 | 4.8656 | 0.018177 | 4 | 148483.3504 | 316431.0995 | 3027.0339 | 6450.876 | 37.788 | 1.2205 | 41.6622 | 529966.8432 | 0 | 1428809.4706 | 0 | 0 | 0 | 0 | 763922.7624 | 1987570.3256 | 1356557.5877 | 6066826.9894 | 961560.8286 | 3767508.2258 | 3767508.2258 | 5798963.8404 | 2644637.3607 | 0 | 10795896.0438 | 23007005.4707 | 23713.7371 | 0.072708 | 148483.3504 | 316431.0995 | 3027.0339 | 6450.876
1 | 1000 | 707 | 0.045 | 15 | 15 | 7 | 3.1623e-11 | 5spot_SharedNeighbor | CO2 | Porous | Wet | R600a | MinimizeLCOE_Brownfield | IgnoreSilica | 2019 | 31.2466 | 4.8656 | 0.018174 | 4 | 148505.467 | 316478.5035 | 3027.4848 | 6451.8424 | 37.788 | 1.2205 | 41.609 | 529961.2052 | 0 | 1428809.4706 | 0 | 0 | 0 | 0 | 763920.5636 | 1987564.6048 | 1356553.6831 | 6066809.5273 | 961560.8286 | 3767508.2258 | 3767508.2258 | 5798963.8404 | 2644637.3607 | 0 | 10795878.5817 | 23006988.0086 | 31622.7766 | 0.072697 | 148505.467 | 316478.5035 | 3027.4848 | 6451.8424
1 | 1000 | 707 | 0.045 | 15 | 15 | 7 | 4.217e-11 | 5spot_SharedNeighbor | CO2 | Porous | Wet | R600a | MinimizeLCOE_Brownfield | IgnoreSilica | 2019 | 31.2466 | 4.8656 | 0.018171 | 4 | 148531.2878 | 316533.8451 | 3028.0112 | 6452.9706 | 37.7881 | 1.2204 | 41.5993 | 529954.6695 | 0 | 1428809.4706 | 0 | 0 | 0 | 0 | 763918.0146 | 1987557.9729 | 1356549.1567 | 6066789.2843 | 961560.8286 | 3767508.2258 | 3767508.2258 | 5798963.8404 | 2644637.3607 | 0 | 10795858.3387 | 23006967.7656 | 42169.6503 | 0.072684 | 148531.2878 | 316533.8451 | 3028.0112 | 6452.9706
1 | 1000 | 707 | 0.045 | 15 | 15 | 7 | 5.6234e-11 | 5spot_SharedNeighbor | CO2 | Porous | Wet | R600a | MinimizeLCOE_Brownfield | IgnoreSilica | 2019 | 31.2419 | 4.865 | 0.018167 | 4 | 148556.5329 | 316598.5904 | 3028.5259 | 6454.2905 | 37.7882 | 1.2204 | 43.063 | 529897.019 | 0 | 1428640.0773 | 0 | 0 | 0 | 0 | 763829.4676 | 1987327.5916 | 1356391.9168 | 6066086.0723 | 961560.8286 | 3767508.2258 | 3767508.2258 | 5798963.8404 | 2644637.3607 | 0 | 10795155.1267 | 23006264.5537 | 56234.1325 | 0.072667 | 148556.5329 | 316598.5904 | 3028.5259 | 6454.2905
1 | 1000 | 707 | 0.045 | 15 | 15 | 7 | 7.4989e-11 | 5spot_SharedNeighbor | CO2 | Porous | Wet | R600a | MinimizeLCOE_Brownfield | IgnoreSilica | 2019 | 31.2419 | 4.865 | 0.018164 | 4 | 148579.0761 | 316646.9075 | 3028.9854 | 6455.2755 | 37.7883 | 1.2204 | 41.9654 | 529891.3417 | 0 | 1428640.0773 | 0 | 0 | 0 | 0 | 763827.2534 | 1987321.8309 | 1356387.985 | 6066068.4884 | 961560.8286 | 3767508.2258 | 3767508.2258 | 5798963.8404 | 2644637.3607 | 0 | 10795137.5428 | 23006246.9697 | 74989.4209 | 0.072656 | 148579.0761 | 316646.9075 | 3028.9854 | 6455.2755
1 | 1000 | 707 | 0.045 | 15 | 15 | 7 | 1e-10 | 5spot_SharedNeighbor | CO2 | Porous | Wet | R600a | MinimizeLCOE_Brownfield | IgnoreSilica | 2019 | 31.2419 | 4.865 | 0.018162 | 4 | 148598.1503 | 316687.7893 | 3029.3743 | 6456.1089 | 37.7883 | 1.2204 | 39.6466 | 529886.5437 | 0 | 1428640.0773 | 0 | 0 | 0 | 0 | 763825.3822 | 1987316.9624 | 1356384.6621 | 6066053.6277 | 961560.8286 | 3767508.2258 | 3767508.2258 | 5798963.8404 | 2644637.3607 | 0 | 10795122.6821 | 23006232.109 | 100000 | 0.072646 | 148598.1503 | 316687.7893 | 3029.3743 | 6456.1089
1 | 1000 | 707 | 0.045 | 15 | 15 | 7 | 1.3335e-10 | 5spot_SharedNeighbor | CO2 | Porous | Wet | R600a | MinimizeLCOE_Brownfield | IgnoreSilica | 2019 | 31.2271 | 4.8627 | 0.018156 | 4 | 148613.7305 | 316755.2509 | 3029.6919 | 6457.4842 | 37.7887 | 1.2204 | 40.5925 | 529718.5141 | 0 | 1428097.9851 | 0 | 0 | 0 | 0 | 763548.4347 | 1986596.4017 | 1355892.8647 | 6063854.2003 | 961560.8286 | 3767508.2258 | 3767508.2258 | 5798963.8404 | 2644637.3607 | 0 | 10792923.2547 | 23004032.6816 | 133352.1432 | 0.072624 | 148613.7305 | 316755.2509 | 3029.6919 | 6457.4842
1 | 1000 | 707 | 0.045 | 15 | 15 | 7 | 1.7783e-10 | 5spot_SharedNeighbor | CO2 | Porous | Wet | R600a | MinimizeLCOE_Brownfield | IgnoreSilica | 2019 | 31.2271 | 4.8628 | 0.018154 | 4 | 148626.1519 | 316781.8764 | 3029.9451 | 6458.027 | 37.7888 | 1.2204 | 635.9004 | 529715.3942 | 0 | 1428097.9851 | 0 | 0 | 0 | 0 | 763547.218 | 1986593.236 | 1355890.704 | 6063844.5374 | 961560.8286 | 3767508.2258 | 3767508.2258 | 5798963.8404 | 2644637.3607 | 0 | 10792913.5918 | 23004023.0187 | 177827.941 | 0.072618 | 148626.1519 | 316781.8764 | 3029.9451 | 6458.027
1 | 1000 | 707 | 0.045 | 15 | 15 | 7 | 2.3714e-10 | 5spot_SharedNeighbor | CO2 | Porous | Wet | R600a | MinimizeLCOE_Brownfield | IgnoreSilica | 2019 | 31.2271 | 4.8628 | 0.018153 | 4 | 148635.8964 | 316802.7639 | 3030.1438 | 6458.4528 | 37.7888 | 1.2204 | 40.679 | 529712.9478 | 0 | 1428097.9851 | 0 | 0 | 0 | 0 | 763546.2638 | 1986590.7536 | 1355889.0097 | 6063836.96 | 961560.8286 | 3767508.2258 | 3767508.2258 | 5798963.8404 | 2644637.3607 | 0 | 10792906.0144 | 23004015.4414 | 237137.3706 | 0.072613 | 148635.8964 | 316802.7639 | 3030.1438 | 6458.4528
1 | 1000 | 707 | 0.045 | 15 | 15 | 7 | 3.1623e-10 | 5spot_SharedNeighbor | CO2 | Porous | Wet | R600a | MinimizeLCOE_Brownfield | IgnoreSilica | 2019 | 31.2271 | 4.8628 | 0.018152 | 4 | 148643.4501 | 316818.9554 | 3030.2978 | 6458.7829 | 37.7888 | 1.2203 | 40.7617 | 529711.0519 | 0 | 1428097.9851 | 0 | 0 | 0 | 0 | 763545.5244 | 1986588.8299 | 1355887.6967 | 6063831.088 | 961560.8286 | 3767508.2258 | 3767508.2258 | 5798963.8404 | 2644637.3607 | 0 | 10792900.1424 | 23004009.5693 | 316227.766 | 0.072609 | 148643.4501 | 316818.9554 | 3030.2978 | 6458.7829
1 | 1000 | 707 | 0.045 | 15 | 15 | 7 | 4.217e-10 | 5spot_SharedNeighbor | CO2 | Porous | Wet | R600a | MinimizeLCOE_Brownfield | IgnoreSilica | 2019 | 31.2271 | 4.8628 | 0.018152 | 4 | 148649.2552 | 316831.3987 | 3030.4161 | 6459.0366 | 37.7888 | 1.2203 | 39.7385 | 529709.5952 | 0 | 1428097.9851 | 0 | 0 | 0 | 0 | 763544.9563 | 1986587.3518 | 1355886.6879 | 6063826.5763 | 961560.8286 | 3767508.2258 | 3767508.2258 | 5798963.8404 | 2644637.3607 | 0 | 10792895.6307 | 23004005.0576 | 421696.5034 | 0.072606 | 148649.2552 | 316831.3987 | 3030.4161 | 6459.0366
1 | 1000 | 707 | 0.045 | 15 | 15 | 7 | 5.6234e-10 | 5spot_SharedNeighbor | CO2 | Porous | Wet | R600a | MinimizeLCOE_Brownfield | IgnoreSilica | 2019 | 31.2271 | 4.8628 | 0.018151 | 4 | 148653.6884 | 316840.9012 | 3030.5065 | 6459.2303 | 37.7888 | 1.2203 | 40.5008 | 529708.483 | 0 | 1428097.9851 | 0 | 0 | 0 | 0 | 763544.5226 | 1986586.2232 | 1355885.9176 | 6063823.1314 | 961560.8286 | 3767508.2258 | 3767508.2258 | 5798963.8404 | 2644637.3607 | 0 | 10792892.1858 | 23004001.6127 | 562341.3252 | 0.072604 | 148653.6884 | 316840.9012 | 3030.5065 | 6459.2303
1 | 1000 | 707 | 0.045 | 15 | 15 | 7 | 7.4989e-10 | 5spot_SharedNeighbor | CO2 | Porous | Wet | R600a | MinimizeLCOE_Brownfield | IgnoreSilica | 2019 | 31.2271 | 4.8628 | 0.018151 | 4 | 148657.0581 | 316848.1242 | 3030.5752 | 6459.3776 | 37.7889 | 1.2203 | 40.9861 | 529707.6376 | 0 | 1428097.9851 | 0 | 0 | 0 | 0 | 763544.1929 | 1986585.3654 | 1355885.3321 | 6063820.5132 | 961560.8286 | 3767508.2258 | 3767508.2258 | 5798963.8404 | 2644637.3607 | 0 | 10792889.5676 | 23003998.9946 | 749894.2093 | 0.072603 | 148657.0581 | 316848.1242 | 3030.5752 | 6459.3776
1 | 1000 | 707 | 0.045 | 15 | 15 | 7 | 1e-09 | 5spot_SharedNeighbor | CO2 | Porous | Wet | R600a | MinimizeLCOE_Brownfield | IgnoreSilica | 2019 | 31.2271 | 4.8628 | 0.01815 | 4 | 148659.6106 | 316853.5957 | 3030.6272 | 6459.4891 | 37.7889 | 1.2203 | 40.8462 | 529706.9974 | 0 | 1428097.9851 | 0 | 0 | 0 | 0 | 763543.9432 | 1986584.7157 | 1355884.8887 | 6063818.5301 | 961560.8286 | 3767508.2258 | 3767508.2258 | 5798963.8404 | 2644637.3607 | 0 | 10792887.5845 | 23003997.0115 | 1000000 | 0.072601 | 148659.6106 | 316853.5957 | 3030.6272 | 6459.4891
1 | 1000 | 707 | 0.045 | 15 | 15 | 7 | 1.3335e-09 | 5spot_SharedNeighbor | CO2 | Porous | Wet | R600a | MinimizeLCOE_Brownfield | IgnoreSilica | 2019 | 31.2271 | 4.8628 | 0.01815 | 4 | 148661.5393 | 316857.7297 | 3030.6666 | 6459.5734 | 37.7889 | 1.2203 | 40.6912 | 529706.5136 | 0 | 1428097.9851 | 0 | 0 | 0 | 0 | 763543.7545 | 1986584.2249 | 1355884.5537 | 6063817.0319 | 961560.8286 | 3767508.2258 | 3767508.2258 | 5798963.8404 | 2644637.3607 | 0 | 10792886.0863 | 23003995.5132 | 1333521.4322 | 0.0726 | 148661.5393 | 316857.7297 | 3030.6666 | 6459.5734
1 | 1000 | 707 | 0.045 | 15 | 15 | 7 | 1.7783e-09 | 5spot_SharedNeighbor | CO2 | Porous | Wet | R600a | MinimizeLCOE_Brownfield | IgnoreSilica | 2019 | 31.2271 | 4.8628 | 0.01815 | 4 | 148662.9937 | 316860.8473 | 3030.6962 | 6459.637 | 37.7889 | 1.2203 | 40.4319 | 529706.1488 | 0 | 1428097.9851 | 0 | 0 | 0 | 0 | 763543.6122 | 1986583.8547 | 1355884.3011 | 6063815.902 | 961560.8286 | 3767508.2258 | 3767508.2258 | 5798963.8404 | 2644637.3607 | 0 | 10792884.9564 | 23003994.3834 | 1778279.41 | 0.0726 | 148662.9937 | 316860.8473 | 3030.6962 | 6459.637
1 | 1000 | 707 | 0.045 | 15 | 15 | 7 | 2.3714e-09 | 5spot_SharedNeighbor | CO2 | Porous | Wet | R600a | MinimizeLCOE_Brownfield | IgnoreSilica | 2019 | 31.2271 | 4.8628 | 0.01815 | 4 | 148664.089 | 316863.1951 | 3030.7185 | 6459.6848 | 37.7889 | 1.2203 | 637.6812 | 529705.8742 | 0 | 1428097.9851 | 0 | 0 | 0 | 0 | 763543.5051 | 1986583.576 | 1355884.1108 | 6063815.0512 | 961560.8286 | 3767508.2258 | 3767508.2258 | 5798963.8404 | 2644637.3607 | 0 | 10792884.1057 | 23003993.5326 | 2371373.7057 | 0.072599 | 148664.089 | 316863.1951 | 3030.7185 | 6459.6848
1 | 1000 | 707 | 0.045 | 15 | 15 | 7 | 3.1623e-09 | 5spot_SharedNeighbor | CO2 | Porous | Wet | R600a | MinimizeLCOE_Brownfield | IgnoreSilica | 2019 | 31.2271 | 4.8628 | 0.01815 | 4 | 148664.9129 | 316864.9612 | 3030.7353 | 6459.7208 | 37.7889 | 1.2203 | 39.8818 | 529705.6675 | 0 | 1428097.9851 | 0 | 0 | 0 | 0 | 763543.4245 | 1986583.3663 | 1355883.9677 | 6063814.4112 | 961560.8286 | 3767508.2258 | 3767508.2258 | 5798963.8404 | 2644637.3607 | 0 | 10792883.4656 | 23003992.8926 | 3162277.6602 | 0.072599 | 148664.9129 | 316864.9612 | 3030.7353 | 6459.7208
1 | 1000 | 707 | 0.045 | 15 | 15 | 7 | 4.217e-09 | 5spot_SharedNeighbor | CO2 | Porous | Wet | R600a | MinimizeLCOE_Brownfield | IgnoreSilica | 2019 | 31.2271 | 4.8628 | 0.01815 | 4 | 148665.5323 | 316866.2888 | 3030.748 | 6459.7479 | 37.7889 | 1.2203 | 40.4129 | 529705.5122 | 0 | 1428097.9851 | 0 | 0 | 0 | 0 | 763543.364 | 1986583.2087 | 1355883.8602 | 6063813.9302 | 961560.8286 | 3767508.2258 | 3767508.2258 | 5798963.8404 | 2644637.3607 | 0 | 10792882.9846 | 23003992.4115 | 4216965.0343 | 0.072598 | 148665.5323 | 316866.2888 | 3030.748 | 6459.7479
1 | 1000 | 707 | 0.045 | 15 | 15 | 7 | 5.6234e-09 | 5spot_SharedNeighbor | CO2 | Porous | Wet | R600a | MinimizeLCOE_Brownfield | IgnoreSilica | 2019 | 31.2271 | 4.8628 | 0.01815 | 4 | 148665.9975 | 316867.2861 | 3030.7574 | 6459.7682 | 37.7889 | 1.2203 | 39.8993 | 529705.3955 | 0 | 1428097.9851 | 0 | 0 | 0 | 0 | 763543.3185 | 1986583.0903 | 1355883.7794 | 6063813.5688 | 961560.8286 | 3767508.2258 | 3767508.2258 | 5798963.8404 | 2644637.3607 | 0 | 10792882.6232 | 23003992.0501 | 5623413.2519 | 0.072598 | 148665.9975 | 316867.2861 | 3030.7574 | 6459.7682
1 | 1000 | 707 | 0.045 | 15 | 15 | 7 | 7.4989e-09 | 5spot_SharedNeighbor | CO2 | Porous | Wet | R600a | MinimizeLCOE_Brownfield | IgnoreSilica | 2019 | 31.2271 | 4.8628 | 0.01815 | 4 | 148666.3469 | 316868.0349 | 3030.7646 | 6459.7835 | 37.7889 | 1.2203 | 39.7071 | 529705.3079 | 0 | 1428097.9851 | 0 | 0 | 0 | 0 | 763543.2843 | 1986583.0014 | 1355883.7187 | 6063813.2974 | 961560.8286 | 3767508.2258 | 3767508.2258 | 5798963.8404 | 2644637.3607 | 0 | 10792882.3518 | 23003991.7788 | 7498942.0933 | 0.072598 | 148666.3469 | 316868.0349 | 3030.7646 | 6459.7835
1 | 1000 | 707 | 0.045 | 15 | 15 | 7 | 1e-08 | 5spot_SharedNeighbor | CO2 | Porous | Wet | R600a | MinimizeLCOE_Brownfield | IgnoreSilica | 2019 | 31.2271 | 4.8628 | 0.018149 | 4 | 148666.6091 | 316868.597 | 3030.7699 | 6459.7949 | 37.7889 | 1.2203 | 40.134 | 529705.2421 | 0 | 1428097.9851 | 0 | 0 | 0 | 0 | 763543.2586 | 1986582.9347 | 1355883.6731 | 6063813.0938 | 961560.8286 | 3767508.2258 | 3767508.2258 | 5798963.8404 | 2644637.3607 | 0 | 10792882.1482 | 23003991.5751 | 10000000 | 0.072598 | 148666.6091 | 316868.597 | 3030.7699 | 6459.7949
1 | 1100 | 707 | 0.045 | 15 | 15 | 7 | 1e-13 | 5spot_SharedNeighbor | CO2 | Porous | Wet | R600a | MinimizeLCOE_Brownfield | IgnoreSilica | 2019 | 0.55509 | 0.068267 | 0.00073632 | 4 | 1808121.4221 | 6157244.1594 | 36861.0009 | 125523.7505 | 35.3627 | 1.5704 | 31.6554 | 32964.8297 | 0 | 52325.2738 | 0 | 0 | 0 | 0 | 33263.1404 | 86543.8681 | 59067.9682 | 264165.0802 | 961560.8286 | 4099666.5474 | 4099666.5474 | 5959114.5985 | 2750527.5283 | 0 | 5325392.4563 | 18134701.1304 | 100 | 0.0029453 | 1808121.4221 | 6157244.1594 | 36861.0009 | 125523.7505
1 | 1100 | 707 | 0.045 | 15 | 15 | 7 | 1.3335e-13 | 5spot_SharedNeighbor | CO2 | Porous | Wet | R600a | MinimizeLCOE_Brownfield | IgnoreSilica | 2019 | 0.74031 | 0.09556 | 0.0010746 | 4 | 1256178.5376 | 4236174.0399 | 25608.8986 | 86360.1377 | 36.3261 | 1.6032 | 26.3737 | 41594.4796 | 0 | 67654.2175 | 0 | 0 | 0 | 0 | 42606.9919 | 110854.653 | 75660.5785 | 338370.9204 | 961560.8286 | 4099666.5474 | 4099666.5474 | 5959114.5985 | 2750527.5283 | 0 | 5399598.2964 | 18208906.9706 | 133.3521 | 0.0042984 | 1256178.5376 | 4236174.0399 | 25608.8986 | 86360.1377
1 | 1100 | 707 | 0.045 | 15 | 15 | 7 | 1.7783e-13 | 5spot_SharedNeighbor | CO2 | Porous | Wet | R600a | MinimizeLCOE_Brownfield | IgnoreSilica | 2019 | 0.99609 | 0.13348 | 0.0015323 | 4 | 897233.534 | 2987089.8352 | 18291.3192 | 60895.8666 | 37.1906 | 1.6292 | 33.5618 | 52488.9741 | 0 | 87611.0695 | 0 | 0 | 0 | 1369.0658 | 55172.9527 | 143548.7053 | 97974.941 | 438165.7085 | 961560.8286 | 4099666.5474 | 4099666.5474 | 5959114.5985 | 2750527.5283 | 0 | 5499393.0845 | 18308701.7587 | 177.8279 | 0.0061293 | 897233.534 | 2987089.8352 | 18291.3192 | 60895.8666
1 | 1100 | 707 | 0.045 | 15 | 15 | 7 | 2.3714e-13 | 5spot_SharedNeighbor | CO2 | Porous | Wet | R600a | MinimizeLCOE_Brownfield | IgnoreSilica | 2019 | 1.3208 | 0.18208 | 0.002178 | 4 | 643755.9694 | 2114092.7456 | 13123.8362 | 43098.6401 | 37.8828 | 1.6482 | 673.4654 | 65134.9373 | 0 | 111492.0151 | 0 | 0 | 0 | 0 | 68884.5114 | 179223.3686 | 122323.6317 | 547058.4641 | 961560.8286 | 4099666.5474 | 4099666.5474 | 5959114.5985 | 2750527.5283 | 0 | 5608285.8401 | 18417594.5143 | 237.1374 | 0.0087118 | 643755.9694 | 2114092.7456 | 13123.8362 | 43098.6401
1 | 1100 | 707 | 0.045 | 15 | 15 | 7 | 3.1623e-13 | 5spot_SharedNeighbor | CO2 | Porous | Wet | R600a | MinimizeLCOE_Brownfield | IgnoreSilica | 2019 | 1.7487 | 0.24628 | 0.0030059 | 4 | 478033.3011 | 1543395.1828 | 9745.3554 | 31464.1984 | 38.4501 | 1.6623 | 131.474 | 80391.4889 | 0 | 141216.0184 | 0 | 0 | 0 | 0 | 86426.9278 | 224865.1376 | 153475.077 | 686374.6497 | 961560.8286 | 4099666.5474 | 4099666.5474 | 5959114.5985 | 2750527.5283 | 0 | 5747602.0258 | 18556910.6999 | 316.2278 | 0.012023 | 478033.3011 | 1543395.1828 | 9745.3554 | 31464.1984
1 | 1100 | 707 | 0.045 | 15 | 15 | 7 | 4.217e-13 | 5spot_SharedNeighbor | CO2 | Porous | Wet | R600a | MinimizeLCOE_Brownfield | IgnoreSilica | 2019 | 2.3515 | 0.33688 | 0.0041591 | 4 | 356729.9515 | 1126685.1415 | 7272.4226 | 22969.0006 | 38.9308 | 1.6737 | 185.6835 | 100039.9786 | 0 | 180390.9952 | 0 | 0 | 0 | 1588.8467 | 109987.73 | 286165.5118 | 195313.8419 | 873486.9042 | 961560.8286 | 4099666.5474 | 4099666.5474 | 5959114.5985 | 2750527.5283 | 0 | 5934714.2803 | 18744022.9545 | 421.6965 | 0.016636 | 356729.9515 | 1126685.1415 | 7272.4226 | 22969.0006
1 | 1100 | 707 | 0.045 | 15 | 15 | 7 | 5.6234e-13 | 5spot_SharedNeighbor | CO2 | Porous | Wet | R600a | MinimizeLCOE_Brownfield | IgnoreSilica | 2019 | 3.1297 | 0.45412 | 0.0057305 | 4 | 268234.6235 | 827058.8212 | 5468.3256 | 16860.7127 | 39.2955 | 1.6819 | 36.988 | 123212.2631 | 0 | 226743.1231 | 0 | 0 | 0 | 1071.1051 | 136900.3316 | 356186.5808 | 243104.6603 | 1087218.064 | 961560.8286 | 4099666.5474 | 4099666.5474 | 5959114.5985 | 2750527.5283 | 0 | 6148445.4401 | 18957754.1142 | 562.3413 | 0.022922 | 268234.6235 | 827058.8212 | 5468.3256 | 16860.7127
1 | 1100 | 707 | 0.045 | 15 | 15 | 7 | 7.4989e-13 | 5spot_SharedNeighbor | CO2 | Porous | Wet | R600a | MinimizeLCOE_Brownfield | IgnoreSilica | 2019 | 4.1554 | 0.60878 | 0.0078049 | 4 | 205336.4639 | 615632.7632 | 4186.0616 | 12550.5066 | 39.5769 | 1.6878 | 44.5124 | 151184.0498 | 0 | 284461.926 | 0 | 0 | 0 | 0 | 169901.9306 | 442049.9717 | 301708.1889 | 1349306.0669 | 961560.8286 | 4099666.5474 | 4099666.5474 | 5959114.5985 | 2750527.5283 | 0 | 6410533.4429 | 19219842.1171 | 749.8942 | 0.03122 | 205336.4639 | 615632.7632 | 4186.0616 | 12550.5066
1 | 1100 | 707 | 0.045 | 15 | 15 | 7 | 1e-12 | 5spot_SharedNeighbor | CO2 | Porous | Wet | R600a | MinimizeLCOE_Brownfield | IgnoreSilica | 2019 | 5.5586 | 0.82039 | 0.010595 | 4 | 159362.5989 | 461602.5411 | 3248.8221 | 9410.3922 | 39.7968 | 1.6919 | 36.254 | 186204.4922 | 0 | 359010.4365 | 0 | 0 | 0 | 1320.8439 | 213148.9513 | 554569.8484 | 378505.3168 | 1692759.8891 | 961560.8286 | 4099666.5474 | 4099666.5474 | 5959114.5985 | 2750527.5283 | 0 | 6753987.2652 | 19563295.9394 | 1000 | 0.042381 | 159362.5989 | 461602.5411 | 3248.8221 | 9410.3922
1 | 1100 | 707 | 0.045 | 15 | 15 | 7 | 1.3335e-12 | 5spot_SharedNeighbor | CO2 | Porous | Wet | R600a | MinimizeLCOE_Brownfield | IgnoreSilica | 2019 | 7.4 | 1.0981 | 0.014302 | 4 | 125268.0982 | 349179.1043 | 2553.7596 | 7118.4883 | 39.9572 | 1.6947 | 48.8513 | 228280.7515 | 0 | 451354.4187 | 0 | 0 | 0 | 0 | 265057.7164 | 689625.8072 | 470683.7838 | 2105002.4775 | 961560.8286 | 4099666.5474 | 4099666.5474 | 5959114.5985 | 2750527.5283 | 0 | 7166229.8535 | 19975538.5277 | 1333.5214 | 0.057207 | 125268.0982 | 349179.1043 | 2553.7596 | 7118.4883
1 | 1100 | 707 | 0.045 | 15 | 15 | 7 | 1.7783e-12 | 5spot_SharedNeighbor | CO2 | Porous | Wet | R600a | MinimizeLCOE_Brownfield | IgnoreSilica | 2019 | 9.8654 | 1.4702 | 0.01919 | 4 | 100147.9394 | 267020.5998 | 2041.6512 | 5443.5761 | 40.0711 | 1.6951 | 38.979 | 279821.4606 | 0 | 568099.5581 | 0 | 0 | 0 | 0 | 330689.1973 | 860385.4577 | 587230.7541 | 2626226.4279 | 961560.8286 | 4099666.5474 | 4099666.5474 | 5959114.5985 | 2750527.5283 | 0 | 7687453.8039 | 20496762.4781 | 1778.2794 | 0.076761 | 100147.9394 | 267020.5998 | 2041.6512 | 5443.5761
1 | 1100 | 707 | 0.045 | 15 | 15 | 7 | 2.3714e-12 | 5spot_SharedNeighbor | CO2 | Porous | Wet | R600a | MinimizeLCOE_Brownfield | IgnoreSilica | 2019 | 13.1421 | 1.9649 | 0.025598 | 4 | 81403.9583 | 206504.289 | 1659.5298 | 4209.8692 | 40.1406 | 1.693 | 48.5197 | 342435.1582 | 0 | 714601.2723 | 0 | 0 | 0 | 0 | 412244.2079 | 1072574.866 | 732054.3852 | 3273909.8896 | 961560.8286 | 4099666.5474 | 4099666.5474 | 5959114.5985 | 2750527.5283 | 0 | 8335137.2656 | 21144445.9398 | 2371.3737 | 0.10239 | 81403.9583 | 206504.289 | 1659.5298 | 4209.8692
1 | 1100 | 707 | 0.045 | 15 | 15 | 7 | 3.1623e-12 | 5spot_SharedNeighbor | CO2 | Porous | Wet | R600a | MinimizeLCOE_Brownfield | IgnoreSilica | 2019 | 17.5123 | 2.6245 | 0.033944 | 4 | 67335.4434 | 161678.0274 | 1372.7241 | 3296.0253 | 40.1623 | 1.6877 | 639.679 | 418586.1059 | 0 | 899098.2805 | 0 | 0 | 0 | 0 | 513896.9107 | 1337054.3469 | 912567.0655 | 4081202.7094 | 961560.8286 | 4099666.5474 | 4099666.5474 | 5959114.5985 | 2750527.5283 | 0 | 9142430.0855 | 21951738.7597 | 3162.2777 | 0.13577 | 67335.4434 | 161678.0274 | 1372.7241 | 3296.0253
1 | 1100 | 707 | 0.045 | 15 | 15 | 7 | 4.217e-12 | 5spot_SharedNeighbor | CO2 | Porous | Wet | R600a | MinimizeLCOE_Brownfield | IgnoreSilica | 2019 | 23.3273 | 3.502 | 0.044575 | 4 | 56899.3916 | 128741.3879 | 1159.9711 | 2624.5673 | 40.1234 | 1.6771 | 45.5453 | 510502.9887 | 0 | 1130899.4744 | 0 | 0 | 0 | 0 | 640146.9606 | 1665531.0792 | 1136759.1848 | 5083839.6876 | 961560.8286 | 4099666.5474 | 4099666.5474 | 5959114.5985 | 2750527.5283 | 0 | 10145067.0636 | 22954375.7378 | 4216.965 | 0.1783 | 56899.3916 | 128741.3879 | 1159.9711 | 2624.5673
1 | 1100 | 707 | 0.045 | 15 | 15 | 7 | 5.6234e-12 | 5spot_SharedNeighbor | CO2 | Porous | Wet | R600a | MinimizeLCOE_Brownfield | IgnoreSilica | 2019 | 31.0421 | 4.6672 | 0.057464 | 4 | 49523.7214 | 105251.1397 | 1009.608 | 2145.6868 | 39.9989 | 1.6559 | 52.4915 | 619878.4772 | 0 | 1421323.8668 | 0 | 0 | 0 | 0 | 796068.9142 | 2071208.0185 | 1413642.0317 | 6322121.3085 | 961560.8286 | 4099666.5474 | 4099666.5474 | 5959114.5985 | 2750527.5283 | 0 | 11383348.6845 | 24192657.3587 | 5623.4133 | 0.22986 | 49523.7214 | 105251.1397 | 1009.608 | 2145.6868
1 | 1100 | 707 | 0.045 | 15 | 15 | 7 | 7.4989e-12 | 5spot_SharedNeighbor | CO2 | Porous | Wet | R600a | MinimizeLCOE_Brownfield | IgnoreSilica | 2019 | 41.2079 | 6.2014 | 0.071775 | 4 | 44918.8543 | 89535.094 | 915.7316 | 1825.294 | 39.7318 | 1.619 | 48.7273 | 746791.771 | 0 | 1782856.3822 | 0 | 0 | 0 | 0 | 986562.7797 | 2566833.981 | 1751916.9352 | 7834961.8492 | 961560.8286 | 4099666.5474 | 4099666.5474 | 5959114.5985 | 2750527.5283 | 0 | 12896189.2253 | 25705497.8994 | 7498.9421 | 0.2871 | 44918.8543 | 89535.094 | 915.7316 | 1825.294
1 | 1100 | 707 | 0.045 | 15 | 15 | 7 | 1e-11 | 5spot_SharedNeighbor | CO2 | Porous | Wet | R600a | MinimizeLCOE_Brownfield | IgnoreSilica | 2019 | 51.154 | 7.7024 | 0.081715 | 4 | 43662.2339 | 82851.0994 | 890.1137 | 1689.0317 | 39.3671 | 1.5712 | 47.681 | 854171.4618 | 0 | 2119511.6189 | 0 | 0 | 0 | 0 | 1159736.4015 | 3017396.2221 | 2059434.9229 | 9210250.6273 | 961560.8286 | 4099666.5474 | 4099666.5474 | 5959114.5985 | 2750527.5283 | 0 | 14271478.0033 | 27080786.6775 | 10000 | 0.32686 | 43662.2339 | 82851.0994 | 890.1137 | 1689.0317
1 | 1100 | 707 | 0.045 | 15 | 15 | 7 | 1.3335e-11 | 5spot_SharedNeighbor | CO2 | Porous | Wet | R600a | MinimizeLCOE_Brownfield | IgnoreSilica | 2019 | 51.1 | 7.6939 | 0.081664 | 4 | 43667.1443 | 82880.5295 | 890.2138 | 1689.6317 | 39.3675 | 1.5715 | 59.0391 | 853597.2889 | 0 | 2117722.4608 | 0 | 0 | 0 | 0 | 1158814.7024 | 3014998.1501 | 2057798.1894 | 9202930.7916 | 961560.8286 | 4099666.5474 | 4099666.5474 | 5959114.5985 | 2750527.5283 | 0 | 14264158.1677 | 27073466.8418 | 13335.2143 | 0.32666 | 43667.1443 | 82880.5295 | 890.2138 | 1689.6317
1 | 1100 | 707 | 0.045 | 15 | 15 | 7 | 1.7783e-11 | 5spot_SharedNeighbor | CO2 | Porous | Wet | R600a | MinimizeLCOE_Brownfield | IgnoreSilica | 2019 | 51.0755 | 7.6899 | 0.081638 | 4 | 43670.972 | 82897.0389 | 890.2918 | 1689.9683 | 39.3668 | 1.5716 | 57.2074 | 853323.5162 | 0 | 2116910.8875 | 0 | 0 | 0 | 0 | 1158391.4175 | 3013896.8495 | 2057046.5291 | 9199569.1998 | 961560.8286 | 4099666.5474 | 4099666.5474 | 5959114.5985 | 2750527.5283 | 0 | 14260796.5758 | 27070105.25 | 17782.7941 | 0.32655 | 43670.972 | 82897.0389 | 890.2918 | 1689.9683
1 | 1100 | 707 | 0.045 | 15 | 15 | 7 | 2.3714e-11 | 5spot_SharedNeighbor | CO2 | Porous | Wet | R600a | MinimizeLCOE_Brownfield | IgnoreSilica | 2019 | 51.0413 | 7.6845 | 0.081602 | 4 | 43675.524 | 82918.528 | 890.3846 | 1690.4063 | 39.3669 | 1.5718 | 62.7255 | 852952.2506 | 0 | 2115774.6516 | 0 | 0 | 0 | 0 | 1157803.4919 | 3012367.1877 | 2056002.5036 | 9194900.0854 | 961560.8286 | 4099666.5474 | 4099666.5474 | 5959114.5985 | 2750527.5283 | 0 | 14256127.4615 | 27065436.1356 | 23713.7371 | 0.32641 | 43675.524 | 82918.528 | 890.3846 | 1690.4063
1 | 1100 | 707 | 0.045 | 15 | 15 | 7 | 3.1623e-11 | 5spot_SharedNeighbor | CO2 | Porous | Wet | R600a | MinimizeLCOE_Brownfield | IgnoreSilica | 2019 | 51.0218 | 7.6814 | 0.081578 | 4 | 43680.6734 | 82935.6994 | 890.4896 | 1690.7564 | 39.3665 | 1.5718 | 62.1578 | 852730.0924 | 0 | 2115129.6931 | 0 | 0 | 0 | 0 | 1157465.3164 | 3011487.3244 | 2055401.9788 | 9192214.405 | 961560.8286 | 4099666.5474 | 4099666.5474 | 5959114.5985 | 2750527.5283 | 0 | 14253441.781 | 27062750.4552 | 31622.7766 | 0.32631 | 43680.6734 | 82935.6994 | 890.4896 | 1690.7564
1 | 1100 | 707 | 0.045 | 15 | 15 | 7 | 4.217e-11 | 5spot_SharedNeighbor | CO2 | Porous | Wet | R600a | MinimizeLCOE_Brownfield | IgnoreSilica | 2019 | 50.9977 | 7.6777 | 0.081549 | 4 | 43685.8869 | 82954.685 | 890.5959 | 1691.1435 | 39.3667 | 1.5719 | 657.7304 | 852463.7922 | 0 | 2114331.105 | 0 | 0 | 0 | 0 | 1157050.0099 | 3010406.7821 | 2054664.4865 | 9188916.1757 | 961560.8286 | 4099666.5474 | 4099666.5474 | 5959114.5985 | 2750527.5283 | 0 | 14250143.5517 | 27059452.2259 | 42169.6503 | 0.3262 | 43685.8869 | 82954.685 | 890.5959 | 1691.1435
1 | 1100 | 707 | 0.045 | 15 | 15 | 7 | 5.6234e-11 | 5spot_SharedNeighbor | CO2 | Porous | Wet | R600a | MinimizeLCOE_Brownfield | IgnoreSilica | 2019 | 50.9661 | 7.6729 | 0.081515 | 4 | 43690.7333 | 82975.7508 | 890.6947 | 1691.5729 | 39.3673 | 1.572 | 45.8416 | 852124.7151 | 0 | 2113280.8321 | 0 | 0 | 0 | 0 | 1156508.1634 | 3008997.0088 | 2053702.2872 | 9184613.0066 | 961560.8286 | 4099666.5474 | 4099666.5474 | 5959114.5985 | 2750527.5283 | 0 | 14245840.3827 | 27055149.0569 | 56234.1325 | 0.32606 | 43690.7333 | 82975.7508 | 890.6947 | 1691.5729
1 | 1100 | 707 | 0.045 | 15 | 15 | 7 | 7.4989e-11 | 5spot_SharedNeighbor | CO2 | Porous | Wet | R600a | MinimizeLCOE_Brownfield | IgnoreSilica | 2019 | 50.9512 | 7.6706 | 0.081496 | 4 | 43694.9724 | 82989.4274 | 890.7811 | 1691.8517 | 39.3674 | 1.5721 | 54.9801 | 851957.7406 | 0 | 2112789.2947 | 0 | 0 | 0 | 0 | 1156251.3438 | 3008328.8168 | 2053246.2324 | 9182573.4283 | 961560.8286 | 4099666.5474 | 4099666.5474 | 5959114.5985 | 2750527.5283 | 0 | 14243800.8043 | 27053109.4785 | 74989.4209 | 0.32598 | 43694.9724 | 82989.4274 | 890.7811 | 1691.8517
1 | 1100 | 707 | 0.045 | 15 | 15 | 7 | 1e-10 | 5spot_SharedNeighbor | CO2 | Porous | Wet | R600a | MinimizeLCOE_Brownfield | IgnoreSilica | 2019 | 50.9512 | 7.6706 | 0.081489 | 4 | 43698.527 | 82996.3089 | 890.8536 | 1691.992 | 39.367 | 1.572 | 53.68 | 851942.4843 | 0 | 2112789.2947 | 0 | 0 | 0 | 0 | 1156245.3938 | 3008313.3361 | 2053235.6666 | 9182526.1754 | 961560.8286 | 4099666.5474 | 4099666.5474 | 5959114.5985 | 2750527.5283 | 0 | 14243753.5515 | 27053062.2257 | 100000 | 0.32596 | 43698.527 | 82996.3089 | 890.8536 | 1691.992
1 | 1100 | 707 | 0.045 | 15 | 15 | 7 | 1.3335e-10 | 5spot_SharedNeighbor | CO2 | Porous | Wet | R600a | MinimizeLCOE_Brownfield | IgnoreSilica | 2019 | 50.9318 | 7.6677 | 0.081468 | 4 | 43701.4204 | 83009.087 | 890.9126 | 1692.2525 | 39.3675 | 1.5721 | 51.6402 | 851735.629 | 0 | 2112144.1084 | 0 | 0 | 0 | 0 | 1155913.0976 | 3007448.7696 | 2052645.5822 | 9179887.1869 | 961560.8286 | 4099666.5474 | 4099666.5474 | 5959114.5985 | 2750527.5283 | 0 | 14241114.5629 | 27050423.2371 | 133352.1432 | 0.32587 | 43701.4204 | 83009.087 | 890.9126 | 1692.2525
1 | 1100 | 707 | 0.045 | 15 | 15 | 7 | 1.7783e-10 | 5spot_SharedNeighbor | CO2 | Porous | Wet | R600a | MinimizeLCOE_Brownfield | IgnoreSilica | 2019 | 50.9272 | 7.667 | 0.08146 | 4 | 43703.7244 | 83015.2551 | 890.9595 | 1692.3783 | 39.3674 | 1.5721 | 52.6029 | 851679.6881 | 0 | 2111990.4854 | 0 | 0 | 0 | 0 | 1155831.3677 | 3007236.1251 | 2052500.4479 | 9179238.1143 | 961560.8286 | 4099666.5474 | 4099666.5474 | 5959114.5985 | 2750527.5283 | 0 | 14240465.4903 | 27049774.1645 | 177827.941 | 0.32584 | 43703.7244 | 83015.2551 | 890.9595 | 1692.3783
1 | 1100 | 707 | 0.045 | 15 | 15 | 7 | 2.3714e-10 | 5spot_SharedNeighbor | CO2 | Porous | Wet | R600a | MinimizeLCOE_Brownfield | IgnoreSilica | 2019 | 50.9272 | 7.667 | 0.081457 | 4 | 43705.5313 | 83018.751 | 890.9964 | 1692.4495 | 39.3673 | 1.5721 | 52.0003 | 851672.2325 | 0 | 2111990.4854 | 0 | 0 | 0 | 0 | 1155828.46 | 3007228.5599 | 2052495.2845 | 9179215.0223 | 961560.8286 | 4099666.5474 | 4099666.5474 | 5959114.5985 | 2750527.5283 | 0 | 14240442.3984 | 27049751.0726 | 237137.3706 | 0.32583 | 43705.5313 | 83018.751 | 890.9964 | 1692.4495
1 | 1100 | 707 | 0.045 | 15 | 15 | 7 | 3.1623e-10 | 5spot_SharedNeighbor | CO2 | Porous | Wet | R600a | MinimizeLCOE_Brownfield | IgnoreSilica | 2019 | 50.9124 | 7.6647 | 0.081443 | 4 | 43706.9317 | 83026.9328 | 891.0249 | 1692.6163 | 39.3678 | 1.5721 | 49.7103 | 851518.1717 | 0 | 2111498.8729 | 0 | 0 | 0 | 0 | 1155576.6474 | 3006573.3952 | 2052048.1211 | 9177215.2084 | 961560.8286 | 4099666.5474 | 4099666.5474 | 5959114.5985 | 2750527.5283 | 0 | 14238442.5844 | 27047751.2586 | 316227.766 | 0.32577 | 43706.9317 | 83026.9328 | 891.0249 | 1692.6163
1 | 1100 | 707 | 0.045 | 15 | 15 | 7 | 4.217e-10 | 5spot_SharedNeighbor | CO2 | Porous | Wet | R600a | MinimizeLCOE_Brownfield | IgnoreSilica | 2019 | 50.9124 | 7.6647 | 0.081441 | 4 | 43708.0075 | 83029.0141 | 891.0469 | 1692.6588 | 39.3677 | 1.5721 | 49.9787 | 851513.7827 | 0 | 2111498.8729 | 0 | 0 | 0 | 0 | 1155574.9357 | 3006568.9416 | 2052045.0815 | 9177201.6144 | 961560.8286 | 4099666.5474 | 4099666.5474 | 5959114.5985 | 2750527.5283 | 0 | 14238428.9904 | 27047737.6646 | 421696.5034 | 0.32576 | 43708.0075 | 83029.0141 | 891.0469 | 1692.6588
1 | 1100 | 707 | 0.045 | 15 | 15 | 7 | 5.6234e-10 | 5spot_SharedNeighbor | CO2 | Porous | Wet | R600a | MinimizeLCOE_Brownfield | IgnoreSilica | 2019 | 50.9124 | 7.6648 | 0.081439 | 4 | 43708.8295 | 83030.6041 | 891.0636 | 1692.6912 | 39.3676 | 1.5721 | 648.2429 | 851510.4411 | 0 | 2111498.8729 | 0 | 0 | 0 | 0 | 1155573.6325 | 3006565.5509 | 2052042.7672 | 9177191.2645 | 961560.8286 | 4099666.5474 | 4099666.5474 | 5959114.5985 | 2750527.5283 | 0 | 14238418.6406 | 27047727.3148 | 562341.3252 | 0.32576 | 43708.8295 | 83030.6041 | 891.0636 | 1692.6912
1 | 1100 | 707 | 0.045 | 15 | 15 | 7 | 7.4989e-10 | 5spot_SharedNeighbor | CO2 | Porous | Wet | R600a | MinimizeLCOE_Brownfield | IgnoreSilica | 2019 | 50.9124 | 7.6648 | 0.081438 | 4 | 43709.4545 | 83031.813 | 891.0764 | 1692.7158 | 39.3675 | 1.5721 | 51.0078 | 851507.9066 | 0 | 2111498.8729 | 0 | 0 | 0 | 0 | 1155572.644 | 3006562.9792 | 2052041.012 | 9177183.4146 | 961560.8286 | 4099666.5474 | 4099666.5474 | 5959114.5985 | 2750527.5283 | 0 | 14238410.7907 | 27047719.4649 | 749894.2093 | 0.32575 | 43709.4545 | 83031.813 | 891.0764 | 1692.7158
1 | 1100 | 707 | 0.045 | 15 | 15 | 7 | 1e-09 | 5spot_SharedNeighbor | CO2 | Porous | Wet | R600a | MinimizeLCOE_Brownfield | IgnoreSilica | 2019 | 50.9124 | 7.6648 | 0.081437 | 4 | 43709.928 | 83032.729 | 891.086 | 1692.7345 | 39.3675 | 1.5721 | 51.4752 | 851505.9898 | 0 | 2111498.8729 | 0 | 0 | 0 | 0 | 1155571.8964 | 3006561.0342 | 2052039.6845 | 9177177.4778 | 961560.8286 | 4099666.5474 | 4099666.5474 | 5959114.5985 | 2750527.5283 | 0 | 14238404.8538 | 27047713.528 | 1000000 | 0.32575 | 43709.928 | 83032.729 | 891.086 | 1692.7345
1 | 1100 | 707 | 0.045 | 15 | 15 | 7 | 1.3335e-09 | 5spot_SharedNeighbor | CO2 | Porous | Wet | R600a | MinimizeLCOE_Brownfield | IgnoreSilica | 2019 | 50.9124 | 7.6648 | 0.081436 | 4 | 43710.2859 | 83033.4212 | 891.0933 | 1692.7486 | 39.3674 | 1.5721 | 49.788 | 851504.5432 | 0 | 2111498.8729 | 0 | 0 | 0 | 0 | 1155571.3323 | 3006559.5663 | 2052038.6826 | 9177172.9973 | 961560.8286 | 4099666.5474 | 4099666.5474 | 5959114.5985 | 2750527.5283 | 0 | 14238400.3733 | 27047709.0475 | 1333521.4322 | 0.32574 | 43710.2859 | 83033.4212 | 891.0933 | 1692.7486
1 | 1100 | 707 | 0.045 | 15 | 15 | 7 | 1.7783e-09 | 5spot_SharedNeighbor | CO2 | Porous | Wet | R600a | MinimizeLCOE_Brownfield | IgnoreSilica | 2019 | 50.9124 | 7.6648 | 0.081436 | 4 | 43710.5559 | 83033.9434 | 891.0988 | 1692.7592 | 39.3674 | 1.5721 | 49.7138 | 851503.4532 | 0 | 2111498.8729 | 0 | 0 | 0 | 0 | 1155570.9072 | 3006558.4603 | 2052037.9277 | 9177169.6213 | 961560.8286 | 4099666.5474 | 4099666.5474 | 5959114.5985 | 2750527.5283 | 0 | 14238396.9974 | 27047705.6715 | 1778279.41 | 0.32574 | 43710.5559 | 83033.9434 | 891.0988 | 1692.7592
1 | 1100 | 707 | 0.045 | 15 | 15 | 7 | 2.3714e-09 | 5spot_SharedNeighbor | CO2 | Porous | Wet | R600a | MinimizeLCOE_Brownfield | IgnoreSilica | 2019 | 50.9124 | 7.6648 | 0.081435 | 4 | 43710.7592 | 83034.3366 | 891.1029 | 1692.7673 | 39.3674 | 1.5721 | 50.87 | 851502.6329 | 0 | 2111498.8729 | 0 | 0 | 0 | 0 | 1155570.5873 | 3006557.6279 | 2052037.3596 | 9177167.0806 | 961560.8286 | 4099666.5474 | 4099666.5474 | 5959114.5985 | 2750527.5283 | 0 | 14238394.4567 | 27047703.1308 | 2371373.7057 | 0.32574 | 43710.7592 | 83034.3366 | 891.1029 | 1692.7673
1 | 1100 | 707 | 0.045 | 15 | 15 | 7 | 3.1623e-09 | 5spot_SharedNeighbor | CO2 | Porous | Wet | R600a | MinimizeLCOE_Brownfield | IgnoreSilica | 2019 | 50.9124 | 7.6648 | 0.081435 | 4 | 43710.9122 | 83034.6325 | 891.1061 | 1692.7733 | 39.3674 | 1.5721 | 51.2228 | 851502.0161 | 0 | 2111498.8729 | 0 | 0 | 0 | 0 | 1155570.3467 | 3006557.0021 | 2052036.9325 | 9177165.1703 | 961560.8286 | 4099666.5474 | 4099666.5474 | 5959114.5985 | 2750527.5283 | 0 | 14238392.5463 | 27047701.2205 | 3162277.6602 | 0.32574 | 43710.9122 | 83034.6325 | 891.1061 | 1692.7733
1 | 1100 | 707 | 0.045 | 15 | 15 | 7 | 4.217e-09 | 5spot_SharedNeighbor | CO2 | Porous | Wet | R600a | MinimizeLCOE_Brownfield | IgnoreSilica | 2019 | 50.9124 | 7.6648 | 0.081435 | 4 | 43711.0271 | 83034.8549 | 891.1084 | 1692.7778 | 39.3674 | 1.5721 | 50.3851 | 851501.5526 | 0 | 2111498.8729 | 0 | 0 | 0 | 0 | 1155570.166 | 3006556.5318 | 2052036.6115 | 9177163.7348 | 961560.8286 | 4099666.5474 | 4099666.5474 | 5959114.5985 | 2750527.5283 | 0 | 14238391.1108 | 27047699.785 | 4216965.0343 | 0.32574 | 43711.0271 | 83034.8549 | 891.1084 | 1692.7778
1 | 1100 | 707 | 0.045 | 15 | 15 | 7 | 5.6234e-09 | 5spot_SharedNeighbor | CO2 | Porous | Wet | R600a | MinimizeLCOE_Brownfield | IgnoreSilica | 2019 | 50.9124 | 7.6648 | 0.081435 | 4 | 43711.1135 | 83035.0219 | 891.1102 | 1692.7812 | 39.3674 | 1.5721 | 49.8053 | 851501.2045 | 0 | 2111498.8729 | 0 | 0 | 0 | 0 | 1155570.0302 | 3006556.1786 | 2052036.3705 | 9177162.6567 | 961560.8286 | 4099666.5474 | 4099666.5474 | 5959114.5985 | 2750527.5283 | 0 | 14238390.0328 | 27047698.707 | 5623413.2519 | 0.32574 | 43711.1135 | 83035.0219 | 891.1102 | 1692.7812
1 | 1100 | 707 | 0.045 | 15 | 15 | 7 | 7.4989e-09 | 5spot_SharedNeighbor | CO2 | Porous | Wet | R600a | MinimizeLCOE_Brownfield | IgnoreSilica | 2019 | 50.9124 | 7.6648 | 0.081434 | 4 | 43711.1784 | 83035.1474 | 891.1115 | 1692.7838 | 39.3674 | 1.5721 | 648.6906 | 851500.9432 | 0 | 2111498.8729 | 0 | 0 | 0 | 0 | 1155569.9283 | 3006555.9135 | 2052036.1895 | 9177161.8474 | 961560.8286 | 4099666.5474 | 4099666.5474 | 5959114.5985 | 2750527.5283 | 0 | 14238389.2234 | 27047697.8976 | 7498942.0933 | 0.32574 | 43711.1784 | 83035.1474 | 891.1115 | 1692.7838
1 | 1100 | 707 | 0.045 | 15 | 15 | 7 | 1e-08 | 5spot_SharedNeighbor | CO2 | Porous | Wet | R600a | MinimizeLCOE_Brownfield | IgnoreSilica | 2019 | 50.9124 | 7.6648 | 0.081434 | 4 | 43711.2271 | 83035.2416 | 891.1125 | 1692.7857 | 39.3674 | 1.5721 | 51.568 | 851500.7471 | 0 | 2111498.8729 | 0 | 0 | 0 | 0 | 1155569.8518 | 3006555.7144 | 2052036.0537 | 9177161.24 | 961560.8286 | 4099666.5474 | 4099666.5474 | 5959114.5985 | 2750527.5283 | 0 | 14238388.616 | 27047697.2902 | 10000000 | 0.32574 | 43711.2271 | 83035.2416 | 891.1125 | 1692.7857
1 | 1200 | 707 | 0.045 | 15 | 15 | 7 | 1e-13 | 5spot_SharedNeighbor | CO2 | Porous | Wet | R600a | MinimizeLCOE_Brownfield | IgnoreSilica | 2019 | 0.53564 | 0.061411 | 0.0011184 | 4 | 1265707.8004 | 4265816.1876 | 25803.1655 | 86964.4329 | 37.0907 | 1.9289 | 30.9531 | 34954.9624 | 0 | 47976.8435 | 0 | 0 | 0 | 1989.3006 | 33119.2316 | 86169.4468 | 58812.4181 | 263022.203 | 961560.8286 | 4437684.9599 | 4437684.9599 | 6124832.4428 | 2858761.7322 | 0 | 5662267.9915 | 19083547.1265 | 100 | 0.0044736 | 1265707.8004 | 4265816.1876 | 25803.1655 | 86964.4329
1 | 1200 | 707 | 0.045 | 15 | 15 | 7 | 1.3335e-13 | 5spot_SharedNeighbor | CO2 | Porous | Wet | R600a | MinimizeLCOE_Brownfield | IgnoreSilica | 2019 | 0.69881 | 0.085116 | 0.0016299 | 4 | 878011.1592 | 2936663.4629 | 17899.4451 | 59867.8568 | 38.0741 | 1.9734 | 37.6824 | 43607.9811 | 0 | 61292.4925 | 0 | 0 | 0 | 0 | 40911.1847 | 106442.5106 | 72649.2006 | 324903.3695 | 961560.8286 | 4437684.9599 | 4437684.9599 | 6124832.4428 | 2858761.7322 | 0 | 5724149.158 | 19145428.293 | 133.3521 | 0.0065194 | 878011.1592 | 2936663.4629 | 17899.4451 | 59867.8568
1 | 1200 | 707 | 0.045 | 15 | 15 | 7 | 1.7783e-13 | 5spot_SharedNeighbor | CO2 | Porous | Wet | R600a | MinimizeLCOE_Brownfield | IgnoreSilica | 2019 | 0.93774 | 0.11974 | 0.0023393 | 4 | 621678.4902 | 2055988.6855 | 12673.7569 | 41914.1103 | 39.0439 | 2.0116 | 28.9472 | 55236.3176 | 0 | 79718.7163 | 0 | 0 | 0 | 0 | 52632.4632 | 136938.8729 | 93463.5946 | 417989.9646 | 961560.8286 | 4437684.9599 | 4437684.9599 | 6124832.4428 | 2858761.7322 | 0 | 5817235.7531 | 19238514.8881 | 177.8279 | 0.0093573 | 621678.4902 | 2055988.6855 | 12673.7569 | 41914.1103
1 | 1200 | 707 | 0.045 | 15 | 15 | 7 | 2.3714e-13 | 5spot_SharedNeighbor | CO2 | Porous | Wet | R600a | MinimizeLCOE_Brownfield | IgnoreSilica | 2019 | 1.2625 | 0.16698 | 0.0032911 | 4 | 451214.7251 | 1470721.7205 | 9198.6225 | 29982.6516 | 39.8803 | 2.0409 | 92.4569 | 69652.7593 | 0 | 103293.0759 | 0 | 0 | 0 | 1647.9711 | 68091.5845 | 177160.3353 | 120915.5691 | 540761.2953 | 961560.8286 | 4437684.9599 | 4437684.9599 | 6124832.4428 | 2858761.7322 | 0 | 5940007.0839 | 19361286.2188 | 237.1374 | 0.013164 | 451214.7251 | 1470721.7205 | 9198.6225 | 29982.6516
1 | 1200 | 707 | 0.045 | 15 | 15 | 7 | 3.1623e-13 | 5spot_SharedNeighbor | CO2 | Porous | Wet | R600a | MinimizeLCOE_Brownfield | IgnoreSilica | 2019 | 1.6709 | 0.22688 | 0.0045702 | 4 | 332193.2688 | 1066362.823 | 6772.2091 | 21739.2485 | 40.5351 | 2.0619 | 123.8883 | 86224.2804 | 0 | 131241.1719 | 0 | 0 | 0 | 0 | 84811.5264 | 220662.1944 | 150606.4818 | 673545.6549 | 961560.8286 | 4437684.9599 | 4437684.9599 | 6124832.4428 | 2858761.7322 | 0 | 6072791.4434 | 19494070.5784 | 316.2278 | 0.018281 | 332193.2688 | 1066362.823 | 6772.2091 | 21739.2485
1 | 1200 | 707 | 0.045 | 15 | 15 | 7 | 4.217e-13 | 5spot_SharedNeighbor | CO2 | Porous | Wet | R600a | MinimizeLCOE_Brownfield | IgnoreSilica | 2019 | 2.2349 | 0.30969 | 0.0063058 | 4 | 247803.6246 | 779908.195 | 5051.8121 | 15899.4835 | 41.0872 | 2.0781 | 170.734 | 107149.745 | 0 | 167644.5508 | 0 | 0 | 0 | 0 | 107169.7754 | 278833.7719 | 190309.7788 | 851107.6219 | 961560.8286 | 4437684.9599 | 4437684.9599 | 6124832.4428 | 2858761.7322 | 0 | 6250353.4104 | 19671632.5454 | 421.6965 | 0.025223 | 247803.6246 | 779908.195 | 5051.8121 | 15899.4835
1 | 1200 | 707 | 0.045 | 15 | 15 | 7 | 5.6234e-13 | 5spot_SharedNeighbor | CO2 | Porous | Wet | R600a | MinimizeLCOE_Brownfield | IgnoreSilica | 2019 | 2.9787 | 0.41901 | 0.0086084 | 4 | 187854.7127 | 577625.7409 | 3829.6724 | 11775.682 | 41.5202 | 2.0909 | 32.0572 | 132385.6984 | 0 | 212854.6474 | 0 | 0 | 0 | 0 | 134643.7348 | 350315.3788 | 239097.4443 | 1069296.9038 | 961560.8286 | 4437684.9599 | 4437684.9599 | 6124832.4428 | 2858761.7322 | 0 | 6468542.6923 | 19889821.8273 | 562.3413 | 0.034434 | 187854.7127 | 577625.7409 | 3829.6724 | 11775.682
1 | 1200 | 707 | 0.045 | 15 | 15 | 7 | 7.4989e-13 | 5spot_SharedNeighbor | CO2 | Porous | Wet | R600a | MinimizeLCOE_Brownfield | IgnoreSilica | 2019 | 3.9728 | 0.56538 | 0.011685 | 4 | 144214.404 | 431358.6989 | 2940.0057 | 8793.8305 | 41.86 | 2.0995 | 621.2731 | 163225.3267 | 0 | 269872.3036 | 0 | 0 | 0 | 0 | 168908.0758 | 439464.1655 | 299943.323 | 1341413.1946 | 961560.8286 | 4437684.9599 | 4437684.9599 | 6124832.4428 | 2858761.7322 | 0 | 6740658.9832 | 20161938.1181 | 749.8942 | 0.046741 | 144214.404 | 431358.6989 | 2940.0057 | 8793.8305
1 | 1200 | 707 | 0.045 | 15 | 15 | 7 | 1e-12 | 5spot_SharedNeighbor | CO2 | Porous | Wet | R600a | MinimizeLCOE_Brownfield | IgnoreSilica | 2019 | 5.3003 | 0.76081 | 0.015779 | 4 | 112232.9478 | 324878.7775 | 2288.0204 | 6623.0933 | 42.121 | 2.1061 | 43.452 | 200925.0058 | 0 | 341625.7614 | 0 | 0 | 0 | 1288.8891 | 212097.466 | 551834.0992 | 376638.1118 | 1684409.3333 | 961560.8286 | 4437684.9599 | 4437684.9599 | 6124832.4428 | 2858761.7322 | 0 | 7083655.1218 | 20504934.2568 | 1000 | 0.063116 | 112232.9478 | 324878.7775 | 2288.0204 | 6623.0933
1 | 1200 | 707 | 0.045 | 15 | 15 | 7 | 1.3335e-12 | 5spot_SharedNeighbor | CO2 | Porous | Wet | R600a | MinimizeLCOE_Brownfield | IgnoreSilica | 2019 | 7.064 | 1.0208 | 0.021245 | 4 | 88289.0816 | 246227.2007 | 1799.8923 | 5019.6745 | 42.3174 | 2.11 | 47.7559 | 246780.9967 | 0 | 431606.0627 | 0 | 0 | 0 | 727.9533 | 264854.855 | 689098.0034 | 470323.5469 | 2103391.418 | 961560.8286 | 4437684.9599 | 4437684.9599 | 6124832.4428 | 2858761.7322 | 0 | 7502637.2066 | 20923916.3415 | 1333.5214 | 0.084978 | 88289.0816 | 246227.2007 | 1799.8923 | 5019.6745
1 | 1200 | 707 | 0.045 | 15 | 15 | 7 | 1.7783e-12 | 5spot_SharedNeighbor | CO2 | Porous | Wet | R600a | MinimizeLCOE_Brownfield | IgnoreSilica | 2019 | 9.405 | 1.3657 | 0.028477 | 4 | 70424.2685 | 188249.5657 | 1435.694 | 3837.722 | 42.4583 | 2.1124 | 36.9995 | 302540.4038 | 0 | 544230.0422 | 0 | 0 | 0 | 0 | 330240.4739 | 859217.9715 | 586433.9207 | 2622662.8122 | 961560.8286 | 4437684.9599 | 4437684.9599 | 6124832.4428 | 2858761.7322 | 0 | 8021908.6007 | 21443187.7357 | 1778.2794 | 0.11391 | 70424.2685 | 188249.5657 | 1435.694 | 3837.722
1 | 1200 | 707 | 0.045 | 15 | 15 | 7 | 2.3714e-12 | 5spot_SharedNeighbor | CO2 | Porous | Wet | R600a | MinimizeLCOE_Brownfield | IgnoreSilica | 2019 | 12.5501 | 1.8294 | 0.038086 | 4 | 56976.5387 | 145076.1473 | 1161.5438 | 2957.5735 | 42.5523 | 2.1115 | 43.5861 | 371077.504 | 0 | 687124.0339 | 0 | 0 | 0 | 1020.6099 | 413096.6377 | 1074792.7134 | 733568.1117 | 3280679.6106 | 961560.8286 | 4437684.9599 | 4437684.9599 | 6124832.4428 | 2858761.7322 | 0 | 8679925.3992 | 22101204.5341 | 2371.3737 | 0.15234 | 56976.5387 | 145076.1473 | 1161.5438 | 2957.5735
1 | 1200 | 707 | 0.045 | 15 | 15 | 7 | 3.1623e-12 | 5spot_SharedNeighbor | CO2 | Porous | Wet | R600a | MinimizeLCOE_Brownfield | IgnoreSilica | 2019 | 16.7176 | 2.4438 | 0.050695 | 4 | 46785.6742 | 112972.2467 | 953.7893 | 2303.0921 | 42.5967 | 2.1076 | 43.9351 | 454048.0597 | 0 | 865808.0784 | 0 | 0 | 0 | 0 | 514743.8939 | 1339258.0233 | 914071.1199 | 4087929.1753 | 961560.8286 | 4437684.9599 | 4437684.9599 | 6124832.4428 | 2858761.7322 | 0 | 9487174.9638 | 22908454.0988 | 3162.2777 | 0.20278 | 46785.6742 | 112972.2467 | 953.7893 | 2303.0921
1 | 1200 | 707 | 0.045 | 15 | 15 | 7 | 4.217e-12 | 5spot_SharedNeighbor | CO2 | Porous | Wet | R600a | MinimizeLCOE_Brownfield | IgnoreSilica | 2019 | 22.2601 | 3.2608 | 0.067084 | 4 | 39095.0046 | 89111.5113 | 797.0045 | 1816.6587 | 42.5837 | 2.0983 | 46.3423 | 554524.4917 | 0 | 1089315.8026 | 0 | 0 | 0 | 0 | 641097.7148 | 1668004.7466 | 1138447.5136 | 5091390.2693 | 961560.8286 | 4437684.9599 | 4437684.9599 | 6124832.4428 | 2858761.7322 | 0 | 10490636.0579 | 23911915.1928 | 4216.965 | 0.26834 | 39095.0046 | 89111.5113 | 797.0045 | 1816.6587
1 | 1200 | 707 | 0.045 | 15 | 15 | 7 | 5.6234e-12 | 5spot_SharedNeighbor | CO2 | Porous | Wet | R600a | MinimizeLCOE_Brownfield | IgnoreSilica | 2019 | 29.605 | 4.3434 | 0.087918 | 4 | 33349.7274 | 71513.9114 | 679.8793 | 1457.9078 | 42.4912 | 2.0805 | 46.62 | 674962.8198 | 0 | 1368435.6352 | 0 | 0 | 0 | 0 | 796925.3975 | 2073436.4123 | 1415162.9562 | 6328923.221 | 961560.8286 | 4437684.9599 | 4437684.9599 | 6124832.4428 | 2858761.7322 | 0 | 11728169.0095 | 25149448.1445 | 5623.4133 | 0.35167 | 33349.7274 | 71513.9114 | 679.8793 | 1457.9078
1 | 1200 | 707 | 0.045 | 15 | 15 | 7 | 7.4989e-12 | 5spot_SharedNeighbor | CO2 | Porous | Wet | R600a | MinimizeLCOE_Brownfield | IgnoreSilica | 2019 | 39.2975 | 5.7719 | 0.11327 | 4 | 29233.6852 | 58855.4232 | 595.9682 | 1199.8474 | 42.2752 | 2.0477 | 48.2695 | 816856.1651 | 0 | 1716423.9606 | 0 | 0 | 0 | 0 | 987979.249 | 2570519.3435 | 1754432.2709 | 7846210.9891 | 961560.8286 | 4437684.9599 | 4437684.9599 | 6124832.4428 | 2858761.7322 | 0 | 13245456.7776 | 26666735.9126 | 7498.9421 | 0.45309 | 29233.6852 | 58855.4232 | 595.9682 | 1199.8474
1 | 1200 | 707 | 0.045 | 15 | 15 | 7 | 1e-11 | 5spot_SharedNeighbor | CO2 | Porous | Wet | R600a | MinimizeLCOE_Brownfield | IgnoreSilica | 2019 | 52.0043 | 7.6441 | 0.14139 | 4 | 26667.0956 | 50398.3498 | 543.6448 | 1027.4385 | 41.8485 | 1.9883 | 641.3398 | 978475.2924 | 0 | 2147651.311 | 0 | 0 | 0 | 0 | 1219189.3753 | 3172080.6645 | 2165010.2333 | 9682406.8765 | 961560.8286 | 4437684.9599 | 4437684.9599 | 6124832.4428 | 2858761.7322 | 0 | 15081652.665 | 28502931.8 | 10000 | 0.56555 | 26667.0956 | 50398.3498 | 543.6448 | 1027.4385
1 | 1200 | 707 | 0.045 | 15 | 15 | 7 | 1.3335e-11 | 5spot_SharedNeighbor | CO2 | Porous | Wet | R600a | MinimizeLCOE_Brownfield | IgnoreSilica | 2019 | 64.6501 | 9.5033 | 0.16156 | 4 | 25944.7192 | 46712.8678 | 528.9182 | 952.305 | 41.2572 | 1.9106 | 50.1504 | 1113982.1868 | 0 | 2556158.9588 | 0 | 0 | 0 | 0 | 1431355.0468 | 3724092.2205 | 2541769.4629 | 11367357.8758 | 961560.8286 | 4437684.9599 | 4437684.9599 | 6124832.4428 | 2858761.7322 | 0 | 16766603.6643 | 30187882.7993 | 13335.2143 | 0.64624 | 25944.7192 | 46712.8678 | 528.9182 | 952.305
1 | 1200 | 707 | 0.045 | 15 | 15 | 7 | 1.7783e-11 | 5spot_SharedNeighbor | CO2 | Porous | Wet | R600a | MinimizeLCOE_Brownfield | IgnoreSilica | 2019 | 64.5445 | 9.4869 | 0.16136 | 4 | 25954.6 | 46748.0664 | 529.1196 | 953.0226 | 41.2576 | 1.9111 | 57.9708 | 1112792.6192 | 0 | 2552816.4514 | 0 | 0 | 0 | 0 | 1429587.5375 | 3719493.5239 | 2538630.758 | 11353320.8901 | 961560.8286 | 4437684.9599 | 4437684.9599 | 6124832.4428 | 2858761.7322 | 0 | 16752566.6787 | 30173845.8136 | 17782.7941 | 0.64546 | 25954.6 | 46748.0664 | 529.1196 | 953.0226
1 | 1200 | 707 | 0.045 | 15 | 15 | 7 | 2.3714e-11 | 5spot_SharedNeighbor | CO2 | Porous | Wet | R600a | MinimizeLCOE_Brownfield | IgnoreSilica | 2019 | 64.4667 | 9.4747 | 0.16121 | 4 | 25962.8763 | 46775.8832 | 529.2884 | 953.5896 | 41.2574 | 1.9115 | 50.3092 | 1111899.3367 | 0 | 2550354.7237 | 0 | 0 | 0 | 0 | 1428279.0836 | 3716089.1951 | 2536307.2336 | 11342929.5727 | 961560.8286 | 4437684.9599 | 4437684.9599 | 6124832.4428 | 2858761.7322 | 0 | 16742175.3612 | 30163454.4962 | 23713.7371 | 0.64485 | 25962.8763 | 46775.8832 | 529.2884 | 953.5896
1 | 1200 | 707 | 0.045 | 15 | 15 | 7 | 3.1623e-11 | 5spot_SharedNeighbor | CO2 | Porous | Wet | R600a | MinimizeLCOE_Brownfield | IgnoreSilica | 2019 | 64.3935 | 9.4633 | 0.16107 | 4 | 25969.9971 | 46800.8237 | 529.4335 | 954.0981 | 41.2577 | 1.9118 | 53.1722 | 1111072.2185 | 0 | 2548038.9851 | 0 | 0 | 0 | 0 | 1427053.3694 | 3712900.1383 | 2534130.6368 | 11333195.3481 | 961560.8286 | 4437684.9599 | 4437684.9599 | 6124832.4428 | 2858761.7322 | 0 | 16732441.1367 | 30153720.2716 | 31622.7766 | 0.6443 | 25969.9971 | 46800.8237 | 529.4335 | 954.0981
1 | 1200 | 707 | 0.045 | 15 | 15 | 7 | 4.217e-11 | 5spot_SharedNeighbor | CO2 | Porous | Wet | R600a | MinimizeLCOE_Brownfield | IgnoreSilica | 2019 | 64.3398 | 9.4549 | 0.16097 | 4 | 25976.0577 | 46820.6926 | 529.5571 | 954.5031 | 41.2576 | 1.9121 | 58.2536 | 1110453.9127 | 0 | 2546338.4876 | 0 | 0 | 0 | 0 | 1426149.0361 | 3710547.2486 | 2532524.7413 | 11326013.4264 | 961560.8286 | 4437684.9599 | 4437684.9599 | 6124832.4428 | 2858761.7322 | 0 | 16725259.215 | 30146538.3499 | 42169.6503 | 0.64387 | 25976.0577 | 46820.6926 | 529.5571 | 954.5031
1 | 1200 | 707 | 0.045 | 15 | 15 | 7 | 5.6234e-11 | 5spot_SharedNeighbor | CO2 | Porous | Wet | R600a | MinimizeLCOE_Brownfield | IgnoreSilica | 2019 | 64.3035 | 9.4493 | 0.16089 | 4 | 25981.1053 | 46835.8932 | 529.66 | 954.813 | 41.2572 | 1.9122 | 44.1338 | 1110022.9055 | 0 | 2545189.3044 | 0 | 0 | 0 | 0 | 1425532.7619 | 3708943.8294 | 2531430.3747 | 11321119.1758 | 961560.8286 | 4437684.9599 | 4437684.9599 | 6124832.4428 | 2858761.7322 | 0 | 16720364.9644 | 30141644.0993 | 56234.1325 | 0.64356 | 25981.1053 | 46835.8932 | 529.66 | 954.813
1 | 1200 | 707 | 0.045 | 15 | 15 | 7 | 7.4989e-11 | 5spot_SharedNeighbor | CO2 | Porous | Wet | R600a | MinimizeLCOE_Brownfield | IgnoreSilica | 2019 | 64.2692 | 9.444 | 0.16082 | 4 | 25985.2177 | 46849.03 | 529.7438 | 955.0808 | 41.2572 | 1.9123 | 49.8657 | 1109627.0854 | 0 | 2544104.2335 | 0 | 0 | 0 | 0 | 1424955.2144 | 3707441.1693 | 2530404.7784 | 11316532.481 | 961560.8286 | 4437684.9599 | 4437684.9599 | 6124832.4428 | 2858761.7322 | 0 | 16715778.2695 | 30137057.4045 | 74989.4209 | 0.64328 | 25985.2177 | 46849.03 | 529.7438 | 955.0808
1 | 1200 | 707 | 0.045 | 15 | 15 | 7 | 1e-10 | 5spot_SharedNeighbor | CO2 | Porous | Wet | R600a | MinimizeLCOE_Brownfield | IgnoreSilica | 2019 | 64.2427 | 9.4399 | 0.16077 | 4 | 25988.5057 | 46859.3919 | 529.8108 | 955.2921 | 41.2572 | 1.9124 | 57.4005 | 1109319.9542 | 0 | 2543264.7985 | 0 | 0 | 0 | 0 | 1424508.0536 | 3706277.7486 | 2529610.7198 | 11312981.2748 | 961560.8286 | 4437684.9599 | 4437684.9599 | 6124832.4428 | 2858761.7322 | 0 | 16712227.0634 | 30133506.1983 | 100000 | 0.64306 | 25988.5057 | 46859.3919 | 529.8108 | 955.2921
1 | 1200 | 707 | 0.045 | 15 | 15 | 7 | 1.3335e-10 | 5spot_SharedNeighbor | CO2 | Porous | Wet | R600a | MinimizeLCOE_Brownfield | IgnoreSilica | 2019 | 64.2038 | 9.4341 | 0.1607 | 4 | 25991.095 | 46870.4418 | 529.8636 | 955.5174 | 41.2582 | 1.9126 | 648.1508 | 1108902.8371 | 0 | 2542032.8545 | 0 | 0 | 0 | 0 | 1423864.9197 | 3704604.4462 | 2528468.6566 | 11307873.7141 | 961560.8286 | 4437684.9599 | 4437684.9599 | 6124832.4428 | 2858761.7322 | 0 | 16707119.5027 | 30128398.6376 | 133352.1432 | 0.6428 | 25991.095 | 46870.4418 | 529.8636 | 955.5174
1 | 1200 | 707 | 0.045 | 15 | 15 | 7 | 1.7783e-10 | 5spot_SharedNeighbor | CO2 | Porous | Wet | R600a | MinimizeLCOE_Brownfield | IgnoreSilica | 2019 | 64.189 | 9.4318 | 0.16067 | 4 | 25993.1099 | 46876.5652 | 529.9047 | 955.6422 | 41.2582 | 1.9126 | 63.6129 | 1108729.0476 | 0 | 2541563.5033 | 0 | 0 | 0 | 0 | 1423614.0948 | 3703951.8513 | 2528023.2471 | 11305881.7441 | 961560.8286 | 4437684.9599 | 4437684.9599 | 6124832.4428 | 2858761.7322 | 0 | 16705127.5326 | 30126406.6676 | 177827.941 | 0.64268 | 25993.1099 | 46876.5652 | 529.9047 | 955.6422
1 | 1200 | 707 | 0.045 | 15 | 15 | 7 | 2.3714e-10 | 5spot_SharedNeighbor | CO2 | Porous | Wet | R600a | MinimizeLCOE_Brownfield | IgnoreSilica | 2019 | 64.187 | 9.4314 | 0.16066 | 4 | 25994.6638 | 46879.7801 | 529.9364 | 955.7077 | 41.2577 | 1.9126 | 63.1859 | 1108686.7526 | 0 | 2541499.2451 | 0 | 0 | 0 | 0 | 1423572.5391 | 3703843.732 | 2527949.4534 | 11305551.7223 | 961560.8286 | 4437684.9599 | 4437684.9599 | 6124832.4428 | 2858761.7322 | 0 | 16704797.5109 | 30126076.6458 | 237137.3706 | 0.64262 | 25994.6638 | 46879.7801 | 529.9364 | 955.7077
1 | 1200 | 707 | 0.045 | 15 | 15 | 7 | 3.1623e-10 | 5spot_SharedNeighbor | CO2 | Porous | Wet | R600a | MinimizeLCOE_Brownfield | IgnoreSilica | 2019 | 64.1696 | 9.4288 | 0.16063 | 4 | 25995.8541 | 46884.7879 | 529.9606 | 955.8098 | 41.2581 | 1.9127 | 63.0539 | 1108499.8025 | 0 | 2540947.4468 | 0 | 0 | 0 | 0 | 1423284.4272 | 3703094.1239 | 2527437.8305 | 11303263.6309 | 961560.8286 | 4437684.9599 | 4437684.9599 | 6124832.4428 | 2858761.7322 | 0 | 16702509.4194 | 30123788.5544 | 316227.766 | 0.64251 | 25995.8541 | 46884.7879 | 529.9606 | 955.8098
1 | 1200 | 707 | 0.045 | 15 | 15 | 7 | 4.217e-10 | 5spot_SharedNeighbor | CO2 | Porous | Wet | R600a | MinimizeLCOE_Brownfield | IgnoreSilica | 2019 | 64.165 | 9.4281 | 0.16061 | 4 | 25996.7609 | 46887.217 | 529.9791 | 955.8593 | 41.258 | 1.9127 | 61.6319 | 1108441.6283 | 0 | 2540800.7612 | 0 | 0 | 0 | 0 | 1423204.5319 | 3702886.2527 | 2527295.9542 | 11302629.1284 | 961560.8286 | 4437684.9599 | 4437684.9599 | 6124832.4428 | 2858761.7322 | 0 | 16701874.9169 | 30123154.0519 | 421696.5034 | 0.64246 | 25996.7609 | 46887.217 | 529.9791 | 955.8593
1 | 1200 | 707 | 0.045 | 15 | 15 | 7 | 5.6234e-10 | 5spot_SharedNeighbor | CO2 | Porous | Wet | R600a | MinimizeLCOE_Brownfield | IgnoreSilica | 2019 | 64.165 | 9.4281 | 0.16061 | 4 | 25997.4493 | 46888.4968 | 529.9932 | 955.8854 | 41.2577 | 1.9127 | 60.6997 | 1108431.7509 | 0 | 2540800.7612 | 0 | 0 | 0 | 0 | 1423200.6797 | 3702876.2301 | 2527289.1135 | 11302598.5355 | 961560.8286 | 4437684.9599 | 4437684.9599 | 6124832.4428 | 2858761.7322 | 0 | 16701844.3241 | 30123123.459 | 562341.3252 | 0.64244 | 25997.4493 | 46888.4968 | 529.9932 | 955.8854
1 | 1200 | 707 | 0.045 | 15 | 15 | 7 | 7.4989e-10 | 5spot_SharedNeighbor | CO2 | Porous | Wet | R600a | MinimizeLCOE_Brownfield | IgnoreSilica | 2019 | 64.1501 | 9.4259 | 0.16059 | 4 | 25997.97 | 46891.8432 | 530.0038 | 955.9536 | 41.2583 | 1.9128 | 59.9468 | 1108279.8738 | 0 | 2540331.3531 | 0 | 0 | 0 | 0 | 1422958.3785 | 3702245.8119 | 2526858.8402 | 11300674.2575 | 961560.8286 | 4437684.9599 | 4437684.9599 | 6124832.4428 | 2858761.7322 | 0 | 16699920.046 | 30121199.181 | 749894.2093 | 0.64235 | 25997.97 | 46891.8432 | 530.0038 | 955.9536
1 | 1200 | 707 | 0.045 | 15 | 15 | 7 | 1e-09 | 5spot_SharedNeighbor | CO2 | Porous | Wet | R600a | MinimizeLCOE_Brownfield | IgnoreSilica | 2019 | 64.1501 | 9.4258 | 0.16059 | 4 | 25998.3631 | 46892.574 | 530.0118 | 955.9685 | 41.2582 | 1.9128 | 61.9197 | 1108274.2524 | 0 | 2540331.3531 | 0 | 0 | 0 | 0 | 1422956.1861 | 3702240.1079 | 2526854.947 | 11300656.8465 | 961560.8286 | 4437684.9599 | 4437684.9599 | 6124832.4428 | 2858761.7322 | 0 | 16699902.6351 | 30121181.77 | 1000000 | 0.64234 | 25998.3631 | 46892.574 | 530.0118 | 955.9685
1 | 1200 | 707 | 0.045 | 15 | 15 | 7 | 1.3335e-09 | 5spot_SharedNeighbor | CO2 | Porous | Wet | R600a | MinimizeLCOE_Brownfield | IgnoreSilica | 2019 | 64.1501 | 9.4258 | 0.16058 | 4 | 25998.6594 | 46893.1248 | 530.0178 | 955.9798 | 41.2581 | 1.9128 | 60.5878 | 1108270.0189 | 0 | 2540331.3531 | 0 | 0 | 0 | 0 | 1422954.5351 | 3702235.8121 | 2526852.0151 | 11300643.7343 | 961560.8286 | 4437684.9599 | 4437684.9599 | 6124832.4428 | 2858761.7322 | 0 | 16699889.5228 | 30121168.6578 | 1333521.4322 | 0.64234 | 25998.6594 | 46893.1248 | 530.0178 | 955.9798
1 | 1200 | 707 | 0.045 | 15 | 15 | 7 | 1.7783e-09 | 5spot_SharedNeighbor | CO2 | Porous | Wet | R600a | MinimizeLCOE_Brownfield | IgnoreSilica | 2019 | 64.1501 | 9.4258 | 0.16058 | 4 | 25998.8825 | 46893.5396 | 530.0224 | 955.9882 | 41.258 | 1.9127 | 655.2274 | 1108266.834 | 0 | 2540331.3531 | 0 | 0 | 0 | 0 | 1422953.293 | 3702232.5805 | 2526849.8094 | 11300633.87 | 961560.8286 | 4437684.9599 | 4437684.9599 | 6124832.4428 | 2858761.7322 | 0 | 16699879.6585 | 30121158.7935 | 1778279.41 | 0.64233 | 25998.8825 | 46893.5396 | 530.0224 | 955.9882
1 | 1200 | 707 | 0.045 | 15 | 15 | 7 | 2.3714e-09 | 5spot_SharedNeighbor | CO2 | Porous | Wet | R600a | MinimizeLCOE_Brownfield | IgnoreSilica | 2019 | 64.1501 | 9.4258 | 0.16058 | 4 | 25999.0503 | 46893.8515 | 530.0258 | 955.9946 | 41.2579 | 1.9127 | 60.567 | 1108264.44 | 0 | 2540331.3531 | 0 | 0 | 0 | 0 | 1422952.3593 | 3702230.1512 | 2526848.1514 | 11300626.455 | 961560.8286 | 4437684.9599 | 4437684.9599 | 6124832.4428 | 2858761.7322 | 0 | 16699872.2435 | 30121151.3785 | 2371373.7057 | 0.64233 | 25999.0503 | 46893.8515 | 530.0258 | 955.9946
1 | 1200 | 707 | 0.045 | 15 | 15 | 7 | 3.1623e-09 | 5spot_SharedNeighbor | CO2 | Porous | Wet | R600a | MinimizeLCOE_Brownfield | IgnoreSilica | 2019 | 64.1501 | 9.4258 | 0.16058 | 4 | 25999.1764 | 46894.0859 | 530.0284 | 955.9994 | 41.2579 | 1.9127 | 59.6546 | 1108262.6415 | 0 | 2540331.3531 | 0 | 0 | 0 | 0 | 1422951.6579 | 3702228.3262 | 2526846.9058 | 11300620.8845 | 961560.8286 | 4437684.9599 | 4437684.9599 | 6124832.4428 | 2858761.7322 | 0 | 16699866.673 | 30121145.808 | 3162277.6602 | 0.64232 | 25999.1764 | 46894.0859 | 530.0284 | 955.9994
1 | 1200 | 707 | 0.045 | 15 | 15 | 7 | 4.217e-09 | 5spot_SharedNeighbor | CO2 | Porous | Wet | R600a | MinimizeLCOE_Brownfield | IgnoreSilica | 2019 | 64.1501 | 9.4258 | 0.16058 | 4 | 25999.2711 | 46894.262 | 530.0303 | 956.003 | 41.2578 | 1.9127 | 59.5343 | 1108261.2909 | 0 | 2540331.3531 | 0 | 0 | 0 | 0 | 1422951.1312 | 3702226.9559 | 2526845.9705 | 11300616.7015 | 961560.8286 | 4437684.9599 | 4437684.9599 | 6124832.4428 | 2858761.7322 | 0 | 16699862.4901 | 30121141.625 | 4216965.0343 | 0.64232 | 25999.2711 | 46894.262 | 530.0303 | 956.003
1 | 1200 | 707 | 0.045 | 15 | 15 | 7 | 5.6234e-09 | 5spot_SharedNeighbor | CO2 | Porous | Wet | R600a | MinimizeLCOE_Brownfield | IgnoreSilica | 2019 | 64.1501 | 9.4258 | 0.16058 | 4 | 25999.3422 | 46894.3942 | 530.0318 | 956.0057 | 41.2578 | 1.9127 | 60.0983 | 1108260.2771 | 0 | 2540331.3531 | 0 | 0 | 0 | 0 | 1422950.7358 | 3702225.9272 | 2526845.2684 | 11300613.5616 | 961560.8286 | 4437684.9599 | 4437684.9599 | 6124832.4428 | 2858761.7322 | 0 | 16699859.3501 | 30121138.4851 | 5623413.2519 | 0.64232 | 25999.3422 | 46894.3942 | 530.0318 | 956.0057
1 | 1200 | 707 | 0.045 | 15 | 15 | 7 | 7.4989e-09 | 5spot_SharedNeighbor | CO2 | Porous | Wet | R600a | MinimizeLCOE_Brownfield | IgnoreSilica | 2019 | 64.1501 | 9.4258 | 0.16058 | 4 | 25999.3956 | 46894.4934 | 530.0328 | 956.0077 | 41.2578 | 1.9127 | 60.0787 | 1108259.5163 | 0 | 2540331.3531 | 0 | 0 | 0 | 0 | 1422950.4391 | 3702225.1552 | 2526844.7415 | 11300611.2052 | 961560.8286 | 4437684.9599 | 4437684.9599 | 6124832.4428 | 2858761.7322 | 0 | 16699856.9937 | 30121136.1286 | 7498942.0933 | 0.64232 | 25999.3956 | 46894.4934 | 530.0328 | 956.0077
1 | 1200 | 707 | 0.045 | 15 | 15 | 7 | 1e-08 | 5spot_SharedNeighbor | CO2 | Porous | Wet | R600a | MinimizeLCOE_Brownfield | IgnoreSilica | 2019 | 64.1501 | 9.4258 | 0.16058 | 4 | 25999.4357 | 46894.5679 | 530.0337 | 956.0092 | 41.2578 | 1.9127 | 60.4316 | 1108258.9455 | 0 | 2540331.3531 | 0 | 0 | 0 | 0 | 1422950.2164 | 3702224.5759 | 2526844.3462 | 11300609.4371 | 961560.8286 | 4437684.9599 | 4437684.9599 | 6124832.4428 | 2858761.7322 | 0 | 16699855.2256 | 30121134.3606 | 10000000 | 0.64232 | 25999.4357 | 46894.5679 | 530.0337 | 956.0092
1 | 1300 | 707 | 0.045 | 15 | 15 | 7 | 1e-13 | 5spot_SharedNeighbor | CO2 | Porous | Wet | R600a | MinimizeLCOE_Brownfield | IgnoreSilica | 2019 | 0.49674 | 0.052798 | 0.0013753 | 4 | 1088306.0397 | 3641708.3528 | 22186.5907 | 74241.1505 | 38.5978 | 2.2614 | 27.1985 | 34988.2051 | 0 | 42477.5314 | 0 | 0 | 0 | 1303.6909 | 30720.0767 | 79927.3379 | 54552.0505 | 243968.8925 | 961560.8286 | 4781563.4633 | 4781563.4633 | 6296117.3735 | 2969339.9724 | 0 | 5987093.1844 | 20034113.9936 | 100 | 0.0055013 | 1088306.0397 | 3641708.3528 | 22186.5907 | 74241.1505
1 | 1300 | 707 | 0.045 | 15 | 15 | 7 | 1.3335e-13 | 5spot_SharedNeighbor | CO2 | Porous | Wet | R600a | MinimizeLCOE_Brownfield | IgnoreSilica | 2019 | 0.65991 | 0.076044 | 0.0020255 | 4 | 747256.4722 | 2481015.2298 | 15233.8339 | 50578.8513 | 39.802 | 2.3292 | 35.0195 | 44710.1612 | 0 | 55763.987 | 0 | 0 | 0 | 0 | 39184.9178 | 101951.1181 | 69583.733 | 311193.917 | 961560.8286 | 4781563.4633 | 4781563.4633 | 6296117.3735 | 2969339.9724 | 0 | 6054318.2089 | 20101339.0182 | 133.3521 | 0.0081021 | 747256.4722 | 2481015.2298 | 15233.8339 | 50578.8513
1 | 1300 | 707 | 0.045 | 15 | 15 | 7 | 1.7783e-13 | 5spot_SharedNeighbor | CO2 | Porous | Wet | R600a | MinimizeLCOE_Brownfield | IgnoreSilica | 2019 | 0.89885 | 0.10991 | 0.0029193 | 4 | 527465.1144 | 1730421.5125 | 10753.0898 | 35276.9831 | 40.9819 | 2.3857 | 604.7665 | 57724.8719 | 0 | 74099.0907 | 0 | 0 | 0 | 2530.304 | 52398.164 | 136329.2744 | 93047.531 | 416129.2361 | 961560.8286 | 4781563.4633 | 4781563.4633 | 6296117.3735 | 2969339.9724 | 0 | 6159253.528 | 20206274.3372 | 177.8279 | 0.011677 | 527465.1144 | 1730421.5125 | 10753.0898 | 35276.9831
1 | 1300 | 707 | 0.045 | 15 | 15 | 7 | 2.3714e-13 | 5spot_SharedNeighbor | CO2 | Porous | Wet | R600a | MinimizeLCOE_Brownfield | IgnoreSilica | 2019 | 1.1847 | 0.15123 | 0.0041334 | 4 | 378596.9514 | 1228208.9595 | 7718.2109 | 25038.7009 | 41.8962 | 2.4242 | 83.5997 | 71955.6873 | 0 | 94769.7238 | 0 | 0 | 0 | 0 | 65022.9103 | 169176.2747 | 115466.2837 | 516390.8799 | 961560.8286 | 4781563.4633 | 4781563.4633 | 6296117.3735 | 2969339.9724 | 0 | 6259515.1718 | 20306535.981 | 237.1374 | 0.016533 | 378596.9514 | 1228208.9595 | 7718.2109 | 25038.7009
1 | 1300 | 707 | 0.045 | 15 | 15 | 7 | 3.1623e-13 | 5spot_SharedNeighbor | CO2 | Porous | Wet | R600a | MinimizeLCOE_Brownfield | IgnoreSilica | 2019 | 1.5931 | 0.21006 | 0.0057711 | 4 | 277656.4317 | 886166.2332 | 5660.4019 | 18065.6973 | 42.7226 | 2.4557 | 118.4739 | 90549.3047 | 0 | 122613.7094 | 0 | 0 | 0 | 1988.6159 | 83909.1357 | 218314.3589 | 149004.0358 | 666379.1603 | 961560.8286 | 4781563.4633 | 4781563.4633 | 6296117.3735 | 2969339.9724 | 0 | 6409503.4522 | 20456524.2614 | 316.2278 | 0.023084 | 277656.4317 | 886166.2332 | 5660.4019 | 18065.6973
1 | 1300 | 707 | 0.045 | 15 | 15 | 7 | 4.217e-13 | 5spot_SharedNeighbor | CO2 | Porous | Wet | R600a | MinimizeLCOE_Brownfield | IgnoreSilica | 2019 | 2.1182 | 0.28618 | 0.007972 | 4 | 206288.9026 | 646800.164 | 4205.4783 | 13185.8962 | 43.3728 | 2.4786 | 167.2793 | 112381.7964 | 0 | 156333.02 | 0 | 0 | 0 | 883.7593 | 105143.4445 | 273561.6747 | 186711.4641 | 835015.1589 | 961560.8286 | 4781563.4633 | 4781563.4633 | 6296117.3735 | 2969339.9724 | 0 | 6578139.4508 | 20625160.26 | 421.6965 | 0.031888 | 206288.9026 | 646800.164 | 4205.4783 | 13185.8962
1 | 1300 | 707 | 0.045 | 15 | 15 | 7 | 5.6234e-13 | 5spot_SharedNeighbor | CO2 | Porous | Wet | R600a | MinimizeLCOE_Brownfield | IgnoreSilica | 2019 | 2.8324 | 0.38974 | 0.010914 | 4 | 155753.5764 | 477511.6214 | 3175.2473 | 9734.7203 | 43.905 | 2.4962 | 40.9898 | 139528.1778 | 0 | 199554.8235 | 0 | 0 | 0 | 2065.6982 | 133047.9928 | 346163.5854 | 236263.76 | 1056624.0377 | 961560.8286 | 4781563.4633 | 4781563.4633 | 6296117.3735 | 2969339.9724 | 0 | 6799748.3296 | 20846769.1388 | 562.3413 | 0.043657 | 155753.5764 | 477511.6214 | 3175.2473 | 9734.7203
1 | 1300 | 707 | 0.045 | 15 | 15 | 7 | 7.4989e-13 | 5spot_SharedNeighbor | CO2 | Porous | Wet | R600a | MinimizeLCOE_Brownfield | IgnoreSilica | 2019 | 3.7681 | 0.52578 | 0.014854 | 4 | 118829.6416 | 355243.0421 | 2422.503 | 7242.1099 | 44.3169 | 2.5089 | 38.7417 | 172053.4287 | 0 | 252938.2205 | 0 | 0 | 0 | 352.7716 | 165884.3241 | 431596.9837 | 294573.8098 | 1317399.5384 | 961560.8286 | 4781563.4633 | 4781563.4633 | 6296117.3735 | 2969339.9724 | 0 | 7060523.8303 | 21107544.6396 | 749.8942 | 0.059417 | 118829.6416 | 355243.0421 | 2422.503 | 7242.1099
1 | 1300 | 707 | 0.045 | 15 | 15 | 7 | 1e-12 | 5spot_SharedNeighbor | CO2 | Porous | Wet | R600a | MinimizeLCOE_Brownfield | IgnoreSilica | 2019 | 5.025 | 0.7085 | 0.020106 | 4 | 91921.9902 | 266584.7906 | 1873.9541 | 5434.6915 | 44.6392 | 2.5184 | 34.5821 | 212051.9818 | 0 | 320541.843 | 0 | 0 | 0 | 0 | 207711.5916 | 540422.954 | 368849.7707 | 1649578.141 | 961560.8286 | 4781563.4633 | 4781563.4633 | 6296117.3735 | 2969339.9724 | 0 | 7392702.4329 | 21439723.2421 | 1000 | 0.080424 | 91921.9902 | 266584.7906 | 1873.9541 | 5434.6915
1 | 1300 | 707 | 0.045 | 15 | 15 | 7 | 1.3335e-12 | 5spot_SharedNeighbor | CO2 | Porous | Wet | R600a | MinimizeLCOE_Brownfield | IgnoreSilica | 2019 | 6.6982 | 0.95175 | 0.027094 | 4 | 72031.5775 | 201645.2651 | 1468.4611 | 4110.8115 | 44.884 | 2.5254 | 43.0991 | 260812.8362 | 0 | 405381.9805 | 0 | 0 | 0 | 0 | 259815.9785 | 675987.8805 | 461375.6186 | 2063374.2942 | 961560.8286 | 4781563.4633 | 4781563.4633 | 6296117.3735 | 2969339.9724 | 0 | 7806498.5861 | 21853519.3953 | 1333.5214 | 0.10838 | 72031.5775 | 201645.2651 | 1468.4611 | 4110.8115
1 | 1300 | 707 | 0.045 | 15 | 15 | 7 | 1.7783e-12 | 5spot_SharedNeighbor | CO2 | Porous | Wet | R600a | MinimizeLCOE_Brownfield | IgnoreSilica | 2019 | 8.9419 | 1.2782 | 0.036405 | 4 | 57202.986 | 153665.474 | 1166.1602 | 3132.6785 | 45.0657 | 2.529 | 46.3996 | 320677.2552 | 0 | 512755.4623 | 0 | 0 | 0 | 1779.9503 | 325732.9404 | 847490.294 | 578429.5398 | 2586865.442 | 961560.8286 | 4781563.4633 | 4781563.4633 | 6296117.3735 | 2969339.9724 | 0 | 8329989.7339 | 22377010.5431 | 1778.2794 | 0.14562 | 57202.986 | 153665.474 | 1166.1602 | 3132.6785
1 | 1300 | 707 | 0.045 | 15 | 15 | 7 | 2.3714e-12 | 5spot_SharedNeighbor | CO2 | Porous | Wet | R600a | MinimizeLCOE_Brownfield | IgnoreSilica | 2019 | 11.9117 | 1.7104 | 0.048757 | 4 | 45965.4972 | 117991.7764 | 937.0688 | 2405.422 | 45.1908 | 2.53 | 42.33 | 393226.076 | 0 | 646843.0578 | 0 | 0 | 0 | 0 | 405626.9622 | 1055358.15 | 720303.6228 | 3221357.8688 | 961560.8286 | 4781563.4633 | 4781563.4633 | 6296117.3735 | 2969339.9724 | 0 | 8964482.1607 | 23011502.9699 | 2371.3737 | 0.19503 | 45965.4972 | 117991.7764 | 937.0688 | 2405.422
1 | 1300 | 707 | 0.045 | 15 | 15 | 7 | 3.1623e-12 | 5spot_SharedNeighbor | CO2 | Porous | Wet | R600a | MinimizeLCOE_Brownfield | IgnoreSilica | 2019 | 15.8675 | 2.2858 | 0.065048 | 4 | 37511.9426 | 91499.3681 | 764.7317 | 1865.3384 | 45.2632 | 2.528 | 54.553 | 481653.3556 | 0 | 815344.3118 | 0 | 0 | 0 | 0 | 505829.0903 | 1316063.5331 | 898240.4038 | 4017130.6946 | 961560.8286 | 4781563.4633 | 4781563.4633 | 6296117.3735 | 2969339.9724 | 0 | 9760254.9865 | 23807275.7958 | 3162.2777 | 0.26019 | 37511.9426 | 91499.3681 | 764.7317 | 1865.3384
1 | 1300 | 707 | 0.045 | 15 | 15 | 7 | 4.217e-12 | 5spot_SharedNeighbor | CO2 | Porous | Wet | R600a | MinimizeLCOE_Brownfield | IgnoreSilica | 2019 | 21.1345 | 3.0525 | 0.086406 | 4 | 31102.0567 | 71744.686 | 634.0575 | 1462.6125 | 45.2785 | 2.5201 | 40.8655 | 589090.0627 | 0 | 1027328.0274 | 0 | 0 | 0 | 0 | 630403.0551 | 1640179.436 | 1119456.1674 | 5006456.7486 | 961560.8286 | 4781563.4633 | 4781563.4633 | 6296117.3735 | 2969339.9724 | 0 | 10749581.0405 | 24796601.8497 | 4216.965 | 0.34562 | 31102.0567 | 71744.686 | 634.0575 | 1462.6125
1 | 1300 | 707 | 0.045 | 15 | 15 | 7 | 5.6234e-12 | 5spot_SharedNeighbor | CO2 | Porous | Wet | R600a | MinimizeLCOE_Brownfield | IgnoreSilica | 2019 | 28.1092 | 4.0675 | 0.11397 | 4 | 26260.3023 | 57074.5901 | 535.3518 | 1163.5427 | 45.2192 | 2.5046 | 46.0903 | 718346.4449 | 0 | 1292439.4349 | 0 | 0 | 0 | 0 | 784206.4931 | 2040344.4322 | 1392576.9999 | 6227913.805 | 961560.8286 | 4781563.4633 | 4781563.4633 | 6296117.3735 | 2969339.9724 | 0 | 11971038.0969 | 26018058.9061 | 5623.4133 | 0.45586 | 26260.3023 | 57074.5901 | 535.3518 | 1163.5427
1 | 1300 | 707 | 0.045 | 15 | 15 | 7 | 7.4989e-12 | 5spot_SharedNeighbor | CO2 | Porous | Wet | R600a | MinimizeLCOE_Brownfield | IgnoreSilica | 2019 | 37.3198 | 5.4082 | 0.14861 | 4 | 22664.3126 | 46294.9929 | 462.0427 | 943.786 | 45.0496 | 2.475 | 41.1464 | 872001.3693 | 0 | 1623580.1839 | 0 | 0 | 0 | 0 | 973276.8058 | 2532266.602 | 1728323.9888 | 7729448.9498 | 961560.8286 | 4781563.4633 | 4781563.4633 | 6296117.3735 | 2969339.9724 | 0 | 13472573.2417 | 27519594.0509 | 7498.9421 | 0.59444 | 22664.3126 | 46294.9929 | 462.0427 | 943.786
1 | 1300 | 707 | 0.045 | 15 | 15 | 7 | 1e-11 | 5spot_SharedNeighbor | CO2 | Porous | Wet | R600a | MinimizeLCOE_Brownfield | IgnoreSilica | 2019 | 49.3707 | 7.1613 | 0.18986 | 4 | 20137.2593 | 38633.5923 | 410.5253 | 787.598 | 44.6977 | 2.4219 | 46.5436 | 1049717.329 | 0 | 2033690.5992 | 0 | 0 | 0 | 0 | 1202529.092 | 3128734.0248 | 2135425.261 | 9550096.306 | 961560.8286 | 4781563.4633 | 4781563.4633 | 6296117.3735 | 2969339.9724 | 0 | 15293220.5979 | 29340241.4072 | 10000 | 0.75945 | 20137.2593 | 38633.5923 | 410.5253 | 787.598
1 | 1300 | 707 | 0.045 | 15 | 15 | 7 | 1.3335e-11 | 5spot_SharedNeighbor | CO2 | Porous | Wet | R600a | MinimizeLCOE_Brownfield | IgnoreSilica | 2019 | 64.9669 | 9.4251 | 0.23366 | 4 | 18677.576 | 33707.0656 | 380.7676 | 687.1641 | 44.0254 | 2.3281 | 46.6892 | 1245288.5202 | 0 | 2536613.4765 | 0 | 0 | 0 | 0 | 1474941.7787 | 3837495.956 | 2619169.8426 | 11713509.574 | 961560.8286 | 4781563.4633 | 4781563.4633 | 6296117.3735 | 2969339.9724 | 0 | 17456633.8659 | 31503654.6752 | 13335.2143 | 0.93463 | 18677.576 | 33707.0656 | 380.7676 | 687.1641
1 | 1300 | 707 | 0.045 | 15 | 15 | 7 | 1.7783e-11 | 5spot_SharedNeighbor | CO2 | Porous | Wet | R600a | MinimizeLCOE_Brownfield | IgnoreSilica | 2019 | 75.5339 | 10.9519 | 0.25518 | 4 | 18431.0381 | 32192.9095 | 375.7416 | 656.296 | 43.4216 | 2.2478 | 50.8254 | 1356249.151 | 0 | 2863556.928 | 0 | 0 | 0 | 0 | 1645724.3708 | 4281837.2284 | 2922441.8913 | 13069809.5696 | 961560.8286 | 4781563.4633 | 4781563.4633 | 6296117.3735 | 2969339.9724 | 0 | 18812933.8615 | 32859954.6707 | 17782.7941 | 1.0207 | 18431.0381 | 32192.9095 | 375.7416 | 656.296
1 | 1300 | 707 | 0.045 | 15 | 15 | 7 | 2.3714e-11 | 5spot_SharedNeighbor | CO2 | Porous | Wet | R600a | MinimizeLCOE_Brownfield | IgnoreSilica | 2019 | 75.4406 | 10.9368 | 0.2549 | 4 | 18438.1834 | 32215.3167 | 375.8873 | 656.7528 | 43.4193 | 2.2481 | 68.6775 | 1355046.6231 | 0 | 2860382.9088 | 0 | 0 | 0 | 0 | 1644017.5174 | 4277396.346 | 2919410.8979 | 13056254.2933 | 961560.8286 | 4781563.4633 | 4781563.4633 | 6296117.3735 | 2969339.9724 | 0 | 18799378.5852 | 32846399.3944 | 23713.7371 | 1.0196 | 18438.1834 | 32215.3167 | 375.8873 | 656.7528
1 | 1300 | 707 | 0.045 | 15 | 15 | 7 | 3.1623e-11 | 5spot_SharedNeighbor | CO2 | Porous | Wet | R600a | MinimizeLCOE_Brownfield | IgnoreSilica | 2019 | 75.348 | 10.9221 | 0.25464 | 4 | 18444.0971 | 32235.2843 | 376.0079 | 657.1599 | 43.4184 | 2.2486 | 70.7013 | 1353902.2702 | 0 | 2857286.7235 | 0 | 0 | 0 | 0 | 1642363.7075 | 4273093.4719 | 2916474.0979 | 13043120.271 | 961560.8286 | 4781563.4633 | 4781563.4633 | 6296117.3735 | 2969339.9724 | 0 | 18786244.5629 | 32833265.3722 | 31622.7766 | 1.0186 | 18444.0971 | 32235.2843 | 376.0079 | 657.1599
1 | 1300 | 707 | 0.045 | 15 | 15 | 7 | 4.217e-11 | 5spot_SharedNeighbor | CO2 | Porous | Wet | R600a | MinimizeLCOE_Brownfield | IgnoreSilica | 2019 | 75.2897 | 10.9127 | 0.25445 | 4 | 18449.0121 | 32250.1541 | 376.1081 | 657.463 | 43.4166 | 2.2488 | 65.7778 | 1353135.6914 | 0 | 2855293.391 | 0 | 0 | 0 | 0 | 1641287.3421 | 4270292.9899 | 2914562.7114 | 13034572.1258 | 961560.8286 | 4781563.4633 | 4781563.4633 | 6296117.3735 | 2969339.9724 | 0 | 18777696.4177 | 32824717.2269 | 42169.6503 | 1.0178 | 18449.0121 | 32250.1541 | 376.1081 | 657.463
1 | 1300 | 707 | 0.045 | 15 | 15 | 7 | 5.6234e-11 | 5spot_SharedNeighbor | CO2 | Porous | Wet | R600a | MinimizeLCOE_Brownfield | IgnoreSilica | 2019 | 75.2313 | 10.9035 | 0.25429 | 4 | 18453.0475 | 32263.2903 | 376.1903 | 657.7308 | 43.416 | 2.249 | 70.4147 | 1352408.8682 | 0 | 2853350.2246 | 0 | 0 | 0 | 0 | 1640246.0462 | 4267583.7514 | 2912713.6004 | 13026302.4908 | 961560.8286 | 4781563.4633 | 4781563.4633 | 6296117.3735 | 2969339.9724 | 0 | 18769426.7827 | 32816447.592 | 56234.1325 | 1.0171 | 18453.0475 | 32263.2903 | 376.1903 | 657.7308
1 | 1300 | 707 | 0.045 | 15 | 15 | 7 | 7.4989e-11 | 5spot_SharedNeighbor | CO2 | Porous | Wet | R600a | MinimizeLCOE_Brownfield | IgnoreSilica | 2019 | 75.1971 | 10.8979 | 0.25417 | 4 | 18456.3069 | 32272.7038 | 376.2568 | 657.9227 | 43.4147 | 2.2491 | 67.2305 | 1351949.0569 | 0 | 2852180.7155 | 0 | 0 | 0 | 0 | 1639610.6112 | 4265930.4801 | 2911585.2088 | 13021256.0725 | 961560.8286 | 4781563.4633 | 4781563.4633 | 6296117.3735 | 2969339.9724 | 0 | 18764380.3644 | 32811401.1737 | 74989.4209 | 1.0167 | 18456.3069 | 32272.7038 | 376.2568 | 657.9227
1 | 1300 | 707 | 0.045 | 15 | 15 | 7 | 1e-10 | 5spot_SharedNeighbor | CO2 | Porous | Wet | R600a | MinimizeLCOE_Brownfield | IgnoreSilica | 2019 | 75.1628 | 10.8925 | 0.25407 | 4 | 18458.8986 | 32280.8182 | 376.3096 | 658.0881 | 43.4142 | 2.2492 | 73.5154 | 1351517.1648 | 0 | 2851042.3124 | 0 | 0 | 0 | 0 | 1638998.1961 | 4264337.1014 | 2910497.6951 | 13016392.4698 | 961560.8286 | 4781563.4633 | 4781563.4633 | 6296117.3735 | 2969339.9724 | 0 | 18759516.7617 | 32806537.5709 | 100000 | 1.0163 | 18458.8986 | 32280.8182 | 376.3096 | 658.0881
1 | 1300 | 707 | 0.045 | 15 | 15 | 7 | 1.3335e-10 | 5spot_SharedNeighbor | CO2 | Porous | Wet | R600a | MinimizeLCOE_Brownfield | IgnoreSilica | 2019 | 75.1239 | 10.8866 | 0.25397 | 4 | 18460.9324 | 32288.2783 | 376.3511 | 658.2402 | 43.4147 | 2.2494 | 70.2388 | 1351063.0297 | 0 | 2849786.6536 | 0 | 0 | 0 | 0 | 1638331.3765 | 4262602.1737 | 2909313.5713 | 13011096.8048 | 961560.8286 | 4781563.4633 | 4781563.4633 | 6296117.3735 | 2969339.9724 | 0 | 18754221.0967 | 32801241.906 | 133352.1432 | 1.0159 | 18460.9324 | 32288.2783 | 376.3511 | 658.2402
1 | 1300 | 707 | 0.045 | 15 | 15 | 7 | 1.7783e-10 | 5spot_SharedNeighbor | CO2 | Porous | Wet | R600a | MinimizeLCOE_Brownfield | IgnoreSilica | 2019 | 75.1117 | 10.8845 | 0.25392 | 4 | 18462.5116 | 32292.418 | 376.3833 | 658.3246 | 43.4139 | 2.2494 | 66.8001 | 1350885.2119 | 0 | 2849361.2708 | 0 | 0 | 0 | 0 | 1638096.1282 | 4261990.1059 | 2908895.8224 | 13009228.5392 | 961560.8286 | 4781563.4633 | 4781563.4633 | 6296117.3735 | 2969339.9724 | 0 | 18752352.8311 | 32799373.6404 | 177827.941 | 1.0157 | 18462.5116 | 32292.418 | 376.3833 | 658.3246
1 | 1300 | 707 | 0.045 | 15 | 15 | 7 | 2.3714e-10 | 5spot_SharedNeighbor | CO2 | Porous | Wet | R600a | MinimizeLCOE_Brownfield | IgnoreSilica | 2019 | 75.0922 | 10.8815 | 0.25387 | 4 | 18463.7275 | 32296.5232 | 376.4081 | 658.4083 | 43.4139 | 2.2495 | 66.2525 | 1350651.4162 | 0 | 2848729.1083 | 0 | 0 | 0 | 0 | 1637758.4046 | 4261111.4183 | 2908296.1 | 13006546.4474 | 961560.8286 | 4781563.4633 | 4781563.4633 | 6296117.3735 | 2969339.9724 | 0 | 18749670.7393 | 32796691.5486 | 237137.3706 | 1.0155 | 18463.7275 | 32296.5232 | 376.4081 | 658.4083
1 | 1300 | 707 | 0.045 | 15 | 15 | 7 | 3.1623e-10 | 5spot_SharedNeighbor | CO2 | Porous | Wet | R600a | MinimizeLCOE_Brownfield | IgnoreSilica | 2019 | 75.0728 | 10.8786 | 0.25382 | 4 | 18464.658 | 32300.0819 | 376.427 | 658.4809 | 43.4143 | 2.2496 | 63.4415 | 1350428.5158 | 0 | 2848107.0253 | 0 | 0 | 0 | 0 | 1637428.861 | 4260254.0136 | 2907710.9037 | 13003929.3194 | 961560.8286 | 4781563.4633 | 4781563.4633 | 6296117.3735 | 2969339.9724 | 0 | 18747053.6113 | 32794074.4206 | 316227.766 | 1.0153 | 18464.658 | 32300.0819 | 376.427 | 658.4809
1 | 1300 | 707 | 0.045 | 15 | 15 | 7 | 4.217e-10 | 5spot_SharedNeighbor | CO2 | Porous | Wet | R600a | MinimizeLCOE_Brownfield | IgnoreSilica | 2019 | 75.0728 | 10.8785 | 0.25381 | 4 | 18465.3661 | 32301.432 | 376.4415 | 658.5084 | 43.4136 | 2.2496 | 63.7623 | 1350402.3039 | 0 | 2848084.5433 | 0 | 0 | 0 | 0 | 1637409.8704 | 4260204.6039 | 2907677.1806 | 13003778.5022 | 961560.8286 | 4781563.4633 | 4781563.4633 | 6296117.3735 | 2969339.9724 | 0 | 18746902.7941 | 32793923.6033 | 421696.5034 | 1.0152 | 18465.3661 | 32301.432 | 376.4415 | 658.5084
1 | 1300 | 707 | 0.045 | 15 | 15 | 7 | 5.6234e-10 | 5spot_SharedNeighbor | CO2 | Porous | Wet | R600a | MinimizeLCOE_Brownfield | IgnoreSilica | 2019 | 75.0682 | 10.8777 | 0.25379 | 4 | 18465.9034 | 32302.8804 | 376.4524 | 658.5379 | 43.4134 | 2.2496 | 63.6221 | 1350337.6515 | 0 | 2847926.7308 | 0 | 0 | 0 | 0 | 1637323.1091 | 4259978.8687 | 2907523.1117 | 13003089.4718 | 961560.8286 | 4781563.4633 | 4781563.4633 | 6296117.3735 | 2969339.9724 | 0 | 18746213.7637 | 32793234.573 | 562341.3252 | 1.0152 | 18465.9034 | 32302.8804 | 376.4524 | 658.5379
1 | 1300 | 707 | 0.045 | 15 | 15 | 7 | 7.4989e-10 | 5spot_SharedNeighbor | CO2 | Porous | Wet | R600a | MinimizeLCOE_Brownfield | IgnoreSilica | 2019 | 75.0534 | 10.8755 | 0.25376 | 4 | 18466.3098 | 32305.0137 | 376.4607 | 658.5814 | 43.4139 | 2.2497 | 62.0657 | 1350179.2379 | 0 | 2847463.0401 | 0 | 0 | 0 | 0 | 1637080.4884 | 4259347.6194 | 2907092.2711 | 13001162.6569 | 961560.8286 | 4781563.4633 | 4781563.4633 | 6296117.3735 | 2969339.9724 | 0 | 18744286.9488 | 32791307.758 | 749894.2093 | 1.0151 | 18466.3098 | 32305.0137 | 376.4607 | 658.5814
1 | 1300 | 707 | 0.045 | 15 | 15 | 7 | 1e-09 | 5spot_SharedNeighbor | CO2 | Porous | Wet | R600a | MinimizeLCOE_Brownfield | IgnoreSilica | 2019 | 75.0534 | 10.8755 | 0.25376 | 4 | 18466.6164 | 32305.5975 | 376.467 | 658.5933 | 43.4136 | 2.2496 | 62.0753 | 1350167.9773 | 0 | 2847453.579 | 0 | 0 | 0 | 0 | 1637072.407 | 4259326.5932 | 2907077.9203 | 13001098.4767 | 961560.8286 | 4781563.4633 | 4781563.4633 | 6296117.3735 | 2969339.9724 | 0 | 18744222.7686 | 32791243.5779 | 1000000 | 1.015 | 18466.6164 | 32305.5975 | 376.467 | 658.5933
1 | 1300 | 707 | 0.045 | 15 | 15 | 7 | 1.3335e-09 | 5spot_SharedNeighbor | CO2 | Porous | Wet | R600a | MinimizeLCOE_Brownfield | IgnoreSilica | 2019 | 75.0534 | 10.8755 | 0.25375 | 4 | 18466.8475 | 32306.0374 | 376.4717 | 658.6023 | 43.4134 | 2.2496 | 62.4458 | 1350159.5023 | 0 | 2847446.4853 | 0 | 0 | 0 | 0 | 1637066.3352 | 4259310.7956 | 2907067.1381 | 13001050.2564 | 961560.8286 | 4781563.4633 | 4781563.4633 | 6296117.3735 | 2969339.9724 | 0 | 18744174.5483 | 32791195.3576 | 1333521.4322 | 1.015 | 18466.8475 | 32306.0374 | 376.4717 | 658.6023
1 | 1300 | 707 | 0.045 | 15 | 15 | 7 | 1.7783e-09 | 5spot_SharedNeighbor | CO2 | Porous | Wet | R600a | MinimizeLCOE_Brownfield | IgnoreSilica | 2019 | 75.0534 | 10.8754 | 0.25375 | 4 | 18467.0214 | 32306.3684 | 376.4752 | 658.609 | 43.4132 | 2.2496 | 63.1068 | 1350153.1295 | 0 | 2847441.1665 | 0 | 0 | 0 | 0 | 1637061.7754 | 4259298.9321 | 2907059.041 | 13001014.0445 | 961560.8286 | 4781563.4633 | 4781563.4633 | 6296117.3735 | 2969339.9724 | 0 | 18744138.3364 | 32791159.1457 | 1778279.41 | 1.015 | 18467.0214 | 32306.3684 | 376.4752 | 658.609
1 | 1300 | 707 | 0.045 | 15 | 15 | 7 | 2.3714e-09 | 5spot_SharedNeighbor | CO2 | Porous | Wet | R600a | MinimizeLCOE_Brownfield | IgnoreSilica | 2019 | 75.0534 | 10.8754 | 0.25375 | 4 | 18467.1523 | 32306.6174 | 376.4779 | 658.6141 | 43.4131 | 2.2496 | 63.3862 | 1350148.3407 | 0 | 2847437.1783 | 0 | 0 | 0 | 0 | 1637058.3524 | 4259290.0262 | 2907052.9625 | 13000986.8603 | 961560.8286 | 4781563.4633 | 4781563.4633 | 6296117.3735 | 2969339.9724 | 0 | 18744111.1522 | 32791131.9614 | 2371373.7057 | 1.015 | 18467.1523 | 32306.6174 | 376.4779 | 658.6141
1 | 1300 | 707 | 0.045 | 15 | 15 | 7 | 3.1623e-09 | 5spot_SharedNeighbor | CO2 | Porous | Wet | R600a | MinimizeLCOE_Brownfield | IgnoreSilica | 2019 | 75.0534 | 10.8754 | 0.25375 | 4 | 18467.2506 | 32306.8044 | 376.4799 | 658.6179 | 43.413 | 2.2496 | 64.9175 | 1350144.7441 | 0 | 2847434.1879 | 0 | 0 | 0 | 0 | 1637055.7835 | 4259283.3423 | 2907048.4007 | 13000966.4586 | 961560.8286 | 4781563.4633 | 4781563.4633 | 6296117.3735 | 2969339.9724 | 0 | 18744090.7505 | 32791111.5597 | 3162277.6602 | 1.015 | 18467.2506 | 32306.8044 | 376.4799 | 658.6179
1 | 1300 | 707 | 0.045 | 15 | 15 | 7 | 4.217e-09 | 5spot_SharedNeighbor | CO2 | Porous | Wet | R600a | MinimizeLCOE_Brownfield | IgnoreSilica | 2019 | 75.0534 | 10.8754 | 0.25375 | 4 | 18467.3244 | 32306.9449 | 376.4814 | 658.6208 | 43.413 | 2.2496 | 62.5237 | 1350142.044 | 0 | 2847431.9455 | 0 | 0 | 0 | 0 | 1637053.8559 | 4259278.3271 | 2907044.9777 | 13000951.1502 | 961560.8286 | 4781563.4633 | 4781563.4633 | 6296117.3735 | 2969339.9724 | 0 | 18744075.4421 | 32791096.2514 | 4216965.0343 | 1.015 | 18467.3244 | 32306.9449 | 376.4814 | 658.6208
1 | 1300 | 707 | 0.045 | 15 | 15 | 7 | 5.6234e-09 | 5spot_SharedNeighbor | CO2 | Porous | Wet | R600a | MinimizeLCOE_Brownfield | IgnoreSilica | 2019 | 75.0534 | 10.8754 | 0.25375 | 4 | 18467.3799 | 32307.0504 | 376.4825 | 658.6229 | 43.4129 | 2.2496 | 63.0773 | 1350140.0174 | 0 | 2847430.2641 | 0 | 0 | 0 | 0 | 1637052.4098 | 4259274.5646 | 2907042.4097 | 13000939.6654 | 961560.8286 | 4781563.4633 | 4781563.4633 | 6296117.3735 | 2969339.9724 | 0 | 18744063.9573 | 32791084.7665 | 5623413.2519 | 1.015 | 18467.3799 | 32307.0504 | 376.4825 | 658.6229
1 | 1300 | 707 | 0.045 | 15 | 15 | 7 | 7.4989e-09 | 5spot_SharedNeighbor | CO2 | Porous | Wet | R600a | MinimizeLCOE_Brownfield | IgnoreSilica | 2019 | 75.0534 | 10.8754 | 0.25374 | 4 | 18467.4215 | 32307.1296 | 376.4834 | 658.6245 | 43.4129 | 2.2496 | 63.8705 | 1350138.4966 | 0 | 2847429.0032 | 0 | 0 | 0 | 0 | 1637051.3249 | 4259271.7421 | 2907040.4832 | 13000931.05 | 961560.8286 | 4781563.4633 | 4781563.4633 | 6296117.3735 | 2969339.9724 | 0 | 18744055.3419 | 32791076.1512 | 7498942.0933 | 1.015 | 18467.4215 | 32307.1296 | 376.4834 | 658.6245
1 | 1300 | 707 | 0.045 | 15 | 15 | 7 | 1e-08 | 5spot_SharedNeighbor | CO2 | Porous | Wet | R600a | MinimizeLCOE_Brownfield | IgnoreSilica | 2019 | 75.0339 | 10.8726 | 0.25371 | 4 | 18467.4527 | 32308.9736 | 376.484 | 658.6621 | 43.4141 | 2.2498 | 60.4292 | 1349949.0714 | 0 | 2846836.071 | 0 | 0 | 0 | 0 | 1636746.2056 | 4258477.884 | 2906498.6588 | 12998507.8909 | 961560.8286 | 4781563.4633 | 4781563.4633 | 6296117.3735 | 2969339.9724 | 0 | 18741632.1827 | 32788652.992 | 10000000 | 1.0148 | 18467.4527 | 32308.9736 | 376.484 | 658.6621
1 | 1400 | 707 | 0.045 | 15 | 15 | 7 | 1e-13 | 5spot_SharedNeighbor | CO2 | Porous | Wet | R600a | MinimizeLCOE_Brownfield | IgnoreSilica | 2019 | 0.51619 | 0.051199 | 0.0015368 | 4 | 1035442.6932 | 3424613.4213 | 21108.8998 | 69815.3767 | 40.5217 | 2.6181 | 28.4364 | 38221.8049 | 0 | 42198.6517 | 0 | 0 | 0 | 7442.5134 | 34266.5583 | 89154.5556 | 60849.8162 | 272133.9 | 961560.8286 | 5131302.0575 | 5131302.0575 | 6472969.3905 | 3082262.2491 | 0 | 6364996.7862 | 21051530.4832 | 100 | 0.0061471 | 1035442.6932 | 3424613.4213 | 21108.8998 | 69815.3767
1 | 1400 | 707 | 0.045 | 15 | 15 | 7 | 1.3335e-13 | 5spot_SharedNeighbor | CO2 | Porous | Wet | R600a | MinimizeLCOE_Brownfield | IgnoreSilica | 2019 | 0.67936 | 0.074367 | 0.0023055 | 4 | 698232.2302 | 2290808.381 | 14234.4084 | 46701.2274 | 41.8437 | 2.7002 | 36.7911 | 48709.8144 | 0 | 55287.931 | 0 | 0 | 0 | 7761.1016 | 43585.9504 | 113401.7021 | 77398.9919 | 346145.4914 | 961560.8286 | 5131302.0575 | 5131302.0575 | 6472969.3905 | 3082262.2491 | 0 | 6439008.3776 | 21125542.0746 | 133.3521 | 0.0092219 | 698232.2302 | 2290808.381 | 14234.4084 | 46701.2274
1 | 1400 | 707 | 0.045 | 15 | 15 | 7 | 1.7783e-13 | 5spot_SharedNeighbor | CO2 | Porous | Wet | R600a | MinimizeLCOE_Brownfield | IgnoreSilica | 2019 | 0.91829 | 0.10802 | 0.0033696 | 4 | 485651.3526 | 1575293.4977 | 9900.6597 | 32114.4887 | 43.1567 | 2.7699 | 28.1615 | 62801.7698 | 0 | 73391.8508 | 0 | 0 | 0 | 10031.4685 | 57027.7848 | 148374.5979 | 101268.7119 | 452896.1837 | 961560.8286 | 5131302.0575 | 5131302.0575 | 6472969.3905 | 3082262.2491 | 0 | 6545759.0699 | 21232292.7669 | 177.8279 | 0.013478 | 485651.3526 | 1575293.4977 | 9900.6597 | 32114.4887
1 | 1400 | 707 | 0.045 | 15 | 15 | 7 | 2.3714e-13 | 5spot_SharedNeighbor | CO2 | Porous | Wet | R600a | MinimizeLCOE_Brownfield | IgnoreSilica | 2019 | 1.2041 | 0.14915 | 0.004808 | 4 | 346170.2394 | 1109826.3672 | 7057.1486 | 22625.3116 | 44.1884 | 2.818 | 86.1241 | 78250.4994 | 0 | 93830.9954 | 0 | 0 | 0 | 10221.1093 | 71098.0156 | 184982.4524 | 126254.3248 | 564637.3968 | 961560.8286 | 5131302.0575 | 5131302.0575 | 6472969.3905 | 3082262.2491 | 0 | 6657500.2829 | 21344033.98 | 237.1374 | 0.019232 | 346170.2394 | 1109826.3672 | 7057.1486 | 22625.3116
1 | 1400 | 707 | 0.045 | 15 | 15 | 7 | 3.1623e-13 | 5spot_SharedNeighbor | CO2 | Porous | Wet | R600a | MinimizeLCOE_Brownfield | IgnoreSilica | 2019 | 1.5736 | 0.2026 | 0.0067433 | 4 | 251724.6128 | 796211.1112 | 5131.7467 | 16231.8405 | 45.0601 | 2.855 | 118.8645 | 96620.3818 | 0 | 118832.6835 | 0 | 0 | 0 | 9569.2047 | 87758.6853 | 228330.0973 | 155839.9832 | 696951.0358 | 961560.8286 | 5131302.0575 | 5131302.0575 | 6472969.3905 | 3082262.2491 | 0 | 6789813.9219 | 21476347.619 | 316.2278 | 0.026973 | 251724.6128 | 796211.1112 | 5131.7467 | 16231.8405
1 | 1400 | 707 | 0.045 | 15 | 15 | 7 | 4.217e-13 | 5spot_SharedNeighbor | CO2 | Porous | Wet | R600a | MinimizeLCOE_Brownfield | IgnoreSilica | 2019 | 2.0404 | 0.27051 | 0.009322 | 4 | 186091.214 | 579958.0844 | 3793.7211 | 11823.23 | 45.7698 | 2.8828 | 160.6283 | 117991.1459 | 0 | 148739.6752 | 0 | 0 | 0 | 6452.6568 | 106541.5564 | 277199.2749 | 189194.201 | 846118.5101 | 961560.8286 | 5131302.0575 | 5131302.0575 | 6472969.3905 | 3082262.2491 | 0 | 6938981.3963 | 21625515.0933 | 421.6965 | 0.037288 | 186091.214 | 579958.0844 | 3793.7211 | 11823.23
1 | 1400 | 707 | 0.045 | 15 | 15 | 7 | 5.6234e-13 | 5spot_SharedNeighbor | CO2 | Porous | Wet | R600a | MinimizeLCOE_Brownfield | IgnoreSilica | 2019 | 2.662 | 0.36092 | 0.012769 | 4 | 139358.4112 | 426897.0825 | 2841.0097 | 8702.8744 | 46.3681 | 2.9046 | 35.5416 | 144207.5789 | 0 | 186469.8641 | 0 | 0 | 0 | 295.9018 | 129079.6045 | 335838.6531 | 229216.7815 | 1025108.3839 | 961560.8286 | 5131302.0575 | 5131302.0575 | 6472969.3905 | 3082262.2491 | 0 | 7117971.2701 | 21804504.9671 | 562.3413 | 0.051077 | 139358.4112 | 426897.0825 | 2841.0097 | 8702.8744
1 | 1400 | 707 | 0.045 | 15 | 15 | 7 | 7.4989e-13 | 5spot_SharedNeighbor | CO2 | Porous | Wet | R600a | MinimizeLCOE_Brownfield | IgnoreSilica | 2019 | 3.5635 | 0.49125 | 0.017446 | 4 | 105912.9276 | 316367.1876 | 2159.1783 | 6449.573 | 46.8935 | 2.9231 | 40.3025 | 179061.7235 | 0 | 238091.4071 | 0 | 0 | 0 | 2012.5092 | 163474.5996 | 425327.3748 | 290294.6729 | 1298262.2871 | 961560.8286 | 5131302.0575 | 5131302.0575 | 6472969.3905 | 3082262.2491 | 0 | 7391125.1732 | 22077658.8703 | 749.8942 | 0.069785 | 105912.9276 | 316367.1876 | 2159.1783 | 6449.573
1 | 1400 | 707 | 0.045 | 15 | 15 | 7 | 1e-12 | 5spot_SharedNeighbor | CO2 | Porous | Wet | R600a | MinimizeLCOE_Brownfield | IgnoreSilica | 2019 | 4.7419 | 0.66195 | 0.023662 | 4 | 81471.0679 | 236643.59 | 1660.8979 | 4824.2997 | 47.2953 | 2.9367 | 49.5789 | 220744.7303 | 0 | 301681.7435 | 0 | 0 | 0 | 0 | 203746.3248 | 530106.1429 | 361808.3351 | 1618087.2766 | 961560.8286 | 5131302.0575 | 5131302.0575 | 6472969.3905 | 3082262.2491 | 0 | 7710950.1627 | 22397483.8598 | 1000 | 0.094646 | 81471.0679 | 236643.59 | 1660.8979 | 4824.2997
1 | 1400 | 707 | 0.045 | 15 | 15 | 7 | 1.3335e-12 | 5spot_SharedNeighbor | CO2 | Porous | Wet | R600a | MinimizeLCOE_Brownfield | IgnoreSilica | 2019 | 6.3278 | 0.89174 | 0.031972 | 4 | 63492.9608 | 178332.0996 | 1294.3899 | 3635.5411 | 47.6064 | 2.9462 | 48.05 | 272098.5498 | 0 | 382390.027 | 0 | 0 | 0 | 0 | 255250.545 | 664109.5589 | 453268.42 | 2027117.1007 | 961560.8286 | 5131302.0575 | 5131302.0575 | 6472969.3905 | 3082262.2491 | 0 | 8119979.9869 | 22806513.6839 | 1333.5214 | 0.12789 | 63492.9608 | 178332.0996 | 1294.3899 | 3635.5411
1 | 1400 | 707 | 0.045 | 15 | 15 | 7 | 1.7783e-12 | 5spot_SharedNeighbor | CO2 | Porous | Wet | R600a | MinimizeLCOE_Brownfield | IgnoreSilica | 2019 | 8.4472 | 1.1991 | 0.043063 | 4 | 50099.425 | 135360.4123 | 1021.3445 | 2759.5051 | 47.8409 | 2.9518 | 47.0617 | 334938.7075 | 0 | 484159.9188 | 0 | 0 | 0 | 0 | 319448.4643 | 831139.3761 | 567269.7024 | 2536956.169 | 961560.8286 | 5131302.0575 | 5131302.0575 | 6472969.3905 | 3082262.2491 | 0 | 8629819.0552 | 23316352.7522 | 1778.2794 | 0.17225 | 50099.425 | 135360.4123 | 1021.3445 | 2759.5051
1 | 1400 | 707 | 0.045 | 15 | 15 | 7 | 2.3714e-12 | 5spot_SharedNeighbor | CO2 | Porous | Wet | R600a | MinimizeLCOE_Brownfield | IgnoreSilica | 2019 | 11.264 | 1.6076 | 0.057771 | 4 | 40079.2777 | 103634.2888 | 817.0703 | 2112.7252 | 48.0083 | 2.9548 | 40.4846 | 411420.4099 | 0 | 611682.4543 | 0 | 0 | 0 | 0 | 399010.1171 | 1038142.4763 | 708553.5718 | 3168809.0294 | 961560.8286 | 5131302.0575 | 5131302.0575 | 6472969.3905 | 3082262.2491 | 0 | 9261671.9155 | 23948205.6126 | 2371.3737 | 0.23108 | 40079.2777 | 103634.2888 | 817.0703 | 2112.7252
1 | 1400 | 707 | 0.045 | 15 | 15 | 7 | 3.1623e-12 | 5spot_SharedNeighbor | CO2 | Porous | Wet | R600a | MinimizeLCOE_Brownfield | IgnoreSilica | 2019 | 15.0197 | 2.1523 | 0.077251 | 4 | 32530.4113 | 80058.9475 | 663.1764 | 1632.1099 | 48.1164 | 2.954 | 45.3905 | 504757.8281 | 0 | 772144.2309 | 0 | 0 | 0 | 1385.9175 | 498532.3108 | 1297078.8097 | 885282.94 | 3959182.037 | 961560.8286 | 5131302.0575 | 5131302.0575 | 6472969.3905 | 3082262.2491 | 0 | 10052044.9231 | 24738578.6202 | 3162.2777 | 0.309 | 32530.4113 | 80058.9475 | 663.1764 | 1632.1099
1 | 1400 | 707 | 0.045 | 15 | 15 | 7 | 4.217e-12 | 5spot_SharedNeighbor | CO2 | Porous | Wet | R600a | MinimizeLCOE_Brownfield | IgnoreSilica | 2019 | 19.9897 | 2.873 | 0.10285 | 4 | 26782.6021 | 62482.4363 | 545.9996 | 1273.789 | 48.1637 | 2.9487 | 43.0037 | 617674.0706 | 0 | 972514.0701 | 0 | 0 | 0 | 0 | 620173.3749 | 1613563.9064 | 1101290.5215 | 4925215.9435 | 961560.8286 | 5131302.0575 | 5131302.0575 | 6472969.3905 | 3082262.2491 | 0 | 11018078.8296 | 25704612.5267 | 4216.965 | 0.41139 | 26782.6021 | 62482.4363 | 545.9996 | 1273.789
1 | 1400 | 707 | 0.045 | 15 | 15 | 7 | 5.6234e-12 | 5spot_SharedNeighbor | CO2 | Porous | Wet | R600a | MinimizeLCOE_Brownfield | IgnoreSilica | 2019 | 26.6009 | 3.8323 | 0.13624 | 4 | 22428.5635 | 49379.1784 | 457.2366 | 1006.6613 | 48.1387 | 2.9348 | 41.7474 | 754498.8789 | 0 | 1224484.4269 | 0 | 0 | 0 | 0 | 771803.4893 | 2008074.3604 | 1370552.0128 | 6129413.1682 | 961560.8286 | 5131302.0575 | 5131302.0575 | 6472969.3905 | 3082262.2491 | 0 | 12222276.0543 | 26908809.7514 | 5623.4133 | 0.54494 | 22428.5635 | 49379.1784 | 457.2366 | 1006.6613
1 | 1400 | 707 | 0.045 | 15 | 15 | 7 | 7.4989e-12 | 5spot_SharedNeighbor | CO2 | Porous | Wet | R600a | MinimizeLCOE_Brownfield | IgnoreSilica | 2019 | 35.3144 | 5.0963 | 0.17885 | 4 | 19150.0878 | 39679.1938 | 390.4004 | 808.914 | 48.0126 | 2.9086 | 51.881 | 917745.3157 | 0 | 1538340.447 | 0 | 0 | 0 | 0 | 957873.4475 | 2492190.2235 | 1700971.0369 | 7607120.4707 | 961560.8286 | 5131302.0575 | 5131302.0575 | 6472969.3905 | 3082262.2491 | 0 | 13699983.3568 | 28386517.0539 | 7498.9421 | 0.7154 | 19150.0878 | 39679.1938 | 390.4004 | 808.914
1 | 1400 | 707 | 0.045 | 15 | 15 | 7 | 1e-11 | 5spot_SharedNeighbor | CO2 | Porous | Wet | R600a | MinimizeLCOE_Brownfield | IgnoreSilica | 2019 | 46.706 | 6.7478 | 0.2313 | 4 | 16745.6964 | 32619.4332 | 341.3837 | 664.9913 | 47.727 | 2.8615 | 54.3724 | 1108507.1794 | 0 | 1926574.0326 | 0 | 0 | 0 | 0 | 1183681.6727 | 3079696.9058 | 2101956.4196 | 9400416.21 | 961560.8286 | 5131302.0575 | 5131302.0575 | 6472969.3905 | 3082262.2491 | 0 | 15493279.0961 | 30179812.7932 | 10000 | 0.92521 | 16745.6964 | 32619.4332 | 341.3837 | 664.9913
1 | 1400 | 707 | 0.045 | 15 | 15 | 7 | 1.3335e-11 | 5spot_SharedNeighbor | CO2 | Porous | Wet | R600a | MinimizeLCOE_Brownfield | IgnoreSilica | 2019 | 61.4512 | 8.8827 | 0.29142 | 4 | 15127.3981 | 27726.3433 | 308.3925 | 565.239 | 47.1657 | 2.777 | 43.4448 | 1323275.0977 | 0 | 2402954.1933 | 0 | 0 | 0 | 0 | 1453229.4235 | 3781004.8615 | 2580613.5099 | 11541077.0858 | 961560.8286 | 5131302.0575 | 5131302.0575 | 6472969.3905 | 3082262.2491 | 0 | 17633939.9719 | 32320473.669 | 13335.2143 | 1.1657 | 15127.3981 | 27726.3433 | 308.3925 | 565.239
1 | 1400 | 707 | 0.045 | 15 | 15 | 7 | 1.7783e-11 | 5spot_SharedNeighbor | CO2 | Porous | Wet | R600a | MinimizeLCOE_Brownfield | IgnoreSilica | 2019 | 80.0675 | 11.5623 | 0.35006 | 4 | 14347.7016 | 24836.416 | 292.4973 | 506.3239 | 46.1394 | 2.6332 | 55.6966 | 1546316.9968 | 0 | 2972883.9487 | 0 | 0 | 0 | 0 | 1762488.3687 | 4585633.1993 | 3129788.8839 | 13997111.3973 | 961560.8286 | 5131302.0575 | 5131302.0575 | 6472969.3905 | 3082262.2491 | 0 | 20089974.2835 | 34776507.9805 | 17782.7941 | 1.4002 | 14347.7016 | 24836.416 | 292.4973 | 506.3239
1 | 1400 | 707 | 0.045 | 15 | 15 | 7 | 2.3714e-11 | 5spot_SharedNeighbor | CO2 | Porous | Wet | R600a | MinimizeLCOE_Brownfield | IgnoreSilica | 2019 | 85.1823 | 12.2936 | 0.36169 | 4 | 14320.7301 | 24472.0967 | 291.9475 | 498.8968 | 45.7846 | 2.5852 | 77.6011 | 1597716.0999 | 0 | 3124440.1572 | 0 | 0 | 0 | 0 | 1841640.9402 | 4791571.954 | 3270346.3156 | 14625715.4669 | 961560.8286 | 5131302.0575 | 5131302.0575 | 6472969.3905 | 3082262.2491 | 0 | 20718578.353 | 35405112.0501 | 23713.7371 | 1.4468 | 14320.7301 | 24472.0967 | 291.9475 | 498.8968
1 | 1400 | 707 | 0.045 | 15 | 15 | 7 | 3.1623e-11 | 5spot_SharedNeighbor | CO2 | Porous | Wet | R600a | MinimizeLCOE_Brownfield | IgnoreSilica | 2019 | 85.0728 | 12.2758 | 0.36127 | 4 | 14326.4359 | 24489.6312 | 292.0638 | 499.2543 | 45.7824 | 2.5857 | 66.4941 | 1596243.3704 | 0 | 3120789.5496 | 0 | 0 | 0 | 0 | 1839642.8388 | 4786373.3038 | 3266798.13 | 14609847.1925 | 961560.8286 | 5131302.0575 | 5131302.0575 | 6472969.3905 | 3082262.2491 | 0 | 20702710.0787 | 35389243.7757 | 31622.7766 | 1.4451 | 14326.4359 | 24489.6312 | 292.0638 | 499.2543
1 | 1400 | 707 | 0.045 | 15 | 15 | 7 | 4.217e-11 | 5spot_SharedNeighbor | CO2 | Porous | Wet | R600a | MinimizeLCOE_Brownfield | IgnoreSilica | 2019 | 84.9996 | 12.2636 | 0.36096 | 4 | 14331.0766 | 24502.9483 | 292.1584 | 499.5257 | 45.7795 | 2.5859 | 69.1495 | 1595201.7252 | 0 | 3118292.9856 | 0 | 0 | 0 | 0 | 1838262.9372 | 4782783.0831 | 3264347.7306 | 14598888.4619 | 961560.8286 | 5131302.0575 | 5131302.0575 | 6472969.3905 | 3082262.2491 | 0 | 20691751.348 | 35378285.0451 | 42169.6503 | 1.4438 | 14331.0766 | 24502.9483 | 292.1584 | 499.5257
1 | 1400 | 707 | 0.045 | 15 | 15 | 7 | 5.6234e-11 | 5spot_SharedNeighbor | CO2 | Porous | Wet | R600a | MinimizeLCOE_Brownfield | IgnoreSilica | 2019 | 84.9265 | 12.2518 | 0.36068 | 4 | 14334.8199 | 24514.5237 | 292.2347 | 499.7617 | 45.7783 | 2.5863 | 71.6894 | 1594227.0214 | 0 | 3115871.3057 | 0 | 0 | 0 | 0 | 1836938.3476 | 4779336.7725 | 3261995.5528 | 14588369 | 961560.8286 | 5131302.0575 | 5131302.0575 | 6472969.3905 | 3082262.2491 | 0 | 20681231.8861 | 35367765.5832 | 56234.1325 | 1.4427 | 14334.8199 | 24514.5237 | 292.2347 | 499.7617
1 | 1400 | 707 | 0.045 | 15 | 15 | 7 | 7.4989e-11 | 5spot_SharedNeighbor | CO2 | Porous | Wet | R600a | MinimizeLCOE_Brownfield | IgnoreSilica | 2019 | 84.8681 | 12.2425 | 0.36046 | 4 | 14337.8028 | 24523.7407 | 292.2955 | 499.9496 | 45.7774 | 2.5865 | 68.0517 | 1593452.452 | 0 | 3113947.7924 | 0 | 0 | 0 | 0 | 1835886.0953 | 4776599.028 | 3260126.9859 | 14580012.3537 | 961560.8286 | 5131302.0575 | 5131302.0575 | 6472969.3905 | 3082262.2491 | 0 | 20672875.2398 | 35359408.9369 | 74989.4209 | 1.4418 | 14337.8028 | 24523.7407 | 292.2955 | 499.9496
1 | 1400 | 707 | 0.045 | 15 | 15 | 7 | 1e-10 | 5spot_SharedNeighbor | CO2 | Porous | Wet | R600a | MinimizeLCOE_Brownfield | IgnoreSilica | 2019 | 84.8339 | 12.2368 | 0.36031 | 4 | 14340.1512 | 24530.2924 | 292.3434 | 500.0832 | 45.776 | 2.5866 | 74.0994 | 1592957.7695 | 0 | 3112782.0857 | 0 | 0 | 0 | 0 | 1835238.5435 | 4774914.231 | 3258977.0773 | 14574869.707 | 961560.8286 | 5131302.0575 | 5131302.0575 | 6472969.3905 | 3082262.2491 | 0 | 20667732.5932 | 35354266.2902 | 100000 | 1.4412 | 14340.1512 | 24530.2924 | 292.3434 | 500.0832
1 | 1400 | 707 | 0.045 | 15 | 15 | 7 | 1.3335e-10 | 5spot_SharedNeighbor | CO2 | Porous | Wet | R600a | MinimizeLCOE_Brownfield | IgnoreSilica | 2019 | 84.7903 | 12.2299 | 0.36016 | 4 | 14341.9803 | 24536.3972 | 292.3807 | 500.2076 | 45.7761 | 2.5869 | 71.7737 | 1592410.0256 | 0 | 3111381.8698 | 0 | 0 | 0 | 0 | 1834478.8392 | 4772937.6363 | 3257628.0108 | 14568836.3818 | 961560.8286 | 5131302.0575 | 5131302.0575 | 6472969.3905 | 3082262.2491 | 0 | 20661699.2679 | 35348232.965 | 133352.1432 | 1.4406 | 14341.9803 | 24536.3972 | 292.3807 | 500.2076
1 | 1400 | 707 | 0.045 | 15 | 15 | 7 | 1.7783e-10 | 5spot_SharedNeighbor | CO2 | Porous | Wet | R600a | MinimizeLCOE_Brownfield | IgnoreSilica | 2019 | 84.7755 | 12.2274 | 0.36008 | 4 | 14343.3929 | 24539.9847 | 292.4095 | 500.2808 | 45.7748 | 2.5869 | 68.6152 | 1592170.2753 | 0 | 3110855.6945 | 0 | 0 | 0 | 0 | 1834180.1282 | 4772160.4516 | 3257097.5663 | 14566464.1159 | 961560.8286 | 5131302.0575 | 5131302.0575 | 6472969.3905 | 3082262.2491 | 0 | 20659327.002 | 35345860.6991 | 177827.941 | 1.4403 | 14343.3929 | 24539.9847 | 292.4095 | 500.2808
1 | 1400 | 707 | 0.045 | 15 | 15 | 7 | 2.3714e-10 | 5spot_SharedNeighbor | CO2 | Porous | Wet | R600a | MinimizeLCOE_Brownfield | IgnoreSilica | 2019 | 84.7561 | 12.2243 | 0.36001 | 4 | 14344.4762 | 24543.2175 | 292.4315 | 500.3467 | 45.7745 | 2.587 | 68.2116 | 1591908.2977 | 0 | 3110215.4629 | 0 | 0 | 0 | 0 | 1833828.2666 | 4771244.9798 | 3256472.738 | 14563669.745 | 961560.8286 | 5131302.0575 | 5131302.0575 | 6472969.3905 | 3082262.2491 | 0 | 20656532.6311 | 35343066.3282 | 237137.3706 | 1.44 | 14344.4762 | 24543.2175 | 292.4315 | 500.3467
1 | 1400 | 707 | 0.045 | 15 | 15 | 7 | 3.1623e-10 | 5spot_SharedNeighbor | CO2 | Porous | Wet | R600a | MinimizeLCOE_Brownfield | IgnoreSilica | 2019 | 84.7218 | 12.2191 | 0.35991 | 4 | 14345.3025 | 24546.8455 | 292.4484 | 500.4206 | 45.7756 | 2.5872 | 73.2438 | 1591520.0167 | 0 | 3109156.1497 | 0 | 0 | 0 | 0 | 1833263.7049 | 4769776.1061 | 3255470.2015 | 14559186.1789 | 961560.8286 | 5131302.0575 | 5131302.0575 | 6472969.3905 | 3082262.2491 | 0 | 20652049.065 | 35338582.7621 | 316227.766 | 1.4396 | 14345.3025 | 24546.8455 | 292.4484 | 500.4206
1 | 1400 | 707 | 0.045 | 15 | 15 | 7 | 4.217e-10 | 5spot_SharedNeighbor | CO2 | Porous | Wet | R600a | MinimizeLCOE_Brownfield | IgnoreSilica | 2019 | 84.7218 | 12.2189 | 0.35989 | 4 | 14345.93 | 24548.0426 | 292.4612 | 500.4451 | 45.7746 | 2.5871 | 73.7986 | 1591477.9746 | 0 | 3109117.6584 | 0 | 0 | 0 | 0 | 1833232.2969 | 4769694.3888 | 3255414.4278 | 14558936.7466 | 961560.8286 | 5131302.0575 | 5131302.0575 | 6472969.3905 | 3082262.2491 | 0 | 20651799.6327 | 35338333.3298 | 421696.5034 | 1.4396 | 14345.93 | 24548.0426 | 292.4612 | 500.4451
1 | 1400 | 707 | 0.045 | 15 | 15 | 7 | 5.6234e-10 | 5spot_SharedNeighbor | CO2 | Porous | Wet | R600a | MinimizeLCOE_Brownfield | IgnoreSilica | 2019 | 84.7024 | 12.216 | 0.35983 | 4 | 14346.4054 | 24550.1135 | 292.4709 | 500.4873 | 45.7752 | 2.5873 | 71.5755 | 1591257.3616 | 0 | 3108516.6083 | 0 | 0 | 0 | 0 | 1832911.8483 | 4768860.6473 | 3254845.3821 | 14556391.8476 | 961560.8286 | 5131302.0575 | 5131302.0575 | 6472969.3905 | 3082262.2491 | 0 | 20649254.7338 | 35335788.4308 | 562341.3252 | 1.4393 | 14346.4054 | 24550.1135 | 292.4709 | 500.4873
1 | 1400 | 707 | 0.045 | 15 | 15 | 7 | 7.4989e-10 | 5spot_SharedNeighbor | CO2 | Porous | Wet | R600a | MinimizeLCOE_Brownfield | IgnoreSilica | 2019 | 84.7024 | 12.2159 | 0.35982 | 4 | 14346.7644 | 24550.7977 | 292.4782 | 500.5012 | 45.7746 | 2.5872 | 72.2712 | 1591233.4144 | 0 | 3108494.8855 | 0 | 0 | 0 | 0 | 1832894.037 | 4768814.3059 | 3254813.7531 | 14556250.3959 | 961560.8286 | 5131302.0575 | 5131302.0575 | 6472969.3905 | 3082262.2491 | 0 | 20649113.282 | 35335646.9791 | 749894.2093 | 1.4393 | 14346.7644 | 24550.7977 | 292.4782 | 500.5012
1 | 1400 | 707 | 0.045 | 15 | 15 | 7 | 1e-09 | 5spot_SharedNeighbor | CO2 | Porous | Wet | R600a | MinimizeLCOE_Brownfield | IgnoreSilica | 2019 | 84.6977 | 12.2151 | 0.3598 | 4 | 14347.0351 | 24551.5909 | 292.4837 | 500.5174 | 45.7745 | 2.5873 | 72.1254 | 1591170.4167 | 0 | 3108342.3622 | 0 | 0 | 0 | 0 | 1832809.9837 | 4768595.6167 | 3254664.4932 | 14555582.8725 | 961560.8286 | 5131302.0575 | 5131302.0575 | 6472969.3905 | 3082262.2491 | 0 | 20648445.7586 | 35334979.4557 | 1000000 | 1.4392 | 14347.0351 | 24551.5909 | 292.4837 | 500.5174
1 | 1400 | 707 | 0.045 | 15 | 15 | 7 | 1.3335e-09 | 5spot_SharedNeighbor | CO2 | Porous | Wet | R600a | MinimizeLCOE_Brownfield | IgnoreSilica | 2019 | 84.6977 | 12.2151 | 0.3598 | 4 | 14347.239 | 24551.9793 | 292.4879 | 500.5253 | 45.7742 | 2.5872 | 74.1209 | 1591156.8473 | 0 | 3108330.1182 | 0 | 0 | 0 | 0 | 1832799.9165 | 4768569.4239 | 3254646.6161 | 14555502.922 | 961560.8286 | 5131302.0575 | 5131302.0575 | 6472969.3905 | 3082262.2491 | 0 | 20648365.8081 | 35334899.5052 | 1333521.4322 | 1.4392 | 14347.239 | 24551.9793 | 292.4879 | 500.5253
1 | 1400 | 707 | 0.045 | 15 | 15 | 7 | 1.7783e-09 | 5spot_SharedNeighbor | CO2 | Porous | Wet | R600a | MinimizeLCOE_Brownfield | IgnoreSilica | 2019 | 84.6977 | 12.215 | 0.35979 | 4 | 14347.3924 | 24552.2714 | 292.491 | 500.5313 | 45.774 | 2.5872 | 72.6014 | 1591146.6459 | 0 | 3108320.9289 | 0 | 0 | 0 | 0 | 1832792.3542 | 4768549.7482 | 3254633.187 | 14555442.8642 | 961560.8286 | 5131302.0575 | 5131302.0575 | 6472969.3905 | 3082262.2491 | 0 | 20648305.7503 | 35334839.4474 | 1778279.41 | 1.4392 | 14347.3924 | 24552.2714 | 292.491 | 500.5313
1 | 1400 | 707 | 0.045 | 15 | 15 | 7 | 2.3714e-09 | 5spot_SharedNeighbor | CO2 | Porous | Wet | R600a | MinimizeLCOE_Brownfield | IgnoreSilica | 2019 | 84.6977 | 12.215 | 0.35979 | 4 | 14347.5077 | 24552.491 | 292.4934 | 500.5357 | 45.7738 | 2.5872 | 70.8922 | 1591138.9813 | 0 | 3108314.0337 | 0 | 0 | 0 | 0 | 1832786.6759 | 4768534.9744 | 3254623.1036 | 14555397.7689 | 961560.8286 | 5131302.0575 | 5131302.0575 | 6472969.3905 | 3082262.2491 | 0 | 20648260.655 | 35334794.3521 | 2371373.7057 | 1.4392 | 14347.5077 | 24552.491 | 292.4934 | 500.5357
1 | 1400 | 707 | 0.045 | 15 | 15 | 7 | 3.1623e-09 | 5spot_SharedNeighbor | CO2 | Porous | Wet | R600a | MinimizeLCOE_Brownfield | IgnoreSilica | 2019 | 84.6829 | 12.2128 | 0.35975 | 4 | 14347.5943 | 24553.5435 | 292.4951 | 500.5572 | 45.7747 | 2.5873 | 70.6774 | 1590989.3633 | 0 | 3107873.0111 | 0 | 0 | 0 | 0 | 1832556.326 | 4767935.6513 | 3254214.0533 | 14553568.405 | 961560.8286 | 5131302.0575 | 5131302.0575 | 6472969.3905 | 3082262.2491 | 0 | 20646431.2911 | 35332964.9882 | 3162277.6602 | 1.439 | 14347.5943 | 24553.5435 | 292.4951 | 500.5572
1 | 1400 | 707 | 0.045 | 15 | 15 | 7 | 4.217e-09 | 5spot_SharedNeighbor | CO2 | Porous | Wet | R600a | MinimizeLCOE_Brownfield | IgnoreSilica | 2019 | 84.6829 | 12.2128 | 0.35975 | 4 | 14347.6593 | 24553.6673 | 292.4964 | 500.5597 | 45.7746 | 2.5873 | 70.2822 | 1590985.046 | 0 | 3107869.134 | 0 | 0 | 0 | 0 | 1832553.1302 | 4767927.3364 | 3254208.3782 | 14553543.0248 | 961560.8286 | 5131302.0575 | 5131302.0575 | 6472969.3905 | 3082262.2491 | 0 | 20646405.9109 | 35332939.608 | 4216965.0343 | 1.439 | 14347.6593 | 24553.6673 | 292.4964 | 500.5597
1 | 1400 | 707 | 0.045 | 15 | 15 | 7 | 5.6234e-09 | 5spot_SharedNeighbor | CO2 | Porous | Wet | R600a | MinimizeLCOE_Brownfield | IgnoreSilica | 2019 | 84.6829 | 12.2128 | 0.35975 | 4 | 14347.7081 | 24553.7602 | 292.4974 | 500.5616 | 45.7745 | 2.5873 | 70.2456 | 1590981.8058 | 0 | 3107866.2259 | 0 | 0 | 0 | 0 | 1832550.7323 | 4767921.0977 | 3254204.1202 | 14553523.9819 | 961560.8286 | 5131302.0575 | 5131302.0575 | 6472969.3905 | 3082262.2491 | 0 | 20646386.868 | 35332920.5651 | 5623413.2519 | 1.439 | 14347.7081 | 24553.7602 | 292.4974 | 500.5616
1 | 1400 | 707 | 0.045 | 15 | 15 | 7 | 7.4989e-09 | 5spot_SharedNeighbor | CO2 | Porous | Wet | R600a | MinimizeLCOE_Brownfield | IgnoreSilica | 2019 | 84.6829 | 12.2128 | 0.35975 | 4 | 14347.7448 | 24553.8299 | 292.4982 | 500.563 | 45.7745 | 2.5873 | 70.2714 | 1590979.3745 | 0 | 3107864.0447 | 0 | 0 | 0 | 0 | 1832548.9335 | 4767916.4174 | 3254200.9258 | 14553509.6959 | 961560.8286 | 5131302.0575 | 5131302.0575 | 6472969.3905 | 3082262.2491 | 0 | 20646372.582 | 35332906.2791 | 7498942.0933 | 1.439 | 14347.7448 | 24553.8299 | 292.4982 | 500.563
1 | 1400 | 707 | 0.045 | 15 | 15 | 7 | 1e-08 | 5spot_SharedNeighbor | CO2 | Porous | Wet | R600a | MinimizeLCOE_Brownfield | IgnoreSilica | 2019 | 84.6829 | 12.2128 | 0.35975 | 4 | 14347.7722 | 24553.8822 | 292.4987 | 500.5641 | 45.7744 | 2.5873 | 70.4809 | 1590977.5505 | 0 | 3107862.4088 | 0 | 0 | 0 | 0 | 1832547.5841 | 4767912.9067 | 3254198.5296 | 14553498.9796 | 961560.8286 | 5131302.0575 | 5131302.0575 | 6472969.3905 | 3082262.2491 | 0 | 20646361.8657 | 35332895.5628 | 10000000 | 1.439 | 14347.7722 | 24553.8822 | 292.4987 | 500.5641
1 | 1500 | 707 | 0.045 | 15 | 15 | 7 | 1e-13 | 5spot_SharedNeighbor | CO2 | Porous | Wet | R600a | MinimizeLCOE_Brownfield | IgnoreSilica | 2019 | 0.55509 | 0.051938 | 0.0016928 | 4 | 998194.6345 | 3263645.9993 | 20349.5478 | 66533.8381 | 42.6048 | 2.9947 | 34.4571 | 42847.9875 | 0 | 43721.796 | 0 | 0 | 0 | 13683.8998 | 39098.9365 | 101727.4125 | 69431.0493 | 310511.0817 | 961560.8286 | 5486900.7426 | 5486900.7426 | 6655388.4938 | 3197528.562 | 0 | 6758972.6529 | 22098790.4513 | 100 | 0.0067712 | 998194.6345 | 3263645.9993 | 20349.5478 | 66533.8381
1 | 1500 | 707 | 0.045 | 15 | 15 | 7 | 1.3335e-13 | 5spot_SharedNeighbor | CO2 | Porous | Wet | R600a | MinimizeLCOE_Brownfield | IgnoreSilica | 2019 | 0.75252 | 0.079207 | 0.002595 | 4 | 660825.4743 | 2138630.1936 | 13471.8211 | 43598.8692 | 44.2521 | 3.0999 | 35.8091 | 56217.3468 | 0 | 59243.3935 | 0 | 0 | 0 | 17236.9624 | 51752.104 | 134648.3589 | 91900.2717 | 410998.4373 | 961560.8286 | 5486900.7426 | 5486900.7426 | 6655388.4938 | 3197528.562 | 0 | 6859460.0085 | 22199277.8069 | 133.3521 | 0.01038 | 660825.4743 | 2138630.1936 | 13471.8211 | 43598.8692
1 | 1500 | 707 | 0.045 | 15 | 15 | 7 | 1.7783e-13 | 5spot_SharedNeighbor | CO2 | Porous | Wet | R600a | MinimizeLCOE_Brownfield | IgnoreSilica | 2019 | 0.99018 | 0.11299 | 0.0038365 | 4 | 454030.0583 | 1453627.107 | 9256.0169 | 29634.1548 | 45.5899 | 3.1733 | 68.8456 | 71002.1775 | 0 | 76900.2383 | 0 | 0 | 0 | 19692.6365 | 65362.0704 | 170058.6996 | 116068.5569 | 519084.3793 | 961560.8286 | 5486900.7426 | 5486900.7426 | 6655388.4938 | 3197528.562 | 0 | 6967545.9505 | 22307363.7489 | 177.8279 | 0.015346 | 454030.0583 | 1453627.107 | 9256.0169 | 29634.1548
1 | 1500 | 707 | 0.045 | 15 | 15 | 7 | 2.3714e-13 | 5spot_SharedNeighbor | CO2 | Porous | Wet | R600a | MinimizeLCOE_Brownfield | IgnoreSilica | 2019 | 1.3013 | 0.15758 | 0.0055268 | 4 | 321109.7333 | 1014993.0975 | 6546.2562 | 20692.0072 | 46.7573 | 3.2301 | 94.9425 | 88812.8272 | 0 | 98772.078 | 0 | 0 | 0 | 22399.6082 | 81893.9602 | 213071.2857 | 145425.5307 | 650375.2901 | 961560.8286 | 5486900.7426 | 5486900.7426 | 6655388.4938 | 3197528.562 | 0 | 7098836.8613 | 22438654.6597 | 237.1374 | 0.022107 | 321109.7333 | 1014993.0975 | 6546.2562 | 20692.0072
1 | 1500 | 707 | 0.045 | 15 | 15 | 7 | 3.1623e-13 | 5spot_SharedNeighbor | CO2 | Porous | Wet | R600a | MinimizeLCOE_Brownfield | IgnoreSilica | 2019 | 1.7292 | 0.21893 | 0.0078224 | 4 | 232333.8802 | 722589.8795 | 4736.4404 | 14730.9721 | 47.7885 | 3.2753 | 131.7195 | 111272.3462 | 0 | 127174.7553 | 0 | 0 | 0 | 26667.4383 | 103394.6705 | 269011.7235 | 183606.0289 | 821126.9627 | 961560.8286 | 5486900.7426 | 5486900.7426 | 6655388.4938 | 3197528.562 | 0 | 7269588.5339 | 22609406.3323 | 316.2278 | 0.031289 | 232333.8802 | 722589.8795 | 4736.4404 | 14730.9721
1 | 1500 | 707 | 0.045 | 15 | 15 | 7 | 4.217e-13 | 5spot_SharedNeighbor | CO2 | Porous | Wet | R600a | MinimizeLCOE_Brownfield | IgnoreSilica | 2019 | 2.2543 | 0.29505 | 0.010882 | 4 | 171337.4293 | 523758.2191 | 3492.9452 | 10677.5197 | 48.5889 | 3.308 | 178.0111 | 136581.2746 | 0 | 160099.4674 | 0 | 0 | 0 | 29202.092 | 127094.3052 | 330673.3116 | 225691.3298 | 1009341.7806 | 961560.8286 | 5486900.7426 | 5486900.7426 | 6655388.4938 | 3197528.562 | 0 | 7457803.3518 | 22797621.1502 | 421.6965 | 0.043527 | 171337.4293 | 523758.2191 | 3492.9452 | 10677.5197
1 | 1500 | 707 | 0.045 | 15 | 15 | 7 | 5.6234e-13 | 5spot_SharedNeighbor | CO2 | Porous | Wet | R600a | MinimizeLCOE_Brownfield | IgnoreSilica | 2019 | 2.9445 | 0.39524 | 0.014968 | 4 | 128404.4947 | 384610.0165 | 2617.6993 | 7840.7954 | 49.2501 | 3.3335 | 41.1918 | 167197.5013 | 0 | 201051.8769 | 0 | 0 | 0 | 31948.0958 | 156077.0149 | 406080.3769 | 277158.2013 | 1239513.067 | 961560.8286 | 5486900.7426 | 5486900.7426 | 6655388.4938 | 3197528.562 | 0 | 7687974.6382 | 23027792.4366 | 562.3413 | 0.059873 | 128404.4947 | 384610.0165 | 2617.6993 | 7840.7954
1 | 1500 | 707 | 0.045 | 15 | 15 | 7 | 7.4989e-13 | 5spot_SharedNeighbor | CO2 | Porous | Wet | R600a | MinimizeLCOE_Brownfield | IgnoreSilica | 2019 | 3.8265 | 0.52367 | 0.020385 | 4 | 97595.641 | 285724.731 | 1989.6191 | 5824.8851 | 49.7746 | 3.3526 | 43.9037 | 203240.8367 | 0 | 250602.5223 | 0 | 0 | 0 | 33481.4784 | 190056.6866 | 494488.5125 | 337498.5705 | 1509368.6069 | 961560.8286 | 5486900.7426 | 5486900.7426 | 6655388.4938 | 3197528.562 | 0 | 7957830.1781 | 23297647.9765 | 749.8942 | 0.081539 | 97595.641 | 285724.731 | 1989.6191 | 5824.8851
1 | 1500 | 707 | 0.045 | 15 | 15 | 7 | 1e-12 | 5spot_SharedNeighbor | CO2 | Porous | Wet | R600a | MinimizeLCOE_Brownfield | IgnoreSilica | 2019 | 4.9466 | 0.68714 | 0.027524 | 4 | 75128.3193 | 214459.8172 | 1531.5924 | 4372.0535 | 50.186 | 3.3668 | 49.7637 | 245495.7909 | 0 | 310258.6961 | 0 | 0 | 0 | 32784.2062 | 229530.0904 | 597190.2121 | 407594.5908 | 1822853.5865 | 961560.8286 | 5486900.7426 | 5486900.7426 | 6655388.4938 | 3197528.562 | 0 | 8271315.1577 | 23611132.9561 | 1000 | 0.1101 | 75128.3193 | 214459.8172 | 1531.5924 | 4372.0535
1 | 1500 | 707 | 0.045 | 15 | 15 | 7 | 1.3335e-12 | 5spot_SharedNeighbor | CO2 | Porous | Wet | R600a | MinimizeLCOE_Brownfield | IgnoreSilica | 2019 | 6.3304 | 0.88975 | 0.036825 | 4 | 58510.664 | 162651.1796 | 1192.819 | 3315.8643 | 50.5001 | 3.3771 | 38.7198 | 293820.5342 | 0 | 380254.0942 | 0 | 0 | 0 | 26582.9508 | 273256.4559 | 710957.2455 | 485242.9288 | 2170114.2093 | 961560.8286 | 5486900.7426 | 5486900.7426 | 6655388.4938 | 3197528.562 | 0 | 8618575.7805 | 23958393.579 | 1333.5214 | 0.1473 | 58510.664 | 162651.1796 | 1192.819 | 3315.8643
1 | 1500 | 707 | 0.045 | 15 | 15 | 7 | 1.7783e-12 | 5spot_SharedNeighbor | CO2 | Porous | Wet | R600a | MinimizeLCOE_Brownfield | IgnoreSilica | 2019 | 7.9479 | 1.1278 | 0.048642 | 4 | 45950.3863 | 124790.7907 | 936.7608 | 2544.0291 | 50.7311 | 3.3842 | 41.8296 | 346380.644 | 0 | 458207.0181 | 0 | 0 | 0 | 0 | 313789.1882 | 816415.1007 | 557220.0819 | 2492012.0329 | 961560.8286 | 5486900.7426 | 5486900.7426 | 6655388.4938 | 3197528.562 | 0 | 8940473.6041 | 24280291.4025 | 1778.2794 | 0.19457 | 45950.3863 | 124790.7907 | 936.7608 | 2544.0291
1 | 1500 | 707 | 0.045 | 15 | 15 | 7 | 2.3714e-12 | 5spot_SharedNeighbor | CO2 | Porous | Wet | R600a | MinimizeLCOE_Brownfield | IgnoreSilica | 2019 | 10.6009 | 1.5139 | 0.065377 | 4 | 36567.7435 | 95226.8007 | 745.4829 | 1941.3271 | 50.9527 | 3.3896 | 41.8001 | 426013.9714 | 0 | 579489.4336 | 0 | 0 | 0 | 0 | 392146.328 | 1020284.3051 | 696365.003 | 3114299.041 | 961560.8286 | 5486900.7426 | 5486900.7426 | 6655388.4938 | 3197528.562 | 0 | 9562760.6122 | 24902578.4106 | 2371.3737 | 0.26151 | 36567.7435 | 95226.8007 | 745.4829 | 1941.3271
1 | 1500 | 707 | 0.045 | 15 | 15 | 7 | 3.1623e-12 | 5spot_SharedNeighbor | CO2 | Porous | Wet | R600a | MinimizeLCOE_Brownfield | IgnoreSilica | 2019 | 14.1377 | 2.0288 | 0.087605 | 4 | 29496.9942 | 73272.6319 | 601.3361 | 1493.7617 | 51.105 | 3.391 | 41.2736 | 523222.371 | 0 | 732034.0199 | 0 | 0 | 0 | 0 | 489549.9925 | 1273708.6599 | 869332.3325 | 3887847.3757 | 961560.8286 | 5486900.7426 | 5486900.7426 | 6655388.4938 | 3197528.562 | 0 | 10336308.9469 | 25676126.7454 | 3162.2777 | 0.35042 | 29496.9942 | 73272.6319 | 601.3361 | 1493.7617
1 | 1500 | 707 | 0.045 | 15 | 15 | 7 | 4.217e-12 | 5spot_SharedNeighbor | CO2 | Porous | Wet | R600a | MinimizeLCOE_Brownfield | IgnoreSilica | 2019 | 18.8325 | 2.7125 | 0.1169 | 4 | 24152.483 | 56957.2541 | 492.381 | 1161.1507 | 51.1907 | 3.3871 | 33.9144 | 641265.8943 | 0 | 923173.441 | 0 | 0 | 0 | 0 | 610131.3408 | 1587436.5936 | 1083458.0937 | 4845465.3634 | 961560.8286 | 5486900.7426 | 5486900.7426 | 6655388.4938 | 3197528.562 | 0 | 11293926.9346 | 26633744.733 | 4216.965 | 0.46761 | 24152.483 | 56957.2541 | 492.381 | 1161.1507
1 | 1500 | 707 | 0.045 | 15 | 15 | 7 | 5.6234e-12 | 5spot_SharedNeighbor | CO2 | Porous | Wet | R600a | MinimizeLCOE_Brownfield | IgnoreSilica | 2019 | 25.0586 | 3.6193 | 0.15527 | 4 | 20090.6474 | 44789.0369 | 409.575 | 913.0851 | 51.2032 | 3.3759 | 48.7036 | 784174.7066 | 0 | 1162567.1536 | 0 | 0 | 0 | 0 | 759229.3255 | 1975358.9655 | 1348223.0835 | 6029553.2347 | 961560.8286 | 5486900.7426 | 5486900.7426 | 6655388.4938 | 3197528.562 | 0 | 12478014.8059 | 27817832.6043 | 5623.4133 | 0.62109 | 20090.6474 | 44789.0369 | 409.575 | 913.0851
1 | 1500 | 707 | 0.045 | 15 | 15 | 7 | 7.4989e-12 | 5spot_SharedNeighbor | CO2 | Porous | Wet | R600a | MinimizeLCOE_Brownfield | IgnoreSilica | 2019 | 33.2929 | 4.8191 | 0.20484 | 4 | 17009.5349 | 35731.1668 | 346.7624 | 728.4282 | 51.1199 | 3.3522 | 45.2718 | 955861.4506 | 0 | 1461934.3714 | 0 | 0 | 0 | 0 | 942940.3706 | 2453337.4206 | 1674453.2006 | 7488526.8137 | 961560.8286 | 5486900.7426 | 5486900.7426 | 6655388.4938 | 3197528.562 | 0 | 13936988.3849 | 29276806.1833 | 7498.9421 | 0.81936 | 17009.5349 | 35731.1668 | 346.7624 | 728.4282
1 | 1500 | 707 | 0.045 | 15 | 15 | 7 | 1e-11 | 5spot_SharedNeighbor | CO2 | Porous | Wet | R600a | MinimizeLCOE_Brownfield | IgnoreSilica | 2019 | 44.046 | 6.3851 | 0.26693 | 4 | 14711.4391 | 29078.4792 | 299.9126 | 592.8041 | 50.8944 | 3.3098 | 35.742 | 1157722.9441 | 0 | 1831723.5755 | 0 | 0 | 0 | 0 | 1165884.1426 | 3033391.3834 | 2070351.9492 | 9259073.9948 | 961560.8286 | 5486900.7426 | 5486900.7426 | 6655388.4938 | 3197528.562 | 0 | 15707535.566 | 31047353.3644 | 10000 | 1.0677 | 14711.4391 | 29078.4792 | 299.9126 | 592.8041
1 | 1500 | 707 | 0.045 | 15 | 15 | 7 | 1.3335e-11 | 5spot_SharedNeighbor | CO2 | Porous | Wet | R600a | MinimizeLCOE_Brownfield | IgnoreSilica | 2019 | 57.924 | 8.4034 | 0.34084 | 4 | 13071.0248 | 24322.4258 | 266.4705 | 495.8455 | 50.4319 | 3.2345 | 51.483 | 1387866.258 | 0 | 2283830.5397 | 0 | 0 | 0 | 0 | 1431961.7511 | 3725670.7407 | 2542846.8354 | 11372176.125 | 961560.8286 | 5486900.7426 | 5486900.7426 | 6655388.4938 | 3197528.562 | 0 | 17820637.6962 | 33160455.4946 | 13335.2143 | 1.3634 | 13071.0248 | 24322.4258 | 266.4705 | 495.8455
1 | 1500 | 707 | 0.045 | 15 | 15 | 7 | 1.7783e-11 | 5spot_SharedNeighbor | CO2 | Porous | Wet | R600a | MinimizeLCOE_Brownfield | IgnoreSilica | 2019 | 75.4616 | 10.9427 | 0.4202 | 4 | 12056.0759 | 21182.5979 | 245.7794 | 431.8359 | 49.569 | 3.105 | 43.4214 | 1634918.2691 | 0 | 2825593.8928 | 0 | 0 | 0 | 0 | 1739599.7432 | 4526081.6908 | 3089143.7556 | 13815337.3516 | 961560.8286 | 5486900.7426 | 5486900.7426 | 6655388.4938 | 3197528.562 | 0 | 20263798.9228 | 35603616.7212 | 17782.7941 | 1.6808 | 12056.0759 | 21182.5979 | 245.7794 | 431.8359
1 | 1500 | 707 | 0.045 | 15 | 15 | 7 | 2.3714e-11 | 5spot_SharedNeighbor | CO2 | Porous | Wet | R600a | MinimizeLCOE_Brownfield | IgnoreSilica | 2019 | 93.8265 | 13.5805 | 0.4805 | 4 | 11748.5887 | 19729.8382 | 239.5109 | 402.2194 | 48.3224 | 2.927 | 56.0445 | 1842131.351 | 0 | 3366390.9211 | 0 | 0 | 0 | 0 | 2031323.6861 | 5285087.5494 | 3607180.8502 | 16132114.3578 | 961560.8286 | 5486900.7426 | 5486900.7426 | 6655388.4938 | 3197528.562 | 0 | 22580575.929 | 37920393.7274 | 23713.7371 | 1.922 | 11748.5887 | 19729.8382 | 239.5109 | 402.2194
1 | 1500 | 707 | 0.045 | 15 | 15 | 7 | 3.1623e-11 | 5spot_SharedNeighbor | CO2 | Porous | Wet | R600a | MinimizeLCOE_Brownfield | IgnoreSilica | 2019 | 93.689 | 13.5579 | 0.47985 | 4 | 11753.8485 | 19745.7602 | 239.6181 | 402.544 | 48.32 | 2.9277 | 76.3935 | 1840198.7755 | 0 | 3361856.6375 | 0 | 0 | 0 | 0 | 2028801.6111 | 5278525.6275 | 3602702.2036 | 16112084.8552 | 961560.8286 | 5486900.7426 | 5486900.7426 | 6655388.4938 | 3197528.562 | 0 | 22560546.4264 | 37900364.2248 | 31622.7766 | 1.9194 | 11753.8485 | 19745.7602 | 239.6181 | 402.544
1 | 1500 | 707 | 0.045 | 15 | 15 | 7 | 4.217e-11 | 5spot_SharedNeighbor | CO2 | Porous | Wet | R600a | MinimizeLCOE_Brownfield | IgnoreSilica | 2019 | 93.5964 | 13.5422 | 0.47938 | 4 | 11758.0779 | 19757.8178 | 239.7043 | 402.7898 | 48.3167 | 2.9281 | 78.6945 | 1838820.8881 | 0 | 3358725.0421 | 0 | 0 | 0 | 0 | 2027042.9128 | 5273949.8554 | 3599579.1451 | 16098117.8434 | 961560.8286 | 5486900.7426 | 5486900.7426 | 6655388.4938 | 3197528.562 | 0 | 22546579.4146 | 37886397.2131 | 42169.6503 | 1.9175 | 11758.0779 | 19757.8178 | 239.7043 | 402.7898
1 | 1500 | 707 | 0.045 | 15 | 15 | 7 | 5.6234e-11 | 5spot_SharedNeighbor | CO2 | Porous | Wet | R600a | MinimizeLCOE_Brownfield | IgnoreSilica | 2019 | 93.5233 | 13.5299 | 0.47901 | 4 | 11761.4569 | 19767.4145 | 239.7732 | 402.9855 | 48.314 | 2.9284 | 82.7141 | 1837730.2892 | 0 | 3356252.4578 | 0 | 0 | 0 | 0 | 2025653.2713 | 5270334.2934 | 3597111.4498 | 16087081.7614 | 961560.8286 | 5486900.7426 | 5486900.7426 | 6655388.4938 | 3197528.562 | 0 | 22535543.3326 | 37875361.1311 | 56234.1325 | 1.9161 | 11761.4569 | 19767.4145 | 239.7732 | 402.9855
1 | 1500 | 707 | 0.045 | 15 | 15 | 7 | 7.4989e-11 | 5spot_SharedNeighbor | CO2 | Porous | Wet | R600a | MinimizeLCOE_Brownfield | IgnoreSilica | 2019 | 93.4675 | 13.5205 | 0.47872 | 4 | 11764.1293 | 19774.9096 | 239.8277 | 403.1383 | 48.3118 | 2.9286 | 66.181 | 1836890.7768 | 0 | 3354363.9331 | 0 | 0 | 0 | 0 | 2024589.3369 | 5267566.1542 | 3595222.1379 | 16078632.3389 | 961560.8286 | 5486900.7426 | 5486900.7426 | 6655388.4938 | 3197528.562 | 0 | 22527093.9101 | 37866911.7085 | 74989.4209 | 1.9149 | 11764.1293 | 19774.9096 | 239.8277 | 403.1383
1 | 1500 | 707 | 0.045 | 15 | 15 | 7 | 1e-10 | 5spot_SharedNeighbor | CO2 | Porous | Wet | R600a | MinimizeLCOE_Brownfield | IgnoreSilica | 2019 | 93.4092 | 13.511 | 0.47846 | 4 | 11766.2211 | 19781.3982 | 239.8703 | 403.2706 | 48.3113 | 2.9289 | 71.2338 | 1836090.6174 | 0 | 3352466.8046 | 0 | 0 | 0 | 0 | 2023537.3946 | 5264829.2161 | 3593354.1214 | 16070278.1542 | 961560.8286 | 5486900.7426 | 5486900.7426 | 6655388.4938 | 3197528.562 | 0 | 22518739.7254 | 37858557.5238 | 100000 | 1.9138 | 11766.2211 | 19781.3982 | 239.8703 | 403.2706
1 | 1500 | 707 | 0.045 | 15 | 15 | 7 | 1.3335e-10 | 5spot_SharedNeighbor | CO2 | Porous | Wet | R600a | MinimizeLCOE_Brownfield | IgnoreSilica | 2019 | 93.3749 | 13.5052 | 0.47829 | 4 | 11767.8435 | 19785.9605 | 239.9034 | 403.3636 | 48.31 | 2.9291 | 68.165 | 1835579.1527 | 0 | 3351314.6829 | 0 | 0 | 0 | 0 | 2022888.5959 | 5263141.175 | 3592201.9987 | 16065125.6052 | 961560.8286 | 5486900.7426 | 5486900.7426 | 6655388.4938 | 3197528.562 | 0 | 22513587.1764 | 37853404.9748 | 133352.1432 | 1.9131 | 11767.8435 | 19785.9605 | 239.9034 | 403.3636
1 | 1500 | 707 | 0.045 | 15 | 15 | 7 | 1.7783e-10 | 5spot_SharedNeighbor | CO2 | Porous | Wet | R600a | MinimizeLCOE_Brownfield | IgnoreSilica | 2019 | 93.3406 | 13.4997 | 0.47813 | 4 | 11769.0923 | 19789.8064 | 239.9289 | 403.442 | 48.3097 | 2.9293 | 74.4586 | 1835108.5803 | 0 | 3350202.7626 | 0 | 0 | 0 | 0 | 2022271.4237 | 5261535.4197 | 3591106.0377 | 16060224.2239 | 961560.8286 | 5486900.7426 | 5486900.7426 | 6655388.4938 | 3197528.562 | 0 | 22508685.7952 | 37848503.5936 | 177827.941 | 1.9125 | 11769.0923 | 19789.8064 | 239.9289 | 403.442
1 | 1500 | 707 | 0.045 | 15 | 15 | 7 | 2.3714e-10 | 5spot_SharedNeighbor | CO2 | Porous | Wet | R600a | MinimizeLCOE_Brownfield | IgnoreSilica | 2019 | 93.3212 | 13.4964 | 0.47803 | 4 | 11770.0478 | 19792.4594 | 239.9483 | 403.4961 | 48.3089 | 2.9293 | 73.3075 | 1834815.5063 | 0 | 3349547.9443 | 0 | 0 | 0 | 0 | 2021901.7457 | 5260573.5932 | 3590449.5714 | 16057288.3608 | 961560.8286 | 5486900.7426 | 5486900.7426 | 6655388.4938 | 3197528.562 | 0 | 22505749.932 | 37845567.7304 | 237137.3706 | 1.9121 | 11770.0478 | 19792.4594 | 239.9483 | 403.4961
1 | 1500 | 707 | 0.045 | 15 | 15 | 7 | 3.1623e-10 | 5spot_SharedNeighbor | CO2 | Porous | Wet | R600a | MinimizeLCOE_Brownfield | IgnoreSilica | 2019 | 93.3017 | 13.4933 | 0.47794 | 4 | 11770.7753 | 19794.6765 | 239.9632 | 403.5413 | 48.3087 | 2.9294 | 71.895 | 1834546.9927 | 0 | 3348916.5699 | 0 | 0 | 0 | 0 | 2021550.7894 | 5259660.477 | 3589826.3508 | 16054501.1798 | 961560.8286 | 5486900.7426 | 5486900.7426 | 6655388.4938 | 3197528.562 | 0 | 22502962.751 | 37842780.5494 | 316227.766 | 1.9118 | 11770.7753 | 19794.6765 | 239.9632 | 403.5413
1 | 1500 | 707 | 0.045 | 15 | 15 | 7 | 4.217e-10 | 5spot_SharedNeighbor | CO2 | Porous | Wet | R600a | MinimizeLCOE_Brownfield | IgnoreSilica | 2019 | 93.2823 | 13.4902 | 0.47786 | 4 | 11771.3273 | 19796.5583 | 239.9744 | 403.5796 | 48.3089 | 2.9296 | 69.3381 | 1834297.2989 | 0 | 3348302.9876 | 0 | 0 | 0 | 0 | 2021214.1118 | 5258784.5108 | 3589228.4858 | 16051827.3949 | 961560.8286 | 5486900.7426 | 5486900.7426 | 6655388.4938 | 3197528.562 | 0 | 22500288.9661 | 37840106.7646 | 421696.5034 | 1.9114 | 11771.3273 | 19796.5583 | 239.9744 | 403.5796
1 | 1500 | 707 | 0.045 | 15 | 15 | 7 | 5.6234e-10 | 5spot_SharedNeighbor | CO2 | Porous | Wet | R600a | MinimizeLCOE_Brownfield | IgnoreSilica | 2019 | 93.2823 | 13.49 | 0.47784 | 4 | 11771.7447 | 19797.3542 | 239.9829 | 403.5958 | 48.308 | 2.9295 | 70.0325 | 1834253.0861 | 0 | 3348262.2021 | 0 | 0 | 0 | 0 | 2021180.9624 | 5258698.263 | 3589169.6199 | 16051564.1335 | 961560.8286 | 5486900.7426 | 5486900.7426 | 6655388.4938 | 3197528.562 | 0 | 22500025.7047 | 37839843.5031 | 562341.3252 | 1.9114 | 11771.7447 | 19797.3542 | 239.9829 | 403.5958
1 | 1500 | 707 | 0.045 | 15 | 15 | 7 | 7.4989e-10 | 5spot_SharedNeighbor | CO2 | Porous | Wet | R600a | MinimizeLCOE_Brownfield | IgnoreSilica | 2019 | 93.2823 | 13.4899 | 0.47782 | 4 | 11772.06 | 19797.9551 | 239.9894 | 403.6081 | 48.3072 | 2.9295 | 69.721 | 1834219.7425 | 0 | 3348231.5254 | 0 | 0 | 0 | 0 | 2021155.9945 | 5258633.3016 | 3589125.2824 | 16051365.8464 | 961560.8286 | 5486900.7426 | 5486900.7426 | 6655388.4938 | 3197528.562 | 0 | 22499827.4176 | 37839645.216 | 749894.2093 | 1.9113 | 11772.06 | 19797.9551 | 239.9894 | 403.6081
1 | 1500 | 707 | 0.045 | 15 | 15 | 7 | 1e-09 | 5spot_SharedNeighbor | CO2 | Porous | Wet | R600a | MinimizeLCOE_Brownfield | IgnoreSilica | 2019 | 93.2675 | 13.4876 | 0.47777 | 4 | 11772.2974 | 19799.0394 | 239.9942 | 403.6302 | 48.3078 | 2.9296 | 77.5978 | 1834049.0425 | 0 | 3347782.3459 | 0 | 0 | 0 | 0 | 2020914.2415 | 5258004.3098 | 3588695.9826 | 16049445.9223 | 961560.8286 | 5486900.7426 | 5486900.7426 | 6655388.4938 | 3197528.562 | 0 | 22497907.4935 | 37837725.292 | 1000000 | 1.9111 | 11772.2974 | 19799.0394 | 239.9942 | 403.6302
1 | 1500 | 707 | 0.045 | 15 | 15 | 7 | 1.3335e-09 | 5spot_SharedNeighbor | CO2 | Porous | Wet | R600a | MinimizeLCOE_Brownfield | IgnoreSilica | 2019 | 93.2675 | 13.4875 | 0.47776 | 4 | 11772.4762 | 19799.38 | 239.9979 | 403.6371 | 48.3074 | 2.9295 | 77.3219 | 1834030.1644 | 0 | 3347765.0407 | 0 | 0 | 0 | 0 | 2020900.13 | 5257967.5946 | 3588670.9237 | 16049333.8533 | 961560.8286 | 5486900.7426 | 5486900.7426 | 6655388.4938 | 3197528.562 | 0 | 22497795.4245 | 37837613.223 | 1333521.4322 | 1.9111 | 11772.4762 | 19799.38 | 239.9979 | 403.6371
1 | 1500 | 707 | 0.045 | 15 | 15 | 7 | 1.7783e-09 | 5spot_SharedNeighbor | CO2 | Porous | Wet | R600a | MinimizeLCOE_Brownfield | IgnoreSilica | 2019 | 93.2675 | 13.4875 | 0.47776 | 4 | 11772.6107 | 19799.6362 | 240.0006 | 403.6424 | 48.3071 | 2.9295 | 76.5734 | 1834015.9736 | 0 | 3347752.0474 | 0 | 0 | 0 | 0 | 2020889.5282 | 5257940.0109 | 3588652.0973 | 16049249.6575 | 961560.8286 | 5486900.7426 | 5486900.7426 | 6655388.4938 | 3197528.562 | 0 | 22497711.2287 | 37837529.0271 | 1778279.41 | 1.911 | 11772.6107 | 19799.6362 | 240.0006 | 403.6424
1 | 1500 | 707 | 0.045 | 15 | 15 | 7 | 2.3714e-09 | 5spot_SharedNeighbor | CO2 | Porous | Wet | R600a | MinimizeLCOE_Brownfield | IgnoreSilica | 2019 | 93.2675 | 13.4874 | 0.47775 | 4 | 11772.7118 | 19799.8288 | 240.0027 | 403.6463 | 48.3068 | 2.9295 | 76.8228 | 1834005.3128 | 0 | 3347742.2947 | 0 | 0 | 0 | 0 | 2020881.5669 | 5257919.2973 | 3588637.9599 | 16049186.4316 | 961560.8286 | 5486900.7426 | 5486900.7426 | 6655388.4938 | 3197528.562 | 0 | 22497648.0028 | 37837465.8012 | 2371373.7057 | 1.911 | 11772.7118 | 19799.8288 | 240.0027 | 403.6463
1 | 1500 | 707 | 0.045 | 15 | 15 | 7 | 3.1623e-09 | 5spot_SharedNeighbor | CO2 | Porous | Wet | R600a | MinimizeLCOE_Brownfield | IgnoreSilica | 2019 | 93.248 | 13.4846 | 0.4777 | 4 | 11772.7876 | 19800.8027 | 240.0042 | 403.6661 | 48.3082 | 2.9297 | 77.4048 | 1833806.2147 | 0 | 3347175.7142 | 0 | 0 | 0 | 0 | 2020582.9523 | 5257142.3633 | 3588107.6864 | 16046814.931 | 961560.8286 | 5486900.7426 | 5486900.7426 | 6655388.4938 | 3197528.562 | 0 | 22495276.5022 | 37835094.3006 | 3162277.6602 | 1.9108 | 11772.7876 | 19800.8027 | 240.0042 | 403.6661
1 | 1500 | 707 | 0.045 | 15 | 15 | 7 | 4.217e-09 | 5spot_SharedNeighbor | CO2 | Porous | Wet | R600a | MinimizeLCOE_Brownfield | IgnoreSilica | 2019 | 93.248 | 13.4846 | 0.47769 | 4 | 11772.8446 | 19800.9111 | 240.0054 | 403.6684 | 48.308 | 2.9297 | 74.9814 | 1833800.2109 | 0 | 3347170.2287 | 0 | 0 | 0 | 0 | 2020578.4714 | 5257130.705 | 3588099.7294 | 16046779.3453 | 961560.8286 | 5486900.7426 | 5486900.7426 | 6655388.4938 | 3197528.562 | 0 | 22495240.9165 | 37835058.715 | 4216965.0343 | 1.9108 | 11772.8446 | 19800.9111 | 240.0054 | 403.6684
1 | 1500 | 707 | 0.045 | 15 | 15 | 7 | 5.6234e-09 | 5spot_SharedNeighbor | CO2 | Porous | Wet | R600a | MinimizeLCOE_Brownfield | IgnoreSilica | 2019 | 93.248 | 13.4846 | 0.47769 | 4 | 11772.8873 | 19800.9926 | 240.0062 | 403.67 | 48.3079 | 2.9297 | 74.8159 | 1833795.7051 | 0 | 3347166.1135 | 0 | 0 | 0 | 0 | 2020575.1093 | 5257121.9573 | 3588093.7589 | 16046752.6442 | 961560.8286 | 5486900.7426 | 5486900.7426 | 6655388.4938 | 3197528.562 | 0 | 22495214.2154 | 37835032.0138 | 5623413.2519 | 1.9108 | 11772.8873 | 19800.9926 | 240.0062 | 403.67
1 | 1500 | 707 | 0.045 | 15 | 15 | 7 | 7.4989e-09 | 5spot_SharedNeighbor | CO2 | Porous | Wet | R600a | MinimizeLCOE_Brownfield | IgnoreSilica | 2019 | 93.248 | 13.4845 | 0.47769 | 4 | 11772.9194 | 19801.0537 | 240.0069 | 403.6713 | 48.3079 | 2.9297 | 74.131 | 1833792.3244 | 0 | 3347163.0266 | 0 | 0 | 0 | 0 | 2020572.5869 | 5257115.3947 | 3588089.2798 | 16046732.6123 | 961560.8286 | 5486900.7426 | 5486900.7426 | 6655388.4938 | 3197528.562 | 0 | 22495194.1835 | 37835011.9819 | 7498942.0933 | 1.9108 | 11772.9194 | 19801.0537 | 240.0069 | 403.6713
1 | 1500 | 707 | 0.045 | 15 | 15 | 7 | 1e-08 | 5spot_SharedNeighbor | CO2 | Porous | Wet | R600a | MinimizeLCOE_Brownfield | IgnoreSilica | 2019 | 93.248 | 13.4845 | 0.47769 | 4 | 11772.9435 | 19801.0995 | 240.0074 | 403.6722 | 48.3078 | 2.9297 | 75.5552 | 1833789.7881 | 0 | 3347160.7113 | 0 | 0 | 0 | 0 | 2020570.6948 | 5257110.4717 | 3588085.9198 | 16046717.5856 | 961560.8286 | 5486900.7426 | 5486900.7426 | 6655388.4938 | 3197528.562 | 0 | 22495179.1568 | 37834996.9552 | 10000000 | 1.9108 | 11772.9435 | 19801.0995 | 240.0074 | 403.6722
1 | 1600 | 707 | 0.045 | 15 | 15 | 7 | 1e-13 | 5spot_SharedNeighbor | CO2 | Porous | Wet | R600a | MinimizeLCOE_Brownfield | IgnoreSilica | 2019 | 0.60417 | 0.053918 | 0.0018537 | 4 | 966454.4076 | 3125237.5795 | 19702.4803 | 63712.1953 | 44.7748 | 3.3883 | 29.4707 | 48433.987 | 0 | 46211.9382 | 0 | 0 | 0 | 20331.2289 | 44841.0901 | 116667.3182 | 79627.842 | 356113.4043 | 961560.8286 | 5848359.5185 | 5848359.5185 | 6843374.6835 | 3315138.9113 | 0 | 7166033.7515 | 23172906.8648 | 100 | 0.0074148 | 966454.4076 | 3125237.5795 | 19702.4803 | 63712.1953
1 | 1600 | 707 | 0.045 | 15 | 15 | 7 | 1.3335e-13 | 5spot_SharedNeighbor | CO2 | Porous | Wet | R600a | MinimizeLCOE_Brownfield | IgnoreSilica | 2019 | 0.81087 | 0.082529 | 0.0028967 | 4 | 627883.0916 | 2009364.5837 | 12800.2461 | 40963.6149 | 46.5689 | 3.5038 | 43.518 | 63135.8234 | 0 | 62233.5483 | 0 | 0 | 0 | 24828.412 | 58577.1356 | 152405.6911 | 104020.0158 | 465200.6261 | 961560.8286 | 5848359.5185 | 5848359.5185 | 6843374.6835 | 3315138.9113 | 0 | 7275120.9733 | 23281994.0866 | 133.3521 | 0.011587 | 627883.0916 | 2009364.5837 | 12800.2461 | 40963.6149
1 | 1600 | 707 | 0.045 | 15 | 15 | 7 | 1.7783e-13 | 5spot_SharedNeighbor | CO2 | Porous | Wet | R600a | MinimizeLCOE_Brownfield | IgnoreSilica | 2019 | 1.068 | 0.11905 | 0.0043402 | 4 | 426162.6103 | 1348166.7721 | 8687.9012 | 27484.2032 | 48.0776 | 3.5879 | 78.5642 | 79976.5507 | 0 | 81092.1547 | 0 | 0 | 0 | 28993.1337 | 74124.1173 | 192855.7481 | 131628.0109 | 588669.7154 | 961560.8286 | 5848359.5185 | 5848359.5185 | 6843374.6835 | 3315138.9113 | 0 | 7398590.0625 | 23405463.1758 | 177.8279 | 0.017361 | 426162.6103 | 1348166.7721 | 8687.9012 | 27484.2032
1 | 1600 | 707 | 0.045 | 15 | 15 | 7 | 2.3714e-13 | 5spot_SharedNeighbor | CO2 | Porous | Wet | R600a | MinimizeLCOE_Brownfield | IgnoreSilica | 2019 | 1.418 | 0.16902 | 0.0063184 | 4 | 298996.6017 | 932337.8198 | 6095.4501 | 19006.9675 | 49.4325 | 3.655 | 109.4201 | 101049.5695 | 0 | 105360.4048 | 0 | 0 | 0 | 34716.1412 | 94039.1851 | 244670.6695 | 166992.7594 | 746828.7296 | 961560.8286 | 5848359.5185 | 5848359.5185 | 6843374.6835 | 3315138.9113 | 0 | 7556749.0767 | 23563622.19 | 237.1374 | 0.025274 | 298996.6017 | 932337.8198 | 6095.4501 | 19006.9675
1 | 1600 | 707 | 0.045 | 15 | 15 | 7 | 3.1623e-13 | 5spot_SharedNeighbor | CO2 | Porous | Wet | R600a | MinimizeLCOE_Brownfield | IgnoreSilica | 2019 | 1.8653 | 0.23362 | 0.0089911 | 4 | 215268.5047 | 660343.419 | 4388.5396 | 13461.9938 | 50.5442 | 3.705 | 146.4815 | 125761.4024 | 0 | 134644.3762 | 0 | 0 | 0 | 40535.7902 | 117367.2118 | 305365.4099 | 208418.1669 | 932092.3573 | 961560.8286 | 5848359.5185 | 5848359.5185 | 6843374.6835 | 3315138.9113 | 0 | 7742012.7045 | 23748885.8178 | 316.2278 | 0.035964 | 215268.5047 | 660343.419 | 4388.5396 | 13461.9938
1 | 1600 | 707 | 0.045 | 15 | 15 | 7 | 4.217e-13 | 5spot_SharedNeighbor | CO2 | Porous | Wet | R600a | MinimizeLCOE_Brownfield | IgnoreSilica | 2019 | 2.4488 | 0.31831 | 0.012582 | 4 | 158280.2538 | 476342.9108 | 3226.7571 | 9710.8945 | 51.4621 | 3.7433 | 198.6395 | 155370.4741 | 0 | 170739.0261 | 0 | 0 | 0 | 47033.1779 | 145525.6444 | 378627.8754 | 258421.305 | 1155717.5029 | 961560.8286 | 5848359.5185 | 5848359.5185 | 6843374.6835 | 3315138.9113 | 0 | 7965637.8501 | 23972510.9634 | 421.6965 | 0.050326 | 158280.2538 | 476342.9108 | 3226.7571 | 9710.8945
1 | 1600 | 707 | 0.045 | 15 | 15 | 7 | 5.6234e-13 | 5spot_SharedNeighbor | CO2 | Porous | Wet | R600a | MinimizeLCOE_Brownfield | IgnoreSilica | 2019 | 3.1808 | 0.4253 | 0.017352 | 4 | 118452.8691 | 349070.7813 | 2414.822 | 7116.28 | 52.185 | 3.7716 | 50.8242 | 189564.2704 | 0 | 213589.4668 | 0 | 0 | 0 | 52647.1377 | 177762.3412 | 462501.1477 | 315666.5367 | 1411730.9005 | 961560.8286 | 5848359.5185 | 5848359.5185 | 6843374.6835 | 3315138.9113 | 0 | 8221651.2476 | 24228524.3609 | 562.3413 | 0.069409 | 118452.8691 | 349070.7813 | 2414.822 | 7116.28
1 | 1600 | 707 | 0.045 | 15 | 15 | 7 | 7.4989e-13 | 5spot_SharedNeighbor | CO2 | Porous | Wet | R600a | MinimizeLCOE_Brownfield | IgnoreSilica | 2019 | 4.1554 | 0.56772 | 0.023719 | 4 | 90022.2269 | 258734.0669 | 1835.2249 | 5274.6439 | 52.7823 | 3.7938 | 51.5847 | 231504.2354 | 0 | 267597.9636 | 0 | 0 | 0 | 59818.2598 | 217978.9789 | 567136.5895 | 387082.3758 | 1731118.403 | 961560.8286 | 5848359.5185 | 5848359.5185 | 6843374.6835 | 3315138.9113 | 0 | 8541038.7502 | 24547911.8635 | 749.8942 | 0.094877 | 90022.2269 | 258734.0669 | 1835.2249 | 5274.6439
1 | 1600 | 707 | 0.045 | 15 | 15 | 7 | 1e-12 | 5spot_SharedNeighbor | CO2 | Porous | Wet | R600a | MinimizeLCOE_Brownfield | IgnoreSilica | 2019 | 5.3876 | 0.74845 | 0.03212 | 4 | 69358.6117 | 193945.2644 | 1413.9691 | 3953.8365 | 53.2447 | 3.8097 | 51.632 | 280390.856 | 0 | 332289.9534 | 0 | 0 | 0 | 65746.9857 | 264586.8401 | 688400.6838 | 469847.6119 | 2101262.9311 | 961560.8286 | 5848359.5185 | 5848359.5185 | 6843374.6835 | 3315138.9113 | 0 | 8911183.2783 | 24918056.3916 | 1000 | 0.12848 | 69358.6117 | 193945.2644 | 1413.9691 | 3953.8365
1 | 1600 | 707 | 0.045 | 15 | 15 | 7 | 1.3335e-12 | 5spot_SharedNeighbor | CO2 | Porous | Wet | R600a | MinimizeLCOE_Brownfield | IgnoreSilica | 2019 | 6.9493 | 0.97794 | 0.043146 | 4 | 54136.5539 | 146885.1949 | 1103.6469 | 2994.4534 | 53.604 | 3.8216 | 49.1356 | 337669.235 | 0 | 410050.3606 | 0 | 0 | 0 | 70149.698 | 318969.0245 | 829891.9722 | 566418.3236 | 2533148.614 | 961560.8286 | 5848359.5185 | 5848359.5185 | 6843374.6835 | 3315138.9113 | 0 | 9343068.9611 | 25349942.0744 | 1333.5214 | 0.17258 | 54136.5539 | 146885.1949 | 1103.6469 | 2994.4534
1 | 1600 | 707 | 0.045 | 15 | 15 | 7 | 1.7783e-12 | 5spot_SharedNeighbor | CO2 | Porous | Wet | R600a | MinimizeLCOE_Brownfield | IgnoreSilica | 2019 | 8.9102 | 1.2667 | 0.057522 | 4 | 42769.3868 | 112338.0406 | 871.9118 | 2290.1629 | 53.8782 | 3.8299 | 40.9538 | 404276.9181 | 0 | 502797.3957 | 0 | 0 | 0 | 71462.9806 | 381629.5448 | 992921.7927 | 677689.526 | 3030778.158 | 961560.8286 | 5848359.5185 | 5848359.5185 | 6843374.6835 | 3315138.9113 | 0 | 9840698.5052 | 25847571.6185 | 1778.2794 | 0.23009 | 42769.3868 | 112338.0406 | 871.9118 | 2290.1629
1 | 1600 | 707 | 0.045 | 15 | 15 | 7 | 2.3714e-12 | 5spot_SharedNeighbor | CO2 | Porous | Wet | R600a | MinimizeLCOE_Brownfield | IgnoreSilica | 2019 | 11.3346 | 1.6245 | 0.076073 | 4 | 34181.9494 | 86785.9451 | 696.8453 | 1769.2489 | 54.0819 | 3.8348 | 40.6744 | 480717.7276 | 0 | 611905.1396 | 0 | 0 | 0 | 66890.5719 | 452210.2412 | 1176558.2866 | 803025.2065 | 3591307.1734 | 961560.8286 | 5848359.5185 | 5848359.5185 | 6843374.6835 | 3315138.9113 | 0 | 10401227.5206 | 26408100.6339 | 2371.3737 | 0.30429 | 34181.9494 | 86785.9451 | 696.8453 | 1769.2489
1 | 1600 | 707 | 0.045 | 15 | 15 | 7 | 3.1623e-12 | 5spot_SharedNeighbor | CO2 | Porous | Wet | R600a | MinimizeLCOE_Brownfield | IgnoreSilica | 2019 | 13.305 | 1.9223 | 0.096497 | 4 | 27595.6889 | 69065.3665 | 562.5754 | 1407.9909 | 54.1873 | 3.8363 | 71.4885 | 539200.1496 | 0 | 697095.7866 | 0 | 0 | 0 | 4072.1317 | 483743.5465 | 1258601.4785 | 859021.3707 | 3841734.4636 | 961560.8286 | 5848359.5185 | 5848359.5185 | 6843374.6835 | 3315138.9113 | 0 | 10651654.8108 | 26658527.9241 | 3162.2777 | 0.38599 | 27595.6889 | 69065.3665 | 562.5754 | 1407.9909
1 | 1600 | 707 | 0.045 | 15 | 15 | 7 | 4.217e-12 | 5spot_SharedNeighbor | CO2 | Porous | Wet | R600a | MinimizeLCOE_Brownfield | IgnoreSilica | 2019 | 17.6921 | 2.5675 | 0.1289 | 4 | 22452.3583 | 53497.6358 | 457.7217 | 1090.6217 | 54.3177 | 3.8348 | 37.0299 | 660636.8423 | 0 | 878295.445 | 0 | 0 | 0 | 0 | 600183.5921 | 1561554.592 | 1065793.0958 | 4766463.5672 | 961560.8286 | 5848359.5185 | 5848359.5185 | 6843374.6835 | 3315138.9113 | 0 | 11576383.9143 | 27583257.0276 | 4216.965 | 0.5156 | 22452.3583 | 53497.6358 | 457.7217 | 1090.6217
1 | 1600 | 707 | 0.045 | 15 | 15 | 7 | 5.6234e-12 | 5spot_SharedNeighbor | CO2 | Porous | Wet | R600a | MinimizeLCOE_Brownfield | IgnoreSilica | 2019 | 23.5434 | 3.4278 | 0.17158 | 4 | 18565.9799 | 41889.1577 | 378.4926 | 853.9671 | 54.3723 | 3.8262 | 55.4518 | 808734.6728 | 0 | 1106527.2457 | 0 | 0 | 0 | 0 | 746952.1482 | 1943416.2687 | 1326421.5366 | 5932051.8719 | 961560.8286 | 5848359.5185 | 5848359.5185 | 6843374.6835 | 3315138.9113 | 0 | 12741972.2191 | 28748845.3324 | 5623.4133 | 0.68631 | 18565.9799 | 41889.1577 | 378.4926 | 853.9671
1 | 1600 | 707 | 0.045 | 15 | 15 | 7 | 7.4989e-12 | 5spot_SharedNeighbor | CO2 | Porous | Wet | R600a | MinimizeLCOE_Brownfield | IgnoreSilica | 2019 | 31.266 | 4.5635 | 0.22697 | 4 | 15613.9152 | 33245.328 | 318.3108 | 677.751 | 54.3342 | 3.8064 | 43.0923 | 986811.6068 | 0 | 1391213.0008 | 0 | 0 | 0 | 0 | 927429.597 | 2412981.5693 | 1646909.5029 | 7365345.2768 | 961560.8286 | 5848359.5185 | 5848359.5185 | 6843374.6835 | 3315138.9113 | 0 | 14175265.6239 | 30182138.7372 | 7498.9421 | 0.90786 | 15613.9152 | 33245.328 | 318.3108 | 677.751
1 | 1600 | 707 | 0.045 | 15 | 15 | 7 | 1e-11 | 5spot_SharedNeighbor | CO2 | Porous | Wet | R600a | MinimizeLCOE_Brownfield | IgnoreSilica | 2019 | 41.3975 | 6.0541 | 0.29741 | 4 | 13386.2574 | 26841.4593 | 272.897 | 547.1995 | 54.1648 | 3.7679 | 45.3613 | 1198184.91 | 0 | 1744723.4755 | 0 | 0 | 0 | 0 | 1147734.2704 | 2986169.1389 | 2038121.7969 | 9114933.5917 | 961560.8286 | 5848359.5185 | 5848359.5185 | 6843374.6835 | 3315138.9113 | 0 | 15924853.9389 | 31931727.0522 | 10000 | 1.1896 | 13386.2574 | 26841.4593 | 272.897 | 547.1995
1 | 1600 | 707 | 0.045 | 15 | 15 | 7 | 1.3335e-11 | 5spot_SharedNeighbor | CO2 | Porous | Wet | R600a | MinimizeLCOE_Brownfield | IgnoreSilica | 2019 | 54.4519 | 7.9724 | 0.38317 | 4 | 11753.2952 | 22197.1013 | 239.6068 | 452.5179 | 53.7895 | 3.7003 | 53.4842 | 1441334.4871 | 0 | 2176051.9255 | 0 | 0 | 0 | 0 | 1410780.7009 | 3670561.9928 | 2505233.9826 | 11203963.089 | 961560.8286 | 5848359.5185 | 5848359.5185 | 6843374.6835 | 3315138.9113 | 0 | 18013883.4361 | 34020756.5494 | 13335.2143 | 1.5327 | 11753.2952 | 22197.1013 | 239.6068 | 452.5179
1 | 1600 | 707 | 0.045 | 15 | 15 | 7 | 1.7783e-11 | 5spot_SharedNeighbor | CO2 | Porous | Wet | R600a | MinimizeLCOE_Brownfield | IgnoreSilica | 2019 | 70.928 | 10.3851 | 0.48003 | 4 | 10644.1117 | 18980.4756 | 216.9946 | 386.9427 | 53.0703 | 3.5843 | 56.0745 | 1707786.1571 | 0 | 2692279.8688 | 0 | 0 | 0 | 0 | 1716025.7501 | 4464746.9964 | 3047281.5665 | 13628120.3389 | 961560.8286 | 5848359.5185 | 5848359.5185 | 6843374.6835 | 3315138.9113 | 0 | 20438040.686 | 36444913.7993 | 17782.7941 | 1.9201 | 10644.1117 | 18980.4756 | 216.9946 | 386.9427
1 | 1600 | 707 | 0.045 | 15 | 15 | 7 | 2.3714e-11 | 5spot_SharedNeighbor | CO2 | Porous | Wet | R600a | MinimizeLCOE_Brownfield | IgnoreSilica | 2019 | 91.0764 | 13.3134 | 0.57465 | 4 | 10060.4855 | 17024.2241 | 205.0966 | 347.0618 | 51.8123 | 3.394 | 52.4474 | 1975612.3783 | 0 | 3292004.6017 | 0 | 0 | 0 | 0 | 2054370.6222 | 5345050.9497 | 3648107.103 | 16315145.6549 | 961560.8286 | 5848359.5185 | 5848359.5185 | 6843374.6835 | 3315138.9113 | 0 | 23125066.002 | 39131939.1153 | 23713.7371 | 2.2986 | 10060.4855 | 17024.2241 | 205.0966 | 347.0618
1 | 1600 | 707 | 0.045 | 15 | 15 | 7 | 3.1623e-11 | 5spot_SharedNeighbor | CO2 | Porous | Wet | R600a | MinimizeLCOE_Brownfield | IgnoreSilica | 2019 | 101.4628 | 14.8087 | 0.61026 | 4 | 9994.4477 | 16551.8733 | 203.7503 | 337.4323 | 50.9912 | 3.2745 | 72.245 | 2088032.8449 | 0 | 3590167.6753 | 0 | 0 | 0 | 0 | 2214498.2029 | 5761670.0678 | 3932458.2117 | 17586827.0025 | 961560.8286 | 5848359.5185 | 5848359.5185 | 6843374.6835 | 3315138.9113 | 0 | 24396747.3497 | 40403620.463 | 31622.7766 | 2.441 | 9994.4477 | 16551.8733 | 203.7503 | 337.4323
1 | 1600 | 707 | 0.045 | 15 | 15 | 7 | 4.217e-11 | 5spot_SharedNeighbor | CO2 | Porous | Wet | R600a | MinimizeLCOE_Brownfield | IgnoreSilica | 2019 | 101.3481 | 14.7892 | 0.60959 | 4 | 9998.245 | 16562.8202 | 203.8277 | 337.6555 | 50.988 | 3.2751 | 68.5463 | 2086280.5762 | 0 | 3586330.4912 | 0 | 0 | 0 | 0 | 2212318.3163 | 5755998.4501 | 3928587.2161 | 17569515.0499 | 961560.8286 | 5848359.5185 | 5848359.5185 | 6843374.6835 | 3315138.9113 | 0 | 24379435.3971 | 40386308.5104 | 42169.6503 | 2.4384 | 9998.245 | 16562.8202 | 203.8277 | 337.6555
1 | 1600 | 707 | 0.045 | 15 | 15 | 7 | 5.6234e-11 | 5spot_SharedNeighbor | CO2 | Porous | Wet | R600a | MinimizeLCOE_Brownfield | IgnoreSilica | 2019 | 101.2749 | 14.7763 | 0.60912 | 4 | 10001.2596 | 16570.9397 | 203.8892 | 337.821 | 50.984 | 3.2754 | 70.0859 | 2085070.3251 | 0 | 3583795.9735 | 0 | 0 | 0 | 0 | 2210857.8564 | 5752198.6332 | 3925993.763 | 17557916.5512 | 961560.8286 | 5848359.5185 | 5848359.5185 | 6843374.6835 | 3315138.9113 | 0 | 24367836.8983 | 40374710.0116 | 56234.1325 | 2.4365 | 10001.2596 | 16570.9397 | 203.8892 | 337.821
1 | 1600 | 707 | 0.045 | 15 | 15 | 7 | 7.4989e-11 | 5spot_SharedNeighbor | CO2 | Porous | Wet | R600a | MinimizeLCOE_Brownfield | IgnoreSilica | 2019 | 101.2017 | 14.7639 | 0.6087 | 4 | 10003.6319 | 16577.8282 | 203.9376 | 337.9615 | 50.9822 | 3.2758 | 73.6062 | 2083963.449 | 0 | 3581363.0421 | 0 | 0 | 0 | 0 | 2209477.3315 | 5748606.7906 | 3923542.2566 | 17546952.8699 | 961560.8286 | 5848359.5185 | 5848359.5185 | 6843374.6835 | 3315138.9113 | 0 | 24356873.217 | 40363746.3303 | 74989.4209 | 2.4348 | 10003.6319 | 16577.8282 | 203.9376 | 337.9615
1 | 1600 | 707 | 0.045 | 15 | 15 | 7 | 1e-10 | 5spot_SharedNeighbor | CO2 | Porous | Wet | R600a | MinimizeLCOE_Brownfield | IgnoreSilica | 2019 | 101.148 | 14.7547 | 0.60838 | 4 | 10005.4816 | 16583.0906 | 203.9753 | 338.0687 | 50.9805 | 3.2761 | 78.2008 | 2083135.2563 | 0 | 3579564.531 | 0 | 0 | 0 | 0 | 2208452.9171 | 5745941.4743 | 3921723.1235 | 17538817.3022 | 961560.8286 | 5848359.5185 | 5848359.5185 | 6843374.6835 | 3315138.9113 | 0 | 24348737.6493 | 40355610.7626 | 100000 | 2.4335 | 10005.4816 | 16583.0906 | 203.9753 | 338.0687
1 | 1600 | 707 | 0.045 | 15 | 15 | 7 | 1.3335e-10 | 5spot_SharedNeighbor | CO2 | Porous | Wet | R600a | MinimizeLCOE_Brownfield | IgnoreSilica | 2019 | 101.1091 | 14.748 | 0.60815 | 4 | 10006.9121 | 16587.0737 | 204.0044 | 338.1499 | 50.9791 | 3.2763 | 74.7966 | 2082522.2718 | 0 | 3578251.3917 | 0 | 0 | 0 | 0 | 2207701.7287 | 5743987.0363 | 3920389.1794 | 17532851.6079 | 961560.8286 | 5848359.5185 | 5848359.5185 | 6843374.6835 | 3315138.9113 | 0 | 24342771.955 | 40349645.0683 | 133352.1432 | 2.4326 | 10006.9121 | 16587.0737 | 204.0044 | 338.1499
1 | 1600 | 707 | 0.045 | 15 | 15 | 7 | 1.7783e-10 | 5spot_SharedNeighbor | CO2 | Porous | Wet | R600a | MinimizeLCOE_Brownfield | IgnoreSilica | 2019 | 101.0702 | 14.7416 | 0.60794 | 4 | 10008.0109 | 16590.422 | 204.0268 | 338.2182 | 50.9787 | 3.2765 | 71.8626 | 2081961.8019 | 0 | 3576988.5849 | 0 | 0 | 0 | 0 | 2206990.6508 | 5742136.9574 | 3919126.4625 | 17527204.4575 | 961560.8286 | 5848359.5185 | 5848359.5185 | 6843374.6835 | 3315138.9113 | 0 | 24337124.8046 | 40343997.9179 | 177827.941 | 2.4318 | 10008.0109 | 16590.422 | 204.0268 | 338.2182
1 | 1600 | 707 | 0.045 | 15 | 15 | 7 | 2.3714e-10 | 5spot_SharedNeighbor | CO2 | Porous | Wet | R600a | MinimizeLCOE_Brownfield | IgnoreSilica | 2019 | 101.0554 | 14.7388 | 0.60783 | 4 | 10008.85 | 16592.4997 | 204.0439 | 338.2605 | 50.9772 | 3.2765 | 80.7697 | 2081683.1993 | 0 | 3576447.6541 | 0 | 0 | 0 | 0 | 2206671.0328 | 5741305.377 | 3918558.8918 | 17524666.155 | 961560.8286 | 5848359.5185 | 5848359.5185 | 6843374.6835 | 3315138.9113 | 0 | 24334586.5021 | 40341459.6154 | 237137.3706 | 2.4313 | 10008.85 | 16592.4997 | 204.0439 | 338.2605
1 | 1600 | 707 | 0.045 | 15 | 15 | 7 | 3.1623e-10 | 5spot_SharedNeighbor | CO2 | Porous | Wet | R600a | MinimizeLCOE_Brownfield | IgnoreSilica | 2019 | 101.036 | 14.7355 | 0.60772 | 4 | 10009.4882 | 16594.3424 | 204.057 | 338.2981 | 50.9767 | 3.2766 | 79.9215 | 2081389.6845 | 0 | 3575804.8564 | 0 | 0 | 0 | 0 | 2206305.8709 | 5740355.3006 | 3917910.4452 | 17521766.1575 | 961560.8286 | 5848359.5185 | 5848359.5185 | 6843374.6835 | 3315138.9113 | 0 | 24331686.5047 | 40338559.618 | 316227.766 | 2.4309 | 10009.4882 | 16594.3424 | 204.057 | 338.2981
1 | 1600 | 707 | 0.045 | 15 | 15 | 7 | 4.217e-10 | 5spot_SharedNeighbor | CO2 | Porous | Wet | R600a | MinimizeLCOE_Brownfield | IgnoreSilica | 2019 | 101.0165 | 14.7324 | 0.60762 | 4 | 10009.9719 | 16595.8903 | 204.0668 | 338.3297 | 50.9768 | 3.2768 | 79.4112 | 2081120.2489 | 0 | 3575184.5118 | 0 | 0 | 0 | 0 | 2205958.8567 | 5739452.4407 | 3917294.2247 | 17519010.2828 | 961560.8286 | 5848359.5185 | 5848359.5185 | 6843374.6835 | 3315138.9113 | 0 | 24328930.6299 | 40335803.7432 | 421696.5034 | 2.4305 | 10009.9719 | 16595.8903 | 204.0668 | 338.3297
1 | 1600 | 707 | 0.045 | 15 | 15 | 7 | 5.6234e-10 | 5spot_SharedNeighbor | CO2 | Porous | Wet | R600a | MinimizeLCOE_Brownfield | IgnoreSilica | 2019 | 101.0165 | 14.7321 | 0.60759 | 4 | 10010.3376 | 16596.5872 | 204.0743 | 338.3439 | 50.9756 | 3.2767 | 78.2573 | 2081063.7794 | 0 | 3575132.7858 | 0 | 0 | 0 | 0 | 2205916.6604 | 5739342.6547 | 3917219.2935 | 17518675.1739 | 961560.8286 | 5848359.5185 | 5848359.5185 | 6843374.6835 | 3315138.9113 | 0 | 24328595.521 | 40335468.6343 | 562341.3252 | 2.4303 | 10010.3376 | 16596.5872 | 204.0743 | 338.3439
1 | 1600 | 707 | 0.045 | 15 | 15 | 7 | 7.4989e-10 | 5spot_SharedNeighbor | CO2 | Porous | Wet | R600a | MinimizeLCOE_Brownfield | IgnoreSilica | 2019 | 100.9971 | 14.7291 | 0.60751 | 4 | 10010.6135 | 16597.7388 | 204.0799 | 338.3674 | 50.9764 | 3.2769 | 75.853 | 2080826.6036 | 0 | 3574542.2839 | 0 | 0 | 0 | 0 | 2205593.8661 | 5738502.8101 | 3916646.0823 | 17516111.646 | 961560.8286 | 5848359.5185 | 5848359.5185 | 6843374.6835 | 3315138.9113 | 0 | 24326031.9932 | 40332905.1065 | 749894.2093 | 2.43 | 10010.6135 | 16597.7388 | 204.0799 | 338.3674
1 | 1600 | 707 | 0.045 | 15 | 15 | 7 | 1e-09 | 5spot_SharedNeighbor | CO2 | Porous | Wet | R600a | MinimizeLCOE_Brownfield | IgnoreSilica | 2019 | 100.9971 | 14.7289 | 0.60749 | 4 | 10010.8213 | 16598.1347 | 204.0841 | 338.3754 | 50.9757 | 3.2768 | 76.573 | 2080794.5696 | 0 | 3574513.042 | 0 | 0 | 0 | 0 | 2205569.9685 | 5738440.6335 | 3916603.6456 | 17515921.8593 | 961560.8286 | 5848359.5185 | 5848359.5185 | 6843374.6835 | 3315138.9113 | 0 | 24325842.2064 | 40332715.3197 | 1000000 | 2.43 | 10010.8213 | 16598.1347 | 204.0841 | 338.3754
1 | 1600 | 707 | 0.045 | 15 | 15 | 7 | 1.3335e-09 | 5spot_SharedNeighbor | CO2 | Porous | Wet | R600a | MinimizeLCOE_Brownfield | IgnoreSilica | 2019 | 100.9971 | 14.7288 | 0.60748 | 4 | 10010.9777 | 16598.4327 | 204.0873 | 338.3815 | 50.9752 | 3.2768 | 77.61 | 2080770.4734 | 0 | 3574491.0706 | 0 | 0 | 0 | 0 | 2205552.0022 | 5738393.8887 | 3916571.7412 | 17515779.1761 | 961560.8286 | 5848359.5185 | 5848359.5185 | 6843374.6835 | 3315138.9113 | 0 | 24325699.5232 | 40332572.6365 | 1333521.4322 | 2.4299 | 10010.9777 | 16598.4327 | 204.0873 | 338.3815
1 | 1600 | 707 | 0.045 | 15 | 15 | 7 | 1.7783e-09 | 5spot_SharedNeighbor | CO2 | Porous | Wet | R600a | MinimizeLCOE_Brownfield | IgnoreSilica | 2019 | 100.9971 | 14.7287 | 0.60747 | 4 | 10011.0953 | 16598.6567 | 204.0897 | 338.3861 | 50.9748 | 3.2768 | 76.4304 | 2080752.3619 | 0 | 3574474.57 | 0 | 0 | 0 | 0 | 2205538.5035 | 5738358.7679 | 3916547.7706 | 17515671.9739 | 961560.8286 | 5848359.5185 | 5848359.5185 | 6843374.6835 | 3315138.9113 | 0 | 24325592.321 | 40332465.4343 | 1778279.41 | 2.4299 | 10011.0953 | 16598.6567 | 204.0897 | 338.3861
1 | 1600 | 707 | 0.045 | 15 | 15 | 7 | 2.3714e-09 | 5spot_SharedNeighbor | CO2 | Porous | Wet | R600a | MinimizeLCOE_Brownfield | IgnoreSilica | 2019 | 100.9971 | 14.7287 | 0.60746 | 4 | 10011.1837 | 16598.825 | 204.0915 | 338.3895 | 50.9745 | 3.2767 | 76.6669 | 2080738.7566 | 0 | 3574462.1828 | 0 | 0 | 0 | 0 | 2205528.3664 | 5738332.3932 | 3916529.7693 | 17515591.4682 | 961560.8286 | 5848359.5185 | 5848359.5185 | 6843374.6835 | 3315138.9113 | 0 | 24325511.8153 | 40332384.9286 | 2371373.7057 | 2.4298 | 10011.1837 | 16598.825 | 204.0915 | 338.3895
1 | 1600 | 707 | 0.045 | 15 | 15 | 7 | 3.1623e-09 | 5spot_SharedNeighbor | CO2 | Porous | Wet | R600a | MinimizeLCOE_Brownfield | IgnoreSilica | 2019 | 100.9776 | 14.7258 | 0.6074 | 4 | 10011.25 | 16599.5773 | 204.0929 | 338.4048 | 50.9759 | 3.277 | 75.3396 | 2080533.9581 | 0 | 3573901.3654 | 0 | 0 | 0 | 0 | 2205229.7761 | 5737555.5227 | 3915999.5392 | 17513220.1615 | 961560.8286 | 5848359.5185 | 5848359.5185 | 6843374.6835 | 3315138.9113 | 0 | 24323140.5087 | 40330013.622 | 3162277.6602 | 2.4296 | 10011.25 | 16599.5773 | 204.0929 | 338.4048
1 | 1600 | 707 | 0.045 | 15 | 15 | 7 | 4.217e-09 | 5spot_SharedNeighbor | CO2 | Porous | Wet | R600a | MinimizeLCOE_Brownfield | IgnoreSilica | 2019 | 100.9823 | 14.7265 | 0.6074 | 4 | 10011.2998 | 16599.523 | 204.0939 | 338.4037 | 50.9754 | 3.2769 | 85.7185 | 2080572.6293 | 0 | 3574025.7105 | 0 | 0 | 0 | 0 | 2205293.3525 | 5737720.9354 | 3916112.4368 | 17513725.0644 | 961560.8286 | 5848359.5185 | 5848359.5185 | 6843374.6835 | 3315138.9113 | 0 | 24323645.4116 | 40330518.5249 | 4216965.0343 | 2.4296 | 10011.2998 | 16599.523 | 204.0939 | 338.4037
1 | 1600 | 707 | 0.045 | 15 | 15 | 7 | 5.6234e-09 | 5spot_SharedNeighbor | CO2 | Porous | Wet | R600a | MinimizeLCOE_Brownfield | IgnoreSilica | 2019 | 100.9823 | 14.7264 | 0.6074 | 4 | 10011.3372 | 16599.5942 | 204.0946 | 338.4052 | 50.9752 | 3.2769 | 83.3003 | 2080566.8782 | 0 | 3574020.4803 | 0 | 0 | 0 | 0 | 2205289.0698 | 5737709.7926 | 3916104.8316 | 17513691.0524 | 961560.8286 | 5848359.5185 | 5848359.5185 | 6843374.6835 | 3315138.9113 | 0 | 24323611.3996 | 40330484.5129 | 5623413.2519 | 2.4296 | 10011.3372 | 16599.5942 | 204.0946 | 338.4052
1 | 1600 | 707 | 0.045 | 15 | 15 | 7 | 7.4989e-09 | 5spot_SharedNeighbor | CO2 | Porous | Wet | R600a | MinimizeLCOE_Brownfield | IgnoreSilica | 2019 | 100.9823 | 14.7264 | 0.6074 | 4 | 10011.3652 | 16599.6477 | 204.0952 | 338.4063 | 50.9752 | 3.2769 | 83.0037 | 2080562.563 | 0 | 3574016.5568 | 0 | 0 | 0 | 0 | 2205285.8567 | 5737701.4329 | 3916099.1259 | 17513665.5355 | 961560.8286 | 5848359.5185 | 5848359.5185 | 6843374.6835 | 3315138.9113 | 0 | 24323585.8826 | 40330458.9959 | 7498942.0933 | 2.4296 | 10011.3652 | 16599.6477 | 204.0952 | 338.4063
1 | 1600 | 707 | 0.045 | 15 | 15 | 7 | 1e-08 | 5spot_SharedNeighbor | CO2 | Porous | Wet | R600a | MinimizeLCOE_Brownfield | IgnoreSilica | 2019 | 100.9823 | 14.7264 | 0.6074 | 4 | 10011.3863 | 16599.6877 | 204.0957 | 338.4071 | 50.9751 | 3.2769 | 84.3746 | 2080559.3258 | 0 | 3574013.6139 | 0 | 0 | 0 | 0 | 2205283.4465 | 5737695.1619 | 3916094.8458 | 17513646.3939 | 961560.8286 | 5848359.5185 | 5848359.5185 | 6843374.6835 | 3315138.9113 | 0 | 24323566.7411 | 40330439.8544 | 10000000 | 2.4296 | 10011.3863 | 16599.6877 | 204.0957 | 338.4071
1 | 1700 | 707 | 0.045 | 15 | 15 | 7 | 1e-13 | 5spot_SharedNeighbor | CO2 | Porous | Wet | R600a | MinimizeLCOE_Brownfield | IgnoreSilica | 2019 | 0.6477 | 0.055418 | 0.0020208 | 4 | 937242.5794 | 3001784.978 | 19106.9577 | 61195.447 | 46.8691 | 3.7873 | 34.7276 | 53867.6938 | 0 | 48378.605 | 0 | 0 | 0 | 26414.1747 | 50177.5846 | 130551.7824 | 89104.274 | 398494.1145 | 961560.8286 | 6215678.3853 | 6215678.3853 | 7036927.9594 | 3435093.2969 | 0 | 7575733.3284 | 24263432.9701 | 100 | 0.008083 | 937242.5794 | 3001784.978 | 19106.9577 | 61195.447
1 | 1700 | 707 | 0.045 | 15 | 15 | 7 | 1.3335e-13 | 5spot_SharedNeighbor | CO2 | Porous | Wet | R600a | MinimizeLCOE_Brownfield | IgnoreSilica | 2019 | 0.86458 | 0.085546 | 0.0032188 | 4 | 597622.8375 | 1893735.5293 | 12183.3499 | 38606.3602 | 48.8504 | 3.9148 | 37.8554 | 70051.0062 | 0 | 65046.2437 | 0 | 0 | 0 | 31911.8406 | 65133.5453 | 169464.1241 | 115662.7469 | 517269.5068 | 961560.8286 | 6215678.3853 | 6215678.3853 | 7036927.9594 | 3435093.2969 | 0 | 7694508.7208 | 24382208.3625 | 133.3521 | 0.012875 | 597622.8375 | 1893735.5293 | 12183.3499 | 38606.3602
1 | 1700 | 707 | 0.045 | 15 | 15 | 7 | 1.7783e-13 | 5spot_SharedNeighbor | CO2 | Porous | Wet | R600a | MinimizeLCOE_Brownfield | IgnoreSilica | 2019 | 1.1458 | 0.12547 | 0.0048875 | 4 | 400864.1814 | 1254449.0952 | 8172.1585 | 25573.6416 | 50.5816 | 4.0118 | 89.3557 | 89394.8674 | 0 | 85505.1556 | 0 | 0 | 0 | 38098.1443 | 83069.2852 | 216129.2404 | 147512.6476 | 659709.3405 | 961560.8286 | 6215678.3853 | 6215678.3853 | 7036927.9594 | 3435093.2969 | 0 | 7836948.5544 | 24524648.1961 | 177.8279 | 0.01955 | 400864.1814 | 1254449.0952 | 8172.1585 | 25573.6416
1 | 1700 | 707 | 0.045 | 15 | 15 | 7 | 2.3714e-13 | 5spot_SharedNeighbor | CO2 | Porous | Wet | R600a | MinimizeLCOE_Brownfield | IgnoreSilica | 2019 | 1.5153 | 0.17864 | 0.007176 | 4 | 279077.334 | 860449.372 | 5689.3689 | 17541.4243 | 52.0792 | 4.0865 | 122.565 | 112771.939 | 0 | 110920.2567 | 0 | 0 | 0 | 45383.2779 | 104939.4347 | 273030.8831 | 186349.188 | 833394.9795 | 961560.8286 | 6215678.3853 | 6215678.3853 | 7036927.9594 | 3435093.2969 | 0 | 8010634.1934 | 24698333.8351 | 237.1374 | 0.028704 | 279077.334 | 860449.372 | 5689.3689 | 17541.4243
1 | 1700 | 707 | 0.045 | 15 | 15 | 7 | 3.1623e-13 | 5spot_SharedNeighbor | CO2 | Porous | Wet | R600a | MinimizeLCOE_Brownfield | IgnoreSilica | 2019 | 2.0015 | 0.24923 | 0.010281 | 4 | 199942.605 | 605726.6149 | 4076.1004 | 12348.5563 | 53.3442 | 4.1438 | 167.4647 | 141012.0652 | 0 | 142501.2897 | 0 | 0 | 0 | 53984.9234 | 131624.3285 | 342459.5029 | 233735.6476 | 1045317.7573 | 961560.8286 | 6215678.3853 | 6215678.3853 | 7036927.9594 | 3435093.2969 | 0 | 8222556.9712 | 24910256.6129 | 316.2278 | 0.041125 | 199942.605 | 605726.6149 | 4076.1004 | 12348.5563
1 | 1700 | 707 | 0.045 | 15 | 15 | 7 | 4.217e-13 | 5spot_SharedNeighbor | CO2 | Porous | Wet | R600a | MinimizeLCOE_Brownfield | IgnoreSilica | 2019 | 2.6304 | 0.34124 | 0.014454 | 4 | 146587.9696 | 435217.4397 | 2988.394 | 8872.4962 | 54.3757 | 4.1871 | 35.5789 | 174549.8673 | 0 | 181082.1177 | 0 | 0 | 0 | 63462.6233 | 163446.8972 | 425255.299 | 290245.4797 | 1298042.2843 | 961560.8286 | 6215678.3853 | 6215678.3853 | 7036927.9594 | 3435093.2969 | 0 | 8475281.4983 | 25162981.14 | 421.6965 | 0.057817 | 146587.9696 | 435217.4397 | 2988.394 | 8872.4962
1 | 1700 | 707 | 0.045 | 15 | 15 | 7 | 5.6234e-13 | 5spot_SharedNeighbor | CO2 | Porous | Wet | R600a | MinimizeLCOE_Brownfield | IgnoreSilica | 2019 | 3.4346 | 0.45961 | 0.020019 | 4 | 109552.1709 | 317948.8623 | 2233.3692 | 6481.8176 | 55.1992 | 4.2196 | 42.8228 | 213992.6289 | 0 | 227731.2415 | 0 | 0 | 0 | 73353.9893 | 200880.3653 | 522649.5042 | 356719.026 | 1595326.7552 | 961560.8286 | 6215678.3853 | 6215678.3853 | 7036927.9594 | 3435093.2969 | 0 | 8772565.9692 | 25460265.6109 | 562.3413 | 0.080077 | 109552.1709 | 317948.8623 | 2233.3692 | 6481.8176
1 | 1700 | 707 | 0.045 | 15 | 15 | 7 | 7.4989e-13 | 5spot_SharedNeighbor | CO2 | Porous | Wet | R600a | MinimizeLCOE_Brownfield | IgnoreSilica | 2019 | 4.4797 | 0.61384 | 0.027423 | 4 | 83239.1424 | 235370.166 | 1696.9425 | 4798.3392 | 55.8613 | 4.2444 | 53.3347 | 261199.5032 | 0 | 285102.9989 | 0 | 0 | 0 | 84419.9103 | 245981.7408 | 639994.0319 | 436809.0773 | 1953507.2624 | 961560.8286 | 6215678.3853 | 6215678.3853 | 7036927.9594 | 3435093.2969 | 0 | 9130746.4763 | 25818446.118 | 749.8942 | 0.10969 | 83239.1424 | 235370.166 | 1696.9425 | 4798.3392
1 | 1700 | 707 | 0.045 | 15 | 15 | 7 | 1e-12 | 5spot_SharedNeighbor | CO2 | Porous | Wet | R600a | MinimizeLCOE_Brownfield | IgnoreSilica | 2019 | 5.8091 | 0.81065 | 0.037198 | 4 | 64186.3638 | 176341.211 | 1308.5258 | 3594.9541 | 56.3781 | 4.2627 | 56.342 | 316580.7394 | 0 | 354226.0089 | 0 | 0 | 0 | 95405.2405 | 298822.6757 | 777475.3051 | 530642.8712 | 2373152.8408 | 961560.8286 | 6215678.3853 | 6215678.3853 | 7036927.9594 | 3435093.2969 | 0 | 9550392.0548 | 26238091.6965 | 1000 | 0.14879 | 64186.3638 | 176341.211 | 1308.5258 | 3594.9541
1 | 1700 | 707 | 0.045 | 15 | 15 | 7 | 1.3335e-12 | 5spot_SharedNeighbor | CO2 | Porous | Wet | R600a | MinimizeLCOE_Brownfield | IgnoreSilica | 2019 | 7.4876 | 1.0598 | 0.050022 | 4 | 50169.8271 | 133572.0063 | 1022.7798 | 2723.046 | 56.7777 | 4.2759 | 56.6347 | 381221.0526 | 0 | 437016.7859 | 0 | 0 | 0 | 105514.6369 | 360263.4654 | 937331.6368 | 639748.1023 | 2861095.6799 | 961560.8286 | 6215678.3853 | 6215678.3853 | 7036927.9594 | 3435093.2969 | 0 | 10038334.8939 | 26726034.5356 | 1333.5214 | 0.20009 | 50169.8271 | 133572.0063 | 1022.7798 | 2723.046
1 | 1700 | 707 | 0.045 | 15 | 15 | 7 | 1.7783e-12 | 5spot_SharedNeighbor | CO2 | Porous | Wet | R600a | MinimizeLCOE_Brownfield | IgnoreSilica | 2019 | 9.6265 | 1.3777 | 0.066809 | 4 | 39718.8968 | 102164.2625 | 809.7234 | 2082.7567 | 57.0866 | 4.285 | 57.4876 | 457490.4352 | 0 | 537211.9422 | 0 | 0 | 0 | 115026.4525 | 432794.2437 | 1126041.8437 | 768546.6962 | 3437111.6134 | 961560.8286 | 6215678.3853 | 6215678.3853 | 7036927.9594 | 3435093.2969 | 0 | 10614350.8273 | 27302050.469 | 1778.2794 | 0.26724 | 39718.8968 | 102164.2625 | 809.7234 | 2082.7567
1 | 1700 | 707 | 0.045 | 15 | 15 | 7 | 2.3714e-12 | 5spot_SharedNeighbor | CO2 | Porous | Wet | R600a | MinimizeLCOE_Brownfield | IgnoreSilica | 2019 | 12.2795 | 1.7733 | 0.08852 | 4 | 31829.3983 | 78959.3657 | 648.8853 | 1609.6935 | 57.3147 | 4.2898 | 51.6523 | 545228.1529 | 0 | 655434.2778 | 0 | 0 | 0 | 120785.912 | 515364.8537 | 1340873.6334 | 915173.807 | 4092860.6367 | 961560.8286 | 6215678.3853 | 6215678.3853 | 7036927.9594 | 3435093.2969 | 0 | 11270099.8507 | 27957799.4924 | 2371.3737 | 0.35408 | 31829.3983 | 78959.3657 | 648.8853 | 1609.6935
1 | 1700 | 707 | 0.045 | 15 | 15 | 7 | 3.1623e-12 | 5spot_SharedNeighbor | CO2 | Porous | Wet | R600a | MinimizeLCOE_Brownfield | IgnoreSilica | 2019 | 15.5922 | 2.2678 | 0.11645 | 4 | 25818.7336 | 61645.9986 | 526.3498 | 1256.7371 | 57.4787 | 4.2913 | 51.0421 | 647016.388 | 0 | 795977.4237 | 0 | 0 | 0 | 122478.7078 | 610534.2826 | 1588484.9656 | 1084173.6291 | 4848665.3968 | 961560.8286 | 6215678.3853 | 6215678.3853 | 7036927.9594 | 3435093.2969 | 0 | 12025904.6107 | 28713604.2524 | 3162.2777 | 0.46578 | 25818.7336 | 61645.9986 | 526.3498 | 1256.7371
1 | 1700 | 707 | 0.045 | 15 | 15 | 7 | 4.217e-12 | 5spot_SharedNeighbor | CO2 | Porous | Wet | R600a | MinimizeLCOE_Brownfield | IgnoreSilica | 2019 | 19.5681 | 2.8631 | 0.15159 | 4 | 21189.5281 | 48709.9183 | 431.9772 | 993.0176 | 57.5815 | 4.2885 | 45.8034 | 760718.5844 | 0 | 956936.8916 | 0 | 0 | 0 | 113508.3175 | 714153.8795 | 1858081.9013 | 1268179.0774 | 5671578.6517 | 961560.8286 | 6215678.3853 | 6215678.3853 | 7036927.9594 | 3435093.2969 | 0 | 12848817.8657 | 29536517.5074 | 4216.965 | 0.60638 | 21189.5281 | 48709.9183 | 431.9772 | 993.0176
1 | 1700 | 707 | 0.045 | 15 | 15 | 7 | 5.6234e-12 | 5spot_SharedNeighbor | CO2 | Porous | Wet | R600a | MinimizeLCOE_Brownfield | IgnoreSilica | 2019 | 23.8605 | 3.5104 | 0.19337 | 4 | 17584.8277 | 39159.6017 | 358.4905 | 798.3214 | 57.6268 | 4.2817 | 127.2615 | 875560.2627 | 0 | 1123491.6352 | 0 | 0 | 0 | 75143.3295 | 808936.1387 | 2104685.8972 | 1436491.3718 | 6424308.6351 | 961560.8286 | 6215678.3853 | 6215678.3853 | 7036927.9594 | 3435093.2969 | 0 | 13601547.8491 | 30289247.4908 | 5623.4133 | 0.77348 | 17584.8277 | 39159.6017 | 358.4905 | 798.3214
1 | 1700 | 707 | 0.045 | 15 | 15 | 7 | 7.4989e-12 | 5spot_SharedNeighbor | CO2 | Porous | Wet | R600a | MinimizeLCOE_Brownfield | IgnoreSilica | 2019 | 29.2929 | 4.329 | 0.24565 | 4 | 14672.8278 | 31655.7813 | 299.1254 | 645.3459 | 57.6233 | 4.2682 | 37.9342 | 1011688.312 | 0 | 1326026.9061 | 0 | 0 | 0 | 0 | 911708.9351 | 2372079.6318 | 1618993.0901 | 7240496.8751 | 961560.8286 | 6215678.3853 | 6215678.3853 | 7036927.9594 | 3435093.2969 | 0 | 14417736.0891 | 31105435.7308 | 7498.9421 | 0.98261 | 14672.8278 | 31655.7813 | 299.1254 | 645.3459
1 | 1700 | 707 | 0.045 | 15 | 15 | 7 | 1e-11 | 5spot_SharedNeighbor | CO2 | Porous | Wet | R600a | MinimizeLCOE_Brownfield | IgnoreSilica | 2019 | 38.7787 | 5.7438 | 0.32303 | 4 | 12489.7593 | 25404.7838 | 254.6206 | 517.9109 | 57.5107 | 4.2349 | 39.8441 | 1230222.2003 | 0 | 1662976.0718 | 0 | 0 | 0 | 0 | 1128347.3261 | 2935728.2868 | 2003694.8789 | 8960968.764 | 961560.8286 | 6215678.3853 | 6215678.3853 | 7036927.9594 | 3435093.2969 | 0 | 16138207.978 | 32825907.6197 | 10000 | 1.2921 | 12489.7593 | 25404.7838 | 254.6206 | 517.9109
1 | 1700 | 707 | 0.045 | 15 | 15 | 7 | 1.3335e-11 | 5spot_SharedNeighbor | CO2 | Porous | Wet | R600a | MinimizeLCOE_Brownfield | IgnoreSilica | 2019 | 51.0297 | 7.5701 | 0.41886 | 4 | 10863.4612 | 20823.5421 | 221.4663 | 424.5161 | 57.2148 | 4.1745 | 42.7065 | 1484088.7004 | 0 | 2075205.362 | 0 | 0 | 0 | 0 | 1388124.6843 | 3611615.6851 | 2465001.9164 | 11024036.3483 | 961560.8286 | 6215678.3853 | 6215678.3853 | 7036927.9594 | 3435093.2969 | 0 | 18201275.5623 | 34888975.204 | 13335.2143 | 1.6755 | 10863.4612 | 20823.5421 | 221.4663 | 424.5161
1 | 1700 | 707 | 0.045 | 15 | 15 | 7 | 1.7783e-11 | 5spot_SharedNeighbor | CO2 | Porous | Wet | R600a | MinimizeLCOE_Brownfield | IgnoreSilica | 2019 | 66.5131 | 9.8728 | 0.53072 | 4 | 9707.6352 | 17568.5867 | 197.9033 | 358.1594 | 56.6203 | 4.0699 | 57.739 | 1766898.9915 | 0 | 2569430.3088 | 0 | 0 | 0 | 0 | 1691168.4271 | 4400073.341 | 3003140.4677 | 13430711.5362 | 961560.8286 | 6215678.3853 | 6215678.3853 | 7036927.9594 | 3435093.2969 | 0 | 20607950.7502 | 37295650.3919 | 17782.7941 | 2.1229 | 9707.6352 | 17568.5867 | 197.9033 | 358.1594
1 | 1700 | 707 | 0.045 | 15 | 15 | 7 | 2.3714e-11 | 5spot_SharedNeighbor | CO2 | Porous | Wet | R600a | MinimizeLCOE_Brownfield | IgnoreSilica | 2019 | 85.383 | 12.6607 | 0.64776 | 4 | 8986.8653 | 15427.4441 | 183.2094 | 314.5093 | 55.565 | 3.9001 | 56.3128 | 2059316.6535 | 0 | 3141404.4679 | 0 | 0 | 0 | 0 | 2028281.2374 | 5277171.722 | 3601778.1353 | 16107952.2161 | 961560.8286 | 6215678.3853 | 6215678.3853 | 7036927.9594 | 3435093.2969 | 0 | 23285191.4301 | 39972891.0718 | 23713.7371 | 2.591 | 8986.8653 | 15427.4441 | 183.2094 | 314.5093
1 | 1700 | 707 | 0.045 | 15 | 15 | 7 | 3.1623e-11 | 5spot_SharedNeighbor | CO2 | Porous | Wet | R600a | MinimizeLCOE_Brownfield | IgnoreSilica | 2019 | 107.3781 | 15.8756 | 0.74819 | 4 | 8716.5683 | 14292.5757 | 177.699 | 291.3735 | 53.8719 | 3.6413 | 46.2896 | 2328333.2865 | 0 | 3776892.5153 | 0 | 0 | 0 | 0 | 2381038.0627 | 6194972.621 | 4228196.1078 | 18909432.5933 | 961560.8286 | 6215678.3853 | 6215678.3853 | 7036927.9594 | 3435093.2969 | 0 | 26086671.8072 | 42774371.4489 | 31622.7766 | 2.9928 | 8716.5683 | 14292.5757 | 177.699 | 291.3735
1 | 1700 | 707 | 0.045 | 15 | 15 | 7 | 4.217e-11 | 5spot_SharedNeighbor | CO2 | Porous | Wet | R600a | MinimizeLCOE_Brownfield | IgnoreSilica | 2019 | 108.4218 | 16.0243 | 0.75133 | 4 | 8720.3223 | 14273.0112 | 177.7756 | 290.9746 | 53.7639 | 3.6261 | 85.2984 | 2338341.7191 | 0 | 3805897.0747 | 0 | 0 | 0 | 0 | 2396253.1296 | 6234559.1041 | 4255214.6959 | 19030265.7235 | 961560.8286 | 6215678.3853 | 6215678.3853 | 7036927.9594 | 3435093.2969 | 0 | 26207504.9374 | 42895204.5791 | 42169.6503 | 3.0053 | 8720.3223 | 14273.0112 | 177.7756 | 290.9746
1 | 1700 | 707 | 0.045 | 15 | 15 | 7 | 5.6234e-11 | 5spot_SharedNeighbor | CO2 | Porous | Wet | R600a | MinimizeLCOE_Brownfield | IgnoreSilica | 2019 | 108.3272 | 16.0076 | 0.75068 | 4 | 8723.0043 | 14280.5249 | 177.8302 | 291.1278 | 53.7605 | 3.6266 | 75.349 | 2336791.9688 | 0 | 3802690.4992 | 0 | 0 | 0 | 0 | 2394398.1625 | 6229732.8603 | 4251920.6854 | 19015534.1763 | 961560.8286 | 6215678.3853 | 6215678.3853 | 7036927.9594 | 3435093.2969 | 0 | 26192773.3902 | 42880473.0319 | 56234.1325 | 3.0027 | 8723.0043 | 14280.5249 | 177.8302 | 291.1278
1 | 1700 | 707 | 0.045 | 15 | 15 | 7 | 7.4989e-11 | 5spot_SharedNeighbor | CO2 | Porous | Wet | R600a | MinimizeLCOE_Brownfield | IgnoreSilica | 2019 | 108.2586 | 15.9954 | 0.75019 | 4 | 8725.107 | 14286.2734 | 177.8731 | 291.245 | 53.7574 | 3.627 | 79.1726 | 2335636.284 | 0 | 3800339.11 | 0 | 0 | 0 | 0 | 2393030.4037 | 6226174.2323 | 4249491.8486 | 19004671.8786 | 961560.8286 | 6215678.3853 | 6215678.3853 | 7036927.9594 | 3435093.2969 | 0 | 26181911.0925 | 42869610.7342 | 74989.4209 | 3.0008 | 8725.107 | 14286.2734 | 177.8731 | 291.245
1 | 1700 | 707 | 0.045 | 15 | 15 | 7 | 1e-10 | 5spot_SharedNeighbor | CO2 | Porous | Wet | R600a | MinimizeLCOE_Brownfield | IgnoreSilica | 2019 | 108.2003 | 15.9852 | 0.74979 | 4 | 8726.7417 | 14290.8701 | 177.9064 | 291.3387 | 53.7555 | 3.6273 | 73.1508 | 2334687.1416 | 0 | 3798371.2378 | 0 | 0 | 0 | 0 | 2391892.768 | 6223214.3376 | 4247471.6597 | 18995637.1447 | 961560.8286 | 6215678.3853 | 6215678.3853 | 7036927.9594 | 3435093.2969 | 0 | 26172876.3587 | 42860576.0004 | 100000 | 2.9992 | 8726.7417 | 14290.8701 | 177.9064 | 291.3387
1 | 1700 | 707 | 0.045 | 15 | 15 | 7 | 1.3335e-10 | 5spot_SharedNeighbor | CO2 | Porous | Wet | R600a | MinimizeLCOE_Brownfield | IgnoreSilica | 2019 | 108.1466 | 15.976 | 0.74945 | 4 | 8728.0031 | 14294.6364 | 177.9321 | 291.4155 | 53.7549 | 3.6277 | 78.4406 | 2333866.6706 | 0 | 3796610.1714 | 0 | 0 | 0 | 0 | 2390885.9684 | 6220594.8515 | 4245683.8066 | 18987641.4684 | 961560.8286 | 6215678.3853 | 6215678.3853 | 7036927.9594 | 3435093.2969 | 0 | 26164880.6824 | 42852580.3241 | 133352.1432 | 2.9978 | 8728.0031 | 14294.6364 | 177.9321 | 291.4155
1 | 1700 | 707 | 0.045 | 15 | 15 | 7 | 1.7783e-10 | 5spot_SharedNeighbor | CO2 | Porous | Wet | R600a | MinimizeLCOE_Brownfield | IgnoreSilica | 2019 | 108.1271 | 15.9722 | 0.74927 | 4 | 8728.9703 | 14296.9733 | 177.9519 | 291.4631 | 53.7524 | 3.6277 | 77.8094 | 2333460.7253 | 0 | 3795873.7434 | 0 | 0 | 0 | 0 | 2390440.4428 | 6219435.6854 | 4244892.6519 | 18984103.2488 | 961560.8286 | 6215678.3853 | 6215678.3853 | 7036927.9594 | 3435093.2969 | 0 | 26161342.4628 | 42849042.1045 | 177827.941 | 2.9971 | 8728.9703 | 14296.9733 | 177.9519 | 291.4631
1 | 1700 | 707 | 0.045 | 15 | 15 | 7 | 2.3714e-10 | 5spot_SharedNeighbor | CO2 | Porous | Wet | R600a | MinimizeLCOE_Brownfield | IgnoreSilica | 2019 | 108.0882 | 15.9658 | 0.74905 | 4 | 8729.7081 | 14299.3648 | 177.9669 | 291.5119 | 53.7527 | 3.628 | 73.4809 | 2332905.1458 | 0 | 3794635.2608 | 0 | 0 | 0 | 0 | 2389740.7586 | 6217615.2506 | 4243650.1677 | 18978546.5835 | 961560.8286 | 6215678.3853 | 6215678.3853 | 7036927.9594 | 3435093.2969 | 0 | 26155785.7975 | 42843485.4392 | 237137.3706 | 2.9962 | 8729.7081 | 14299.3648 | 177.9669 | 291.5119
1 | 1700 | 707 | 0.045 | 15 | 15 | 7 | 3.1623e-10 | 5spot_SharedNeighbor | CO2 | Porous | Wet | R600a | MinimizeLCOE_Brownfield | IgnoreSilica | 2019 | 108.0734 | 15.963 | 0.74893 | 4 | 8730.2687 | 14300.8084 | 177.9783 | 291.5413 | 53.7516 | 3.6281 | 80.6933 | 2332634.0831 | 0 | 3794109.8606 | 0 | 0 | 0 | 0 | 2389430.138 | 6216807.0796 | 4243098.5745 | 18976079.7357 | 961560.8286 | 6215678.3853 | 6215678.3853 | 7036927.9594 | 3435093.2969 | 0 | 26153318.9497 | 42841018.5914 | 316227.766 | 2.9957 | 8730.2687 | 14300.8084 | 177.9783 | 291.5413
1 | 1700 | 707 | 0.045 | 15 | 15 | 7 | 4.217e-10 | 5spot_SharedNeighbor | CO2 | Porous | Wet | R600a | MinimizeLCOE_Brownfield | IgnoreSilica | 2019 | 108.0734 | 15.9626 | 0.74887 | 4 | 8730.6933 | 14301.6173 | 177.987 | 291.5578 | 53.7498 | 3.628 | 81.3946 | 2332543.7374 | 0 | 3794028.2327 | 0 | 0 | 0 | 0 | 2389363.0683 | 6216632.5781 | 4242979.4736 | 18975547.0901 | 961560.8286 | 6215678.3853 | 6215678.3853 | 7036927.9594 | 3435093.2969 | 0 | 26152786.3041 | 42840485.9458 | 421696.5034 | 2.9955 | 8730.6933 | 14301.6173 | 177.987 | 291.5578
1 | 1700 | 707 | 0.045 | 15 | 15 | 7 | 5.6234e-10 | 5spot_SharedNeighbor | CO2 | Porous | Wet | R600a | MinimizeLCOE_Brownfield | IgnoreSilica | 2019 | 108.054 | 15.9595 | 0.74877 | 4 | 8731.014 | 14302.7209 | 177.9935 | 291.5803 | 53.7502 | 3.6281 | 80.309 | 2332276.5642 | 0 | 3793419.1882 | 0 | 0 | 0 | 0 | 2389021.3434 | 6215743.4799 | 4242372.6458 | 18972833.2215 | 961560.8286 | 6215678.3853 | 6215678.3853 | 7036927.9594 | 3435093.2969 | 0 | 26150072.4354 | 42837772.0771 | 562341.3252 | 2.9951 | 8731.014 | 14302.7209 | 177.9935 | 291.5803
1 | 1700 | 707 | 0.045 | 15 | 15 | 7 | 7.4989e-10 | 5spot_SharedNeighbor | CO2 | Porous | Wet | R600a | MinimizeLCOE_Brownfield | IgnoreSilica | 2019 | 108.0493 | 15.9585 | 0.74872 | 4 | 8731.256 | 14303.299 | 177.9985 | 291.5921 | 53.7495 | 3.6281 | 80.3174 | 2332177.8025 | 0 | 3793242.5535 | 0 | 0 | 0 | 0 | 2388913.9388 | 6215464.0352 | 4242181.919 | 18971980.249 | 961560.8286 | 6215678.3853 | 6215678.3853 | 7036927.9594 | 3435093.2969 | 0 | 26149219.463 | 42836919.1047 | 749894.2093 | 2.9949 | 8731.256 | 14303.299 | 177.9985 | 291.5921
1 | 1700 | 707 | 0.045 | 15 | 15 | 7 | 1e-09 | 5spot_SharedNeighbor | CO2 | Porous | Wet | R600a | MinimizeLCOE_Brownfield | IgnoreSilica | 2019 | 108.0345 | 15.9562 | 0.74865 | 4 | 8731.4382 | 14304.0214 | 178.0022 | 291.6068 | 53.7501 | 3.6283 | 78.6574 | 2331987.5317 | 0 | 3792790.6305 | 0 | 0 | 0 | 0 | 2388663.4833 | 6214812.4012 | 4241737.1654 | 18969991.2121 | 961560.8286 | 6215678.3853 | 6215678.3853 | 7036927.9594 | 3435093.2969 | 0 | 26147230.4261 | 42834930.0678 | 1000000 | 2.9946 | 8731.4382 | 14304.0214 | 178.0022 | 291.6068
1 | 1700 | 707 | 0.045 | 15 | 15 | 7 | 1.3335e-09 | 5spot_SharedNeighbor | CO2 | Porous | Wet | R600a | MinimizeLCOE_Brownfield | IgnoreSilica | 2019 | 108.0345 | 15.956 | 0.74864 | 4 | 8731.5752 | 14304.2824 | 178.005 | 291.6121 | 53.7495 | 3.6283 | 78.9546 | 2331958.4524 | 0 | 3792764.4961 | 0 | 0 | 0 | 0 | 2388641.9499 | 6214756.3758 | 4241698.9269 | 18969820.2011 | 961560.8286 | 6215678.3853 | 6215678.3853 | 7036927.9594 | 3435093.2969 | 0 | 26147059.415 | 42834759.0567 | 1333521.4322 | 2.9945 | 8731.5752 | 14304.2824 | 178.005 | 291.6121
1 | 1700 | 707 | 0.045 | 15 | 15 | 7 | 1.7783e-09 | 5spot_SharedNeighbor | CO2 | Porous | Wet | R600a | MinimizeLCOE_Brownfield | IgnoreSilica | 2019 | 108.0345 | 15.9559 | 0.74862 | 4 | 8731.6783 | 14304.4786 | 178.0071 | 291.6161 | 53.749 | 3.6282 | 78.938 | 2331936.5973 | 0 | 3792744.8666 | 0 | 0 | 0 | 0 | 2388625.7709 | 6214714.2814 | 4241670.1967 | 18969691.7129 | 961560.8286 | 6215678.3853 | 6215678.3853 | 7036927.9594 | 3435093.2969 | 0 | 26146930.9269 | 42834630.5686 | 1778279.41 | 2.9945 | 8731.6783 | 14304.4786 | 178.0071 | 291.6161
1 | 1700 | 707 | 0.045 | 15 | 15 | 7 | 2.3714e-09 | 5spot_SharedNeighbor | CO2 | Porous | Wet | R600a | MinimizeLCOE_Brownfield | IgnoreSilica | 2019 | 108.0345 | 15.9559 | 0.74861 | 4 | 8731.7557 | 14304.626 | 178.0087 | 291.6191 | 53.7487 | 3.6282 | 78.5119 | 2331920.1808 | 0 | 3792730.129 | 0 | 0 | 0 | 0 | 2388613.6208 | 6214682.6693 | 4241648.6208 | 18969595.2206 | 961560.8286 | 6215678.3853 | 6215678.3853 | 7036927.9594 | 3435093.2969 | 0 | 26146834.4346 | 42834534.0763 | 2371373.7057 | 2.9945 | 8731.7557 | 14304.626 | 178.0087 | 291.6191
1 | 1700 | 707 | 0.045 | 15 | 15 | 7 | 3.1623e-09 | 5spot_SharedNeighbor | CO2 | Porous | Wet | R600a | MinimizeLCOE_Brownfield | IgnoreSilica | 2019 | 108.0345 | 15.9558 | 0.74861 | 4 | 8731.8138 | 14304.7367 | 178.0098 | 291.6214 | 53.7485 | 3.6282 | 79.5089 | 2331907.8547 | 0 | 3792719.0674 | 0 | 0 | 0 | 0 | 2388604.4996 | 6214658.9378 | 4241632.4235 | 18969522.7829 | 961560.8286 | 6215678.3853 | 6215678.3853 | 7036927.9594 | 3435093.2969 | 0 | 26146761.9969 | 42834461.6386 | 3162277.6602 | 2.9944 | 8731.8138 | 14304.7367 | 178.0098 | 291.6214
1 | 1700 | 707 | 0.045 | 15 | 15 | 7 | 4.217e-09 | 5spot_SharedNeighbor | CO2 | Porous | Wet | R600a | MinimizeLCOE_Brownfield | IgnoreSilica | 2019 | 108.0151 | 15.9529 | 0.74853 | 4 | 8731.8575 | 14305.3125 | 178.0107 | 291.6331 | 53.75 | 3.6284 | 76.3593 | 2331699.6528 | 0 | 3792163.3336 | 0 | 0 | 0 | 0 | 2388306.5647 | 6213883.7723 | 4241103.3571 | 18967156.6805 | 961560.8286 | 6215678.3853 | 6215678.3853 | 7036927.9594 | 3435093.2969 | 0 | 26144395.8944 | 42832095.5362 | 4216965.0343 | 2.9941 | 8731.8575 | 14305.3125 | 178.0107 | 291.6331
1 | 1700 | 707 | 0.045 | 15 | 15 | 7 | 5.6234e-09 | 5spot_SharedNeighbor | CO2 | Porous | Wet | R600a | MinimizeLCOE_Brownfield | IgnoreSilica | 2019 | 108.0151 | 15.9529 | 0.74853 | 4 | 8731.8902 | 14305.3749 | 178.0114 | 291.6344 | 53.7499 | 3.6284 | 78.9816 | 2331692.7149 | 0 | 3792157.1107 | 0 | 0 | 0 | 0 | 2388301.432 | 6213870.418 | 4241094.2426 | 18967115.9181 | 961560.8286 | 6215678.3853 | 6215678.3853 | 7036927.9594 | 3435093.2969 | 0 | 26144355.1321 | 42832054.7738 | 5623413.2519 | 2.9941 | 8731.8902 | 14305.3749 | 178.0114 | 291.6344
1 | 1700 | 707 | 0.045 | 15 | 15 | 7 | 7.4989e-09 | 5spot_SharedNeighbor | CO2 | Porous | Wet | R600a | MinimizeLCOE_Brownfield | IgnoreSilica | 2019 | 108.0151 | 15.9529 | 0.74853 | 4 | 8731.9148 | 14305.4216 | 178.0119 | 291.6354 | 53.7498 | 3.6284 | 76.9574 | 2331687.5094 | 0 | 3792152.4424 | 0 | 0 | 0 | 0 | 2388297.5812 | 6213860.3991 | 4241087.4045 | 18967085.3366 | 961560.8286 | 6215678.3853 | 6215678.3853 | 7036927.9594 | 3435093.2969 | 0 | 26144324.5506 | 42832024.1923 | 7498942.0933 | 2.9941 | 8731.9148 | 14305.4216 | 178.0119 | 291.6354
1 | 1700 | 707 | 0.045 | 15 | 15 | 7 | 1e-08 | 5spot_SharedNeighbor | CO2 | Porous | Wet | R600a | MinimizeLCOE_Brownfield | IgnoreSilica | 2019 | 108.0151 | 15.9529 | 0.74853 | 4 | 8731.9332 | 14305.4567 | 178.0123 | 291.6361 | 53.7497 | 3.6284 | 74.8334 | 2331683.6043 | 0 | 3792148.9407 | 0 | 0 | 0 | 0 | 2388294.6926 | 6213852.8834 | 4241082.2748 | 18967062.3958 | 961560.8286 | 6215678.3853 | 6215678.3853 | 7036927.9594 | 3435093.2969 | 0 | 26144301.6098 | 42832001.2515 | 10000000 | 2.9941 | 8731.9332 | 14305.4567 | 178.0123 | 291.6361
1 | 1800 | 707 | 0.045 | 15 | 15 | 7 | 1e-13 | 5spot_SharedNeighbor | CO2 | Porous | Wet | R600a | MinimizeLCOE_Brownfield | IgnoreSilica | 2019 | 0.67936 | 0.0558 | 0.0021951 | 4 | 909223.2381 | 2888916.1202 | 18535.7455 | 58894.4627 | 48.8024 | 4.1849 | 41.2692 | 58573.3362 | 0 | 49724.5328 | 0 | 0 | 0 | 31450.0071 | 54501.6717 | 141802.1699 | 96782.8947 | 432834.6124 | 961560.8286 | 6588857.343 | 6588857.343 | 7236048.3217 | 3557391.7189 | 0 | 7983252.784 | 25365550.1676 | 100 | 0.0087803 | 909223.2381 | 2888916.1202 | 18535.7455 | 58894.4627
1 | 1800 | 707 | 0.045 | 15 | 15 | 7 | 1.3335e-13 | 5spot_SharedNeighbor | CO2 | Porous | Wet | R600a | MinimizeLCOE_Brownfield | IgnoreSilica | 2019 | 0.91829 | 0.088784 | 0.003566 | 4 | 569343.8301 | 1787957.2035 | 11606.8441 | 36449.926 | 51.1219 | 4.3338 | 31.9196 | 77258.1146 | 0 | 68012.4655 | 0 | 0 | 0 | 38989.584 | 71861.464 | 186968.7885 | 127610.04 | 570700.4565 | 961560.8286 | 6588857.343 | 6588857.343 | 7236048.3217 | 3557391.7189 | 0 | 8121118.6282 | 25503416.0118 | 133.3521 | 0.014264 | 569343.8301 | 1787957.2035 | 11606.8441 | 36449.926
1 | 1800 | 707 | 0.045 | 15 | 15 | 7 | 1.7783e-13 | 5spot_SharedNeighbor | CO2 | Porous | Wet | R600a | MinimizeLCOE_Brownfield | IgnoreSilica | 2019 | 1.243 | 0.13457 | 0.0054937 | 4 | 377537.7324 | 1168547.4368 | 7696.6173 | 23822.4201 | 53.1942 | 4.4491 | 100.7422 | 100591.3977 | 0 | 91483.6779 | 0 | 0 | 0 | 48753.2063 | 93923.03 | 244368.4577 | 166786.4936 | 745906.2632 | 961560.8286 | 6588857.343 | 6588857.343 | 7236048.3217 | 3557391.7189 | 0 | 8296324.4348 | 25678621.8185 | 177.8279 | 0.021975 | 377537.7324 | 1168547.4368 | 7696.6173 | 23822.4201
1 | 1800 | 707 | 0.045 | 15 | 15 | 7 | 2.3714e-13 | 5spot_SharedNeighbor | CO2 | Porous | Wet | R600a | MinimizeLCOE_Brownfield | IgnoreSilica | 2019 | 1.632 | 0.19124 | 0.0081303 | 4 | 260908.4875 | 795401.0552 | 5318.9724 | 16215.3264 | 54.8107 | 4.5292 | 136.9391 | 126271.8575 | 0 | 118038.911 | 0 | 0 | 0 | 57446.3365 | 117685.271 | 306192.9345 | 208982.9694 | 934618.2798 | 961560.8286 | 6588857.343 | 6588857.343 | 7236048.3217 | 3557391.7189 | 0 | 8485036.4515 | 25867333.8351 | 237.1374 | 0.032521 | 260908.4875 | 795401.0552 | 5318.9724 | 16215.3264
1 | 1800 | 707 | 0.045 | 15 | 15 | 7 | 3.1623e-13 | 5spot_SharedNeighbor | CO2 | Porous | Wet | R600a | MinimizeLCOE_Brownfield | IgnoreSilica | 2019 | 2.1571 | 0.26822 | 0.01172 | 4 | 186078.039 | 556850.2043 | 3793.4525 | 11352.1446 | 56.218 | 4.5927 | 188.6535 | 158145.2726 | 0 | 151918.7695 | 0 | 0 | 0 | 68713.5829 | 147723.2737 | 384345.6561 | 262323.8078 | 1173170.3625 | 961560.8286 | 6588857.343 | 6588857.343 | 7236048.3217 | 3557391.7189 | 0 | 8723588.5342 | 26105885.9178 | 316.2278 | 0.046881 | 186078.039 | 556850.2043 | 3793.4525 | 11352.1446
1 | 1800 | 707 | 0.045 | 15 | 15 | 7 | 4.217e-13 | 5spot_SharedNeighbor | CO2 | Porous | Wet | R600a | MinimizeLCOE_Brownfield | IgnoreSilica | 2019 | 2.8324 | 0.36818 | 0.016548 | 4 | 136062.7529 | 398674.4806 | 2773.8233 | 8127.5185 | 57.3588 | 4.6404 | 48.9467 | 195797.9202 | 0 | 193076.7747 | 0 | 0 | 0 | 81086.6606 | 183284.9287 | 476869.7875 | 325473.4286 | 1455589.5003 | 961560.8286 | 6588857.343 | 6588857.343 | 7236048.3217 | 3557391.7189 | 0 | 9006007.672 | 26388305.0556 | 421.6965 | 0.06619 | 136062.7529 | 398674.4806 | 2773.8233 | 8127.5185
1 | 1800 | 707 | 0.045 | 15 | 15 | 7 | 5.6234e-13 | 5spot_SharedNeighbor | CO2 | Porous | Wet | R600a | MinimizeLCOE_Brownfield | IgnoreSilica | 2019 | 3.6903 | 0.49608 | 0.022981 | 4 | 101557.7073 | 290651.834 | 2070.3912 | 5925.3308 | 58.2661 | 4.6761 | 50.575 | 239816.475 | 0 | 242526.9268 | 0 | 0 | 0 | 94030.8696 | 224785.9659 | 584846.9732 | 399170.0766 | 1785177.2871 | 961560.8286 | 6588857.343 | 6588857.343 | 7236048.3217 | 3557391.7189 | 0 | 9335595.4588 | 26717892.8424 | 562.3413 | 0.091924 | 101557.7073 | 290651.834 | 2070.3912 | 5925.3308
1 | 1800 | 707 | 0.045 | 15 | 15 | 7 | 7.4989e-13 | 5spot_SharedNeighbor | CO2 | Porous | Wet | R600a | MinimizeLCOE_Brownfield | IgnoreSilica | 2019 | 4.8003 | 0.66206 | 0.031532 | 4 | 77149.5214 | 214965.012 | 1572.7973 | 4382.3525 | 58.9954 | 4.7033 | 66.1108 | 292307.8158 | 0 | 303095.8515 | 0 | 0 | 0 | 108524.3516 | 274531.9274 | 714275.7608 | 487507.8836 | 2180243.5907 | 961560.8286 | 6588857.343 | 6588857.343 | 7236048.3217 | 3557391.7189 | 0 | 9730661.7624 | 27112959.146 | 749.8942 | 0.12613 | 77149.5214 | 214965.012 | 1572.7973 | 4382.3525
1 | 1800 | 707 | 0.045 | 15 | 15 | 7 | 1e-12 | 5spot_SharedNeighbor | CO2 | Porous | Wet | R600a | MinimizeLCOE_Brownfield | IgnoreSilica | 2019 | 6.2307 | 0.87649 | 0.042847 | 4 | 59528.1292 | 160949.3283 | 1213.5614 | 3281.1698 | 59.5732 | 4.7237 | 58.5656 | 354722.9523 | 0 | 377043.4191 | 0 | 0 | 0 | 124457.4864 | 333927.3045 | 868810.3485 | 592980.9151 | 2651942.4258 | 961560.8286 | 6588857.343 | 6588857.343 | 7236048.3217 | 3557391.7189 | 0 | 10202360.5975 | 27584657.9811 | 1000 | 0.17139 | 59528.1292 | 160949.3283 | 1213.5614 | 3281.1698
1 | 1800 | 707 | 0.045 | 15 | 15 | 7 | 1.3335e-12 | 5spot_SharedNeighbor | CO2 | Porous | Wet | R600a | MinimizeLCOE_Brownfield | IgnoreSilica | 2019 | 8.0406 | 1.1486 | 0.057701 | 4 | 46588.6865 | 121900.4441 | 949.7734 | 2485.1054 | 60.0201 | 4.7384 | 58.3235 | 427714.45 | 0 | 465783.4723 | 0 | 0 | 0 | 140470.7835 | 403247.7953 | 1049168.0459 | 716078.7496 | 3202463.2967 | 961560.8286 | 6588857.343 | 6588857.343 | 7236048.3217 | 3557391.7189 | 0 | 10752881.4683 | 28135178.852 | 1333.5214 | 0.2308 | 46588.6865 | 121900.4441 | 949.7734 | 2485.1054
1 | 1800 | 707 | 0.045 | 15 | 15 | 7 | 1.7783e-12 | 5spot_SharedNeighbor | CO2 | Porous | Wet | R600a | MinimizeLCOE_Brownfield | IgnoreSilica | 2019 | 10.3186 | 1.4919 | 0.077077 | 4 | 36951.4573 | 93330.753 | 753.3054 | 1902.6736 | 60.3614 | 4.7483 | 54.0459 | 512788.3552 | 0 | 571857.1271 | 0 | 0 | 0 | 155835.2686 | 483787.4929 | 1258715.818 | 859099.4098 | 3842083.4716 | 961560.8286 | 6588857.343 | 6588857.343 | 7236048.3217 | 3557391.7189 | 0 | 11392501.6433 | 28774799.0269 | 1778.2794 | 0.30831 | 36951.4573 | 93330.753 | 753.3054 | 1902.6736
1 | 1800 | 707 | 0.045 | 15 | 15 | 7 | 2.3714e-12 | 5spot_SharedNeighbor | CO2 | Porous | Wet | R600a | MinimizeLCOE_Brownfield | IgnoreSilica | 2019 | 13.2003 | 1.9268 | 0.10226 | 4 | 29684.2015 | 72177.5158 | 605.1526 | 1471.4363 | 60.6184 | 4.7539 | 56.435 | 612587.7915 | 0 | 699441.4117 | 0 | 0 | 0 | 170635.5924 | 578239.2703 | 1504459.9681 | 1026824.8418 | 4592188.8758 | 961560.8286 | 6588857.343 | 6588857.343 | 7236048.3217 | 3557391.7189 | 0 | 12142607.0475 | 29524904.4311 | 2371.3737 | 0.40906 | 29684.2015 | 72177.5158 | 605.1526 | 1471.4363
1 | 1800 | 707 | 0.045 | 15 | 15 | 7 | 3.1623e-12 | 5spot_SharedNeighbor | CO2 | Porous | Wet | R600a | MinimizeLCOE_Brownfield | IgnoreSilica | 2019 | 16.7714 | 2.4671 | 0.1346 | 4 | 24144.4634 | 56428.5107 | 492.2175 | 1150.3715 | 60.8002 | 4.755 | 48.4295 | 727426.4731 | 0 | 849974.2242 | 0 | 0 | 0 | 182023.9785 | 686175.6236 | 1785288.2186 | 1218495.8932 | 5449384.4113 | 961560.8286 | 6588857.343 | 6588857.343 | 7236048.3217 | 3557391.7189 | 0 | 12999802.5829 | 30382099.9666 | 3162.2777 | 0.53842 | 24144.4634 | 56428.5107 | 492.2175 | 1150.3715
1 | 1800 | 707 | 0.045 | 15 | 15 | 7 | 4.217e-12 | 5spot_SharedNeighbor | CO2 | Porous | Wet | R600a | MinimizeLCOE_Brownfield | IgnoreSilica | 2019 | 21.1151 | 3.126 | 0.17551 | 4 | 19880.9106 | 44640.4471 | 405.2993 | 910.0559 | 60.9142 | 4.751 | 48.5304 | 857344.184 | 0 | 1024632.4079 | 0 | 0 | 0 | 186587.1843 | 806739.8727 | 2098971.6637 | 1432591.29 | 6406866.6026 | 961560.8286 | 6588857.343 | 6588857.343 | 7236048.3217 | 3557391.7189 | 0 | 13957284.7742 | 31339582.1579 | 4216.965 | 0.70204 | 19880.9106 | 44640.4471 | 405.2993 | 910.0559
1 | 1800 | 707 | 0.045 | 15 | 15 | 7 | 5.6234e-12 | 5spot_SharedNeighbor | CO2 | Porous | Wet | R600a | MinimizeLCOE_Brownfield | IgnoreSilica | 2019 | 26.3233 | 3.9185 | 0.22643 | 4 | 16569.9656 | 35761.3103 | 337.8012 | 729.0427 | 60.9637 | 4.7406 | 51.5446 | 1002424.8117 | 0 | 1224875.0639 | 0 | 0 | 0 | 180511.0062 | 939046.2439 | 2443205.7017 | 1667538.0942 | 7457600.9215 | 961560.8286 | 6588857.343 | 6588857.343 | 7236048.3217 | 3557391.7189 | 0 | 15008019.0931 | 32390316.4767 | 5623.4133 | 0.90574 | 16569.9656 | 35761.3103 | 337.8012 | 729.0427
1 | 1800 | 707 | 0.045 | 15 | 15 | 7 | 7.4989e-12 | 5spot_SharedNeighbor | CO2 | Porous | Wet | R600a | MinimizeLCOE_Brownfield | IgnoreSilica | 2019 | 32.2009 | 4.8168 | 0.28727 | 4 | 13980.8636 | 29108.2266 | 285.0188 | 593.4106 | 60.9503 | 4.7239 | 55.362 | 1155294.4386 | 0 | 1441557.3738 | 0 | 0 | 0 | 152189.7568 | 1072126.212 | 2789452.4802 | 1903858.6353 | 8514478.8967 | 961560.8286 | 6588857.343 | 6588857.343 | 7236048.3217 | 3557391.7189 | 0 | 16064897.0683 | 33447194.4519 | 7498.9421 | 1.1491 | 13980.8636 | 29108.2266 | 285.0188 | 593.4106
1 | 1800 | 707 | 0.045 | 15 | 15 | 7 | 1e-11 | 5spot_SharedNeighbor | CO2 | Porous | Wet | R600a | MinimizeLCOE_Brownfield | IgnoreSilica | 2019 | 36.2035 | 5.4463 | 0.3439 | 4 | 11880.1222 | 24516.3171 | 242.1924 | 499.7983 | 60.9103 | 4.7095 | 45.8564 | 1253940.3218 | 0 | 1584648.2929 | 0 | 0 | 0 | 0 | 1107049.5597 | 2880315.8674 | 1965874.764 | 8791828.8059 | 961560.8286 | 6588857.343 | 6588857.343 | 7236048.3217 | 3557391.7189 | 0 | 16342246.9775 | 33724544.3611 | 10000 | 1.3756 | 11880.1222 | 24516.3171 | 242.1924 | 499.7983
1 | 1800 | 707 | 0.045 | 15 | 15 | 7 | 1.3335e-11 | 5spot_SharedNeighbor | CO2 | Porous | Wet | R600a | MinimizeLCOE_Brownfield | IgnoreSilica | 2019 | 47.6534 | 7.1824 | 0.44804 | 4 | 10251.8756 | 19950.9657 | 208.9984 | 406.7274 | 60.6901 | 4.6564 | 44.419 | 1516062.0827 | 0 | 1978181.3407 | 0 | 0 | 0 | 0 | 1362754.9351 | 3545608.8017 | 2419950.8622 | 10822558.0224 | 961560.8286 | 6588857.343 | 6588857.343 | 7236048.3217 | 3557391.7189 | 0 | 18372976.194 | 35755273.5777 | 13335.2143 | 1.7922 | 10251.8756 | 19950.9657 | 208.9984 | 406.7274
1 | 1800 | 707 | 0.045 | 15 | 15 | 7 | 1.7783e-11 | 5spot_SharedNeighbor | CO2 | Porous | Wet | R600a | MinimizeLCOE_Brownfield | IgnoreSilica | 2019 | 62.1498 | 9.3774 | 0.57239 | 4 | 9064.3322 | 16656.2969 | 184.7887 | 339.5611 | 60.2097 | 4.5632 | 45.7279 | 1811861.0797 | 0 | 2450934.9985 | 0 | 0 | 0 | 0 | 1662490.4705 | 4325459.1806 | 2952214.7701 | 13202960.4994 | 961560.8286 | 6588857.343 | 6588857.343 | 7236048.3217 | 3557391.7189 | 0 | 20753378.671 | 38135676.0547 | 17782.7941 | 2.2896 | 9064.3322 | 16656.2969 | 184.7887 | 339.5611
1 | 1800 | 707 | 0.045 | 15 | 15 | 7 | 2.3714e-11 | 5spot_SharedNeighbor | CO2 | Porous | Wet | R600a | MinimizeLCOE_Brownfield | IgnoreSilica | 2019 | 79.8654 | 12.0467 | 0.70859 | 4 | 8264.3314 | 14397.0343 | 168.4796 | 293.503 | 59.3276 | 4.4102 | 45.2194 | 2125212.479 | 0 | 2999871.7023 | 0 | 0 | 0 | 0 | 1998782.8307 | 5200422.9188 | 3549395.5001 | 15873685.4308 | 961560.8286 | 6588857.343 | 6588857.343 | 7236048.3217 | 3557391.7189 | 0 | 23424103.6024 | 40806400.9861 | 23713.7371 | 2.8344 | 8264.3314 | 14397.0343 | 168.4796 | 293.503
1 | 1800 | 707 | 0.045 | 15 | 15 | 7 | 3.1623e-11 | 5spot_SharedNeighbor | CO2 | Porous | Wet | R600a | MinimizeLCOE_Brownfield | IgnoreSilica | 2019 | 100.4501 | 15.1188 | 0.83764 | 4 | 7830.623 | 13018.5024 | 159.6378 | 265.3998 | 57.8987 | 4.179 | 55.7796 | 2425810.8273 | 0 | 3607452.9512 | 0 | 0 | 0 | 0 | 2352972.8736 | 6121952.756 | 4178358.5495 | 18686547.9577 | 961560.8286 | 6588857.343 | 6588857.343 | 7236048.3217 | 3557391.7189 | 0 | 26236966.1293 | 43619263.513 | 31622.7766 | 3.3506 | 7830.623 | 13018.5024 | 159.6378 | 265.3998
1 | 1800 | 707 | 0.045 | 15 | 15 | 7 | 4.217e-11 | 5spot_SharedNeighbor | CO2 | Porous | Wet | R600a | MinimizeLCOE_Brownfield | IgnoreSilica | 2019 | 114.8734 | 17.2489 | 0.90406 | 4 | 7751.6404 | 12558.3733 | 158.0277 | 256.0194 | 56.6288 | 3.9807 | 66.1556 | 2594479.2174 | 0 | 4018272.7402 | 0 | 0 | 0 | 0 | 2578973.2634 | 6709959.4113 | 4579685.1741 | 20481369.8064 | 961560.8286 | 6588857.343 | 6588857.343 | 7236048.3217 | 3557391.7189 | 0 | 28031787.978 | 45414085.3617 | 42169.6503 | 3.6162 | 7751.6404 | 12558.3733 | 158.0277 | 256.0194
1 | 1800 | 707 | 0.045 | 15 | 15 | 7 | 5.6234e-11 | 5spot_SharedNeighbor | CO2 | Porous | Wet | R600a | MinimizeLCOE_Brownfield | IgnoreSilica | 2019 | 114.7903 | 17.2333 | 0.90333 | 4 | 7754.0308 | 12564.6362 | 158.0764 | 256.1471 | 56.6234 | 3.9811 | 77.8029 | 2592928.5723 | 0 | 4015326.3235 | 0 | 0 | 0 | 0 | 2577219.4094 | 6705396.2428 | 4576570.7178 | 20467441.2658 | 961560.8286 | 6588857.343 | 6588857.343 | 7236048.3217 | 3557391.7189 | 0 | 28017859.4374 | 45400156.8211 | 56234.1325 | 3.6133 | 7754.0308 | 12564.6362 | 158.0764 | 256.1471
1 | 1800 | 707 | 0.045 | 15 | 15 | 7 | 7.4989e-11 | 5spot_SharedNeighbor | CO2 | Porous | Wet | R600a | MinimizeLCOE_Brownfield | IgnoreSilica | 2019 | 114.7218 | 17.2205 | 0.90275 | 4 | 7755.8993 | 12569.6075 | 158.1145 | 256.2485 | 56.6195 | 3.9815 | 78.3667 | 2591679.3953 | 0 | 4012923.1556 | 0 | 0 | 0 | 0 | 2575794.9949 | 6701690.2084 | 4574041.2732 | 20456129.0275 | 961560.8286 | 6588857.343 | 6588857.343 | 7236048.3217 | 3557391.7189 | 0 | 28006547.1991 | 45388844.5827 | 74989.4209 | 3.611 | 7755.8993 | 12569.6075 | 158.1145 | 256.2485
1 | 1800 | 707 | 0.045 | 15 | 15 | 7 | 1e-10 | 5spot_SharedNeighbor | CO2 | Porous | Wet | R600a | MinimizeLCOE_Brownfield | IgnoreSilica | 2019 | 114.6512 | 17.2081 | 0.90223 | 4 | 7757.3486 | 12573.8216 | 158.144 | 256.3344 | 56.6181 | 3.982 | 70.8003 | 2590528.6874 | 0 | 4010571.9674 | 0 | 0 | 0 | 0 | 2574429.2554 | 6698136.8344 | 4571616.0224 | 20445282.767 | 961560.8286 | 6588857.343 | 6588857.343 | 7236048.3217 | 3557391.7189 | 0 | 27995700.9386 | 45377998.3222 | 100000 | 3.6089 | 7757.3486 | 12573.8216 | 158.144 | 256.3344
1 | 1800 | 707 | 0.045 | 15 | 15 | 7 | 1.3335e-10 | 5spot_SharedNeighbor | CO2 | Porous | Wet | R600a | MinimizeLCOE_Brownfield | IgnoreSilica | 2019 | 114.6124 | 17.2008 | 0.90189 | 4 | 7758.4648 | 12576.7494 | 158.1668 | 256.394 | 56.6156 | 3.9822 | 68.0603 | 2589805.4067 | 0 | 4009197.2193 | 0 | 0 | 0 | 0 | 2573611.0241 | 6696007.9646 | 4570163.025 | 20438784.6398 | 961560.8286 | 6588857.343 | 6588857.343 | 7236048.3217 | 3557391.7189 | 0 | 27989202.8114 | 45371500.195 | 133352.1432 | 3.6076 | 7758.4648 | 12576.7494 | 158.1668 | 256.394
1 | 1800 | 707 | 0.045 | 15 | 15 | 7 | 1.7783e-10 | 5spot_SharedNeighbor | CO2 | Porous | Wet | R600a | MinimizeLCOE_Brownfield | IgnoreSilica | 2019 | 114.5735 | 17.1939 | 0.9016 | 4 | 7759.3196 | 12579.1785 | 158.1842 | 256.4436 | 56.6146 | 3.9825 | 65.0328 | 2589156.467 | 0 | 4007889.7549 | 0 | 0 | 0 | 0 | 2572848.0265 | 6694022.8013 | 4568808.1103 | 20432725.16 | 961560.8286 | 6588857.343 | 6588857.343 | 7236048.3217 | 3557391.7189 | 0 | 27983143.3317 | 45365440.7153 | 177827.941 | 3.6064 | 7759.3196 | 12579.1785 | 158.1842 | 256.4436
1 | 1800 | 707 | 0.045 | 15 | 15 | 7 | 2.3714e-10 | 5spot_SharedNeighbor | CO2 | Porous | Wet | R600a | MinimizeLCOE_Brownfield | IgnoreSilica | 2019 | 114.5586 | 17.1908 | 0.90143 | 4 | 7759.9709 | 12580.724 | 158.1975 | 256.4751 | 56.6124 | 3.9825 | 73.5844 | 2588817.8387 | 0 | 4007310.6745 | 0 | 0 | 0 | 0 | 2572490.1201 | 6693091.6023 | 4568172.5479 | 20429882.7836 | 961560.8286 | 6588857.343 | 6588857.343 | 7236048.3217 | 3557391.7189 | 0 | 27980300.9552 | 45362598.3389 | 237137.3706 | 3.6057 | 7759.9709 | 12580.724 | 158.1975 | 256.4751
1 | 1800 | 707 | 0.045 | 15 | 15 | 7 | 3.1623e-10 | 5spot_SharedNeighbor | CO2 | Porous | Wet | R600a | MinimizeLCOE_Brownfield | IgnoreSilica | 2019 | 114.5392 | 17.1873 | 0.90127 | 4 | 7760.4654 | 12582.0661 | 158.2076 | 256.5024 | 56.6116 | 3.9826 | 71.6167 | 2588474.9313 | 0 | 4006641.2112 | 0 | 0 | 0 | 0 | 2572095.2956 | 6692064.3498 | 4567471.4269 | 20426747.2149 | 961560.8286 | 6588857.343 | 6588857.343 | 7236048.3217 | 3557391.7189 | 0 | 27977165.3865 | 45359462.7702 | 316227.766 | 3.6051 | 7760.4654 | 12582.0661 | 158.2076 | 256.5024
1 | 1800 | 707 | 0.045 | 15 | 15 | 7 | 4.217e-10 | 5spot_SharedNeighbor | CO2 | Porous | Wet | R600a | MinimizeLCOE_Brownfield | IgnoreSilica | 2019 | 114.5197 | 17.1839 | 0.90113 | 4 | 7760.8397 | 12583.1791 | 158.2152 | 256.5251 | 56.6114 | 3.9828 | 70.5752 | 2588165.912 | 0 | 4006002.0185 | 0 | 0 | 0 | 0 | 2571725.4929 | 6691102.199 | 4566814.7393 | 20423810.3617 | 961560.8286 | 6588857.343 | 6588857.343 | 7236048.3217 | 3557391.7189 | 0 | 27974228.5333 | 45356525.9169 | 421696.5034 | 3.6045 | 7760.8397 | 12583.1791 | 158.2152 | 256.5251
1 | 1800 | 707 | 0.045 | 15 | 15 | 7 | 5.6234e-10 | 5spot_SharedNeighbor | CO2 | Porous | Wet | R600a | MinimizeLCOE_Brownfield | IgnoreSilica | 2019 | 114.5197 | 17.1835 | 0.90109 | 4 | 7761.1225 | 12583.7172 | 158.221 | 256.5361 | 56.6098 | 3.9827 | 70.974 | 2588086.6651 | 0 | 4005931.9479 | 0 | 0 | 0 | 0 | 2571667.259 | 6690950.6866 | 4566711.3289 | 20423347.8874 | 961560.8286 | 6588857.343 | 6588857.343 | 7236048.3217 | 3557391.7189 | 0 | 27973766.0591 | 45356063.4427 | 562341.3252 | 3.6043 | 7761.1225 | 12583.7172 | 158.221 | 256.5361
1 | 1800 | 707 | 0.045 | 15 | 15 | 7 | 7.4989e-10 | 5spot_SharedNeighbor | CO2 | Porous | Wet | R600a | MinimizeLCOE_Brownfield | IgnoreSilica | 2019 | 114.5003 | 17.1804 | 0.90098 | 4 | 7761.3356 | 12584.5234 | 158.2253 | 256.5525 | 56.6105 | 3.9829 | 69.5797 | 2587822.983 | 0 | 4005333.0767 | 0 | 0 | 0 | 0 | 2571330.8633 | 6690075.4538 | 4566113.9645 | 20420676.3414 | 961560.8286 | 6588857.343 | 6588857.343 | 7236048.3217 | 3557391.7189 | 0 | 27971094.513 | 45353391.8966 | 749894.2093 | 3.6039 | 7761.3356 | 12584.5234 | 158.2253 | 256.5525
1 | 1800 | 707 | 0.045 | 15 | 15 | 7 | 1e-09 | 5spot_SharedNeighbor | CO2 | Porous | Wet | R600a | MinimizeLCOE_Brownfield | IgnoreSilica | 2019 | 114.5003 | 17.1802 | 0.90095 | 4 | 7761.496 | 12584.8288 | 158.2286 | 256.5588 | 56.6096 | 3.9828 | 69.181 | 2587778.052 | 0 | 4005293.4252 | 0 | 0 | 0 | 0 | 2571297.8761 | 6689989.628 | 4566055.3866 | 20420414.368 | 961560.8286 | 6588857.343 | 6588857.343 | 7236048.3217 | 3557391.7189 | 0 | 27970832.5396 | 45353129.9232 | 1000000 | 3.6038 | 7761.496 | 12584.8288 | 158.2286 | 256.5588
1 | 1800 | 707 | 0.045 | 15 | 15 | 7 | 1.3335e-09 | 5spot_SharedNeighbor | CO2 | Porous | Wet | R600a | MinimizeLCOE_Brownfield | IgnoreSilica | 2019 | 114.5003 | 17.18 | 0.90093 | 4 | 7761.6167 | 12585.0585 | 158.2311 | 256.5634 | 56.6089 | 3.9828 | 67.9956 | 2587744.262 | 0 | 4005263.6242 | 0 | 0 | 0 | 0 | 2571273.0756 | 6689925.1021 | 4566011.3464 | 20420217.4103 | 961560.8286 | 6588857.343 | 6588857.343 | 7236048.3217 | 3557391.7189 | 0 | 27970635.582 | 45352932.9656 | 1333521.4322 | 3.6037 | 7761.6167 | 12585.0585 | 158.2311 | 256.5634
1 | 1800 | 707 | 0.045 | 15 | 15 | 7 | 1.7783e-09 | 5spot_SharedNeighbor | CO2 | Porous | Wet | R600a | MinimizeLCOE_Brownfield | IgnoreSilica | 2019 | 114.4808 | 17.177 | 0.90084 | 4 | 7761.7075 | 12585.6317 | 158.2329 | 256.5751 | 56.6103 | 3.983 | 67.0287 | 2587514.9173 | 0 | 4004695.1707 | 0 | 0 | 0 | 0 | 2570961.9343 | 6689115.5763 | 4565458.8284 | 20417746.427 | 961560.8286 | 6588857.343 | 6588857.343 | 7236048.3217 | 3557391.7189 | 0 | 27968164.5986 | 45350461.9823 | 1778279.41 | 3.6034 | 7761.7075 | 12585.6317 | 158.2329 | 256.5751
1 | 1800 | 707 | 0.045 | 15 | 15 | 7 | 2.3714e-09 | 5spot_SharedNeighbor | CO2 | Porous | Wet | R600a | MinimizeLCOE_Brownfield | IgnoreSilica | 2019 | 114.4855 | 17.1776 | 0.90084 | 4 | 7761.7756 | 12585.6659 | 158.2343 | 256.5758 | 56.6095 | 3.9829 | 76.6681 | 2587544.4194 | 0 | 4004808.3902 | 0 | 0 | 0 | 0 | 2571017.5957 | 6689260.3959 | 4565557.6708 | 20418188.472 | 961560.8286 | 6588857.343 | 6588857.343 | 7236048.3217 | 3557391.7189 | 0 | 27968606.6436 | 45350904.0273 | 2371373.7057 | 3.6034 | 7761.7756 | 12585.6659 | 158.2343 | 256.5758
1 | 1800 | 707 | 0.045 | 15 | 15 | 7 | 3.1623e-09 | 5spot_SharedNeighbor | CO2 | Porous | Wet | R600a | MinimizeLCOE_Brownfield | IgnoreSilica | 2019 | 114.4855 | 17.1775 | 0.90084 | 4 | 7761.8268 | 12585.7633 | 158.2353 | 256.5778 | 56.6092 | 3.9829 | 75.9503 | 2587530.1063 | 0 | 4004795.7814 | 0 | 0 | 0 | 0 | 2571007.0962 | 6689233.0782 | 4565539.0259 | 20418105.0878 | 961560.8286 | 6588857.343 | 6588857.343 | 7236048.3217 | 3557391.7189 | 0 | 27968523.2595 | 45350820.6431 | 3162277.6602 | 3.6033 | 7761.8268 | 12585.7633 | 158.2353 | 256.5778
1 | 1800 | 707 | 0.045 | 15 | 15 | 7 | 4.217e-09 | 5spot_SharedNeighbor | CO2 | Porous | Wet | R600a | MinimizeLCOE_Brownfield | IgnoreSilica | 2019 | 114.4855 | 17.1775 | 0.90083 | 4 | 7761.8652 | 12585.8364 | 158.2361 | 256.5793 | 56.609 | 3.9829 | 77.224 | 2587519.3632 | 0 | 4004786.3194 | 0 | 0 | 0 | 0 | 2570999.2162 | 6689212.5761 | 4565525.0328 | 20418042.5076 | 961560.8286 | 6588857.343 | 6588857.343 | 7236048.3217 | 3557391.7189 | 0 | 27968460.6792 | 45350758.0629 | 4216965.0343 | 3.6033 | 7761.8652 | 12585.8364 | 158.2361 | 256.5793
1 | 1800 | 707 | 0.045 | 15 | 15 | 7 | 5.6234e-09 | 5spot_SharedNeighbor | CO2 | Porous | Wet | R600a | MinimizeLCOE_Brownfield | IgnoreSilica | 2019 | 114.4855 | 17.1774 | 0.90082 | 4 | 7761.894 | 12585.8912 | 158.2367 | 256.5804 | 56.6088 | 3.9829 | 76.7405 | 2587511.3015 | 0 | 4004779.2201 | 0 | 0 | 0 | 0 | 2570993.3034 | 6689197.1923 | 4565514.533 | 20417995.5504 | 961560.8286 | 6588857.343 | 6588857.343 | 7236048.3217 | 3557391.7189 | 0 | 27968413.722 | 45350711.1056 | 5623413.2519 | 3.6033 | 7761.894 | 12585.8912 | 158.2367 | 256.5804
1 | 1800 | 707 | 0.045 | 15 | 15 | 7 | 7.4989e-09 | 5spot_SharedNeighbor | CO2 | Porous | Wet | R600a | MinimizeLCOE_Brownfield | IgnoreSilica | 2019 | 114.4855 | 17.1774 | 0.90082 | 4 | 7761.9156 | 12585.9324 | 158.2371 | 256.5813 | 56.6087 | 3.9829 | 75.8969 | 2587505.253 | 0 | 4004773.8943 | 0 | 0 | 0 | 0 | 2570988.8675 | 6689185.6508 | 4565506.6557 | 20417960.3213 | 961560.8286 | 6588857.343 | 6588857.343 | 7236048.3217 | 3557391.7189 | 0 | 27968378.4929 | 45350675.8766 | 7498942.0933 | 3.6033 | 7761.9156 | 12585.9324 | 158.2371 | 256.5813
1 | 1800 | 707 | 0.045 | 15 | 15 | 7 | 1e-08 | 5spot_SharedNeighbor | CO2 | Porous | Wet | R600a | MinimizeLCOE_Brownfield | IgnoreSilica | 2019 | 114.4855 | 17.1774 | 0.90082 | 4 | 7761.9319 | 12585.9632 | 158.2375 | 256.5819 | 56.6086 | 3.9829 | 75.6717 | 2587500.7155 | 0 | 4004769.8994 | 0 | 0 | 0 | 0 | 2570985.5398 | 6689176.9929 | 4565500.7465 | 20417933.8941 | 961560.8286 | 6588857.343 | 6588857.343 | 7236048.3217 | 3557391.7189 | 0 | 27968352.0658 | 45350649.4494 | 10000000 | 3.6033 | 7761.9319 | 12585.9632 | 158.2375 | 256.5819
1 | 1900 | 707 | 0.045 | 15 | 15 | 7 | 1e-13 | 5spot_SharedNeighbor | CO2 | Porous | Wet | R600a | MinimizeLCOE_Brownfield | IgnoreSilica | 2019 | 0.73307 | 0.058638 | 0.0023868 | 4 | 881388.1178 | 2776232.5815 | 17968.2889 | 56597.2563 | 50.9722 | 4.6075 | 35.1773 | 65296.4169 | 0 | 52903.8208 | 0 | 0 | 0 | 38528.2371 | 61124.1052 | 159032.3834 | 108542.8695 | 485427.8329 | 961560.8286 | 6967896.3915 | 6967896.3915 | 7440735.7703 | 3682034.1773 | 0 | 8414885.0531 | 26505551.3922 | 100 | 0.0095473 | 881388.1178 | 2776232.5815 | 17968.2889 | 56597.2563
1 | 1900 | 707 | 0.045 | 15 | 15 | 7 | 1.3335e-13 | 5spot_SharedNeighbor | CO2 | Porous | Wet | R600a | MinimizeLCOE_Brownfield | IgnoreSilica | 2019 | 0.99609 | 0.094956 | 0.0039511 | 4 | 542445.4056 | 1687112.9934 | 11058.4833 | 34394.0804 | 53.5776 | 4.7712 | 40.6981 | 86632.547 | 0 | 72899.9716 | 0 | 0 | 0 | 48235.7409 | 81029.6212 | 210822.4529 | 143890.656 | 643510.9895 | 961560.8286 | 6967896.3915 | 6967896.3915 | 7440735.7703 | 3682034.1773 | 0 | 8572968.2097 | 26663634.5488 | 133.3521 | 0.015804 | 542445.4056 | 1687112.9934 | 11058.4833 | 34394.0804
1 | 1900 | 707 | 0.045 | 15 | 15 | 7 | 1.7783e-13 | 5spot_SharedNeighbor | CO2 | Porous | Wet | R600a | MinimizeLCOE_Brownfield | IgnoreSilica | 2019 | 1.3208 | 0.14171 | 0.0061483 | 4 | 355824.4083 | 1091424.1495 | 7253.9619 | 22250.1575 | 55.7125 | 4.8884 | 112.1287 | 110927.4775 | 0 | 96266.7953 | 0 | 0 | 0 | 57996.2803 | 103424.3157 | 269088.8542 | 183658.6722 | 821362.3952 | 961560.8286 | 6967896.3915 | 6967896.3915 | 7440735.7703 | 3682034.1773 | 0 | 8750819.6154 | 26841485.9545 | 177.8279 | 0.024593 | 355824.4083 | 1091424.1495 | 7253.9619 | 22250.1575
1 | 1900 | 707 | 0.045 | 15 | 15 | 7 | 2.3714e-13 | 5spot_SharedNeighbor | CO2 | Porous | Wet | R600a | MinimizeLCOE_Brownfield | IgnoreSilica | 2019 | 1.7487 | 0.20443 | 0.0091794 | 4 | 244256.4688 | 736956.335 | 4979.4985 | 15023.8517 | 57.5592 | 4.979 | 152.3543 | 140406.6371 | 0 | 125384.7273 | 0 | 0 | 0 | 69670.1392 | 130829.9864 | 340392.7877 | 232325.072 | 1039009.3498 | 961560.8286 | 6967896.3915 | 6967896.3915 | 7440735.7703 | 3682034.1773 | 0 | 8968466.5699 | 27059132.909 | 237.1374 | 0.036717 | 244256.4688 | 736956.335 | 4979.4985 | 15023.8517
1 | 1900 | 707 | 0.045 | 15 | 15 | 7 | 3.1623e-13 | 5spot_SharedNeighbor | CO2 | Porous | Wet | R600a | MinimizeLCOE_Brownfield | IgnoreSilica | 2019 | 2.3126 | 0.28812 | 0.013308 | 4 | 173476.9461 | 513322.0294 | 3536.5622 | 10464.7639 | 59.1183 | 5.0487 | 206.7649 | 176106.1508 | 0 | 161633.1116 | 0 | 0 | 0 | 83628.9945 | 164333.6202 | 427562.3703 | 291820.1033 | 1305084.3507 | 961560.8286 | 6967896.3915 | 6967896.3915 | 7440735.7703 | 3682034.1773 | 0 | 9234541.5709 | 27325207.91 | 316.2278 | 0.053232 | 173476.9461 | 513322.0294 | 3536.5622 | 10464.7639
1 | 1900 | 707 | 0.045 | 15 | 15 | 7 | 4.217e-13 | 5spot_SharedNeighbor | CO2 | Porous | Wet | R600a | MinimizeLCOE_Brownfield | IgnoreSilica | 2019 | 3.0176 | 0.39418 | 0.018843 | 4 | 126546.273 | 366560.0715 | 2579.8169 | 7472.8229 | 60.353 | 5.1 | 44.3848 | 217145.8745 | 0 | 204460.1552 | 0 | 0 | 0 | 97812.5499 | 202573.246 | 527054.0327 | 359725.2072 | 1608771.0654 | 961560.8286 | 6967896.3915 | 6967896.3915 | 7440735.7703 | 3682034.1773 | 0 | 9538228.2856 | 27628894.6247 | 421.6965 | 0.075373 | 126546.273 | 366560.0715 | 2579.8169 | 7472.8229
1 | 1900 | 707 | 0.045 | 15 | 15 | 7 | 5.6234e-13 | 5spot_SharedNeighbor | CO2 | Porous | Wet | R600a | MinimizeLCOE_Brownfield | IgnoreSilica | 2019 | 3.9534 | 0.53538 | 0.026269 | 4 | 94352.9722 | 266521.5416 | 1923.513 | 5433.4021 | 61.3797 | 5.14 | 42.3927 | 267284.4869 | 0 | 258220.9233 | 0 | 0 | 0 | 115291.6105 | 249910.8381 | 650216.7369 | 443786.2836 | 1984710.8793 | 961560.8286 | 6967896.3915 | 6967896.3915 | 7440735.7703 | 3682034.1773 | 0 | 9914168.0995 | 28004834.4386 | 562.3413 | 0.10508 | 94352.9722 | 266521.5416 | 1923.513 | 5433.4021
1 | 1900 | 707 | 0.045 | 15 | 15 | 7 | 7.4989e-13 | 5spot_SharedNeighbor | CO2 | Porous | Wet | R600a | MinimizeLCOE_Brownfield | IgnoreSilica | 2019 | 5.1318 | 0.71436 | 0.036099 | 4 | 71668.885 | 196954.338 | 1461.0672 | 4015.1806 | 62.1809 | 5.1696 | 52.3113 | 325469.9616 | 0 | 322301.9835 | 0 | 0 | 0 | 133311.46 | 304622.528 | 792565.3312 | 540942.1241 | 2419213.3884 | 961560.8286 | 6967896.3915 | 6967896.3915 | 7440735.7703 | 3682034.1773 | 0 | 10348670.6085 | 28439336.9476 | 749.8942 | 0.1444 | 71668.885 | 196954.338 | 1461.0672 | 4015.1806
1 | 1900 | 707 | 0.045 | 15 | 15 | 7 | 1e-12 | 5spot_SharedNeighbor | CO2 | Porous | Wet | R600a | MinimizeLCOE_Brownfield | IgnoreSilica | 2019 | 6.6593 | 0.94683 | 0.049119 | 4 | 55334.3836 | 147410.9429 | 1128.0663 | 3005.1715 | 62.8209 | 5.192 | 48.3472 | 395085.712 | 0 | 401003.5508 | 0 | 0 | 0 | 153887.9505 | 370491.1132 | 963941.8783 | 657910.139 | 2942320.3437 | 961560.8286 | 6967896.3915 | 6967896.3915 | 7440735.7703 | 3682034.1773 | 0 | 10871777.5639 | 28962443.903 | 1000 | 0.19647 | 55334.3836 | 147410.9429 | 1128.0663 | 3005.1715
1 | 1900 | 707 | 0.045 | 15 | 15 | 7 | 1.3335e-12 | 5spot_SharedNeighbor | CO2 | Porous | Wet | R600a | MinimizeLCOE_Brownfield | IgnoreSilica | 2019 | 8.5935 | 1.2421 | 0.066208 | 4 | 43360.2948 | 111669.7636 | 883.9583 | 2276.5392 | 63.3161 | 5.208 | 51.851 | 476564.8952 | 0 | 495516.7237 | 0 | 0 | 0 | 175328.7421 | 447490.0408 | 1164277.2933 | 794643.1762 | 3553820.8714 | 961560.8286 | 6967896.3915 | 6967896.3915 | 7440735.7703 | 3682034.1773 | 0 | 11483278.0915 | 29573944.4306 | 1333.5214 | 0.26483 | 43360.2948 | 111669.7636 | 883.9583 | 2276.5392
1 | 1900 | 707 | 0.045 | 15 | 15 | 7 | 1.7783e-12 | 5spot_SharedNeighbor | CO2 | Porous | Wet | R600a | MinimizeLCOE_Brownfield | IgnoreSilica | 2019 | 11.0445 | 1.6171 | 0.08854 | 4 | 34449.5489 | 85530.0769 | 702.3007 | 1743.6463 | 63.6962 | 5.2188 | 39.0046 | 572162.1948 | 0 | 609240.9472 | 0 | 0 | 0 | 197620.4945 | 537819.2182 | 1399295.284 | 955047.7839 | 4271185.9226 | 961560.8286 | 6967896.3915 | 6967896.3915 | 7440735.7703 | 3682034.1773 | 0 | 12200643.1428 | 30291309.4819 | 1778.2794 | 0.35416 | 34449.5489 | 85530.0769 | 702.3007 | 1743.6463
1 | 1900 | 707 | 0.045 | 15 | 15 | 7 | 2.3714e-12 | 5spot_SharedNeighbor | CO2 | Porous | Wet | R600a | MinimizeLCOE_Brownfield | IgnoreSilica | 2019 | 14.0971 | 2.0853 | 0.11742 | 4 | 27732.3949 | 66249.9204 | 565.3624 | 1350.5942 | 63.9782 | 5.2246 | 52.4638 | 682592.5928 | 0 | 743925.4133 | 0 | 0 | 0 | 218719.4321 | 641642.6009 | 1669422.4285 | 1139415.1107 | 5095717.5783 | 961560.8286 | 6967896.3915 | 6967896.3915 | 7440735.7703 | 3682034.1773 | 0 | 13025174.7985 | 31115841.1376 | 2371.3737 | 0.46967 | 27732.3949 | 66249.9204 | 565.3624 | 1350.5942
1 | 1900 | 707 | 0.045 | 15 | 15 | 7 | 3.1623e-12 | 5spot_SharedNeighbor | CO2 | Porous | Wet | R600a | MinimizeLCOE_Brownfield | IgnoreSilica | 2019 | 17.9091 | 2.6712 | 0.15456 | 4 | 22611.9648 | 51874.3938 | 460.9755 | 1057.5297 | 64.1794 | 5.2253 | 58.4121 | 810683.1488 | 0 | 904094.9332 | 0 | 0 | 0 | 238484.1117 | 761772.2556 | 1981975.148 | 1352738.764 | 6049748.3613 | 961560.8286 | 6967896.3915 | 6967896.3915 | 7440735.7703 | 3682034.1773 | 0 | 13979205.5814 | 32069871.9205 | 3162.2777 | 0.61822 | 22611.9648 | 51874.3938 | 460.9755 | 1057.5297
1 | 1900 | 707 | 0.045 | 15 | 15 | 7 | 4.217e-12 | 5spot_SharedNeighbor | CO2 | Porous | Wet | R600a | MinimizeLCOE_Brownfield | IgnoreSilica | 2019 | 22.587 | 3.392 | 0.20166 | 4 | 18670.8043 | 41098.3553 | 380.6296 | 837.8456 | 64.3058 | 5.2201 | 59.9529 | 956823.1503 | 0 | 1091549.9973 | 0 | 0 | 0 | 253962.1113 | 897910.7509 | 2336179.5871 | 1594490.5719 | 7130916.1688 | 961560.8286 | 6967896.3915 | 6967896.3915 | 7440735.7703 | 3682034.1773 | 0 | 15060373.389 | 33151039.7281 | 4216.965 | 0.80663 | 18670.8043 | 41098.3553 | 380.6296 | 837.8456
1 | 1900 | 707 | 0.045 | 15 | 15 | 7 | 5.6234e-12 | 5spot_SharedNeighbor | CO2 | Porous | Wet | R600a | MinimizeLCOE_Brownfield | IgnoreSilica | 2019 | 28.1844 | 4.2571 | 0.26019 | 4 | 15612.3507 | 32994.59 | 318.2789 | 672.6393 | 64.3595 | 5.2078 | 66.6817 | 1119599.7187 | 0 | 1305937.3949 | 0 | 0 | 0 | 260451.313 | 1047535.4864 | 2725472.4565 | 1860190.9545 | 8319187.3241 | 961560.8286 | 6967896.3915 | 6967896.3915 | 7440735.7703 | 3682034.1773 | 0 | 16248644.5443 | 34339310.8833 | 5623.4133 | 1.0408 | 15612.3507 | 32994.59 | 318.2789 | 672.6393
1 | 1900 | 707 | 0.045 | 15 | 15 | 7 | 7.4989e-12 | 5spot_SharedNeighbor | CO2 | Porous | Wet | R600a | MinimizeLCOE_Brownfield | IgnoreSilica | 2019 | 34.523 | 5.2417 | 0.3302 | 4 | 13221.5975 | 26918.3713 | 269.5401 | 548.7674 | 64.3405 | 5.1869 | 54.9243 | 1291541.0824 | 0 | 1538822.109 | 0 | 0 | 0 | 247717.8342 | 1200451.6 | 3123328.8166 | 2131736.0953 | 9533597.5374 | 961560.8286 | 6967896.3915 | 6967896.3915 | 7440735.7703 | 3682034.1773 | 0 | 17463054.7576 | 35553721.0967 | 7498.9421 | 1.3208 | 13221.5975 | 26918.3713 | 269.5401 | 548.7674
1 | 1900 | 707 | 0.045 | 15 | 15 | 7 | 1e-11 | 5spot_SharedNeighbor | CO2 | Porous | Wet | R600a | MinimizeLCOE_Brownfield | IgnoreSilica | 2019 | 41.9381 | 6.3957 | 0.41358 | 4 | 11344.9377 | 22280.3296 | 231.2819 | 454.2147 | 64.245 | 5.1557 | 60.5582 | 1479305.8053 | 0 | 1800761.4311 | 0 | 0 | 0 | 219397.6137 | 1364791.2916 | 3550906.9834 | 2423566.98 | 10838730.1052 | 961560.8286 | 6967896.3915 | 6967896.3915 | 7440735.7703 | 3682034.1773 | 0 | 18768187.3254 | 36858853.6645 | 10000 | 1.6543 | 11344.9377 | 22280.3296 | 231.2819 | 454.2147
1 | 1900 | 707 | 0.045 | 15 | 15 | 7 | 1.3335e-11 | 5spot_SharedNeighbor | CO2 | Porous | Wet | R600a | MinimizeLCOE_Brownfield | IgnoreSilica | 2019 | 48.3176 | 7.4027 | 0.49729 | 4 | 9857.2074 | 18951.7661 | 200.9525 | 386.3574 | 64.1101 | 5.1227 | 58.6405 | 1631037.2807 | 0 | 2018903.4805 | 0 | 0 | 0 | 120577.2253 | 1470502.0148 | 3825944.601 | 2611285.8055 | 11678250.4078 | 961560.8286 | 6967896.3915 | 6967896.3915 | 7440735.7703 | 3682034.1773 | 0 | 19607707.628 | 37698373.9671 | 13335.2143 | 1.9892 | 9857.2074 | 18951.7661 | 200.9525 | 386.3574
1 | 1900 | 707 | 0.045 | 15 | 15 | 7 | 1.7783e-11 | 5spot_SharedNeighbor | CO2 | Porous | Wet | R600a | MinimizeLCOE_Brownfield | IgnoreSilica | 2019 | 57.8766 | 8.8938 | 0.6054 | 4 | 8619.5821 | 16090.1348 | 175.7218 | 328.0192 | 63.8241 | 5.0618 | 53.2689 | 1843420.5544 | 0 | 2335667.2543 | 0 | 0 | 0 | 0 | 1629844.2454 | 4240520.3995 | 2894242.3067 | 12943694.7603 | 961560.8286 | 6967896.3915 | 6967896.3915 | 7440735.7703 | 3682034.1773 | 0 | 20873151.9805 | 38963818.3196 | 17782.7941 | 2.4216 | 8619.5821 | 16090.1348 | 175.7218 | 328.0192
1 | 1900 | 707 | 0.045 | 15 | 15 | 7 | 2.3714e-11 | 5spot_SharedNeighbor | CO2 | Porous | Wet | R600a | MinimizeLCOE_Brownfield | IgnoreSilica | 2019 | 74.4324 | 11.4413 | 0.75732 | 4 | 7764.799 | 13736.7714 | 158.2959 | 280.0427 | 63.1012 | 4.926 | 53.6755 | 2173049.036 | 0 | 2861136.7646 | 0 | 0 | 0 | 0 | 1963332.4622 | 5108188.3318 | 3486443.4993 | 15592150.0939 | 961560.8286 | 6967896.3915 | 6967896.3915 | 7440735.7703 | 3682034.1773 | 0 | 23521607.3141 | 41612273.6532 | 23713.7371 | 3.0293 | 7764.799 | 13736.7714 | 158.2959 | 280.0427
1 | 1900 | 707 | 0.045 | 15 | 15 | 7 | 3.1623e-11 | 5spot_SharedNeighbor | CO2 | Porous | Wet | R600a | MinimizeLCOE_Brownfield | IgnoreSilica | 2019 | 93.7675 | 14.3945 | 0.9109 | 4 | 7227.4503 | 12192.5189 | 147.3413 | 248.561 | 61.8961 | 4.7177 | 61.3676 | 2500457.8642 | 0 | 3441708.6718 | 0 | 0 | 0 | 0 | 2317444.949 | 6029516.3841 | 4115268.8263 | 18404396.6955 | 961560.8286 | 6967896.3915 | 6967896.3915 | 7440735.7703 | 3682034.1773 | 0 | 26333853.9156 | 44424520.2547 | 31622.7766 | 3.6436 | 7227.4503 | 12192.5189 | 147.3413 | 248.561
1 | 1900 | 707 | 0.045 | 15 | 15 | 7 | 4.217e-11 | 5spot_SharedNeighbor | CO2 | Porous | Wet | R600a | MinimizeLCOE_Brownfield | IgnoreSilica | 2019 | 114.8838 | 17.5821 | 1.0402 | 4 | 6994.6947 | 11342.4713 | 142.5963 | 231.2316 | 60.1408 | 4.4303 | 63.3549 | 2787707.5258 | 0 | 4048920.9335 | 0 | 0 | 0 | 0 | 2666285.0991 | 6937126.8976 | 4734731.6513 | 21174772.1073 | 961560.8286 | 6967896.3915 | 6967896.3915 | 7440735.7703 | 3682034.1773 | 0 | 29104229.3275 | 47194895.6666 | 42169.6503 | 4.1609 | 6994.6947 | 11342.4713 | 142.5963 | 231.2316
1 | 1900 | 707 | 0.045 | 15 | 15 | 7 | 5.6234e-11 | 5spot_SharedNeighbor | CO2 | Porous | Wet | R600a | MinimizeLCOE_Brownfield | IgnoreSilica | 2019 | 121.1 | 18.5107 | 1.0686 | 4 | 6985.3879 | 11217.6231 | 142.4066 | 228.6864 | 59.5229 | 4.3322 | 70.8611 | 2857061.5357 | 0 | 4223258.2317 | 0 | 0 | 0 | 0 | 2761324.7093 | 7184400.468 | 4903500.9441 | 21929545.8887 | 961560.8286 | 6967896.3915 | 6967896.3915 | 7440735.7703 | 3682034.1773 | 0 | 29859003.1089 | 47949669.448 | 56234.1325 | 4.2745 | 6985.3879 | 11217.6231 | 142.4066 | 228.6864
1 | 1900 | 707 | 0.045 | 15 | 15 | 7 | 7.4989e-11 | 5spot_SharedNeighbor | CO2 | Porous | Wet | R600a | MinimizeLCOE_Brownfield | IgnoreSilica | 2019 | 120.9971 | 18.4923 | 1.0678 | 4 | 6987.6045 | 11223.1962 | 142.4518 | 228.8 | 59.5217 | 4.3331 | 78.6231 | 2855350.3058 | 0 | 4220386.4314 | 0 | 0 | 0 | 0 | 2759537.3275 | 7179750.0673 | 4900326.95 | 21915351.0821 | 961560.8286 | 6967896.3915 | 6967896.3915 | 7440735.7703 | 3682034.1773 | 0 | 29844808.3023 | 47935474.6414 | 74989.4209 | 4.2711 | 6987.6045 | 11223.1962 | 142.4518 | 228.8
1 | 1900 | 707 | 0.045 | 15 | 15 | 7 | 1e-10 | 5spot_SharedNeighbor | CO2 | Porous | Wet | R600a | MinimizeLCOE_Brownfield | IgnoreSilica | 2019 | 120.9239 | 18.479 | 1.0671 | 4 | 6989.3193 | 11227.3999 | 142.4867 | 228.8857 | 59.5201 | 4.3338 | 81.1153 | 2854096.2634 | 0 | 4218344.7942 | 0 | 0 | 0 | 0 | 2758252.0125 | 7176405.9411 | 4898044.5152 | 21905143.5264 | 961560.8286 | 6967896.3915 | 6967896.3915 | 7440735.7703 | 3682034.1773 | 0 | 29834600.7465 | 47925267.0856 | 100000 | 4.2686 | 6989.3193 | 11227.3999 | 142.4867 | 228.8857
1 | 1900 | 707 | 0.045 | 15 | 15 | 7 | 1.3335e-10 | 5spot_SharedNeighbor | CO2 | Porous | Wet | R600a | MinimizeLCOE_Brownfield | IgnoreSilica | 2019 | 120.8682 | 18.4689 | 1.0667 | 4 | 6990.6368 | 11230.6228 | 142.5136 | 228.9514 | 59.5188 | 4.3342 | 75.6429 | 2853138.1239 | 0 | 4216789.0952 | 0 | 0 | 0 | 0 | 2757271.6155 | 7173855.1493 | 4896303.5474 | 21897357.5312 | 961560.8286 | 6967896.3915 | 6967896.3915 | 7440735.7703 | 3682034.1773 | 0 | 29826814.7514 | 47917481.0905 | 133352.1432 | 4.2667 | 6990.6368 | 11230.6228 | 142.5136 | 228.9514
1 | 1900 | 707 | 0.045 | 15 | 15 | 7 | 1.7783e-10 | 5spot_SharedNeighbor | CO2 | Porous | Wet | R600a | MinimizeLCOE_Brownfield | IgnoreSilica | 2019 | 120.8145 | 18.4595 | 1.0663 | 4 | 6991.6435 | 11233.2753 | 142.5341 | 229.0055 | 59.519 | 4.3348 | 70.1659 | 2852286.9662 | 0 | 4215289.8762 | 0 | 0 | 0 | 0 | 2756354.9685 | 7171470.2219 | 4894675.7854 | 21890077.8181 | 961560.8286 | 6967896.3915 | 6967896.3915 | 7440735.7703 | 3682034.1773 | 0 | 29819535.0383 | 47910201.3774 | 177827.941 | 4.265 | 6991.6435 | 11233.2753 | 142.5341 | 229.0055
1 | 1900 | 707 | 0.045 | 15 | 15 | 7 | 2.3714e-10 | 5spot_SharedNeighbor | CO2 | Porous | Wet | R600a | MinimizeLCOE_Brownfield | IgnoreSilica | 2019 | 120.7802 | 18.4534 | 1.066 | 4 | 6992.4092 | 11235.1812 | 142.5497 | 229.0444 | 59.5184 | 4.3351 | 77.5158 | 2851710.3604 | 0 | 4214333.4081 | 0 | 0 | 0 | 0 | 2755757.0697 | 7169914.6119 | 4893614.0497 | 21885329.4999 | 961560.8286 | 6967896.3915 | 6967896.3915 | 7440735.7703 | 3682034.1773 | 0 | 29814786.72 | 47905453.0591 | 237137.3706 | 4.2639 | 6992.4092 | 11235.1812 | 142.5497 | 229.0444
1 | 1900 | 707 | 0.045 | 15 | 15 | 7 | 3.1623e-10 | 5spot_SharedNeighbor | CO2 | Porous | Wet | R600a | MinimizeLCOE_Brownfield | IgnoreSilica | 2019 | 120.7607 | 18.4497 | 1.0658 | 4 | 6992.9897 | 11236.515 | 142.5616 | 229.0716 | 59.5174 | 4.3352 | 75.5566 | 2851343.3404 | 0 | 4213790.5238 | 0 | 0 | 0 | 0 | 2755402.207 | 7168991.3319 | 4892983.8921 | 21882511.2951 | 961560.8286 | 6967896.3915 | 6967896.3915 | 7440735.7703 | 3682034.1773 | 0 | 29811968.5153 | 47902634.8544 | 316227.766 | 4.2631 | 6992.9897 | 11236.515 | 142.5616 | 229.0716
1 | 1900 | 707 | 0.045 | 15 | 15 | 7 | 4.217e-10 | 5spot_SharedNeighbor | CO2 | Porous | Wet | R600a | MinimizeLCOE_Brownfield | IgnoreSilica | 2019 | 120.7413 | 18.4462 | 1.0656 | 4 | 6993.4286 | 11237.6045 | 142.5705 | 229.0938 | 59.5171 | 4.3354 | 74.4062 | 2851015.0096 | 0 | 4213247.6219 | 0 | 0 | 0 | 0 | 2755062.4263 | 7168107.2922 | 4892380.5168 | 21879812.8668 | 961560.8286 | 6967896.3915 | 6967896.3915 | 7440735.7703 | 3682034.1773 | 0 | 29809270.0869 | 47899936.426 | 421696.5034 | 4.2625 | 6993.4286 | 11237.6045 | 142.5705 | 229.0938
1 | 1900 | 707 | 0.045 | 15 | 15 | 7 | 5.6234e-10 | 5spot_SharedNeighbor | CO2 | Porous | Wet | R600a | MinimizeLCOE_Brownfield | IgnoreSilica | 2019 | 120.7265 | 18.4435 | 1.0655 | 4 | 6993.7599 | 11238.4291 | 142.5773 | 229.1106 | 59.5168 | 4.3355 | 83.3699 | 2850765.7582 | 0 | 4212833.9707 | 0 | 0 | 0 | 0 | 2754803.8943 | 7167434.6449 | 4891921.4212 | 21877759.6893 | 961560.8286 | 6967896.3915 | 6967896.3915 | 7440735.7703 | 3682034.1773 | 0 | 29807216.9094 | 47897883.2485 | 562341.3252 | 4.262 | 6993.7599 | 11238.4291 | 142.5773 | 229.1106
1 | 1900 | 707 | 0.045 | 15 | 15 | 7 | 7.4989e-10 | 5spot_SharedNeighbor | CO2 | Porous | Wet | R600a | MinimizeLCOE_Brownfield | IgnoreSilica | 2019 | 120.707 | 18.4403 | 1.0654 | 4 | 6994.0094 | 11239.1916 | 142.5823 | 229.1261 | 59.5175 | 4.3357 | 81.831 | 2850489.1366 | 0 | 4212291.038 | 0 | 0 | 0 | 0 | 2754484.2681 | 7166603.0432 | 4891353.8359 | 21875221.3219 | 961560.8286 | 6967896.3915 | 6967896.3915 | 7440735.7703 | 3682034.1773 | 0 | 29804678.542 | 47895344.8811 | 749894.2093 | 4.2615 | 6994.0094 | 11239.1916 | 142.5823 | 229.1261
1 | 1900 | 707 | 0.045 | 15 | 15 | 7 | 1e-09 | 5spot_SharedNeighbor | CO2 | Porous | Wet | R600a | MinimizeLCOE_Brownfield | IgnoreSilica | 2019 | 120.707 | 18.44 | 1.0653 | 4 | 6994.1972 | 11239.516 | 142.5862 | 229.1327 | 59.5165 | 4.3357 | 80.3709 | 2850437.9383 | 0 | 4212291.038 | 0 | 0 | 0 | 0 | 2754464.3008 | 7166551.0922 | 4891318.3784 | 21875062.7476 | 961560.8286 | 6967896.3915 | 6967896.3915 | 7440735.7703 | 3682034.1773 | 0 | 29804519.9678 | 47895186.3069 | 1000000 | 4.2613 | 6994.1972 | 11239.516 | 142.5862 | 229.1327
1 | 1900 | 707 | 0.045 | 15 | 15 | 7 | 1.3335e-09 | 5spot_SharedNeighbor | CO2 | Porous | Wet | R600a | MinimizeLCOE_Brownfield | IgnoreSilica | 2019 | 120.705 | 18.4395 | 1.0653 | 4 | 6994.3384 | 11239.7945 | 142.589 | 229.1384 | 59.516 | 4.3357 | 80.4095 | 2850377.6861 | 0 | 4212234.4045 | 0 | 0 | 0 | 0 | 2754418.7154 | 7166432.4884 | 4891237.4288 | 21874700.7232 | 961560.8286 | 6967896.3915 | 6967896.3915 | 7440735.7703 | 3682034.1773 | 0 | 29804157.9434 | 47894824.2825 | 1333521.4322 | 4.2612 | 6994.3384 | 11239.7945 | 142.589 | 229.1384
1 | 1900 | 707 | 0.045 | 15 | 15 | 7 | 1.7783e-09 | 5spot_SharedNeighbor | CO2 | Porous | Wet | R600a | MinimizeLCOE_Brownfield | IgnoreSilica | 2019 | 120.705 | 18.4394 | 1.0653 | 4 | 6994.4445 | 11239.9777 | 142.5912 | 229.1421 | 59.5154 | 4.3356 | 79.5858 | 2850348.7571 | 0 | 4212234.4045 | 0 | 0 | 0 | 0 | 2754407.433 | 7166403.1341 | 4891217.3939 | 21874611.1227 | 961560.8286 | 6967896.3915 | 6967896.3915 | 7440735.7703 | 3682034.1773 | 0 | 29804068.3429 | 47894734.682 | 1778279.41 | 4.2611 | 6994.4445 | 11239.9777 | 142.5912 | 229.1421
1 | 1900 | 707 | 0.045 | 15 | 15 | 7 | 2.3714e-09 | 5spot_SharedNeighbor | CO2 | Porous | Wet | R600a | MinimizeLCOE_Brownfield | IgnoreSilica | 2019 | 120.6876 | 18.4367 | 1.0652 | 4 | 6994.5242 | 11240.4124 | 142.5928 | 229.151 | 59.5168 | 4.3359 | 78.5914 | 2850140.2394 | 0 | 4211748.0878 | 0 | 0 | 0 | 0 | 2754136.4476 | 7165698.0857 | 4890736.1838 | 21872459.0444 | 961560.8286 | 6967896.3915 | 6967896.3915 | 7440735.7703 | 3682034.1773 | 0 | 29801916.2645 | 47892582.6036 | 2371373.7057 | 4.2607 | 6994.5242 | 11240.4124 | 142.5928 | 229.151
1 | 1900 | 707 | 0.045 | 15 | 15 | 7 | 3.1623e-09 | 5spot_SharedNeighbor | CO2 | Porous | Wet | R600a | MinimizeLCOE_Brownfield | IgnoreSilica | 2019 | 120.6876 | 18.4366 | 1.0652 | 4 | 6994.584 | 11240.5157 | 142.5941 | 229.1531 | 59.5165 | 4.3359 | 77.3689 | 2850123.9358 | 0 | 4211748.0878 | 0 | 0 | 0 | 0 | 2754130.0892 | 7165681.5423 | 4890724.8927 | 21872408.5478 | 961560.8286 | 6967896.3915 | 6967896.3915 | 7440735.7703 | 3682034.1773 | 0 | 29801865.768 | 47892532.1071 | 3162277.6602 | 4.2607 | 6994.584 | 11240.5157 | 142.5941 | 229.1531
1 | 1900 | 707 | 0.045 | 15 | 15 | 7 | 4.217e-09 | 5spot_SharedNeighbor | CO2 | Porous | Wet | R600a | MinimizeLCOE_Brownfield | IgnoreSilica | 2019 | 120.6876 | 18.4366 | 1.0652 | 4 | 6994.6289 | 11240.5932 | 142.595 | 229.1547 | 59.5162 | 4.3358 | 78.3009 | 2850111.699 | 0 | 4211748.0878 | 0 | 0 | 0 | 0 | 2754125.3169 | 7165669.1257 | 4890716.418 | 21872370.6474 | 961560.8286 | 6967896.3915 | 6967896.3915 | 7440735.7703 | 3682034.1773 | 0 | 29801827.8676 | 47892494.2067 | 4216965.0343 | 4.2607 | 6994.6289 | 11240.5932 | 142.595 | 229.1547
1 | 1900 | 707 | 0.045 | 15 | 15 | 7 | 5.6234e-09 | 5spot_SharedNeighbor | CO2 | Porous | Wet | R600a | MinimizeLCOE_Brownfield | IgnoreSilica | 2019 | 120.6876 | 18.4365 | 1.0652 | 4 | 6994.6626 | 11240.6514 | 142.5957 | 229.1559 | 59.5161 | 4.3358 | 79.7218 | 2850102.5166 | 0 | 4211748.0878 | 0 | 0 | 0 | 0 | 2754121.7357 | 7165659.8083 | 4890710.0588 | 21872342.2073 | 961560.8286 | 6967896.3915 | 6967896.3915 | 7440735.7703 | 3682034.1773 | 0 | 29801799.4275 | 47892465.7666 | 5623413.2519 | 4.2606 | 6994.6626 | 11240.6514 | 142.5957 | 229.1559
1 | 1900 | 707 | 0.045 | 15 | 15 | 7 | 7.4989e-09 | 5spot_SharedNeighbor | CO2 | Porous | Wet | R600a | MinimizeLCOE_Brownfield | IgnoreSilica | 2019 | 120.6876 | 18.4365 | 1.0652 | 4 | 6994.6879 | 11240.6951 | 142.5962 | 229.1568 | 59.5159 | 4.3358 | 79.2311 | 2850095.6274 | 0 | 4211748.0878 | 0 | 0 | 0 | 0 | 2754119.0489 | 7165652.8179 | 4890705.2876 | 21872320.8697 | 961560.8286 | 6967896.3915 | 6967896.3915 | 7440735.7703 | 3682034.1773 | 0 | 29801778.0898 | 47892444.4289 | 7498942.0933 | 4.2606 | 6994.6879 | 11240.6951 | 142.5962 | 229.1568
1 | 1900 | 707 | 0.045 | 15 | 15 | 7 | 1e-08 | 5spot_SharedNeighbor | CO2 | Porous | Wet | R600a | MinimizeLCOE_Brownfield | IgnoreSilica | 2019 | 120.683 | 18.4358 | 1.0651 | 4 | 6994.7068 | 11240.8068 | 142.5966 | 229.1591 | 59.5163 | 4.3359 | 78.9802 | 2850040.8044 | 0 | 4211618.8114 | 0 | 0 | 0 | 0 | 2754047.2501 | 7165466.0121 | 4890577.7889 | 21871750.6669 | 961560.8286 | 6967896.3915 | 6967896.3915 | 7440735.7703 | 3682034.1773 | 0 | 29801207.887 | 47891874.2261 | 10000000 | 4.2605 | 6994.7068 | 11240.8068 | 142.5966 | 229.1591
1 | 2000 | 707 | 0.045 | 15 | 15 | 7 | 1e-13 | 5spot_SharedNeighbor | CO2 | Porous | Wet | R600a | MinimizeLCOE_Brownfield | IgnoreSilica | 2019 | 0.77197 | 0.060049 | 0.0025885 | 4 | 853952.0547 | 2670878.9014 | 17408.9677 | 54449.479 | 52.9419 | 5.0239 | 38.2396 | 71004.9651 | 0 | 55009.4366 | 0 | 0 | 0 | 44338.3925 | 66437.5897 | 172856.9803 | 117978.4409 | 527625.8051 | 961560.8286 | 7352795.5309 | 7352795.5309 | 7650990.3052 | 3809020.6719 | 0 | 8841982.1647 | 27654788.6728 | 100 | 0.010354 | 853952.0547 | 2670878.9014 | 17408.9677 | 54449.479
1 | 2000 | 707 | 0.045 | 15 | 15 | 7 | 1.3335e-13 | 5spot_SharedNeighbor | CO2 | Porous | Wet | R600a | MinimizeLCOE_Brownfield | IgnoreSilica | 2019 | 1.0485 | 0.098479 | 0.0043604 | 4 | 516790.891 | 1595404.8556 | 10535.4813 | 32524.4859 | 55.8197 | 5.2027 | 86.2152 | 94370.9532 | 0 | 76025.3377 | 0 | 0 | 0 | 55393.7848 | 88058.1296 | 229109.1899 | 156371.7298 | 699329.1251 | 961560.8286 | 7352795.5309 | 7352795.5309 | 7650990.3052 | 3809020.6719 | 0 | 9013685.4847 | 27826491.9928 | 133.3521 | 0.017442 | 516790.891 | 1595404.8556 | 10535.4813 | 32524.4859
1 | 2000 | 707 | 0.045 | 15 | 15 | 7 | 1.7783e-13 | 5spot_SharedNeighbor | CO2 | Porous | Wet | R600a | MinimizeLCOE_Brownfield | IgnoreSilica | 2019 | 1.418 | 0.15154 | 0.0068732 | 4 | 335621.1498 | 1019899.9245 | 6842.0911 | 20792.0395 | 58.3375 | 5.3391 | 126.7138 | 123127.1625 | 0 | 102572.6558 | 0 | 0 | 0 | 69026.3394 | 114943.2015 | 299058.6323 | 204113.6616 | 912841.6531 | 961560.8286 | 7352795.5309 | 7352795.5309 | 7650990.3052 | 3809020.6719 | 0 | 9227198.0127 | 28040004.5208 | 177.8279 | 0.027493 | 335621.1498 | 1019899.9245 | 6842.0911 | 20792.0395
1 | 2000 | 707 | 0.045 | 15 | 15 | 7 | 2.3714e-13 | 5spot_SharedNeighbor | CO2 | Porous | Wet | R600a | MinimizeLCOE_Brownfield | IgnoreSilica | 2019 | 1.8653 | 0.21819 | 0.010331 | 4 | 228951.6459 | 684213.0719 | 4667.489 | 13948.6089 | 60.3201 | 5.435 | 169.0161 | 155157.9522 | 0 | 132941.4248 | 0 | 0 | 0 | 82109.8678 | 144381.6054 | 375651.3206 | 256389.7452 | 1146631.916 | 961560.8286 | 7352795.5309 | 7352795.5309 | 7650990.3052 | 3809020.6719 | 0 | 9460988.2755 | 28273794.7836 | 237.1374 | 0.041323 | 228951.6459 | 684213.0719 | 4667.489 | 13948.6089
1 | 2000 | 707 | 0.045 | 15 | 15 | 7 | 3.1623e-13 | 5spot_SharedNeighbor | CO2 | Porous | Wet | R600a | MinimizeLCOE_Brownfield | IgnoreSilica | 2019 | 2.4682 | 0.3089 | 0.015055 | 4 | 161994.1885 | 474388.5228 | 3302.4706 | 9671.0517 | 62.0397 | 5.5109 | 223.9102 | 194871.9044 | 0 | 171623.6955 | 0 | 0 | 0 | 98804.1446 | 181466.9004 | 472139.6508 | 322245.0131 | 1441151.3088 | 961560.8286 | 7352795.5309 | 7352795.5309 | 7650990.3052 | 3809020.6719 | 0 | 9755507.6683 | 28568314.1764 | 316.2278 | 0.060221 | 161994.1885 | 474388.5228 | 3302.4706 | 9671.0517
1 | 2000 | 707 | 0.045 | 15 | 15 | 7 | 4.217e-13 | 5spot_SharedNeighbor | CO2 | Porous | Wet | R600a | MinimizeLCOE_Brownfield | IgnoreSilica | 2019 | 3.2345 | 0.42572 | 0.02141 | 4 | 117923.4331 | 337594.9111 | 2404.0287 | 6882.3289 | 63.4189 | 5.5674 | 46.9584 | 241273.3252 | 0 | 218073.0323 | 0 | 0 | 0 | 116868.0728 | 224723.6278 | 584684.7825 | 399059.3781 | 1784682.2188 | 961560.8286 | 7352795.5309 | 7352795.5309 | 7650990.3052 | 3809020.6719 | 0 | 10099038.5783 | 28911845.0864 | 421.6965 | 0.085641 | 117923.4331 | 337594.9111 | 2404.0287 | 6882.3289
1 | 2000 | 707 | 0.045 | 15 | 15 | 7 | 5.6234e-13 | 5spot_SharedNeighbor | CO2 | Porous | Wet | R600a | MinimizeLCOE_Brownfield | IgnoreSilica | 2019 | 4.224 | 0.57759 | 0.029907 | 4 | 87846.3912 | 245106.7343 | 1790.8675 | 4996.8323 | 64.5337 | 5.6103 | 48.4204 | 296428.2849 | 0 | 274792.997 | 0 | 0 | 0 | 137331.8393 | 276335.7173 | 718968.8521 | 490711.0149 | 2194568.7055 | 961560.8286 | 7352795.5309 | 7352795.5309 | 7650990.3052 | 3809020.6719 | 0 | 10508925.0651 | 29321731.5732 | 562.3413 | 0.11963 | 87846.3912 | 245106.7343 | 1790.8675 | 4996.8323
1 | 2000 | 707 | 0.045 | 15 | 15 | 7 | 7.4989e-13 | 5spot_SharedNeighbor | CO2 | Porous | Wet | R600a | MinimizeLCOE_Brownfield | IgnoreSilica | 2019 | 5.4802 | 0.77156 | 0.041169 | 4 | 66726.8676 | 180968.8082 | 1360.3174 | 3689.2939 | 65.4135 | 5.6424 | 56.4469 | 361000.2525 | 0 | 342975.0773 | 0 | 0 | 0 | 159337.6641 | 336692.0676 | 876003.6949 | 597890.5218 | 2673899.2782 | 961560.8286 | 7352795.5309 | 7352795.5309 | 7650990.3052 | 3809020.6719 | 0 | 10988255.6377 | 29801062.1458 | 749.8942 | 0.16468 | 66726.8676 | 180968.8082 | 1360.3174 | 3689.2939
1 | 2000 | 707 | 0.045 | 15 | 15 | 7 | 1e-12 | 5spot_SharedNeighbor | CO2 | Porous | Wet | R600a | MinimizeLCOE_Brownfield | IgnoreSilica | 2019 | 7.1003 | 1.0224 | 0.056066 | 4 | 51554.1978 | 135441.5268 | 1051.0021 | 2761.1587 | 66.1141 | 5.6665 | 48.3529 | 437899.9388 | 0 | 426306.7214 | 0 | 0 | 0 | 184248.6318 | 408897.5639 | 1063867.5849 | 726111.487 | 3247331.9278 | 961560.8286 | 7352795.5309 | 7352795.5309 | 7650990.3052 | 3809020.6719 | 0 | 11561688.2874 | 30374494.7955 | 1000 | 0.22426 | 51554.1978 | 135441.5268 | 1051.0021 | 2761.1587
1 | 2000 | 707 | 0.045 | 15 | 15 | 7 | 1.3335e-12 | 5spot_SharedNeighbor | CO2 | Porous | Wet | R600a | MinimizeLCOE_Brownfield | IgnoreSilica | 2019 | 9.164 | 1.3428 | 0.07564 | 4 | 40447.2885 | 102626.1628 | 824.5727 | 2092.1731 | 66.66 | 5.6838 | 55.3186 | 528463.6647 | 0 | 526986.027 | 0 | 0 | 0 | 211270.3922 | 494020.8328 | 1285340.8692 | 877271.5544 | 3923353.3404 | 961560.8286 | 7352795.5309 | 7352795.5309 | 7650990.3052 | 3809020.6719 | 0 | 12237709.6999 | 31050516.208 | 1333.5214 | 0.30256 | 40447.2885 | 102626.1628 | 824.5727 | 2092.1731
1 | 2000 | 707 | 0.045 | 15 | 15 | 7 | 1.7783e-12 | 5spot_SharedNeighbor | CO2 | Porous | Wet | R600a | MinimizeLCOE_Brownfield | IgnoreSilica | 2019 | 11.7607 | 1.7471 | 0.10116 | 4 | 32187.6655 | 78682.3492 | 656.1891 | 1604.0461 | 67.0766 | 5.6953 | 48.4867 | 634002.028 | 0 | 647295.8257 | 0 | 0 | 0 | 239244.4728 | 593011.5073 | 1542894.2987 | 1053057.0621 | 4709505.1946 | 961560.8286 | 7352795.5309 | 7352795.5309 | 7650990.3052 | 3809020.6719 | 0 | 13023861.5541 | 31836668.0622 | 1778.2794 | 0.40462 | 32187.6655 | 78682.3492 | 656.1891 | 1604.0461
1 | 2000 | 707 | 0.045 | 15 | 15 | 7 | 2.3714e-12 | 5spot_SharedNeighbor | CO2 | Porous | Wet | R600a | MinimizeLCOE_Brownfield | IgnoreSilica | 2019 | 15.0197 | 2.2556 | 0.13421 | 4 | 25962.5959 | 61006.7189 | 529.2826 | 1243.7045 | 67.3881 | 5.7013 | 55.3995 | 756870.136 | 0 | 790886.6009 | 0 | 0 | 0 | 267785.8448 | 708061.6069 | 1842231.0577 | 1257360.551 | 5623195.7974 | 961560.8286 | 7352795.5309 | 7352795.5309 | 7650990.3052 | 3809020.6719 | 0 | 13937552.157 | 32750358.665 | 2371.3737 | 0.53683 | 25962.5959 | 61006.7189 | 529.2826 | 1243.7045
1 | 2000 | 707 | 0.045 | 15 | 15 | 7 | 3.1623e-12 | 5spot_SharedNeighbor | CO2 | Porous | Wet | R600a | MinimizeLCOE_Brownfield | IgnoreSilica | 2019 | 19.0734 | 2.8897 | 0.17663 | 4 | 21216.6329 | 47844.1612 | 432.5298 | 975.3679 | 67.6091 | 5.7015 | 58.0495 | 898813.9126 | 0 | 960968.2394 | 0 | 0 | 0 | 295533.5899 | 840573.1394 | 2186998.8833 | 1492671.6762 | 6675559.4409 | 961560.8286 | 7352795.5309 | 7352795.5309 | 7650990.3052 | 3809020.6719 | 0 | 14989915.8004 | 33802722.3085 | 3162.2777 | 0.70652 | 21216.6329 | 47844.1612 | 432.5298 | 975.3679
1 | 2000 | 707 | 0.045 | 15 | 15 | 7 | 4.217e-12 | 5spot_SharedNeighbor | CO2 | Porous | Wet | R600a | MinimizeLCOE_Brownfield | IgnoreSilica | 2019 | 24.1307 | 3.6821 | 0.23079 | 4 | 17555.1811 | 37934.147 | 357.8861 | 773.3389 | 67.7488 | 5.6947 | 63.3526 | 1063364.9429 | 0 | 1161951.5858 | 0 | 0 | 0 | 322643.4674 | 993704.3985 | 2585415.008 | 1764598.868 | 7891678.2706 | 961560.8286 | 7352795.5309 | 7352795.5309 | 7650990.3052 | 3809020.6719 | 0 | 16206034.6302 | 35018841.1382 | 4216.965 | 0.92315 | 17555.1811 | 37934.147 | 357.8861 | 773.3389
1 | 2000 | 707 | 0.045 | 15 | 15 | 7 | 5.6234e-12 | 5spot_SharedNeighbor | CO2 | Porous | Wet | R600a | MinimizeLCOE_Brownfield | IgnoreSilica | 2019 | 30.1166 | 4.6236 | 0.29782 | 4 | 14706.5044 | 30498.803 | 299.812 | 621.7594 | 67.8053 | 5.6797 | 58.0988 | 1244533.8395 | 0 | 1387319.8936 | 0 | 0 | 0 | 340128.2897 | 1159072.9889 | 3015670.1585 | 2058256.849 | 9204982.019 | 961560.8286 | 7352795.5309 | 7352795.5309 | 7650990.3052 | 3809020.6719 | 0 | 17519338.3786 | 36332144.8867 | 5623.4133 | 1.1913 | 14706.5044 | 30498.803 | 299.812 | 621.7594
1 | 2000 | 707 | 0.045 | 15 | 15 | 7 | 7.4989e-12 | 5spot_SharedNeighbor | CO2 | Porous | Wet | R600a | MinimizeLCOE_Brownfield | IgnoreSilica | 2019 | 37.1346 | 5.7313 | 0.37915 | 4 | 12483.9877 | 24888.7439 | 254.503 | 507.3907 | 67.779 | 5.6543 | 57.3759 | 1442359.4717 | 0 | 1640419.5961 | 0 | 0 | 0 | 345616.6812 | 1337074.3422 | 3478793.1666 | 2374347.8183 | 10618611.0762 | 961560.8286 | 7352795.5309 | 7352795.5309 | 7650990.3052 | 3809020.6719 | 0 | 18932967.4358 | 37745773.9439 | 7498.9421 | 1.5166 | 12483.9877 | 24888.7439 | 254.503 | 507.3907
1 | 2000 | 707 | 0.045 | 15 | 15 | 7 | 1e-11 | 5spot_SharedNeighbor | CO2 | Porous | Wet | R600a | MinimizeLCOE_Brownfield | IgnoreSilica | 2019 | 45.0003 | 6.9781 | 0.47405 | 4 | 10742.6248 | 20663.9019 | 219.0029 | 421.2616 | 67.6655 | 5.6169 | 57.044 | 1648988.6291 | 0 | 1912954.3484 | 0 | 0 | 0 | 330504.3044 | 1518054.4399 | 3949666.257 | 2695728.3779 | 12055896.3567 | 961560.8286 | 7352795.5309 | 7352795.5309 | 7650990.3052 | 3809020.6719 | 0 | 20370252.7163 | 39183059.2244 | 10000 | 1.8962 | 10742.6248 | 20663.9019 | 219.0029 | 421.2616
1 | 2000 | 707 | 0.045 | 15 | 15 | 7 | 1.3335e-11 | 5spot_SharedNeighbor | CO2 | Porous | Wet | R600a | MinimizeLCOE_Brownfield | IgnoreSilica | 2019 | 53.2487 | 8.2928 | 0.5788 | 4 | 9373.8918 | 17499.728 | 191.0995 | 356.7556 | 67.467 | 5.5676 | 57.4703 | 1851143.891 | 0 | 2188665.6799 | 0 | 0 | 0 | 282706.616 | 1685781.3129 | 4386057.1749 | 2993574.1463 | 13387928.821 | 961560.8286 | 7352795.5309 | 7352795.5309 | 7650990.3052 | 3809020.6719 | 0 | 21702285.1806 | 40515091.6887 | 13335.2143 | 2.3152 | 9373.8918 | 17499.728 | 191.0995 | 356.7556
1 | 2000 | 707 | 0.045 | 15 | 15 | 7 | 1.7783e-11 | 5spot_SharedNeighbor | CO2 | Porous | Wet | R600a | MinimizeLCOE_Brownfield | IgnoreSilica | 2019 | 60.3593 | 9.4392 | 0.68063 | 4 | 8292.6591 | 15202.7267 | 169.0571 | 309.9281 | 67.236 | 5.5175 | 53.9847 | 2014784.65 | 0 | 2419511.2485 | 0 | 0 | 0 | 170617.5767 | 1795916.2553 | 4672605.7032 | 3189149.4049 | 14262584.8386 | 961560.8286 | 7352795.5309 | 7352795.5309 | 7650990.3052 | 3809020.6719 | 0 | 22576941.1982 | 41389747.7062 | 17782.7941 | 2.7225 | 8292.6591 | 15202.7267 | 169.0571 | 309.9281
1 | 2000 | 707 | 0.045 | 15 | 15 | 7 | 2.3714e-11 | 5spot_SharedNeighbor | CO2 | Porous | Wet | R600a | MinimizeLCOE_Brownfield | IgnoreSilica | 2019 | 69.1459 | 10.8452 | 0.79569 | 4 | 7382.3269 | 13293.1851 | 150.4987 | 270.9996 | 66.8738 | 5.4447 | 61.8957 | 2204287.1081 | 0 | 2697401.4979 | 0 | 0 | 0 | 0 | 1911658.5563 | 4973743.4285 | 3394682.0901 | 15181772.6809 | 961560.8286 | 7352795.5309 | 7352795.5309 | 7650990.3052 | 3809020.6719 | 0 | 23496129.0404 | 42308935.5485 | 23713.7371 | 3.1828 | 7382.3269 | 13293.1851 | 150.4987 | 270.9996
1 | 2000 | 707 | 0.045 | 15 | 15 | 7 | 3.1623e-11 | 5spot_SharedNeighbor | CO2 | Porous | Wet | R600a | MinimizeLCOE_Brownfield | IgnoreSilica | 2019 | 87.2117 | 13.6705 | 0.96942 | 4 | 6777.1308 | 11628.715 | 138.161 | 237.0671 | 65.8754 | 5.2599 | 61.7644 | 2552501.4047 | 0 | 3247821.1925 | 0 | 0 | 0 | 0 | 2262125.8129 | 5885587.3394 | 4017034.2959 | 17965070.0454 | 961560.8286 | 7352795.5309 | 7352795.5309 | 7650990.3052 | 3809020.6719 | 0 | 26279426.405 | 45092232.9131 | 31622.7766 | 3.8777 | 6777.1308 | 11628.715 | 138.161 | 237.0671
1 | 2000 | 707 | 0.045 | 15 | 15 | 7 | 4.217e-11 | 5spot_SharedNeighbor | CO2 | Porous | Wet | R600a | MinimizeLCOE_Brownfield | IgnoreSilica | 2019 | 107.1244 | 16.7554 | 1.1291 | 4 | 6436.8512 | 10602.275 | 131.2239 | 216.1417 | 64.3814 | 5.0001 | 58.8297 | 2873172.9652 | 0 | 3828626.1103 | 0 | 0 | 0 | 0 | 2613701.6394 | 6800315.5219 | 4641355.0762 | 20757171.3131 | 961560.8286 | 7352795.5309 | 7352795.5309 | 7650990.3052 | 3809020.6719 | 0 | 29071527.6726 | 47884334.1807 | 42169.6503 | 4.5164 | 6436.8512 | 10602.275 | 131.2239 | 216.1417
1 | 2000 | 707 | 0.045 | 15 | 15 | 7 | 5.6234e-11 | 5spot_SharedNeighbor | CO2 | Porous | Wet | R600a | MinimizeLCOE_Brownfield | IgnoreSilica | 2019 | 127.483 | 19.8693 | 1.2489 | 4 | 6333.8785 | 10099.8137 | 129.1247 | 205.8984 | 62.4274 | 4.6751 | 54.2669 | 3130983.5267 | 0 | 4400418.7491 | 0 | 0 | 0 | 0 | 2937246.8876 | 7642113.8892 | 5215899.7591 | 23326662.8117 | 961560.8286 | 7352795.5309 | 7352795.5309 | 7650990.3052 | 3809020.6719 | 0 | 31641019.1713 | 50453825.6794 | 56234.1325 | 4.9955 | 6333.8785 | 10099.8137 | 129.1247 | 205.8984
1 | 2000 | 707 | 0.045 | 15 | 15 | 7 | 7.4989e-11 | 5spot_SharedNeighbor | CO2 | Porous | Wet | R600a | MinimizeLCOE_Brownfield | IgnoreSilica | 2019 | 126.8561 | 19.771 | 1.2454 | 4 | 6336.0976 | 10112.5658 | 129.1699 | 206.1583 | 62.4802 | 4.6849 | 73.4903 | 3123378.9631 | 0 | 4383099.5721 | 0 | 0 | 0 | 0 | 2927526.6287 | 7616823.7697 | 5198638.7329 | 23249467.6666 | 961560.8286 | 7352795.5309 | 7352795.5309 | 7650990.3052 | 3809020.6719 | 0 | 31563824.0261 | 50376630.5342 | 74989.4209 | 4.9816 | 6336.0976 | 10112.5658 | 129.1699 | 206.1583
1 | 2000 | 707 | 0.045 | 15 | 15 | 7 | 1e-10 | 5spot_SharedNeighbor | CO2 | Porous | Wet | R600a | MinimizeLCOE_Brownfield | IgnoreSilica | 2019 | 126.7628 | 19.7542 | 1.2446 | 4 | 6337.6401 | 10116.558 | 129.2014 | 206.2397 | 62.4802 | 4.6859 | 90.3348 | 3121830.1599 | 0 | 4380521.3879 | 0 | 0 | 0 | 0 | 2925917.1037 | 7612636.1156 | 5195780.5729 | 23236685.34 | 961560.8286 | 7352795.5309 | 7352795.5309 | 7650990.3052 | 3809020.6719 | 0 | 31551041.6995 | 50363848.2076 | 100000 | 4.9784 | 6337.6401 | 10116.558 | 129.2014 | 206.2397
1 | 2000 | 707 | 0.045 | 15 | 15 | 7 | 1.3335e-10 | 5spot_SharedNeighbor | CO2 | Porous | Wet | R600a | MinimizeLCOE_Brownfield | IgnoreSilica | 2019 | 126.7117 | 19.7445 | 1.2441 | 4 | 6338.8242 | 10119.3303 | 129.2255 | 206.2962 | 62.4781 | 4.6864 | 83.36 | 3120866.1567 | 0 | 4379108.3185 | 0 | 0 | 0 | 0 | 2924990.0453 | 7610224.1 | 5194134.3227 | 23229322.9434 | 961560.8286 | 7352795.5309 | 7352795.5309 | 7650990.3052 | 3809020.6719 | 0 | 31543679.3029 | 50356485.811 | 133352.1432 | 4.9763 | 6338.8242 | 10119.3303 | 129.2255 | 206.2962
1 | 2000 | 707 | 0.045 | 15 | 15 | 7 | 1.7783e-10 | 5spot_SharedNeighbor | CO2 | Porous | Wet | R600a | MinimizeLCOE_Brownfield | IgnoreSilica | 2019 | 126.6682 | 19.7363 | 1.2436 | 4 | 6339.7283 | 10121.5121 | 129.2439 | 206.3407 | 62.477 | 4.6868 | 80.7723 | 3120080.9512 | 0 | 4377904.8642 | 0 | 0 | 0 | 0 | 2924214.468 | 7608206.2068 | 5192757.0692 | 23223163.5593 | 961560.8286 | 7352795.5309 | 7352795.5309 | 7650990.3052 | 3809020.6719 | 0 | 31537519.9188 | 50350326.4269 | 177827.941 | 4.9746 | 6339.7283 | 10121.5121 | 129.2439 | 206.3407
1 | 2000 | 707 | 0.045 | 15 | 15 | 7 | 2.3714e-10 | 5spot_SharedNeighbor | CO2 | Porous | Wet | R600a | MinimizeLCOE_Brownfield | IgnoreSilica | 2019 | 126.6339 | 19.73 | 1.2433 | 4 | 6340.4157 | 10123.188 | 129.2579 | 206.3749 | 62.4763 | 4.6871 | 78.37 | 3119471.2325 | 0 | 4376957.4057 | 0 | 0 | 0 | 0 | 2923607.1689 | 7606626.1392 | 5191678.6405 | 23218340.5867 | 961560.8286 | 7352795.5309 | 7352795.5309 | 7650990.3052 | 3809020.6719 | 0 | 31532696.9463 | 50345503.4544 | 237137.3706 | 4.9733 | 6340.4157 | 10123.188 | 129.2579 | 206.3749
1 | 2000 | 707 | 0.045 | 15 | 15 | 7 | 3.1623e-10 | 5spot_SharedNeighbor | CO2 | Porous | Wet | R600a | MinimizeLCOE_Brownfield | IgnoreSilica | 2019 | 126.5996 | 19.7239 | 1.243 | 4 | 6340.9366 | 10124.5774 | 129.2686 | 206.4032 | 62.4766 | 4.6875 | 84.5712 | 3118918.2751 | 0 | 4376009.896 | 0 | 0 | 0 | 0 | 2923021.9867 | 7605103.6152 | 5190639.4867 | 23213693.2598 | 961560.8286 | 7352795.5309 | 7352795.5309 | 7650990.3052 | 3809020.6719 | 0 | 31528049.6193 | 50340856.1274 | 316227.766 | 4.9721 | 6340.9366 | 10124.5774 | 129.2686 | 206.4032
1 | 2000 | 707 | 0.045 | 15 | 15 | 7 | 4.217e-10 | 5spot_SharedNeighbor | CO2 | Porous | Wet | R600a | MinimizeLCOE_Brownfield | IgnoreSilica | 2019 | 126.5802 | 19.7203 | 1.2429 | 4 | 6341.3304 | 10125.535 | 129.2766 | 206.4227 | 62.4762 | 4.6877 | 82.3802 | 3118571.0998 | 0 | 4375472.0974 | 0 | 0 | 0 | 0 | 2922676.8469 | 7604205.6322 | 5190026.5948 | 23210952.2711 | 961560.8286 | 7352795.5309 | 7352795.5309 | 7650990.3052 | 3809020.6719 | 0 | 31525308.6307 | 50338115.1388 | 421696.5034 | 4.9714 | 6341.3304 | 10125.535 | 129.2766 | 206.4227
1 | 2000 | 707 | 0.045 | 15 | 15 | 7 | 5.6234e-10 | 5spot_SharedNeighbor | CO2 | Porous | Wet | R600a | MinimizeLCOE_Brownfield | IgnoreSilica | 2019 | 126.5756 | 19.7191 | 1.2428 | 4 | 6341.6274 | 10126.1134 | 129.2827 | 206.4345 | 62.4748 | 4.6877 | 82.5816 | 3118419.2977 | 0 | 4375344.0477 | 0 | 0 | 0 | 0 | 2922567.7047 | 7603921.6666 | 5189832.7824 | 23210085.4991 | 961560.8286 | 7352795.5309 | 7352795.5309 | 7650990.3052 | 3809020.6719 | 0 | 31524441.8587 | 50337248.3668 | 562341.3252 | 4.971 | 6341.6274 | 10126.1134 | 129.2827 | 206.4345
1 | 2000 | 707 | 0.045 | 15 | 15 | 7 | 7.4989e-10 | 5spot_SharedNeighbor | CO2 | Porous | Wet | R600a | MinimizeLCOE_Brownfield | IgnoreSilica | 2019 | 126.5607 | 19.7165 | 1.2426 | 4 | 6341.8512 | 10126.7118 | 129.2872 | 206.4467 | 62.475 | 4.6878 | 80.3985 | 3118180.7561 | 0 | 4374934.2823 | 0 | 0 | 0 | 0 | 2922314.865 | 7603263.8295 | 5189383.7951 | 23208077.5279 | 961560.8286 | 7352795.5309 | 7352795.5309 | 7650990.3052 | 3809020.6719 | 0 | 31522433.8875 | 50335240.3956 | 749894.2093 | 4.9705 | 6341.8512 | 10126.7118 | 129.2872 | 206.4467
1 | 2000 | 707 | 0.045 | 15 | 15 | 7 | 1e-09 | 5spot_SharedNeighbor | CO2 | Porous | Wet | R600a | MinimizeLCOE_Brownfield | IgnoreSilica | 2019 | 126.5607 | 19.7162 | 1.2426 | 4 | 6342.0196 | 10127.002 | 129.2906 | 206.4526 | 62.4739 | 4.6878 | 80.0025 | 3118123.4942 | 0 | 4374934.2823 | 0 | 0 | 0 | 0 | 2922292.5328 | 7603205.7258 | 5189344.1381 | 23207900.1732 | 961560.8286 | 7352795.5309 | 7352795.5309 | 7650990.3052 | 3809020.6719 | 0 | 31522256.5328 | 50335063.0408 | 1000000 | 4.9704 | 6342.0196 | 10127.002 | 129.2906 | 206.4526
1 | 2000 | 707 | 0.045 | 15 | 15 | 7 | 1.3335e-09 | 5spot_SharedNeighbor | CO2 | Porous | Wet | R600a | MinimizeLCOE_Brownfield | IgnoreSilica | 2019 | 126.5413 | 19.713 | 1.2425 | 4 | 6342.1461 | 10127.4995 | 129.2932 | 206.4628 | 62.4752 | 4.688 | 80.3311 | 3117867.2573 | 0 | 4374396.4506 | 0 | 0 | 0 | 0 | 2921982.8461 | 7602399.9845 | 5188794.2031 | 23205440.7416 | 961560.8286 | 7352795.5309 | 7352795.5309 | 7650990.3052 | 3809020.6719 | 0 | 31519797.1012 | 50332603.6093 | 1333521.4322 | 4.9699 | 6342.1461 | 10127.4995 | 129.2932 | 206.4628
1 | 2000 | 707 | 0.045 | 15 | 15 | 7 | 1.7783e-09 | 5spot_SharedNeighbor | CO2 | Porous | Wet | R600a | MinimizeLCOE_Brownfield | IgnoreSilica | 2019 | 126.5413 | 19.7129 | 1.2425 | 4 | 6342.2413 | 10127.6634 | 129.2952 | 206.4661 | 62.4746 | 4.688 | 79.6157 | 3117834.9234 | 0 | 4374396.4506 | 0 | 0 | 0 | 0 | 2921970.2359 | 7602367.1752 | 5188771.8101 | 23205340.5953 | 961560.8286 | 7352795.5309 | 7352795.5309 | 7650990.3052 | 3809020.6719 | 0 | 31519696.9548 | 50332503.4629 | 1778279.41 | 4.9698 | 6342.2413 | 10127.6634 | 129.2952 | 206.4661
1 | 2000 | 707 | 0.045 | 15 | 15 | 7 | 2.3714e-09 | 5spot_SharedNeighbor | CO2 | Porous | Wet | R600a | MinimizeLCOE_Brownfield | IgnoreSilica | 2019 | 126.5413 | 19.7127 | 1.2424 | 4 | 6342.3127 | 10127.7865 | 129.2966 | 206.4686 | 62.4741 | 4.688 | 81.5178 | 3117810.6397 | 0 | 4374396.4506 | 0 | 0 | 0 | 0 | 2921960.7652 | 7602342.5345 | 5188754.9923 | 23205265.3824 | 961560.8286 | 7352795.5309 | 7352795.5309 | 7650990.3052 | 3809020.6719 | 0 | 31519621.742 | 50332428.2501 | 2371373.7057 | 4.9697 | 6342.3127 | 10127.7865 | 129.2966 | 206.4686
1 | 2000 | 707 | 0.045 | 15 | 15 | 7 | 3.1623e-09 | 5spot_SharedNeighbor | CO2 | Porous | Wet | R600a | MinimizeLCOE_Brownfield | IgnoreSilica | 2019 | 126.5413 | 19.7127 | 1.2424 | 4 | 6342.3663 | 10127.8789 | 129.2977 | 206.4705 | 62.4738 | 4.688 | 79.7458 | 3117792.4088 | 0 | 4374396.4506 | 0 | 0 | 0 | 0 | 2921953.6552 | 7602324.0357 | 5188742.3665 | 23205208.9167 | 961560.8286 | 7352795.5309 | 7352795.5309 | 7650990.3052 | 3809020.6719 | 0 | 31519565.2763 | 50332371.7844 | 3162277.6602 | 4.9697 | 6342.3663 | 10127.8789 | 129.2977 | 206.4705
1 | 2000 | 707 | 0.045 | 15 | 15 | 7 | 4.217e-09 | 5spot_SharedNeighbor | CO2 | Porous | Wet | R600a | MinimizeLCOE_Brownfield | IgnoreSilica | 2019 | 126.5413 | 19.7126 | 1.2424 | 4 | 6342.4066 | 10127.9483 | 129.2985 | 206.4719 | 62.4735 | 4.6879 | 80.0083 | 3117778.7259 | 0 | 4374396.4506 | 0 | 0 | 0 | 0 | 2921948.3188 | 7602310.1516 | 5188732.8903 | 23205166.5373 | 961560.8286 | 7352795.5309 | 7352795.5309 | 7650990.3052 | 3809020.6719 | 0 | 31519522.8969 | 50332329.4049 | 4216965.0343 | 4.9696 | 6342.4066 | 10127.9483 | 129.2985 | 206.4719
1 | 2000 | 707 | 0.045 | 15 | 15 | 7 | 5.6234e-09 | 5spot_SharedNeighbor | CO2 | Porous | Wet | R600a | MinimizeLCOE_Brownfield | IgnoreSilica | 2019 | 126.5218 | 19.7096 | 1.2423 | 4 | 6342.4368 | 10128.2797 | 129.2992 | 206.4787 | 62.4754 | 4.6883 | 78.1146 | 3117555.2637 | 0 | 4373858.6024 | 0 | 0 | 0 | 0 | 2921651.4078 | 7601537.65 | 5188205.6421 | 23202808.566 | 961560.8286 | 7352795.5309 | 7352795.5309 | 7650990.3052 | 3809020.6719 | 0 | 31517164.9255 | 50329971.4336 | 5623413.2519 | 4.9693 | 6342.4368 | 10128.2797 | 129.2992 | 206.4787
1 | 2000 | 707 | 0.045 | 15 | 15 | 7 | 7.4989e-09 | 5spot_SharedNeighbor | CO2 | Porous | Wet | R600a | MinimizeLCOE_Brownfield | IgnoreSilica | 2019 | 126.5265 | 19.7102 | 1.2423 | 4 | 6342.4594 | 10128.2522 | 129.2996 | 206.4781 | 62.4748 | 4.6882 | 86.4581 | 3117598.3309 | 0 | 4373986.663 | 0 | 0 | 0 | 0 | 2921718.1476 | 7601711.2934 | 5188324.1573 | 23203338.5922 | 961560.8286 | 7352795.5309 | 7352795.5309 | 7650990.3052 | 3809020.6719 | 0 | 31517694.9518 | 50330501.4599 | 7498942.0933 | 4.9693 | 6342.4594 | 10128.2522 | 129.2996 | 206.4781
1 | 2000 | 707 | 0.045 | 15 | 15 | 7 | 1e-08 | 5spot_SharedNeighbor | CO2 | Porous | Wet | R600a | MinimizeLCOE_Brownfield | IgnoreSilica | 2019 | 126.5265 | 19.7102 | 1.2423 | 4 | 6342.4764 | 10128.2815 | 129.3 | 206.4787 | 62.4747 | 4.6882 | 87.1338 | 3117592.5548 | 0 | 4373986.663 | 0 | 0 | 0 | 0 | 2921715.895 | 7601705.4324 | 5188320.157 | 23203320.7022 | 961560.8286 | 7352795.5309 | 7352795.5309 | 7650990.3052 | 3809020.6719 | 0 | 31517677.0618 | 50330483.5699 | 10000000 | 4.9693 | 6342.4764 | 10128.2815 | 129.3 | 206.4787
1 | 2100 | 707 | 0.045 | 15 | 15 | 7 | 1e-13 | 5spot_SharedNeighbor | CO2 | Porous | Wet | R600a | MinimizeLCOE_Brownfield | IgnoreSilica | 2019 | 0.82568 | 0.063128 | 0.0028101 | 4 | 826337.7419 | 2565496.4742 | 16846.0126 | 52301.1157 | 55.0826 | 5.4581 | 32.6097 | 78246.1628 | 0 | 58351.8167 | 0 | 0 | 0 | 51695.6864 | 73434.5297 | 191061.5828 | 130403.4562 | 583193.2346 | 961560.8286 | 7743554.7612 | 7743554.7612 | 7866811.9264 | 3938351.203 | 0 | 9288308.8244 | 28837026.715 | 100 | 0.01124 | 826337.7419 | 2565496.4742 | 16846.0126 | 52301.1157
1 | 2100 | 707 | 0.045 | 15 | 15 | 7 | 1.3335e-13 | 5spot_SharedNeighbor | CO2 | Porous | Wet | R600a | MinimizeLCOE_Brownfield | IgnoreSilica | 2019 | 1.1263 | 0.10509 | 0.004815 | 4 | 492293.659 | 1507292.325 | 10036.0721 | 30728.1928 | 58.2675 | 5.6516 | 97.9112 | 104501.4333 | 0 | 81136.5734 | 0 | 0 | 0 | 65030.6558 | 97760.7784 | 254353.4918 | 173601.4846 | 776384.4173 | 961560.8286 | 7743554.7612 | 7743554.7612 | 7866811.9264 | 3938351.203 | 0 | 9481500.0071 | 29030217.8977 | 133.3521 | 0.01926 | 492293.659 | 1507292.325 | 10036.0721 | 30728.1928
1 | 2100 | 707 | 0.045 | 15 | 15 | 7 | 1.7783e-13 | 5spot_SharedNeighbor | CO2 | Porous | Wet | R600a | MinimizeLCOE_Brownfield | IgnoreSilica | 2019 | 1.4958 | 0.15939 | 0.0076543 | 4 | 316752.2027 | 955241.3342 | 6457.4221 | 19473.8867 | 60.8569 | 5.7895 | 136.78 | 134325.1319 | 0 | 107667.3357 | 0 | 0 | 0 | 78592.9379 | 125028.3081 | 325298.011 | 222022.5767 | 992934.3013 | 961560.8286 | 7743554.7612 | 7743554.7612 | 7866811.9264 | 3938351.203 | 0 | 9698049.8911 | 29246767.7817 | 177.8279 | 0.030617 | 316752.2027 | 955241.3342 | 6457.4221 | 19473.8867
1 | 2100 | 707 | 0.045 | 15 | 15 | 7 | 2.3714e-13 | 5spot_SharedNeighbor | CO2 | Porous | Wet | R600a | MinimizeLCOE_Brownfield | IgnoreSilica | 2019 | 2.0015 | 0.23502 | 0.011607 | 4 | 214866.7296 | 635922.7712 | 4380.3489 | 12964.1458 | 63.1625 | 5.8994 | 191.5931 | 171896.9079 | 0 | 141979.5908 | 0 | 0 | 0 | 96383.799 | 160001.5161 | 416291.124 | 284127.2461 | 1270680.1839 | 961560.8286 | 7743554.7612 | 7743554.7612 | 7866811.9264 | 3938351.203 | 0 | 9975795.7737 | 29524513.6643 | 237.1374 | 0.046428 | 214866.7296 | 635922.7712 | 4380.3489 | 12964.1458
1 | 2100 | 707 | 0.045 | 15 | 15 | 7 | 3.1623e-13 | 5spot_SharedNeighbor | CO2 | Porous | Wet | R600a | MinimizeLCOE_Brownfield | IgnoreSilica | 2019 | 2.6304 | 0.33143 | 0.016979 | 4 | 151517.543 | 439350.8391 | 3088.8901 | 8956.7611 | 64.9939 | 5.9789 | 36.9124 | 214849.9481 | 0 | 182280.6117 | 0 | 0 | 0 | 114765.4826 | 199639.4565 | 519420.9142 | 354515.447 | 1585471.86 | 961560.8286 | 7743554.7612 | 7743554.7612 | 7866811.9264 | 3938351.203 | 0 | 10290587.4498 | 29839305.3404 | 316.2278 | 0.067917 | 151517.543 | 439350.8391 | 3088.8901 | 8956.7611
1 | 2100 | 707 | 0.045 | 15 | 15 | 7 | 4.217e-13 | 5spot_SharedNeighbor | CO2 | Porous | Wet | R600a | MinimizeLCOE_Brownfield | IgnoreSilica | 2019 | 3.4392 | 0.45691 | 0.024215 | 4 | 110098.6646 | 311924.08 | 2244.5102 | 6358.9943 | 66.4915 | 6.0394 | 45.0713 | 265717.1181 | 0 | 231296.8946 | 0 | 0 | 0 | 135478.9019 | 246672.2367 | 641790.5604 | 438035.245 | 1958990.9567 | 961560.8286 | 7743554.7612 | 7743554.7612 | 7866811.9264 | 3938351.203 | 0 | 10664106.5465 | 30212824.4371 | 421.6965 | 0.09686 | 110098.6646 | 311924.08 | 2244.5102 | 6358.9943
1 | 2100 | 707 | 0.045 | 15 | 15 | 7 | 5.6234e-13 | 5spot_SharedNeighbor | CO2 | Porous | Wet | R600a | MinimizeLCOE_Brownfield | IgnoreSilica | 2019 | 4.4844 | 0.62022 | 0.03389 | 4 | 81960.5229 | 226167.9128 | 1670.8761 | 4610.7388 | 67.7069 | 6.0855 | 56.6451 | 326273.9071 | 0 | 291221.1711 | 0 | 0 | 0 | 159138.9354 | 302887.2653 | 788050.5336 | 537860.682 | 2405432.4947 | 961560.8286 | 7743554.7612 | 7743554.7612 | 7866811.9264 | 3938351.203 | 0 | 11110548.0845 | 30659265.9751 | 562.3413 | 0.13556 | 81960.5229 | 226167.9128 | 1670.8761 | 4610.7388
1 | 2100 | 707 | 0.045 | 15 | 15 | 7 | 7.4989e-13 | 5spot_SharedNeighbor | CO2 | Porous | Wet | R600a | MinimizeLCOE_Brownfield | IgnoreSilica | 2019 | 5.8286 | 0.83133 | 0.046743 | 4 | 62263.7166 | 166817.7452 | 1269.3301 | 3400.8054 | 68.6784 | 6.1203 | 61.0732 | 398092.9361 | 0 | 364183.7702 | 0 | 0 | 0 | 185815.2047 | 369755.8453 | 962028.862 | 656604.466 | 2936481.0843 | 961560.8286 | 7743554.7612 | 7743554.7612 | 7866811.9264 | 3938351.203 | 0 | 11641596.6741 | 31190314.5647 | 749.8942 | 0.18697 | 62263.7166 | 166817.7452 | 1269.3301 | 3400.8054
1 | 2100 | 707 | 0.045 | 15 | 15 | 7 | 1e-12 | 5spot_SharedNeighbor | CO2 | Porous | Wet | R600a | MinimizeLCOE_Brownfield | IgnoreSilica | 2019 | 7.5607 | 1.1042 | 0.063749 | 4 | 48141.372 | 124804.2686 | 981.427 | 2544.3038 | 69.4493 | 6.1464 | 53.4133 | 483523.3094 | 0 | 453256.6772 | 0 | 0 | 0 | 216090.6902 | 449619.564 | 1169817.8758 | 798424.7376 | 3570732.8541 | 961560.8286 | 7743554.7612 | 7743554.7612 | 7866811.9264 | 3938351.203 | 0 | 12275848.4439 | 31824566.3345 | 1000 | 0.255 | 48141.372 | 124804.2686 | 981.427 | 2544.3038
1 | 2100 | 707 | 0.045 | 15 | 15 | 7 | 1.3335e-12 | 5spot_SharedNeighbor | CO2 | Porous | Wet | R600a | MinimizeLCOE_Brownfield | IgnoreSilica | 2019 | 9.7339 | 1.448 | 0.086003 | 4 | 37815.5571 | 94641.0179 | 770.9213 | 1929.3852 | 70.0415 | 6.1648 | 46.1283 | 582645.6096 | 0 | 559263.8806 | 0 | 0 | 0 | 247689.8014 | 541943.7237 | 1410026.4012 | 962371.992 | 4303941.4086 | 961560.8286 | 7743554.7612 | 7743554.7612 | 7866811.9264 | 3938351.203 | 0 | 13009056.9984 | 32557774.889 | 1333.5214 | 0.34401 | 37815.5571 | 94641.0179 | 770.9213 | 1929.3852
1 | 2100 | 707 | 0.045 | 15 | 15 | 7 | 1.7783e-12 | 5spot_SharedNeighbor | CO2 | Porous | Wet | R600a | MinimizeLCOE_Brownfield | IgnoreSilica | 2019 | 12.5501 | 1.894 | 0.11528 | 4 | 30128.1755 | 72523.3899 | 614.2036 | 1478.4874 | 70.5058 | 6.1771 | 54.5167 | 701567.8348 | 0 | 688733.1212 | 0 | 0 | 0 | 284469.3304 | 653160.4117 | 1699389.4096 | 1159868.191 | 5187188.2987 | 961560.8286 | 7743554.7612 | 7743554.7612 | 7866811.9264 | 3938351.203 | 0 | 13892303.8886 | 33441021.7792 | 1778.2794 | 0.46111 | 30128.1755 | 72523.3899 | 614.2036 | 1478.4874
1 | 2100 | 707 | 0.045 | 15 | 15 | 7 | 2.3714e-12 | 5spot_SharedNeighbor | CO2 | Porous | Wet | R600a | MinimizeLCOE_Brownfield | IgnoreSilica | 2019 | 16.0332 | 2.4475 | 0.15313 | 4 | 24307.4339 | 56222.4401 | 495.5399 | 1146.1705 | 70.8456 | 6.183 | 60.3186 | 837909.2136 | 0 | 837817.7246 | 0 | 0 | 0 | 320809.3463 | 778649.1509 | 2025885.3679 | 1382708.3913 | 6183779.1946 | 961560.8286 | 7743554.7612 | 7743554.7612 | 7866811.9264 | 3938351.203 | 0 | 14888894.7845 | 34437612.6751 | 2371.3737 | 0.61252 | 24307.4339 | 56222.4401 | 495.5399 | 1146.1705
1 | 2100 | 707 | 0.045 | 15 | 15 | 7 | 3.1623e-12 | 5spot_SharedNeighbor | CO2 | Porous | Wet | R600a | MinimizeLCOE_Brownfield | IgnoreSilica | 2019 | 20.3381 | 3.1336 | 0.20158 | 4 | 19877.8412 | 44122.4935 | 405.2367 | 899.4967 | 71.0845 | 6.1823 | 59.1043 | 994425.4245 | 0 | 1013398.3349 | 0 | 0 | 0 | 356398.7413 | 922046.7753 | 2398976.5716 | 1637350.8041 | 7322596.6518 | 961560.8286 | 7743554.7612 | 7743554.7612 | 7866811.9264 | 3938351.203 | 0 | 16027712.2416 | 35576430.1322 | 3162.2777 | 0.80631 | 19877.8412 | 44122.4935 | 405.2367 | 899.4967
1 | 2100 | 707 | 0.045 | 15 | 15 | 7 | 4.217e-12 | 5spot_SharedNeighbor | CO2 | Porous | Wet | R600a | MinimizeLCOE_Brownfield | IgnoreSilica | 2019 | 25.6265 | 3.9786 | 0.26292 | 4 | 16471.9294 | 35059.963 | 335.8026 | 714.7448 | 71.2332 | 6.174 | 51.1006 | 1173218.0463 | 0 | 1219225.2631 | 0 | 0 | 0 | 390064.2947 | 1085177.9656 | 2823410.466 | 1927035.6583 | 8618131.6941 | 961560.8286 | 7743554.7612 | 7743554.7612 | 7866811.9264 | 3938351.203 | 0 | 17323247.2839 | 36871965.1745 | 4216.965 | 1.0517 | 16471.9294 | 35059.963 | 335.8026 | 714.7448
1 | 2100 | 707 | 0.045 | 15 | 15 | 7 | 5.6234e-12 | 5spot_SharedNeighbor | CO2 | Porous | Wet | R600a | MinimizeLCOE_Brownfield | IgnoreSilica | 2019 | 31.9723 | 4.9957 | 0.33904 | 4 | 13831.215 | 28245.8447 | 281.968 | 575.8297 | 71.2931 | 6.1561 | 75.7669 | 1372864.2098 | 0 | 1455297.76 | 0 | 0 | 0 | 417420.3499 | 1265777.1047 | 3293292.3798 | 2247739.7196 | 10052391.5237 | 961560.8286 | 7743554.7612 | 7743554.7612 | 7866811.9264 | 3938351.203 | 0 | 18757507.1135 | 38306225.0041 | 5623.4133 | 1.3562 | 13831.215 | 28245.8447 | 281.968 | 575.8297
1 | 2100 | 707 | 0.045 | 15 | 15 | 7 | 7.4989e-12 | 5spot_SharedNeighbor | CO2 | Porous | Wet | R600a | MinimizeLCOE_Brownfield | IgnoreSilica | 2019 | 39.3829 | 6.188 | 0.43106 | 4 | 11771.3507 | 23108.9386 | 239.9749 | 471.107 | 71.2614 | 6.1263 | 60.7787 | 1589961.6804 | 0 | 1719406.5874 | 0 | 0 | 0 | 433145.1614 | 1459580.2374 | 3797528.3766 | 2591891.1484 | 11591513.1915 | 961560.8286 | 7743554.7612 | 7743554.7612 | 7866811.9264 | 3938351.203 | 0 | 20296628.7814 | 39845346.672 | 7498.9421 | 1.7242 | 11771.3507 | 23108.9386 | 239.9749 | 471.107
1 | 2100 | 707 | 0.045 | 15 | 15 | 7 | 1e-11 | 5spot_SharedNeighbor | CO2 | Porous | Wet | R600a | MinimizeLCOE_Brownfield | IgnoreSilica | 2019 | 47.7038 | 7.5323 | 0.53824 | 4 | 10159.2204 | 19239.1696 | 207.1094 | 392.2165 | 71.1323 | 6.0826 | 84.4839 | 1817022.2218 | 0 | 2004355.5631 | 0 | 0 | 0 | 429880.1274 | 1657990.5858 | 4313751.4036 | 2944223.9717 | 13167223.8733 | 961560.8286 | 7743554.7612 | 7743554.7612 | 7866811.9264 | 3938351.203 | 0 | 21872339.4631 | 41421057.3537 | 10000 | 2.153 | 10159.2204 | 19239.1696 | 207.1094 | 392.2165
1 | 2100 | 707 | 0.045 | 15 | 15 | 7 | 1.3335e-11 | 5spot_SharedNeighbor | CO2 | Porous | Wet | R600a | MinimizeLCOE_Brownfield | IgnoreSilica | 2019 | 56.4734 | 8.9564 | 0.65639 | 4 | 8896.576 | 16342.0669 | 181.3687 | 333.1551 | 70.9064 | 6.0251 | 78.8938 | 2040036.856 | 0 | 2294074.8589 | 0 | 0 | 0 | 397028.0101 | 1845144.4928 | 4800687.479 | 3276567.8487 | 14653539.5454 | 961560.8286 | 7743554.7612 | 7743554.7612 | 7866811.9264 | 3938351.203 | 0 | 23358655.1353 | 42907373.0258 | 13335.2143 | 2.6256 | 8896.576 | 16342.0669 | 181.3687 | 333.1551
1 | 2100 | 707 | 0.045 | 15 | 15 | 7 | 1.7783e-11 | 5spot_SharedNeighbor | CO2 | Porous | Wet | R600a | MinimizeLCOE_Brownfield | IgnoreSilica | 2019 | 65.0339 | 10.3549 | 0.77821 | 4 | 7906.6198 | 14186.6466 | 161.1871 | 289.214 | 70.6018 | 5.9573 | 65.9743 | 2243243.67 | 0 | 2568290.7333 | 0 | 0 | 0 | 324282.0088 | 2002968.4007 | 5211312.9133 | 3556828.1451 | 15906925.8713 | 961560.8286 | 7743554.7612 | 7743554.7612 | 7866811.9264 | 3938351.203 | 0 | 24612041.4611 | 44160759.3517 | 17782.7941 | 3.1128 | 7906.6198 | 14186.6466 | 161.1871 | 289.214
1 | 2100 | 707 | 0.045 | 15 | 15 | 7 | 2.3714e-11 | 5spot_SharedNeighbor | CO2 | Porous | Wet | R600a | MinimizeLCOE_Brownfield | IgnoreSilica | 2019 | 71.5696 | 11.4386 | 0.88605 | 4 | 7125.0656 | 12640.7838 | 145.2541 | 257.6995 | 70.3151 | 5.8984 | 77.9685 | 2389383.4212 | 0 | 2772778.0029 | 0 | 0 | 0 | 180450.8988 | 2083618.8059 | 5421148.724 | 3700045.3976 | 16547425.2503 | 961560.8286 | 7743554.7612 | 7743554.7612 | 7866811.9264 | 3938351.203 | 0 | 25252540.8402 | 44801258.7308 | 23713.7371 | 3.5442 | 7125.0656 | 12640.7838 | 145.2541 | 257.6995
1 | 2100 | 707 | 0.045 | 15 | 15 | 7 | 3.1623e-11 | 5spot_SharedNeighbor | CO2 | Porous | Wet | R600a | MinimizeLCOE_Brownfield | IgnoreSilica | 2019 | 80.8244 | 12.9461 | 1.0127 | 4 | 6461.3067 | 11287.4293 | 131.7225 | 230.1095 | 69.8294 | 5.8031 | 62.1757 | 2583450.397 | 0 | 3056090.4072 | 0 | 0 | 0 | 0 | 2199420.9136 | 5722442.0541 | 3905684.2863 | 17467088.0582 | 961560.8286 | 7743554.7612 | 7743554.7612 | 7866811.9264 | 3938351.203 | 0 | 26172203.6481 | 45720921.5387 | 31622.7766 | 4.0506 | 6461.3067 | 11287.4293 | 131.7225 | 230.1095
1 | 2100 | 707 | 0.045 | 15 | 15 | 7 | 4.217e-11 | 5spot_SharedNeighbor | CO2 | Porous | Wet | R600a | MinimizeLCOE_Brownfield | IgnoreSilica | 2019 | 99.458 | 15.9084 | 1.197 | 4 | 6047.081 | 10129.7845 | 123.2779 | 206.5094 | 68.5817 | 5.5722 | 55.6834 | 2930040.5593 | 0 | 3607814.2678 | 0 | 0 | 0 | 0 | 2549763.3826 | 6633961.2931 | 4527814.8968 | 20249394.3997 | 961560.8286 | 7743554.7612 | 7743554.7612 | 7866811.9264 | 3938351.203 | 0 | 28954509.9895 | 48503227.8801 | 42169.6503 | 4.7882 | 6047.081 | 10129.7845 | 123.2779 | 206.5094
1 | 2100 | 707 | 0.045 | 15 | 15 | 7 | 5.6234e-11 | 5spot_SharedNeighbor | CO2 | Porous | Wet | R600a | MinimizeLCOE_Brownfield | IgnoreSilica | 2019 | 118.5891 | 18.9167 | 1.3508 | 4 | 5840.1228 | 9458.1648 | 119.0588 | 192.8175 | 66.9259 | 5.2813 | 53.1405 | 3224372.1391 | 0 | 4153058.4384 | 0 | 0 | 0 | 0 | 2877197.9252 | 7485878.807 | 5109266.1052 | 22849773.4149 | 961560.8286 | 7743554.7612 | 7743554.7612 | 7866811.9264 | 3938351.203 | 0 | 31554889.0047 | 51103606.8953 | 56234.1325 | 5.4031 | 5840.1228 | 9458.1648 | 119.0588 | 192.8175
1 | 2100 | 707 | 0.045 | 15 | 15 | 7 | 7.4989e-11 | 5spot_SharedNeighbor | CO2 | Porous | Wet | R600a | MinimizeLCOE_Brownfield | IgnoreSilica | 2019 | 132.3519 | 21.0587 | 1.4339 | 4 | 5799.7732 | 9208.0116 | 118.2362 | 187.7178 | 65.4875 | 5.036 | 70.8642 | 3395496.1482 | 0 | 4534363.9892 | 0 | 0 | 0 | 0 | 3092645.4536 | 8046429.0814 | 5491853.1857 | 24560787.8581 | 961560.8286 | 7743554.7612 | 7743554.7612 | 7866811.9264 | 3938351.203 | 0 | 33265903.4479 | 52814621.3385 | 74989.4209 | 5.7357 | 5799.7732 | 9208.0116 | 118.2362 | 187.7178
1 | 2100 | 707 | 0.045 | 15 | 15 | 7 | 1e-10 | 5spot_SharedNeighbor | CO2 | Porous | Wet | R600a | MinimizeLCOE_Brownfield | IgnoreSilica | 2019 | 132.2734 | 21.0437 | 1.4331 | 4 | 5801.1654 | 9211.368 | 118.2646 | 187.7862 | 65.4856 | 5.0368 | 81.2963 | 3394036.7279 | 0 | 4532213.7614 | 0 | 0 | 0 | 0 | 3091237.6908 | 8042766.3715 | 5489353.3108 | 24549607.8624 | 961560.8286 | 7743554.7612 | 7743554.7612 | 7866811.9264 | 3938351.203 | 0 | 33254723.4522 | 52803441.3428 | 100000 | 5.7324 | 5801.1654 | 9211.368 | 118.2646 | 187.7862
1 | 2100 | 707 | 0.045 | 15 | 15 | 7 | 1.3335e-10 | 5spot_SharedNeighbor | CO2 | Porous | Wet | R600a | MinimizeLCOE_Brownfield | IgnoreSilica | 2019 | 132.2151 | 21.0324 | 1.4325 | 4 | 5802.2334 | 9213.9211 | 118.2864 | 187.8382 | 65.4839 | 5.0374 | 76.0096 | 3392938.0518 | 0 | 4530614.4045 | 0 | 0 | 0 | 0 | 3090185.4579 | 8040028.6774 | 5487484.7784 | 24541251.3699 | 961560.8286 | 7743554.7612 | 7743554.7612 | 7866811.9264 | 3938351.203 | 0 | 33246366.9598 | 52795084.8503 | 133352.1432 | 5.7299 | 5802.2334 | 9213.9211 | 118.2864 | 187.8382
1 | 2100 | 707 | 0.045 | 15 | 15 | 7 | 1.7783e-10 | 5spot_SharedNeighbor | CO2 | Porous | Wet | R600a | MinimizeLCOE_Brownfield | IgnoreSilica | 2019 | 132.1614 | 21.0224 | 1.432 | 4 | 5803.0483 | 9215.9828 | 118.303 | 187.8803 | 65.4837 | 5.0381 | 79.9054 | 3391996.8484 | 0 | 4529141.8559 | 0 | 0 | 0 | 0 | 3089244.0947 | 8037579.4432 | 5485813.1257 | 24533775.3679 | 961560.8286 | 7743554.7612 | 7743554.7612 | 7866811.9264 | 3938351.203 | 0 | 33238890.9577 | 52787608.8483 | 177827.941 | 5.7278 | 5803.0483 | 9215.9828 | 118.303 | 187.8803
1 | 2100 | 707 | 0.045 | 15 | 15 | 7 | 2.3714e-10 | 5spot_SharedNeighbor | CO2 | Porous | Wet | R600a | MinimizeLCOE_Brownfield | IgnoreSilica | 2019 | 132.1297 | 21.0163 | 1.4316 | 4 | 5803.6677 | 9217.4374 | 118.3156 | 187.9099 | 65.4825 | 5.0384 | 76.1761 | 3391384.2986 | 0 | 4528273.7457 | 0 | 0 | 0 | 0 | 3088666.6373 | 8036077.0175 | 5484787.6893 | 24529189.3884 | 961560.8286 | 7743554.7612 | 7743554.7612 | 7866811.9264 | 3938351.203 | 0 | 33234304.9783 | 52783022.8688 | 237137.3706 | 5.7264 | 5803.6677 | 9217.4374 | 118.3156 | 187.9099
1 | 2100 | 707 | 0.045 | 15 | 15 | 7 | 3.1623e-10 | 5spot_SharedNeighbor | CO2 | Porous | Wet | R600a | MinimizeLCOE_Brownfield | IgnoreSilica | 2019 | 132.1102 | 21.0123 | 1.4314 | 4 | 5804.1369 | 9218.4837 | 118.3252 | 187.9313 | 65.4811 | 5.0385 | 74.0517 | 3390971.1876 | 0 | 4527740.5265 | 0 | 0 | 0 | 0 | 3088297.5685 | 8035116.7762 | 5484132.3049 | 24526258.3637 | 961560.8286 | 7743554.7612 | 7743554.7612 | 7866811.9264 | 3938351.203 | 0 | 33231373.9535 | 52780091.8441 | 316227.766 | 5.7255 | 5804.1369 | 9218.4837 | 118.3252 | 187.9313
1 | 2100 | 707 | 0.045 | 15 | 15 | 7 | 4.217e-10 | 5spot_SharedNeighbor | CO2 | Porous | Wet | R600a | MinimizeLCOE_Brownfield | IgnoreSilica | 2019 | 132.0862 | 21.0079 | 1.4311 | 4 | 5804.4915 | 9219.3898 | 118.3324 | 187.9497 | 65.4811 | 5.0388 | 72.5556 | 3390553.9267 | 0 | 4527080.3285 | 0 | 0 | 0 | 0 | 3087877.3595 | 8034023.4787 | 5483386.1069 | 24522921.2004 | 961560.8286 | 7743554.7612 | 7743554.7612 | 7866811.9264 | 3938351.203 | 0 | 33228036.7902 | 52776754.6808 | 421696.5034 | 5.7245 | 5804.4915 | 9219.3898 | 118.3324 | 187.9497
1 | 2100 | 707 | 0.045 | 15 | 15 | 7 | 5.6234e-10 | 5spot_SharedNeighbor | CO2 | Porous | Wet | R600a | MinimizeLCOE_Brownfield | IgnoreSilica | 2019 | 132.0714 | 21.005 | 1.431 | 4 | 5804.759 | 9220.0322 | 118.3379 | 187.9628 | 65.4807 | 5.039 | 70.8424 | 3390276.6944 | 0 | 4526674.0409 | 0 | 0 | 0 | 0 | 3087610.7868 | 8033329.9111 | 5482912.7328 | 24520804.166 | 961560.8286 | 7743554.7612 | 7743554.7612 | 7866811.9264 | 3938351.203 | 0 | 33225919.7558 | 52774637.6464 | 562341.3252 | 5.7239 | 5804.759 | 9220.0322 | 118.3379 | 187.9628
1 | 2100 | 707 | 0.045 | 15 | 15 | 7 | 7.4989e-10 | 5spot_SharedNeighbor | CO2 | Porous | Wet | R600a | MinimizeLCOE_Brownfield | IgnoreSilica | 2019 | 132.0519 | 21.0016 | 1.4308 | 4 | 5804.9604 | 9220.6181 | 118.342 | 187.9748 | 65.4814 | 5.0392 | 69.3161 | 3389975.0368 | 0 | 4526140.7746 | 0 | 0 | 0 | 0 | 3087285.1665 | 8032482.7139 | 5482334.5032 | 24518218.195 | 961560.8286 | 7743554.7612 | 7743554.7612 | 7866811.9264 | 3938351.203 | 0 | 33223333.7848 | 52772051.6754 | 749894.2093 | 5.7233 | 5804.9604 | 9220.6181 | 118.342 | 187.9748
1 | 2100 | 707 | 0.045 | 15 | 15 | 7 | 1e-09 | 5spot_SharedNeighbor | CO2 | Porous | Wet | R600a | MinimizeLCOE_Brownfield | IgnoreSilica | 2019 | 132.0519 | 21.0013 | 1.4308 | 4 | 5805.112 | 9220.8788 | 118.3451 | 187.9801 | 65.4802 | 5.0392 | 67.979 | 3389912.0408 | 0 | 4526140.7746 | 0 | 0 | 0 | 0 | 3087260.598 | 8032418.7917 | 5482290.8751 | 24518023.0802 | 961560.8286 | 7743554.7612 | 7743554.7612 | 7866811.9264 | 3938351.203 | 0 | 33223138.67 | 52771856.5606 | 1000000 | 5.7231 | 5805.112 | 9220.8788 | 118.3451 | 187.9801
1 | 2100 | 707 | 0.045 | 15 | 15 | 7 | 1.3335e-09 | 5spot_SharedNeighbor | CO2 | Porous | Wet | R600a | MinimizeLCOE_Brownfield | IgnoreSilica | 2019 | 132.0519 | 21.0011 | 1.4307 | 4 | 5805.2259 | 9221.0749 | 118.3474 | 187.9841 | 65.4794 | 5.0391 | 67.5901 | 3389864.6774 | 0 | 4526140.7746 | 0 | 0 | 0 | 0 | 3087242.1263 | 8032370.7322 | 5482258.0734 | 24517876.3839 | 961560.8286 | 7743554.7612 | 7743554.7612 | 7866811.9264 | 3938351.203 | 0 | 33222991.9737 | 52771709.8643 | 1333521.4322 | 5.7229 | 5805.2259 | 9221.0749 | 118.3474 | 187.9841
1 | 2100 | 707 | 0.045 | 15 | 15 | 7 | 1.7783e-09 | 5spot_SharedNeighbor | CO2 | Porous | Wet | R600a | MinimizeLCOE_Brownfield | IgnoreSilica | 2019 | 132.0371 | 20.9986 | 1.4306 | 4 | 5805.3115 | 9221.4045 | 118.3491 | 187.9908 | 65.4804 | 5.0394 | 75.0186 | 3389663.0848 | 0 | 4525734.4659 | 0 | 0 | 0 | 0 | 3087005.0448 | 8031753.8947 | 5481837.0692 | 24515993.5593 | 961560.8286 | 7743554.7612 | 7743554.7612 | 7866811.9264 | 3938351.203 | 0 | 33221109.1491 | 52769827.0397 | 1778279.41 | 5.7225 | 5805.3115 | 9221.4045 | 118.3491 | 187.9908
1 | 2100 | 707 | 0.045 | 15 | 15 | 7 | 2.3714e-09 | 5spot_SharedNeighbor | CO2 | Porous | Wet | R600a | MinimizeLCOE_Brownfield | IgnoreSilica | 2019 | 132.0371 | 20.9985 | 1.4306 | 4 | 5805.3758 | 9221.5151 | 118.3504 | 187.9931 | 65.4799 | 5.0393 | 76.3965 | 3389636.3699 | 0 | 4525734.4659 | 0 | 0 | 0 | 0 | 3086994.626 | 8031726.7871 | 5481818.5677 | 24515910.8166 | 961560.8286 | 7743554.7612 | 7743554.7612 | 7866811.9264 | 3938351.203 | 0 | 33221026.4064 | 52769744.297 | 2371373.7057 | 5.7225 | 5805.3758 | 9221.5151 | 118.3504 | 187.9931
1 | 2100 | 707 | 0.045 | 15 | 15 | 7 | 3.1623e-09 | 5spot_SharedNeighbor | CO2 | Porous | Wet | R600a | MinimizeLCOE_Brownfield | IgnoreSilica | 2019 | 132.0371 | 20.9984 | 1.4306 | 4 | 5805.4241 | 9221.5982 | 118.3514 | 187.9948 | 65.4795 | 5.0393 | 77.1126 | 3389616.3145 | 0 | 4525734.4659 | 0 | 0 | 0 | 0 | 3086986.8044 | 8031706.4369 | 5481804.6782 | 24515848.6999 | 961560.8286 | 7743554.7612 | 7743554.7612 | 7866811.9264 | 3938351.203 | 0 | 33220964.2897 | 52769682.1803 | 3162277.6602 | 5.7224 | 5805.4241 | 9221.5982 | 118.3514 | 187.9948
1 | 2100 | 707 | 0.045 | 15 | 15 | 7 | 4.217e-09 | 5spot_SharedNeighbor | CO2 | Porous | Wet | R600a | MinimizeLCOE_Brownfield | IgnoreSilica | 2019 | 132.0371 | 20.9983 | 1.4306 | 4 | 5805.4603 | 9221.6605 | 118.3522 | 187.996 | 65.4792 | 5.0393 | 78.1693 | 3389601.2626 | 0 | 4525734.4659 | 0 | 0 | 0 | 0 | 3086980.9341 | 8031691.1638 | 5481794.254 | 24515802.0804 | 961560.8286 | 7743554.7612 | 7743554.7612 | 7866811.9264 | 3938351.203 | 0 | 33220917.6703 | 52769635.5609 | 4216965.0343 | 5.7224 | 5805.4603 | 9221.6605 | 118.3522 | 187.996
1 | 2100 | 707 | 0.045 | 15 | 15 | 7 | 5.6234e-09 | 5spot_SharedNeighbor | CO2 | Porous | Wet | R600a | MinimizeLCOE_Brownfield | IgnoreSilica | 2019 | 132.0371 | 20.9982 | 1.4306 | 4 | 5805.4875 | 9221.7073 | 118.3527 | 187.997 | 65.479 | 5.0393 | 77.9965 | 3389589.9683 | 0 | 4525734.4659 | 0 | 0 | 0 | 0 | 3086976.5293 | 8031679.7034 | 5481786.4321 | 24515767.0991 | 961560.8286 | 7743554.7612 | 7743554.7612 | 7866811.9264 | 3938351.203 | 0 | 33220882.6889 | 52769600.5795 | 5623413.2519 | 5.7223 | 5805.4875 | 9221.7073 | 118.3527 | 187.997
1 | 2100 | 707 | 0.045 | 15 | 15 | 7 | 7.4989e-09 | 5spot_SharedNeighbor | CO2 | Porous | Wet | R600a | MinimizeLCOE_Brownfield | IgnoreSilica | 2019 | 132.0371 | 20.9982 | 1.4306 | 4 | 5805.5079 | 9221.7423 | 118.3531 | 187.9977 | 65.4789 | 5.0393 | 77.4492 | 3389581.4948 | 0 | 4525734.4659 | 0 | 0 | 0 | 0 | 3086973.2247 | 8031671.1054 | 5481780.5637 | 24515740.8545 | 961560.8286 | 7743554.7612 | 7743554.7612 | 7866811.9264 | 3938351.203 | 0 | 33220856.4443 | 52769574.3349 | 7498942.0933 | 5.7223 | 5805.5079 | 9221.7423 | 118.3531 | 187.9977
1 | 2100 | 707 | 0.045 | 15 | 15 | 7 | 1e-08 | 5spot_SharedNeighbor | CO2 | Porous | Wet | R600a | MinimizeLCOE_Brownfield | IgnoreSilica | 2019 | 132.0371 | 20.9982 | 1.4306 | 4 | 5805.5232 | 9221.7687 | 118.3534 | 187.9982 | 65.4788 | 5.0393 | 77.7436 | 3389575.1384 | 0 | 4525734.4659 | 0 | 0 | 0 | 0 | 3086970.7457 | 8031664.6555 | 5481776.1616 | 24515721.167 | 961560.8286 | 7743554.7612 | 7743554.7612 | 7866811.9264 | 3938351.203 | 0 | 33220836.7568 | 52769554.6474 | 10000000 | 5.7223 | 5805.5232 | 9221.7687 | 118.3534 | 187.9982
1 | 2200 | 707 | 0.045 | 15 | 15 | 7 | 1e-13 | 5spot_SharedNeighbor | CO2 | Porous | Wet | R600a | MinimizeLCOE_Brownfield | IgnoreSilica | 2019 | 0.882 | 0.066598 | 0.003049 | 4 | 798967.3243 | 2463296.8411 | 16288.0296 | 50217.638 | 57.2473 | 5.899 | 38.4303 | 85999.0743 | 0 | 61969.5231 | 0 | 0 | 0 | 59500.5892 | 80912.9828 | 210518.9837 | 143683.5321 | 642584.6853 | 961560.8286 | 8140174.0823 | 8140174.0823 | 8088200.634 | 4070025.7703 | 0 | 9744319.5962 | 30042720.0828 | 100 | 0.012196 | 798967.3243 | 2463296.8411 | 16288.0296 | 50217.638
1 | 2200 | 707 | 0.045 | 15 | 15 | 7 | 1.3335e-13 | 5spot_SharedNeighbor | CO2 | Porous | Wet | R600a | MinimizeLCOE_Brownfield | IgnoreSilica | 2019 | 1.1847 | 0.10971 | 0.0053002 | 4 | 468941.4765 | 1426378.7872 | 9560.0063 | 29078.6609 | 60.5412 | 6.0955 | 101.5568 | 113336.4217 | 0 | 84913.1863 | 0 | 0 | 0 | 73017.0691 | 105794.0041 | 275254.2972 | 187866.7138 | 840181.6921 | 961560.8286 | 8140174.0823 | 8140174.0823 | 8088200.634 | 4070025.7703 | 0 | 9941916.603 | 30240317.0897 | 133.3521 | 0.021201 | 468941.4765 | 1426378.7872 | 9560.0063 | 29078.6609
1 | 2200 | 707 | 0.045 | 15 | 15 | 7 | 1.7783e-13 | 5spot_SharedNeighbor | CO2 | Porous | Wet | R600a | MinimizeLCOE_Brownfield | IgnoreSilica | 2019 | 1.6 | 0.17081 | 0.0085216 | 4 | 299138.6138 | 894635.2766 | 6098.3453 | 18238.3502 | 63.528 | 6.2519 | 145.6015 | 148027.7855 | 0 | 114746.2629 | 0 | 0 | 0 | 90718.2207 | 137861.985 | 358688.6055 | 244812.3436 | 1094855.2031 | 961560.8286 | 8140174.0823 | 8140174.0823 | 8088200.634 | 4070025.7703 | 0 | 10196590.1141 | 30494990.6007 | 177.8279 | 0.034087 | 299138.6138 | 894635.2766 | 6098.3453 | 18238.3502
1 | 2200 | 707 | 0.045 | 15 | 15 | 7 | 2.3714e-13 | 5spot_SharedNeighbor | CO2 | Porous | Wet | R600a | MinimizeLCOE_Brownfield | IgnoreSilica | 2019 | 2.1182 | 0.24996 | 0.012986 | 4 | 201887.0529 | 592665.1539 | 4115.7406 | 12082.2808 | 65.9441 | 6.365 | 202.9547 | 187881.6961 | 0 | 149920.376 | 0 | 0 | 0 | 109366.5487 | 174395.7621 | 453741.9995 | 309688.2381 | 1384994.6206 | 961560.8286 | 8140174.0823 | 8140174.0823 | 8088200.634 | 4070025.7703 | 0 | 10486729.5315 | 30785130.0182 | 237.1374 | 0.051944 | 201887.0529 | 592665.1539 | 4115.7406 | 12082.2808
1 | 2200 | 707 | 0.045 | 15 | 15 | 7 | 3.1623e-13 | 5spot_SharedNeighbor | CO2 | Porous | Wet | R600a | MinimizeLCOE_Brownfield | IgnoreSilica | 2019 | 2.7935 | 0.35501 | 0.019085 | 4 | 141947.4009 | 407836.9006 | 2893.7898 | 8314.3069 | 67.9664 | 6.4514 | 44.7449 | 235694.4834 | 0 | 193247.6901 | 0 | 0 | 0 | 131147.9433 | 218435.1455 | 568323.4415 | 387892.4267 | 1734741.1305 | 961560.8286 | 8140174.0823 | 8140174.0823 | 8088200.634 | 4070025.7703 | 0 | 10836476.0414 | 31134876.528 | 316.2278 | 0.076341 | 141947.4009 | 407836.9006 | 2893.7898 | 8314.3069
1 | 2200 | 707 | 0.045 | 15 | 15 | 7 | 4.217e-13 | 5spot_SharedNeighbor | CO2 | Porous | Wet | R600a | MinimizeLCOE_Brownfield | IgnoreSilica | 2019 | 3.6561 | 0.4911 | 0.027303 | 4 | 102988.0379 | 288851.4637 | 2099.5505 | 5888.6278 | 69.6026 | 6.5164 | 46.9601 | 291901.7113 | 0 | 245556.564 | 0 | 0 | 0 | 155326.5951 | 270186.0994 | 702968.8079 | 479790.6559 | 2145730.4336 | 961560.8286 | 8140174.0823 | 8140174.0823 | 8088200.634 | 4070025.7703 | 0 | 11247465.3445 | 31545865.8311 | 421.6965 | 0.10921 | 102988.0379 | 288851.4637 | 2099.5505 | 5888.6278
1 | 2200 | 707 | 0.045 | 15 | 15 | 7 | 5.6234e-13 | 5spot_SharedNeighbor | CO2 | Porous | Wet | R600a | MinimizeLCOE_Brownfield | IgnoreSilica | 2019 | 4.7808 | 0.66981 | 0.038315 | 4 | 76628.0879 | 209070.6346 | 1562.1672 | 4262.1877 | 70.938 | 6.5662 | 62.3302 | 359397.5571 | 0 | 310062.9875 | 0 | 0 | 0 | 183693.3086 | 332730.0027 | 865695.2148 | 590854.7724 | 2642433.8432 | 961560.8286 | 8140174.0823 | 8140174.0823 | 8088200.634 | 4070025.7703 | 0 | 11744168.7541 | 32042569.2408 | 562.3413 | 0.15326 | 76628.0879 | 209070.6346 | 1562.1672 | 4262.1877
1 | 2200 | 707 | 0.045 | 15 | 15 | 7 | 7.4989e-13 | 5spot_SharedNeighbor | CO2 | Porous | Wet | R600a | MinimizeLCOE_Brownfield | IgnoreSilica | 2019 | 6.1964 | 0.89647 | 0.052891 | 4 | 58226.1792 | 154170.4411 | 1187.0194 | 3142.973 | 71.9823 | 6.603 | 69.9146 | 437748.8393 | 0 | 386927.2862 | 0 | 0 | 0 | 213940.1545 | 405060.3492 | 1053883.9394 | 719297.4438 | 3216858.0125 | 961560.8286 | 8140174.0823 | 8140174.0823 | 8088200.634 | 4070025.7703 | 0 | 12318592.9235 | 32616993.4101 | 749.8942 | 0.21156 | 58226.1792 | 154170.4411 | 1187.0194 | 3142.973
1 | 2200 | 707 | 0.045 | 15 | 15 | 7 | 1e-12 | 5spot_SharedNeighbor | CO2 | Porous | Wet | R600a | MinimizeLCOE_Brownfield | IgnoreSilica | 2019 | 8.0166 | 1.1889 | 0.072153 | 4 | 45055.1698 | 115386.6483 | 918.5106 | 2352.3129 | 72.8132 | 6.6306 | 56.0174 | 530831.0588 | 0 | 480608.5895 | 0 | 0 | 0 | 248275.8828 | 491289.0571 | 1278233.3493 | 872420.526 | 3901658.4634 | 961560.8286 | 8140174.0823 | 8140174.0823 | 8088200.634 | 4070025.7703 | 0 | 13003393.3743 | 33301793.861 | 1000 | 0.28861 | 45055.1698 | 115386.6483 | 918.5106 | 2352.3129
1 | 2200 | 707 | 0.045 | 15 | 15 | 7 | 1.3335e-12 | 5spot_SharedNeighbor | CO2 | Porous | Wet | R600a | MinimizeLCOE_Brownfield | IgnoreSilica | 2019 | 10.3964 | 1.5717 | 0.097745 | 4 | 35359.6122 | 87276.2779 | 720.8535 | 1779.245 | 73.4752 | 6.6506 | 62.7979 | 643301.5418 | 0 | 592433.1186 | 0 | 0 | 0 | 289223.3199 | 594733.6123 | 1547374.8626 | 1056115.1391 | 4723181.5943 | 961560.8286 | 8140174.0823 | 8140174.0823 | 8088200.634 | 4070025.7703 | 0 | 13824916.5053 | 34123316.9919 | 1333.5214 | 0.39098 | 35359.6122 | 87276.2779 | 720.8535 | 1779.245
1 | 2200 | 707 | 0.045 | 15 | 15 | 7 | 1.7783e-12 | 5spot_SharedNeighbor | CO2 | Porous | Wet | R600a | MinimizeLCOE_Brownfield | IgnoreSilica | 2019 | 13.3271 | 2.0455 | 0.13092 | 4 | 28168.658 | 66929.4603 | 574.2562 | 1364.4476 | 73.9672 | 6.663 | 47.1331 | 771520.0686 | 0 | 722639.493 | 0 | 0 | 0 | 329950.7375 | 711403.0167 | 1850924.7205 | 1263294.1545 | 5649732.1908 | 961560.8286 | 8140174.0823 | 8140174.0823 | 8088200.634 | 4070025.7703 | 0 | 14751467.1018 | 35049867.5884 | 1778.2794 | 0.52368 | 28168.658 | 66929.4603 | 574.2562 | 1364.4476
1 | 2200 | 707 | 0.045 | 15 | 15 | 7 | 2.3714e-12 | 5spot_SharedNeighbor | CO2 | Porous | Wet | R600a | MinimizeLCOE_Brownfield | IgnoreSilica | 2019 | 17.0077 | 2.6419 | 0.17386 | 4 | 22763.305 | 51951.7588 | 464.0608 | 1059.1069 | 74.335 | 6.6688 | 52.8722 | 920930.4941 | 0 | 878311.3022 | 0 | 0 | 0 | 373151.213 | 847233.2737 | 2204327.1866 | 1504498.5993 | 6728452.0689 | 961560.8286 | 8140174.0823 | 8140174.0823 | 8088200.634 | 4070025.7703 | 0 | 15830186.9799 | 36128587.4665 | 2371.3737 | 0.69543 | 22763.305 | 51951.7588 | 464.0608 | 1059.1069
1 | 2200 | 707 | 0.045 | 15 | 15 | 7 | 3.1623e-12 | 5spot_SharedNeighbor | CO2 | Porous | Wet | R600a | MinimizeLCOE_Brownfield | IgnoreSilica | 2019 | 21.5561 | 3.3811 | 0.22875 | 4 | 18648.8973 | 40833.2892 | 380.183 | 832.4418 | 74.5935 | 6.6672 | 51.286 | 1092471.6471 | 0 | 1061666.3691 | 0 | 0 | 0 | 416442.163 | 1002526.2699 | 2608367.7078 | 1780264.5572 | 7961738.7141 | 961560.8286 | 8140174.0823 | 8140174.0823 | 8088200.634 | 4070025.7703 | 0 | 17063473.6251 | 37361874.1117 | 3162.2777 | 0.91499 | 18648.8973 | 40833.2892 | 380.183 | 832.4418
1 | 2200 | 707 | 0.045 | 15 | 15 | 7 | 4.217e-12 | 5spot_SharedNeighbor | CO2 | Porous | Wet | R600a | MinimizeLCOE_Brownfield | IgnoreSilica | 2019 | 27.1346 | 4.2902 | 0.29812 | 4 | 15484.3191 | 32506.5565 | 315.6688 | 662.6901 | 74.7536 | 6.657 | 55.6475 | 1288134.2839 | 0 | 1276293.4771 | 0 | 0 | 0 | 458493.5198 | 1178939.2995 | 3067358.2237 | 2093535.0156 | 9362753.8198 | 961560.8286 | 8140174.0823 | 8140174.0823 | 8088200.634 | 4070025.7703 | 0 | 18464488.7307 | 38762889.2173 | 4216.965 | 1.1925 | 15484.3191 | 32506.5565 | 315.6688 | 662.6901
1 | 2200 | 707 | 0.045 | 15 | 15 | 7 | 5.6234e-12 | 5spot_SharedNeighbor | CO2 | Porous | Wet | R600a | MinimizeLCOE_Brownfield | IgnoreSilica | 2019 | 33.8212 | 5.3835 | 0.38401 | 4 | 13030.1485 | 26244.7464 | 265.6372 | 535.0347 | 74.8167 | 6.6359 | 65.8876 | 1506393.614 | 0 | 1522241.0707 | 0 | 0 | 0 | 494919.3924 | 1374186.0901 | 3575350.322 | 2440250.0609 | 10913340.5501 | 961560.8286 | 8140174.0823 | 8140174.0823 | 8088200.634 | 4070025.7703 | 0 | 20015075.461 | 40313475.9476 | 5623.4133 | 1.5361 | 13030.1485 | 26244.7464 | 265.6372 | 535.0347
1 | 2200 | 707 | 0.045 | 15 | 15 | 7 | 7.4989e-12 | 5spot_SharedNeighbor | CO2 | Porous | Wet | R600a | MinimizeLCOE_Brownfield | IgnoreSilica | 2019 | 41.624 | 6.6641 | 0.48759 | 4 | 11116.0283 | 21523.5691 | 226.6153 | 438.7871 | 74.7791 | 6.6013 | 69.2102 | 1743519.2311 | 0 | 1797243.641 | 0 | 0 | 0 | 520405.2746 | 1583855.5772 | 4120867.3185 | 2812576.6202 | 12578467.6627 | 961560.8286 | 8140174.0823 | 8140174.0823 | 8088200.634 | 4070025.7703 | 0 | 21680202.5737 | 41978603.0603 | 7498.9421 | 1.9504 | 11116.0283 | 21523.5691 | 226.6153 | 438.7871
1 | 2200 | 707 | 0.045 | 15 | 15 | 7 | 1e-11 | 5spot_SharedNeighbor | CO2 | Porous | Wet | R600a | MinimizeLCOE_Brownfield | IgnoreSilica | 2019 | 50.323 | 8.0983 | 0.60747 | 4 | 9619.2623 | 17972.9739 | 196.1017 | 366.4034 | 74.6347 | 6.551 | 69.3443 | 1989695.2305 | 0 | 2091922.2618 | 0 | 0 | 0 | 526266.219 | 1797074.6474 | 4675619.6019 | 3191206.4526 | 14271784.4132 | 961560.8286 | 8140174.0823 | 8140174.0823 | 8088200.634 | 4070025.7703 | 0 | 23373519.3242 | 43671919.8108 | 10000 | 2.4299 | 9619.2623 | 17972.9739 | 196.1017 | 366.4034
1 | 2200 | 707 | 0.045 | 15 | 15 | 7 | 1.3335e-11 | 5spot_SharedNeighbor | CO2 | Porous | Wet | R600a | MinimizeLCOE_Brownfield | IgnoreSilica | 2019 | 59.4897 | 9.6171 | 0.7391 | 4 | 8449.3623 | 15315.2693 | 172.2517 | 312.2225 | 74.3831 | 6.4852 | 73.3607 | 2231311.5595 | 0 | 2391584.0816 | 0 | 0 | 0 | 503581.8418 | 1999326.2183 | 5201836.7019 | 3550360.4361 | 15878000.8392 | 961560.8286 | 8140174.0823 | 8140174.0823 | 8088200.634 | 4070025.7703 | 0 | 24979735.7502 | 45278136.2368 | 13335.2143 | 2.9564 | 8449.3623 | 15315.2693 | 172.2517 | 312.2225
1 | 2200 | 707 | 0.045 | 15 | 15 | 7 | 1.7783e-11 | 5spot_SharedNeighbor | CO2 | Porous | Wet | R600a | MinimizeLCOE_Brownfield | IgnoreSilica | 2019 | 68.4956 | 11.1172 | 0.87464 | 4 | 7536.4694 | 13338.4009 | 153.6411 | 271.9213 | 74.0426 | 6.4074 | 70.3789 | 2452648.3234 | 0 | 2677087.6777 | 0 | 0 | 0 | 444573.1944 | 2173980.5862 | 5656251.5407 | 3860507.9008 | 17265049.2232 | 961560.8286 | 8140174.0823 | 8140174.0823 | 8088200.634 | 4070025.7703 | 0 | 26366784.1342 | 46665184.6208 | 17782.7941 | 3.4986 | 7536.4694 | 13338.4009 | 153.6411 | 271.9213
1 | 2200 | 707 | 0.045 | 15 | 15 | 7 | 2.3714e-11 | 5spot_SharedNeighbor | CO2 | Porous | Wet | R600a | MinimizeLCOE_Brownfield | IgnoreSilica | 2019 | 76.6197 | 12.4792 | 1.0043 | 4 | 6823.0244 | 11875.9017 | 139.0966 | 242.1063 | 73.657 | 6.3259 | 65.3246 | 2639451.6655 | 0 | 2928227.8898 | 0 | 0 | 0 | 343264.8086 | 2305268.3019 | 5997835.246 | 4093645.7986 | 18307693.7105 | 961560.8286 | 8140174.0823 | 8140174.0823 | 8088200.634 | 4070025.7703 | 0 | 27409428.6214 | 47707829.1081 | 23713.7371 | 4.0172 | 6823.0244 | 11875.9017 | 139.0966 | 242.1063
1 | 2200 | 707 | 0.045 | 15 | 15 | 7 | 3.1623e-11 | 5spot_SharedNeighbor | CO2 | Porous | Wet | R600a | MinimizeLCOE_Brownfield | IgnoreSilica | 2019 | 81.5696 | 13.3315 | 1.1046 | 4 | 6258.0393 | 10852.0976 | 127.5786 | 221.2347 | 73.3856 | 6.2714 | 76.9972 | 2747471.0271 | 0 | 3078611.6307 | 0 | 0 | 0 | 162708.2022 | 2335628.4354 | 6076826.0856 | 4147558.6697 | 18548804.0508 | 961560.8286 | 8140174.0823 | 8140174.0823 | 8088200.634 | 4070025.7703 | 0 | 27650538.9617 | 47948939.4483 | 31622.7766 | 4.4184 | 6258.0393 | 10852.0976 | 127.5786 | 221.2347
1 | 2200 | 707 | 0.045 | 15 | 15 | 7 | 4.217e-11 | 5spot_SharedNeighbor | CO2 | Porous | Wet | R600a | MinimizeLCOE_Brownfield | IgnoreSilica | 2019 | 91.9834 | 15.0508 | 1.2452 | 4 | 5776.2737 | 9851.7575 | 117.7572 | 200.8414 | 72.7309 | 6.1434 | 68.5431 | 2960804.9001 | 0 | 3389220.2074 | 0 | 0 | 0 | 0 | 2476509.7919 | 6443370.4766 | 4397732.7483 | 19667638.1242 | 961560.8286 | 8140174.0823 | 8140174.0823 | 8088200.634 | 4070025.7703 | 0 | 28769373.0352 | 49067773.5218 | 42169.6503 | 4.9806 | 5776.2737 | 9851.7575 | 117.7572 | 200.8414
1 | 2200 | 707 | 0.045 | 15 | 15 | 7 | 5.6234e-11 | 5spot_SharedNeighbor | CO2 | Porous | Wet | R600a | MinimizeLCOE_Brownfield | IgnoreSilica | 2019 | 110.0085 | 17.9654 | 1.4276 | 4 | 5497.4354 | 9052.1148 | 112.0727 | 184.5396 | 71.3324 | 5.8824 | 66.3547 | 3285974.2483 | 0 | 3910868.7714 | 0 | 0 | 0 | 0 | 2806768.7777 | 7302636.6121 | 4984199.542 | 22290447.9515 | 961560.8286 | 8140174.0823 | 8140174.0823 | 8088200.634 | 4070025.7703 | 0 | 31392182.8625 | 51690583.3491 | 56234.1325 | 5.7103 | 5497.4354 | 9052.1148 | 112.0727 | 184.5396
1 | 2200 | 707 | 0.045 | 15 | 15 | 7 | 7.4989e-11 | 5spot_SharedNeighbor | CO2 | Porous | Wet | R600a | MinimizeLCOE_Brownfield | IgnoreSilica | 2019 | 127.3587 | 20.7409 | 1.5686 | 4 | 5370.9006 | 8605.9196 | 109.4931 | 175.4433 | 69.6637 | 5.5836 | 46.1048 | 3545028.8795 | 0 | 4396986.6974 | 0 | 0 | 0 | 0 | 3097386.075 | 8058763.2059 | 5500271.479 | 24598436.3369 | 961560.8286 | 8140174.0823 | 8140174.0823 | 8088200.634 | 4070025.7703 | 0 | 33700171.2478 | 53998571.7344 | 74989.4209 | 6.2746 | 5370.9006 | 8605.9196 | 109.4931 | 175.4433
1 | 2200 | 707 | 0.045 | 15 | 15 | 7 | 1e-10 | 5spot_SharedNeighbor | CO2 | Porous | Wet | R600a | MinimizeLCOE_Brownfield | IgnoreSilica | 2019 | 137.4292 | 22.3376 | 1.6319 | 4 | 5352.8584 | 8462.5597 | 109.1253 | 172.5207 | 68.538 | 5.387 | 60.5751 | 3669472.7466 | 0 | 4672998.3637 | 0 | 0 | 0 | 0 | 3253563.733 | 8465105.4356 | 5777608.4003 | 25838748.6793 | 961560.8286 | 8140174.0823 | 8140174.0823 | 8088200.634 | 4070025.7703 | 0 | 34940483.5903 | 55238884.0769 | 100000 | 6.5274 | 5352.8584 | 8462.5597 | 109.1253 | 172.5207
1 | 2200 | 707 | 0.045 | 15 | 15 | 7 | 1.3335e-10 | 5spot_SharedNeighbor | CO2 | Porous | Wet | R600a | MinimizeLCOE_Brownfield | IgnoreSilica | 2019 | 137.3702 | 22.3259 | 1.6312 | 4 | 5353.8217 | 8464.8444 | 109.1449 | 172.5673 | 68.5362 | 5.3877 | 72.3643 | 3668314.9422 | 0 | 4671393.3559 | 0 | 0 | 0 | 0 | 3252486.2363 | 8462302.0102 | 5775695.0049 | 25830191.5495 | 961560.8286 | 8140174.0823 | 8140174.0823 | 8088200.634 | 4070025.7703 | 0 | 34931926.4604 | 55230326.947 | 133352.1432 | 6.5247 | 5353.8217 | 8464.8444 | 109.1449 | 172.5673
1 | 2200 | 707 | 0.045 | 15 | 15 | 7 | 1.7783e-10 | 5spot_SharedNeighbor | CO2 | Porous | Wet | R600a | MinimizeLCOE_Brownfield | IgnoreSilica | 2019 | 137.3307 | 22.3178 | 1.6307 | 4 | 5354.5563 | 8466.5292 | 109.1599 | 172.6016 | 68.5341 | 5.3881 | 86.3042 | 3667494.437 | 0 | 4670317.3278 | 0 | 0 | 0 | 0 | 3251746.5883 | 8460377.5977 | 5774381.5538 | 25824317.5046 | 961560.8286 | 8140174.0823 | 8140174.0823 | 8088200.634 | 4070025.7703 | 0 | 34926052.4155 | 55224452.9022 | 177827.941 | 6.5227 | 5354.5563 | 8466.5292 | 109.1599 | 172.6016
1 | 2200 | 707 | 0.045 | 15 | 15 | 7 | 2.3714e-10 | 5spot_SharedNeighbor | CO2 | Porous | Wet | R600a | MinimizeLCOE_Brownfield | IgnoreSilica | 2019 | 137.2964 | 22.311 | 1.6303 | 4 | 5355.1144 | 8467.8544 | 109.1713 | 172.6287 | 68.5331 | 5.3885 | 92.8442 | 3666822.9307 | 0 | 4669385.0631 | 0 | 0 | 0 | 0 | 3251121.1176 | 8458750.2513 | 5773270.8564 | 25819350.219 | 961560.8286 | 8140174.0823 | 8140174.0823 | 8088200.634 | 4070025.7703 | 0 | 34921085.1299 | 55219485.6166 | 237137.3706 | 6.5211 | 5355.1144 | 8467.8544 | 109.1713 | 172.6287
1 | 2200 | 707 | 0.045 | 15 | 15 | 7 | 3.1623e-10 | 5spot_SharedNeighbor | CO2 | Porous | Wet | R600a | MinimizeLCOE_Brownfield | IgnoreSilica | 2019 | 137.277 | 22.3069 | 1.63 | 4 | 5355.5371 | 8468.7887 | 109.1799 | 172.6477 | 68.5315 | 5.3886 | 89.3341 | 3666388.8865 | 0 | 4668855.9192 | 0 | 0 | 0 | 0 | 3250745.4742 | 8457772.9043 | 5772603.797 | 25816366.9811 | 961560.8286 | 8140174.0823 | 8140174.0823 | 8088200.634 | 4070025.7703 | 0 | 34918101.892 | 55216502.3787 | 316227.766 | 6.52 | 5355.5371 | 8468.7887 | 109.1799 | 172.6477
1 | 2200 | 707 | 0.045 | 15 | 15 | 7 | 4.217e-10 | 5spot_SharedNeighbor | CO2 | Porous | Wet | R600a | MinimizeLCOE_Brownfield | IgnoreSilica | 2019 | 137.2575 | 22.3031 | 1.6298 | 4 | 5355.8564 | 8469.5454 | 109.1864 | 172.6631 | 68.5309 | 5.3889 | 86.828 | 3666006.5706 | 0 | 4668326.7603 | 0 | 0 | 0 | 0 | 3250389.9991 | 8456848.0309 | 5771972.5519 | 25813543.9128 | 961560.8286 | 8140174.0823 | 8140174.0823 | 8088200.634 | 4070025.7703 | 0 | 34915278.8237 | 55213679.3103 | 421696.5034 | 6.5191 | 5355.8564 | 8469.5454 | 109.1864 | 172.6631
1 | 2200 | 707 | 0.045 | 15 | 15 | 7 | 5.6234e-10 | 5spot_SharedNeighbor | CO2 | Porous | Wet | R600a | MinimizeLCOE_Brownfield | IgnoreSilica | 2019 | 137.2381 | 22.2994 | 1.6296 | 4 | 5356.0972 | 8470.1671 | 109.1913 | 172.6758 | 68.531 | 5.3891 | 87.6481 | 3665663.5436 | 0 | 4667797.5864 | 0 | 0 | 0 | 0 | 3250049.8407 | 8455963.0086 | 5771368.506 | 25810842.4854 | 961560.8286 | 8140174.0823 | 8140174.0823 | 8088200.634 | 4070025.7703 | 0 | 34912577.3963 | 55210977.8829 | 562341.3252 | 6.5183 | 5356.0972 | 8470.1671 | 109.1913 | 172.6758
1 | 2200 | 707 | 0.045 | 15 | 15 | 7 | 7.4989e-10 | 5spot_SharedNeighbor | CO2 | Porous | Wet | R600a | MinimizeLCOE_Brownfield | IgnoreSilica | 2019 | 137.2381 | 22.299 | 1.6295 | 4 | 5356.2786 | 8470.479 | 109.195 | 172.6822 | 68.5294 | 5.389 | 87.3164 | 3665572.8682 | 0 | 4667797.5864 | 0 | 0 | 0 | 0 | 3250014.4773 | 8455871.0002 | 5771305.7084 | 25810561.6405 | 961560.8286 | 8140174.0823 | 8140174.0823 | 8088200.634 | 4070025.7703 | 0 | 34912296.5514 | 55210697.038 | 749894.2093 | 6.518 | 5356.2786 | 8470.479 | 109.195 | 172.6822
1 | 2200 | 707 | 0.045 | 15 | 15 | 7 | 1e-09 | 5spot_SharedNeighbor | CO2 | Porous | Wet | R600a | MinimizeLCOE_Brownfield | IgnoreSilica | 2019 | 137.2233 | 22.2963 | 1.6294 | 4 | 5356.415 | 8470.8719 | 109.1978 | 172.6902 | 68.5298 | 5.3892 | 95.9956 | 3665335.0636 | 0 | 4667394.3962 | 0 | 0 | 0 | 0 | 3249764.4893 | 8455220.5829 | 5770861.7852 | 25808576.3172 | 961560.8286 | 8140174.0823 | 8140174.0823 | 8088200.634 | 4070025.7703 | 0 | 34910311.2281 | 55208711.7148 | 1000000 | 6.5175 | 5356.415 | 8470.8719 | 109.1978 | 172.6902
1 | 2200 | 707 | 0.045 | 15 | 15 | 7 | 1.3335e-09 | 5spot_SharedNeighbor | CO2 | Porous | Wet | R600a | MinimizeLCOE_Brownfield | IgnoreSilica | 2019 | 137.2233 | 22.296 | 1.6293 | 4 | 5356.5176 | 8471.0483 | 109.1999 | 172.6938 | 68.5289 | 5.3892 | 96.6574 | 3665283.7921 | 0 | 4667394.3962 | 0 | 0 | 0 | 0 | 3249744.4934 | 8455168.5576 | 5770826.2769 | 25808417.5162 | 961560.8286 | 8140174.0823 | 8140174.0823 | 8088200.634 | 4070025.7703 | 0 | 34910152.4272 | 55208552.9138 | 1333521.4322 | 6.5173 | 5356.5176 | 8471.0483 | 109.1999 | 172.6938
1 | 2200 | 707 | 0.045 | 15 | 15 | 7 | 1.7783e-09 | 5spot_SharedNeighbor | CO2 | Porous | Wet | R600a | MinimizeLCOE_Brownfield | IgnoreSilica | 2019 | 137.2038 | 22.2928 | 1.6292 | 4 | 5356.5947 | 8471.3885 | 109.2014 | 172.7007 | 68.5305 | 5.3895 | 94.599 | 3665022.6779 | 0 | 4666865.1959 | 0 | 0 | 0 | 0 | 3249436.2708 | 8454366.6255 | 5770278.9418 | 25805969.7119 | 961560.8286 | 8140174.0823 | 8140174.0823 | 8088200.634 | 4070025.7703 | 0 | 34907704.6229 | 55206105.1095 | 1778279.41 | 6.5168 | 5356.5947 | 8471.3885 | 109.2014 | 172.7007
1 | 2200 | 707 | 0.045 | 15 | 15 | 7 | 2.3714e-09 | 5spot_SharedNeighbor | CO2 | Porous | Wet | R600a | MinimizeLCOE_Brownfield | IgnoreSilica | 2019 | 137.2038 | 22.2926 | 1.6292 | 4 | 5356.6525 | 8471.488 | 109.2026 | 172.7027 | 68.53 | 5.3895 | 94.7074 | 3664993.7644 | 0 | 4666865.1959 | 0 | 0 | 0 | 0 | 3249424.9945 | 8454337.287 | 5770258.9176 | 25805880.1593 | 961560.8286 | 8140174.0823 | 8140174.0823 | 8088200.634 | 4070025.7703 | 0 | 34907615.0703 | 55206015.5569 | 2371373.7057 | 6.5167 | 5356.6525 | 8471.488 | 109.2026 | 172.7027
1 | 2200 | 707 | 0.045 | 15 | 15 | 7 | 3.1623e-09 | 5spot_SharedNeighbor | CO2 | Porous | Wet | R600a | MinimizeLCOE_Brownfield | IgnoreSilica | 2019 | 137.2038 | 22.2925 | 1.6292 | 4 | 5356.6959 | 8471.5627 | 109.2035 | 172.7043 | 68.5296 | 5.3895 | 93.6316 | 3664972.0591 | 0 | 4666865.1959 | 0 | 0 | 0 | 0 | 3249416.5294 | 8454315.2626 | 5770243.8855 | 25805812.9326 | 961560.8286 | 8140174.0823 | 8140174.0823 | 8088200.634 | 4070025.7703 | 0 | 34907547.8435 | 55205948.3302 | 3162277.6602 | 6.5166 | 5356.6959 | 8471.5627 | 109.2035 | 172.7043
1 | 2200 | 707 | 0.045 | 15 | 15 | 7 | 4.217e-09 | 5spot_SharedNeighbor | CO2 | Porous | Wet | R600a | MinimizeLCOE_Brownfield | IgnoreSilica | 2019 | 137.2038 | 22.2925 | 1.6291 | 4 | 5356.7285 | 8471.6187 | 109.2042 | 172.7054 | 68.5293 | 5.3895 | 93.3037 | 3664955.7694 | 0 | 4666865.1959 | 0 | 0 | 0 | 0 | 3249410.1764 | 8454298.7334 | 5770232.604 | 25805762.4792 | 961560.8286 | 8140174.0823 | 8140174.0823 | 8088200.634 | 4070025.7703 | 0 | 34907497.3901 | 55205897.8767 | 4216965.0343 | 6.5166 | 5356.7285 | 8471.6187 | 109.2042 | 172.7054
1 | 2200 | 707 | 0.045 | 15 | 15 | 7 | 5.6234e-09 | 5spot_SharedNeighbor | CO2 | Porous | Wet | R600a | MinimizeLCOE_Brownfield | IgnoreSilica | 2019 | 137.2038 | 22.2924 | 1.6291 | 4 | 5356.753 | 8471.6608 | 109.2047 | 172.7063 | 68.5291 | 5.3895 | 95.6245 | 3664943.5464 | 0 | 4666865.1959 | 0 | 0 | 0 | 0 | 3249405.4095 | 8454286.3308 | 5770224.139 | 25805724.6217 | 961560.8286 | 8140174.0823 | 8140174.0823 | 8088200.634 | 4070025.7703 | 0 | 34907459.5326 | 55205860.0192 | 5623413.2519 | 6.5165 | 5356.753 | 8471.6608 | 109.2047 | 172.7063
1 | 2200 | 707 | 0.045 | 15 | 15 | 7 | 7.4989e-09 | 5spot_SharedNeighbor | CO2 | Porous | Wet | R600a | MinimizeLCOE_Brownfield | IgnoreSilica | 2019 | 137.2038 | 22.2924 | 1.6291 | 4 | 5356.7713 | 8471.6923 | 109.205 | 172.7069 | 68.5289 | 5.3894 | 95.2378 | 3664934.3764 | 0 | 4666865.1959 | 0 | 0 | 0 | 0 | 3249401.8332 | 8454277.026 | 5770217.7883 | 25805696.2197 | 961560.8286 | 8140174.0823 | 8140174.0823 | 8088200.634 | 4070025.7703 | 0 | 34907431.1306 | 55205831.6173 | 7498942.0933 | 6.5165 | 5356.7713 | 8471.6923 | 109.205 | 172.7069
1 | 2200 | 707 | 0.045 | 15 | 15 | 7 | 1e-08 | 5spot_SharedNeighbor | CO2 | Porous | Wet | R600a | MinimizeLCOE_Brownfield | IgnoreSilica | 2019 | 137.2038 | 22.2923 | 1.6291 | 4 | 5356.7851 | 8471.716 | 109.2053 | 172.7074 | 68.5288 | 5.3894 | 93.6147 | 3664927.4975 | 0 | 4666865.1959 | 0 | 0 | 0 | 0 | 3249399.1504 | 8454270.046 | 5770213.0243 | 25805674.914 | 961560.8286 | 8140174.0823 | 8140174.0823 | 8088200.634 | 4070025.7703 | 0 | 34907409.825 | 55205810.3116 | 10000000 | 6.5165 | 5356.7851 | 8471.716 | 109.2053 | 172.7074
1 | 2300 | 707 | 0.045 | 15 | 15 | 7 | 1e-13 | 5spot_SharedNeighbor | CO2 | Porous | Wet | R600a | MinimizeLCOE_Brownfield | IgnoreSilica | 2019 | 0.91829 | 0.068122 | 0.0033015 | 4 | 771653.116 | 2366528.4094 | 15731.1925 | 48244.8826 | 59.1298 | 6.3266 | 30.886 | 92088.5903 | 0 | 64097.9008 | 0 | 0 | 0 | 65365.7336 | 86405.3676 | 224809.0423 | 153436.7908 | 686203.4253 | 961560.8286 | 8542653.4943 | 8542653.4943 | 8315156.4279 | 4204044.374 | 0 | 10190417.7483 | 31252272.0445 | 100 | 0.013206 | 771653.116 | 2366528.4094 | 15731.1925 | 48244.8826
1 | 2300 | 707 | 0.045 | 15 | 15 | 7 | 1.3335e-13 | 5spot_SharedNeighbor | CO2 | Porous | Wet | R600a | MinimizeLCOE_Brownfield | IgnoreSilica | 2019 | 1.2625 | 0.11676 | 0.0058356 | 4 | 446642.2065 | 1348943.825 | 9105.4055 | 27500.0445 | 62.9828 | 6.5528 | 109.6789 | 124195.8944 | 0 | 90225.4627 | 0 | 0 | 0 | 83091.0498 | 116029.8387 | 301885.8392 | 206043.2884 | 921471.3731 | 961560.8286 | 8542653.4943 | 8542653.4943 | 8315156.4279 | 4204044.374 | 0 | 10425685.696 | 31487539.9922 | 133.3521 | 0.023342 | 446642.2065 | 1348943.825 | 9105.4055 | 27500.0445
1 | 2300 | 707 | 0.045 | 15 | 15 | 7 | 1.7783e-13 | 5spot_SharedNeighbor | CO2 | Porous | Wet | R600a | MinimizeLCOE_Brownfield | IgnoreSilica | 2019 | 1.6903 | 0.18092 | 0.0094561 | 4 | 282709.8037 | 839541.7154 | 5763.4217 | 17115.1934 | 66.1223 | 6.7141 | 155.0991 | 161097.9313 | 0 | 120989.9457 | 0 | 0 | 0 | 101841.0361 | 149732.2761 | 389572.6681 | 265891.3509 | 1189125.2082 | 961560.8286 | 8542653.4943 | 8542653.4943 | 8315156.4279 | 4204044.374 | 0 | 10693339.5311 | 31755193.8273 | 177.8279 | 0.037824 | 282709.8037 | 839541.7154 | 5763.4217 | 17115.1934
1 | 2300 | 707 | 0.045 | 15 | 15 | 7 | 2.3714e-13 | 5spot_SharedNeighbor | CO2 | Porous | Wet | R600a | MinimizeLCOE_Brownfield | IgnoreSilica | 2019 | 2.2543 | 0.26803 | 0.014506 | 4 | 189931.8367 | 552921.3971 | 3872.0174 | 11272.0506 | 68.8077 | 6.8376 | 217.6755 | 205921.2783 | 0 | 159325.033 | 0 | 0 | 0 | 124303.1187 | 190924.2777 | 496745.8066 | 339039.2201 | 1516258.7343 | 961560.8286 | 8542653.4943 | 8542653.4943 | 8315156.4279 | 4204044.374 | 0 | 11020473.0572 | 32082327.3534 | 237.1374 | 0.058023 | 189931.8367 | 552921.3971 | 3872.0174 | 11272.0506
1 | 2300 | 707 | 0.045 | 15 | 15 | 7 | 3.1623e-13 | 5spot_SharedNeighbor | CO2 | Porous | Wet | R600a | MinimizeLCOE_Brownfield | IgnoreSilica | 2019 | 2.9593 | 0.37986 | 0.021386 | 4 | 133197.2359 | 379409.2783 | 2715.4058 | 7734.7713 | 70.9591 | 6.928 | 39.4127 | 257503.9605 | 0 | 204611.0283 | 0 | 0 | 0 | 148087.3039 | 237978.8941 | 619172.2664 | 422597.7945 | 1889951.2478 | 961560.8286 | 8542653.4943 | 8542653.4943 | 8315156.4279 | 4204044.374 | 0 | 11394165.5707 | 32456019.8669 | 316.2278 | 0.085544 | 133197.2359 | 379409.2783 | 2715.4058 | 7734.7713
1 | 2300 | 707 | 0.045 | 15 | 15 | 7 | 4.217e-13 | 5spot_SharedNeighbor | CO2 | Porous | Wet | R600a | MinimizeLCOE_Brownfield | IgnoreSilica | 2019 | 3.8802 | 0.52766 | 0.030685 | 4 | 96517.4034 | 268115.6195 | 1967.6378 | 5465.8996 | 72.7431 | 6.9976 | 47.5656 | 319562.1517 | 0 | 260545.139 | 0 | 0 | 0 | 176133.493 | 294933.9057 | 767357.5232 | 523737.2772 | 2342269.4898 | 961560.8286 | 8542653.4943 | 8542653.4943 | 8315156.4279 | 4204044.374 | 0 | 11846483.8128 | 32908338.109 | 421.6965 | 0.12274 | 96517.4034 | 268115.6195 | 1967.6378 | 5465.8996
1 | 2300 | 707 | 0.045 | 15 | 15 | 7 | 5.6234e-13 | 5spot_SharedNeighbor | CO2 | Porous | Wet | R600a | MinimizeLCOE_Brownfield | IgnoreSilica | 2019 | 5.0586 | 0.71865 | 0.043113 | 4 | 71789.1009 | 193921.5508 | 1463.5179 | 3953.3531 | 74.1734 | 7.0501 | 54.9621 | 392727.0041 | 0 | 328249.3466 | 0 | 0 | 0 | 207550.368 | 362125.4203 | 942176.0616 | 643054.5218 | 2875882.7225 | 961560.8286 | 8542653.4943 | 8542653.4943 | 8315156.4279 | 4204044.374 | 0 | 12380097.0455 | 33441951.3417 | 562.3413 | 0.17245 | 71789.1009 | 193921.5508 | 1463.5179 | 3953.3531
1 | 2300 | 707 | 0.045 | 15 | 15 | 7 | 7.4989e-13 | 5spot_SharedNeighbor | CO2 | Porous | Wet | R600a | MinimizeLCOE_Brownfield | IgnoreSilica | 2019 | 6.623 | 0.97293 | 0.059747 | 4 | 54562.3739 | 142692.1683 | 1112.3278 | 2908.9729 | 75.3452 | 7.0906 | 53.0759 | 482207.0102 | 0 | 413024.7973 | 0 | 0 | 0 | 246253.9271 | 445179.4365 | 1158265.5748 | 790540.0548 | 3535470.8007 | 961560.8286 | 8542653.4943 | 8542653.4943 | 8315156.4279 | 4204044.374 | 0 | 13039685.1236 | 34101539.4198 | 749.8942 | 0.23899 | 54562.3739 | 142692.1683 | 1112.3278 | 2908.9729
1 | 2300 | 707 | 0.045 | 15 | 15 | 7 | 1e-12 | 5spot_SharedNeighbor | CO2 | Porous | Wet | R600a | MinimizeLCOE_Brownfield | IgnoreSilica | 2019 | 8.5593 | 1.2901 | 0.081718 | 4 | 42127.8635 | 106562.5644 | 858.8335 | 2172.422 | 76.2347 | 7.1194 | 57.8214 | 584419.1888 | 0 | 507085.467 | 0 | 0 | 0 | 285901.1501 | 537188.2643 | 1397653.6712 | 953927.3495 | 4266175.0909 | 961560.8286 | 8542653.4943 | 8542653.4943 | 8315156.4279 | 4204044.374 | 0 | 13770389.4138 | 34832243.71 | 1000 | 0.32687 | 42127.8635 | 106562.5644 | 858.8335 | 2172.422
1 | 2300 | 707 | 0.045 | 15 | 15 | 7 | 1.3335e-12 | 5spot_SharedNeighbor | CO2 | Porous | Wet | R600a | MinimizeLCOE_Brownfield | IgnoreSilica | 2019 | 11.0102 | 1.6931 | 0.11051 | 4 | 33087.5505 | 80734.6392 | 674.5345 | 1645.8848 | 76.9265 | 7.1397 | 46.4528 | 704170.1869 | 0 | 620254.6413 | 0 | 0 | 0 | 329221.3184 | 644921.9972 | 1677954.7449 | 1145238.5919 | 5121761.4807 | 961560.8286 | 8542653.4943 | 8542653.4943 | 8315156.4279 | 4204044.374 | 0 | 14625975.8036 | 35687830.0998 | 1333.5214 | 0.44204 | 33087.5505 | 80734.6392 | 674.5345 | 1645.8848
1 | 2300 | 707 | 0.045 | 15 | 15 | 7 | 1.7783e-12 | 5spot_SharedNeighbor | CO2 | Porous | Wet | R600a | MinimizeLCOE_Brownfield | IgnoreSilica | 2019 | 14.1165 | 2.2051 | 0.14806 | 4 | 26394.2295 | 61957.4353 | 538.0821 | 1263.0861 | 77.4594 | 7.1526 | 52.36 | 844827.9179 | 0 | 756683.9112 | 0 | 0 | 0 | 376831.4545 | 771553.8806 | 2007424.9298 | 1370108.7631 | 6127430.8571 | 961560.8286 | 8542653.4943 | 8542653.4943 | 8315156.4279 | 4204044.374 | 0 | 15631645.18 | 36693499.4762 | 1778.2794 | 0.59224 | 26394.2295 | 61957.4353 | 538.0821 | 1263.0861
1 | 2300 | 707 | 0.045 | 15 | 15 | 7 | 2.3714e-12 | 5spot_SharedNeighbor | CO2 | Porous | Wet | R600a | MinimizeLCOE_Brownfield | IgnoreSilica | 2019 | 17.9823 | 2.8444 | 0.19648 | 4 | 21362.6344 | 48162.0873 | 435.5062 | 981.8493 | 77.8543 | 7.158 | 55.5428 | 1007293.5261 | 0 | 918350.3664 | 0 | 0 | 0 | 426378.8882 | 917288.8845 | 2386597.5155 | 1628901.844 | 7284811.0247 | 961560.8286 | 8542653.4943 | 8542653.4943 | 8315156.4279 | 4204044.374 | 0 | 16789025.3476 | 37850879.6438 | 2371.3737 | 0.78591 | 21362.6344 | 48162.0873 | 435.5062 | 981.8493
1 | 2300 | 707 | 0.045 | 15 | 15 | 7 | 3.1623e-12 | 5spot_SharedNeighbor | CO2 | Porous | Wet | R600a | MinimizeLCOE_Brownfield | IgnoreSilica | 2019 | 22.7935 | 3.642 | 0.25846 | 4 | 17531.857 | 37904.2179 | 357.4106 | 772.7288 | 78.1337 | 7.1553 | 49.2853 | 1195176.4596 | 0 | 1110149.5265 | 0 | 0 | 0 | 478107.824 | 1085539.1859 | 2824350.2871 | 1927677.1055 | 8621000.3886 | 961560.8286 | 8542653.4943 | 8542653.4943 | 8315156.4279 | 4204044.374 | 0 | 18125214.7115 | 39187069.0077 | 3162.2777 | 1.0338 | 17531.857 | 37904.2179 | 357.4106 | 772.7288
1 | 2300 | 707 | 0.045 | 15 | 15 | 7 | 4.217e-12 | 5spot_SharedNeighbor | CO2 | Porous | Wet | R600a | MinimizeLCOE_Brownfield | IgnoreSilica | 2019 | 28.6667 | 4.6187 | 0.33656 | 4 | 14584.5658 | 30229.4805 | 297.3261 | 616.2688 | 78.305 | 7.1429 | 49.9661 | 1408460.9862 | 0 | 1333626.7366 | 0 | 0 | 0 | 528601.1314 | 1275568.6531 | 3318767.9804 | 2265127.3405 | 10130152.8281 | 961560.8286 | 8542653.4943 | 8542653.4943 | 8315156.4279 | 4204044.374 | 0 | 19634367.1511 | 40696221.4473 | 4216.965 | 1.3462 | 14584.5658 | 30229.4805 | 297.3261 | 616.2688
1 | 2300 | 707 | 0.045 | 15 | 15 | 7 | 5.6234e-12 | 5spot_SharedNeighbor | CO2 | Porous | Wet | R600a | MinimizeLCOE_Brownfield | IgnoreSilica | 2019 | 35.6823 | 5.7896 | 0.43296 | 4 | 12298.3882 | 24460.0586 | 250.7193 | 498.6514 | 78.3706 | 7.1183 | 73.4096 | 1645570.3075 | 0 | 1588891.2497 | 0 | 0 | 0 | 573560.8673 | 1485128.7455 | 3864000.3541 | 2637259.6389 | 11794411.163 | 961560.8286 | 8542653.4943 | 8542653.4943 | 8315156.4279 | 4204044.374 | 0 | 21298625.4859 | 42360479.7821 | 5623.4133 | 1.7318 | 12298.3882 | 24460.0586 | 250.7193 | 498.6514
1 | 2300 | 707 | 0.045 | 15 | 15 | 7 | 7.4989e-12 | 5spot_SharedNeighbor | CO2 | Porous | Wet | R600a | MinimizeLCOE_Brownfield | IgnoreSilica | 2019 | 43.8406 | 7.1566 | 0.54872 | 4 | 10515.4939 | 20111.3723 | 214.3726 | 409.9975 | 78.3267 | 7.0785 | 69.8683 | 1902286.2835 | 0 | 1873414.2529 | 0 | 0 | 0 | 607566.7995 | 1709474.261 | 4447701.3657 | 3035647.5732 | 13576090.5358 | 961560.8286 | 8542653.4943 | 8542653.4943 | 8315156.4279 | 4204044.374 | 0 | 23080304.8588 | 44142159.155 | 7498.9421 | 2.1949 | 10515.4939 | 20111.3723 | 214.3726 | 409.9975
1 | 2300 | 707 | 0.045 | 15 | 15 | 7 | 1e-11 | 5spot_SharedNeighbor | CO2 | Porous | Wet | R600a | MinimizeLCOE_Brownfield | IgnoreSilica | 2019 | 52.8808 | 8.6785 | 0.68189 | 4 | 9122.3762 | 16844.2651 | 185.972 | 343.3931 | 78.1668 | 7.0214 | 58.6135 | 2167152.1486 | 0 | 2176561.9847 | 0 | 0 | 0 | 621181.8559 | 1936309.4358 | 5037879.9602 | 3438456.5909 | 15377541.976 | 961560.8286 | 8542653.4943 | 8542653.4943 | 8315156.4279 | 4204044.374 | 0 | 24881756.2989 | 45943610.5951 | 10000 | 2.7276 | 9122.3762 | 16844.2651 | 185.972 | 343.3931
1 | 2300 | 707 | 0.045 | 15 | 15 | 7 | 1.3335e-11 | 5spot_SharedNeighbor | CO2 | Porous | Wet | R600a | MinimizeLCOE_Brownfield | IgnoreSilica | 2019 | 62.3861 | 10.2865 | 0.82737 | 4 | 8035.2441 | 14399.3483 | 163.8093 | 293.5502 | 77.8903 | 6.9469 | 65.9818 | 2426457.3482 | 0 | 2484292.7548 | 0 | 0 | 0 | 606472.7524 | 2151716.9136 | 5598326.0313 | 3820972.5505 | 17088238.3508 | 961560.8286 | 8542653.4943 | 8542653.4943 | 8315156.4279 | 4204044.374 | 0 | 26592452.6737 | 47654306.9699 | 13335.2143 | 3.3095 | 8035.2441 | 14399.3483 | 163.8093 | 293.5502
1 | 2300 | 707 | 0.045 | 15 | 15 | 7 | 1.7783e-11 | 5spot_SharedNeighbor | CO2 | Porous | Wet | R600a | MinimizeLCOE_Brownfield | IgnoreSilica | 2019 | 71.7009 | 11.8706 | 0.97632 | 4 | 7189.2899 | 12582.4781 | 146.5634 | 256.5108 | 77.518 | 6.8595 | 82.0914 | 2663250.3418 | 0 | 2776847.7479 | 0 | 0 | 0 | 556150.0362 | 2338536.7691 | 6084392.9734 | 4152723.2261 | 18571901.0946 | 961560.8286 | 8542653.4943 | 8542653.4943 | 8315156.4279 | 4204044.374 | 0 | 28076115.4175 | 49137969.7137 | 17782.7941 | 3.9053 | 7189.2899 | 12582.4781 | 146.5634 | 256.5108
1 | 2300 | 707 | 0.045 | 15 | 15 | 7 | 2.3714e-11 | 5spot_SharedNeighbor | CO2 | Porous | Wet | R600a | MinimizeLCOE_Brownfield | IgnoreSilica | 2019 | 80.2271 | 13.3282 | 1.1192 | 4 | 6532.0193 | 11236.7598 | 133.164 | 229.0765 | 77.0913 | 6.7669 | 83.3904 | 2865812.7619 | 0 | 3038010.9728 | 0 | 0 | 0 | 468878.2187 | 2485353.7618 | 6466380.6721 | 4413437.6795 | 19737874.0668 | 961560.8286 | 8542653.4943 | 8542653.4943 | 8315156.4279 | 4204044.374 | 0 | 29242088.3898 | 50303942.686 | 23713.7371 | 4.4767 | 6532.0193 | 11236.7598 | 133.164 | 229.0765
1 | 2300 | 707 | 0.045 | 15 | 15 | 7 | 3.1623e-11 | 5spot_SharedNeighbor | CO2 | Porous | Wet | R600a | MinimizeLCOE_Brownfield | IgnoreSilica | 2019 | 87.2964 | 14.5461 | 1.2459 | 4 | 6019.2169 | 10245.3304 | 122.7099 | 208.8649 | 76.6753 | 6.6808 | 90.923 | 3023744.8428 | 0 | 3250345.027 | 0 | 0 | 0 | 342740.5253 | 2580563.8541 | 6714097.8019 | 4582509.7107 | 20494001.7618 | 961560.8286 | 8542653.4943 | 8542653.4943 | 8315156.4279 | 4204044.374 | 0 | 29998216.0848 | 51060070.3809 | 31622.7766 | 4.9837 | 6019.2169 | 10245.3304 | 122.7099 | 208.8649
1 | 2300 | 707 | 0.045 | 15 | 15 | 7 | 4.217e-11 | 5spot_SharedNeighbor | CO2 | Porous | Wet | R600a | MinimizeLCOE_Brownfield | IgnoreSilica | 2019 | 84.6628 | 14.172 | 1.2736 | 4 | 5597.0273 | 9731.3867 | 114.103 | 198.3875 | 76.8305 | 6.7133 | 80.6588 | 2965705.9759 | 0 | 3171658.7949 | 0 | 0 | 0 | 0 | 2393572.2606 | 6227584.0329 | 4250454.0665 | 19008975.1309 | 961560.8286 | 8542653.4943 | 8542653.4943 | 8315156.4279 | 4204044.374 | 0 | 28513189.4538 | 49575043.75 | 42169.6503 | 5.0943 | 5597.0273 | 9731.3867 | 114.103 | 198.3875
1 | 2300 | 707 | 0.045 | 15 | 15 | 7 | 5.6234e-11 | 5spot_SharedNeighbor | CO2 | Porous | Wet | R600a | MinimizeLCOE_Brownfield | IgnoreSilica | 2019 | 101.5696 | 16.9819 | 1.4794 | 4 | 5261.922 | 8821.1919 | 107.2714 | 179.8319 | 75.6705 | 6.4823 | 73.6128 | 3315620.5466 | 0 | 3668962.304 | 0 | 0 | 0 | 0 | 2723987.3117 | 7087256.2185 | 4837197.9977 | 21633024.3785 | 961560.8286 | 8542653.4943 | 8542653.4943 | 8315156.4279 | 4204044.374 | 0 | 31137238.7014 | 52199092.9976 | 56234.1325 | 5.9175 | 5261.922 | 8821.1919 | 107.2714 | 179.8319
1 | 2300 | 707 | 0.045 | 15 | 15 | 7 | 7.4989e-11 | 5spot_SharedNeighbor | CO2 | Porous | Wet | R600a | MinimizeLCOE_Brownfield | IgnoreSilica | 2019 | 118.0011 | 19.6882 | 1.6507 | 4 | 5071.8567 | 8261.6366 | 103.3967 | 168.4246 | 74.2534 | 6.2132 | 69.7803 | 3607328.1878 | 0 | 4136577.1459 | 0 | 0 | 0 | 0 | 3020123.0801 | 7857740.742 | 5363069.5169 | 23984838.6727 | 961560.8286 | 8542653.4943 | 8542653.4943 | 8315156.4279 | 4204044.374 | 0 | 33489052.9956 | 54550907.2918 | 74989.4209 | 6.6029 | 5071.8567 | 8261.6366 | 103.3967 | 168.4246
1 | 2300 | 707 | 0.045 | 15 | 15 | 7 | 1e-10 | 5spot_SharedNeighbor | CO2 | Porous | Wet | R600a | MinimizeLCOE_Brownfield | IgnoreSilica | 2019 | 132.8932 | 22.1169 | 1.7771 | 4 | 4987.8559 | 7950.8654 | 101.6842 | 162.0891 | 72.7206 | 5.9323 | 68.0119 | 3829447.6671 | 0 | 4549195.7492 | 0 | 0 | 0 | 0 | 3267670.9324 | 8501809.4745 | 5802659.6611 | 25950783.4842 | 961560.8286 | 8542653.4943 | 8542653.4943 | 8315156.4279 | 4204044.374 | 0 | 35454997.8071 | 56516852.1033 | 100000 | 7.1083 | 4987.8559 | 7950.8654 | 101.6842 | 162.0891
1 | 2300 | 707 | 0.045 | 15 | 15 | 7 | 1.3335e-10 | 5spot_SharedNeighbor | CO2 | Porous | Wet | R600a | MinimizeLCOE_Brownfield | IgnoreSilica | 2019 | 142.2593 | 23.6326 | 1.8399 | 4 | 4974.2068 | 7836.0098 | 101.4059 | 159.7477 | 71.6251 | 5.7356 | 74.6431 | 3947106.3422 | 0 | 4803930.8891 | 0 | 0 | 0 | 0 | 3412904.5202 | 8879677.4786 | 6060562.3383 | 27104181.5683 | 961560.8286 | 8542653.4943 | 8542653.4943 | 8315156.4279 | 4204044.374 | 0 | 36608395.8913 | 57670250.1875 | 133352.1432 | 7.3596 | 4974.2068 | 7836.0098 | 101.4059 | 159.7477
1 | 2300 | 707 | 0.045 | 15 | 15 | 7 | 1.7783e-10 | 5spot_SharedNeighbor | CO2 | Porous | Wet | R600a | MinimizeLCOE_Brownfield | IgnoreSilica | 2019 | 142.2151 | 23.6236 | 1.8393 | 4 | 4974.8719 | 7837.5674 | 101.4195 | 159.7794 | 71.6234 | 5.7362 | 79.1043 | 3946195.4055 | 0 | 4802737.2611 | 0 | 0 | 0 | 0 | 3412083.7399 | 8877541.9767 | 6059104.8144 | 27097663.1976 | 961560.8286 | 8542653.4943 | 8542653.4943 | 8315156.4279 | 4204044.374 | 0 | 36601877.5205 | 57663731.8167 | 177827.941 | 7.3574 | 4974.8719 | 7837.5674 | 101.4195 | 159.7794
1 | 2300 | 707 | 0.045 | 15 | 15 | 7 | 2.3714e-10 | 5spot_SharedNeighbor | CO2 | Porous | Wet | R600a | MinimizeLCOE_Brownfield | IgnoreSilica | 2019 | 142.1808 | 23.6166 | 1.8389 | 4 | 4975.377 | 7838.757 | 101.4298 | 159.8037 | 71.6222 | 5.7366 | 84.101 | 3945495.4152 | 0 | 4801811.4907 | 0 | 0 | 0 | 0 | 3411449.6933 | 8875892.3175 | 6057978.888 | 27092627.8048 | 961560.8286 | 8542653.4943 | 8542653.4943 | 8315156.4279 | 4204044.374 | 0 | 36596842.1277 | 57658696.4239 | 237137.3706 | 7.3556 | 4975.377 | 7838.757 | 101.4298 | 159.8037
1 | 2300 | 707 | 0.045 | 15 | 15 | 7 | 3.1623e-10 | 5spot_SharedNeighbor | CO2 | Porous | Wet | R600a | MinimizeLCOE_Brownfield | IgnoreSilica | 2019 | 142.1561 | 23.6115 | 1.8386 | 4 | 4975.7594 | 7839.6465 | 101.4376 | 159.8218 | 71.6211 | 5.7369 | 90.1023 | 3944979.6397 | 0 | 4801143.2064 | 0 | 0 | 0 | 0 | 3410987.91 | 8874690.852 | 6057158.8631 | 27088960.4712 | 961560.8286 | 8542653.4943 | 8542653.4943 | 8315156.4279 | 4204044.374 | 0 | 36593174.7941 | 57655029.0903 | 316227.766 | 7.3543 | 4975.7594 | 7839.6465 | 101.4376 | 159.8218
1 | 2300 | 707 | 0.045 | 15 | 15 | 7 | 4.217e-10 | 5spot_SharedNeighbor | CO2 | Porous | Wet | R600a | MinimizeLCOE_Brownfield | IgnoreSilica | 2019 | 142.1413 | 23.6082 | 1.8383 | 4 | 4976.0483 | 7840.2822 | 101.4435 | 159.8348 | 71.6199 | 5.7371 | 96.5688 | 3944635.2604 | 0 | 4800742.8455 | 0 | 0 | 0 | 0 | 3410697.4613 | 8873935.1641 | 6056643.0906 | 27086653.822 | 961560.8286 | 8542653.4943 | 8542653.4943 | 8315156.4279 | 4204044.374 | 0 | 36590868.145 | 57652722.4412 | 421696.5034 | 7.3534 | 4976.0483 | 7840.2822 | 101.4435 | 159.8348
1 | 2300 | 707 | 0.045 | 15 | 15 | 7 | 5.6234e-10 | 5spot_SharedNeighbor | CO2 | Porous | Wet | R600a | MinimizeLCOE_Brownfield | IgnoreSilica | 2019 | 142.1218 | 23.6045 | 1.8381 | 4 | 4976.2661 | 7840.8392 | 101.4479 | 159.8461 | 71.6199 | 5.7374 | 96.1977 | 3944278.907 | 0 | 4800217.3592 | 0 | 0 | 0 | 0 | 3410353.5438 | 8873040.3613 | 6056032.3694 | 27083922.5407 | 961560.8286 | 8542653.4943 | 8542653.4943 | 8315156.4279 | 4204044.374 | 0 | 36588136.8637 | 57649991.1599 | 562341.3252 | 7.3525 | 4976.2661 | 7840.8392 | 101.4479 | 159.8461
1 | 2300 | 707 | 0.045 | 15 | 15 | 7 | 7.4989e-10 | 5spot_SharedNeighbor | CO2 | Porous | Wet | R600a | MinimizeLCOE_Brownfield | IgnoreSilica | 2019 | 142.1024 | 23.6008 | 1.8379 | 4 | 4976.4301 | 7841.3037 | 101.4513 | 159.8556 | 71.6205 | 5.7377 | 93.96 | 3943954.44 | 0 | 4799691.8585 | 0 | 0 | 0 | 0 | 3410022.0564 | 8872177.8991 | 6055443.7212 | 27081289.9753 | 961560.8286 | 8542653.4943 | 8542653.4943 | 8315156.4279 | 4204044.374 | 0 | 36585504.2982 | 57647358.5944 | 749894.2093 | 7.3518 | 4976.4301 | 7841.3037 | 101.4513 | 159.8556
1 | 2300 | 707 | 0.045 | 15 | 15 | 7 | 1e-09 | 5spot_SharedNeighbor | CO2 | Porous | Wet | R600a | MinimizeLCOE_Brownfield | IgnoreSilica | 2019 | 142.1024 | 23.6005 | 1.8379 | 4 | 4976.5535 | 7841.5158 | 101.4538 | 159.8599 | 71.6192 | 5.7376 | 94.9024 | 3943881.3541 | 0 | 4799691.8585 | 0 | 0 | 0 | 0 | 3409993.5529 | 8872103.7388 | 6055393.1053 | 27081063.6096 | 961560.8286 | 8542653.4943 | 8542653.4943 | 8315156.4279 | 4204044.374 | 0 | 36585277.9325 | 57647132.2287 | 1000000 | 7.3515 | 4976.5535 | 7841.5158 | 101.4538 | 159.8599
1 | 2300 | 707 | 0.045 | 15 | 15 | 7 | 1.3335e-09 | 5spot_SharedNeighbor | CO2 | Porous | Wet | R600a | MinimizeLCOE_Brownfield | IgnoreSilica | 2019 | 142.0977 | 23.5995 | 1.8378 | 4 | 4976.6462 | 7841.7188 | 101.4557 | 159.864 | 71.6188 | 5.7376 | 94.1827 | 3943772.3028 | 0 | 4799566.7372 | 0 | 0 | 0 | 0 | 3409902.2256 | 8871866.1238 | 6055230.9281 | 27080338.3175 | 961560.8286 | 8542653.4943 | 8542653.4943 | 8315156.4279 | 4204044.374 | 0 | 36584552.6404 | 57646406.9366 | 1333521.4322 | 7.3512 | 4976.6462 | 7841.7188 | 101.4557 | 159.864
1 | 2300 | 707 | 0.045 | 15 | 15 | 7 | 1.7783e-09 | 5spot_SharedNeighbor | CO2 | Porous | Wet | R600a | MinimizeLCOE_Brownfield | IgnoreSilica | 2019 | 142.0977 | 23.5993 | 1.8378 | 4 | 4976.7159 | 7841.8385 | 101.4571 | 159.8665 | 71.6181 | 5.7376 | 93.4038 | 3943731.0315 | 0 | 4799566.7372 | 0 | 0 | 0 | 0 | 3409886.1298 | 8871824.2459 | 6055202.3456 | 27080210.49 | 961560.8286 | 8542653.4943 | 8542653.4943 | 8315156.4279 | 4204044.374 | 0 | 36584424.8129 | 57646279.1091 | 1778279.41 | 7.3511 | 4976.7159 | 7841.8385 | 101.4571 | 159.8665
1 | 2300 | 707 | 0.045 | 15 | 15 | 7 | 2.3714e-09 | 5spot_SharedNeighbor | CO2 | Porous | Wet | R600a | MinimizeLCOE_Brownfield | IgnoreSilica | 2019 | 142.0829 | 23.5967 | 1.8377 | 4 | 4976.7682 | 7842.0676 | 101.4582 | 159.8712 | 71.6193 | 5.7379 | 90.6248 | 3943526.8839 | 0 | 4799166.3435 | 0 | 0 | 0 | 0 | 3409650.3587 | 8871210.8178 | 6054783.6683 | 27078338.0721 | 961560.8286 | 8542653.4943 | 8542653.4943 | 8315156.4279 | 4204044.374 | 0 | 36582552.395 | 57644406.6912 | 2371373.7057 | 7.3507 | 4976.7682 | 7842.0676 | 101.4582 | 159.8712
1 | 2300 | 707 | 0.045 | 15 | 15 | 7 | 3.1623e-09 | 5spot_SharedNeighbor | CO2 | Porous | Wet | R600a | MinimizeLCOE_Brownfield | IgnoreSilica | 2019 | 142.0829 | 23.5966 | 1.8376 | 4 | 4976.8074 | 7842.1351 | 101.459 | 159.8725 | 71.6189 | 5.7379 | 91.3184 | 3943503.6275 | 0 | 4799166.3435 | 0 | 0 | 0 | 0 | 3409641.2887 | 8871187.2195 | 6054767.562 | 27078266.0412 | 961560.8286 | 8542653.4943 | 8542653.4943 | 8315156.4279 | 4204044.374 | 0 | 36582480.3641 | 57644334.6603 | 3162277.6602 | 7.3506 | 4976.8074 | 7842.1351 | 101.459 | 159.8725
1 | 2300 | 707 | 0.045 | 15 | 15 | 7 | 4.217e-09 | 5spot_SharedNeighbor | CO2 | Porous | Wet | R600a | MinimizeLCOE_Brownfield | IgnoreSilica | 2019 | 142.0829 | 23.5965 | 1.8376 | 4 | 4976.8369 | 7842.1858 | 101.4596 | 159.8736 | 71.6186 | 5.7378 | 91.9675 | 3943486.1741 | 0 | 4799166.3435 | 0 | 0 | 0 | 0 | 3409634.4818 | 8871169.5095 | 6054755.4746 | 27078211.9835 | 961560.8286 | 8542653.4943 | 8542653.4943 | 8315156.4279 | 4204044.374 | 0 | 36582426.3064 | 57644280.6026 | 4216965.0343 | 7.3505 | 4976.8369 | 7842.1858 | 101.4596 | 159.8736
1 | 2300 | 707 | 0.045 | 15 | 15 | 7 | 5.6234e-09 | 5spot_SharedNeighbor | CO2 | Porous | Wet | R600a | MinimizeLCOE_Brownfield | IgnoreSilica | 2019 | 142.0855 | 23.5969 | 1.8376 | 4 | 4976.859 | 7842.1994 | 101.46 | 159.8738 | 71.618 | 5.7378 | 79.8893 | 3943503.4833 | 0 | 4799236.6513 | 0 | 0 | 0 | 0 | 3409668.6525 | 8871258.4146 | 6054816.1541 | 27078483.3558 | 961560.8286 | 8542653.4943 | 8542653.4943 | 8315156.4279 | 4204044.374 | 0 | 36582697.6787 | 57644551.9749 | 5623413.2519 | 7.3506 | 4976.859 | 7842.1994 | 101.46 | 159.8738
1 | 2300 | 707 | 0.045 | 15 | 15 | 7 | 7.4989e-09 | 5spot_SharedNeighbor | CO2 | Porous | Wet | R600a | MinimizeLCOE_Brownfield | IgnoreSilica | 2019 | 142.0855 | 23.5968 | 1.8376 | 4 | 4976.8756 | 7842.2279 | 101.4603 | 159.8744 | 71.6179 | 5.7378 | 80.6458 | 3943493.6579 | 0 | 4799236.6513 | 0 | 0 | 0 | 0 | 3409664.8206 | 8871248.4447 | 6054809.3494 | 27078452.9239 | 961560.8286 | 8542653.4943 | 8542653.4943 | 8315156.4279 | 4204044.374 | 0 | 36582667.2468 | 57644521.543 | 7498942.0933 | 7.3505 | 4976.8756 | 7842.2279 | 101.4603 | 159.8744
1 | 2300 | 707 | 0.045 | 15 | 15 | 7 | 1e-08 | 5spot_SharedNeighbor | CO2 | Porous | Wet | R600a | MinimizeLCOE_Brownfield | IgnoreSilica | 2019 | 142.0855 | 23.5968 | 1.8376 | 4 | 4976.8881 | 7842.2493 | 101.4606 | 159.8749 | 71.6177 | 5.7378 | 80.6511 | 3943486.2874 | 0 | 4799236.6513 | 0 | 0 | 0 | 0 | 3409661.9461 | 8871240.9659 | 6054804.245 | 27078430.0956 | 961560.8286 | 8542653.4943 | 8542653.4943 | 8315156.4279 | 4204044.374 | 0 | 36582644.4186 | 57644498.7147 | 10000000 | 7.3505 | 4976.8881 | 7842.2493 | 101.4606 | 159.8749
1 | 2400 | 707 | 0.045 | 15 | 15 | 7 | 1e-13 | 5spot_SharedNeighbor | CO2 | Porous | Wet | R600a | MinimizeLCOE_Brownfield | IgnoreSilica | 2019 | 0.97664 | 0.072056 | 0.0035808 | 4 | 744438.2342 | 2269154.642 | 15176.3803 | 46259.7866 | 61.3037 | 6.7766 | 38.243 | 100529.6606 | 0 | 68011.2784 | 0 | 0 | 0 | 73709.6321 | 94477.7227 | 245811.6545 | 167771.5051 | 750311.4535 | 961560.8286 | 8950992.9972 | 8950992.9972 | 8547679.308 | 4340407.0141 | 0 | 10662865.2792 | 32501944.5985 | 100 | 0.014323 | 744438.2342 | 2269154.642 | 15176.3803 | 46259.7866
1 | 2400 | 707 | 0.045 | 15 | 15 | 7 | 1.3335e-13 | 5spot_SharedNeighbor | CO2 | Porous | Wet | R600a | MinimizeLCOE_Brownfield | IgnoreSilica | 2019 | 1.3402 | 0.12406 | 0.0064154 | 4 | 425446.2421 | 1276494.054 | 8673.2971 | 26023.0579 | 65.4236 | 7.0133 | 117.8738 | 135431.9282 | 0 | 95633.1624 | 0 | 0 | 0 | 93413.6249 | 126546.699 | 329248.5525 | 224718.9025 | 1004992.8695 | 961560.8286 | 8950992.9972 | 8950992.9972 | 8547679.308 | 4340407.0141 | 0 | 10917546.6952 | 32756626.0145 | 133.3521 | 0.025661 | 425446.2421 | 1276494.054 | 8673.2971 | 26023.0579
1 | 2400 | 707 | 0.045 | 15 | 15 | 7 | 1.7783e-13 | 5spot_SharedNeighbor | CO2 | Porous | Wet | R600a | MinimizeLCOE_Brownfield | IgnoreSilica | 2019 | 1.7875 | 0.19228 | 0.010475 | 4 | 267385.1211 | 788587.2671 | 5451.0074 | 16076.4181 | 68.7603 | 7.1815 | 166.539 | 175194.1206 | 0 | 127847.5704 | 0 | 0 | 0 | 113858.8442 | 162591.2088 | 423028.9731 | 288725.9665 | 1291246.6837 | 961560.8286 | 8950992.9972 | 8950992.9972 | 8547679.308 | 4340407.0141 | 0 | 11203800.5095 | 33042879.8288 | 177.8279 | 0.041901 | 267385.1211 | 788587.2671 | 5451.0074 | 16076.4181
1 | 2400 | 707 | 0.045 | 15 | 15 | 7 | 2.3714e-13 | 5spot_SharedNeighbor | CO2 | Porous | Wet | R600a | MinimizeLCOE_Brownfield | IgnoreSilica | 2019 | 2.3904 | 0.28674 | 0.016159 | 4 | 178909.6508 | 516795.4522 | 3647.3152 | 10535.5743 | 71.6807 | 7.3134 | 230.7095 | 224613.0989 | 0 | 168904.3301 | 0 | 0 | 0 | 139594.139 | 207913.5115 | 540948.3081 | 369208.3356 | 1651181.7233 | 961560.8286 | 8950992.9972 | 8950992.9972 | 8547679.308 | 4340407.0141 | 0 | 11563735.549 | 33402814.8683 | 237.1374 | 0.064634 | 178909.6508 | 516795.4522 | 3647.3152 | 10535.5743
1 | 2400 | 707 | 0.045 | 15 | 15 | 7 | 3.1623e-13 | 5spot_SharedNeighbor | CO2 | Porous | Wet | R600a | MinimizeLCOE_Brownfield | IgnoreSilica | 2019 | 3.1445 | 0.40833 | 0.023914 | 4 | 125187.9554 | 353494.6229 | 2552.1258 | 7206.466 | 74.0125 | 7.4096 | 34.7378 | 281502.7375 | 0 | 217417.8726 | 0 | 0 | 0 | 166999.0746 | 259708.6771 | 675708.7041 | 461185.075 | 2062522.1409 | 961560.8286 | 8950992.9972 | 8950992.9972 | 8547679.308 | 4340407.0141 | 0 | 11975075.9667 | 33814155.286 | 316.2278 | 0.095657 | 125187.9554 | 353494.6229 | 2552.1258 | 7206.466
1 | 2400 | 707 | 0.045 | 15 | 15 | 7 | 4.217e-13 | 5spot_SharedNeighbor | CO2 | Porous | Wet | R600a | MinimizeLCOE_Brownfield | IgnoreSilica | 2019 | 4.1165 | 0.56733 | 0.034386 | 4 | 90621.1261 | 249398.8656 | 1847.4342 | 5084.3332 | 75.919 | 7.4827 | 50.1056 | 349057.1107 | 0 | 276548.9357 | 0 | 0 | 0 | 198325.9006 | 321333.4593 | 836043.7467 | 570617.0361 | 2551926.1891 | 961560.8286 | 8950992.9972 | 8950992.9972 | 8547679.308 | 4340407.0141 | 0 | 12464480.0149 | 34303559.3342 | 421.6965 | 0.13754 | 90621.1261 | 249398.8656 | 1847.4342 | 5084.3332
1 | 2400 | 707 | 0.045 | 15 | 15 | 7 | 5.6234e-13 | 5spot_SharedNeighbor | CO2 | Porous | Wet | R600a | MinimizeLCOE_Brownfield | IgnoreSilica | 2019 | 5.3487 | 0.77116 | 0.048357 | 4 | 67390.9422 | 180295.8553 | 1373.8555 | 3675.5749 | 77.4391 | 7.5375 | 55.3627 | 428028.0684 | 0 | 347488.4822 | 0 | 0 | 0 | 232733.369 | 393217.4687 | 1023071.1934 | 698267.1115 | 3122805.6933 | 961560.8286 | 8950992.9972 | 8950992.9972 | 8547679.308 | 4340407.0141 | 0 | 13035359.519 | 34874438.8383 | 562.3413 | 0.19343 | 67390.9422 | 180295.8553 | 1373.8555 | 3675.5749
1 | 2400 | 707 | 0.045 | 15 | 15 | 7 | 7.4989e-13 | 5spot_SharedNeighbor | CO2 | Porous | Wet | R600a | MinimizeLCOE_Brownfield | IgnoreSilica | 2019 | 7.0077 | 1.046 | 0.067242 | 4 | 51073.6722 | 132269.1423 | 1041.2059 | 2696.4854 | 78.7051 | 7.5804 | 50.2867 | 526034.0507 | 0 | 432107.6404 | 0 | 0 | 0 | 276723.3256 | 481597.3565 | 1253017.5324 | 855210.2128 | 3824690.1184 | 961560.8286 | 8950992.9972 | 8950992.9972 | 8547679.308 | 4340407.0141 | 0 | 13737243.9442 | 35576323.2634 | 749.8942 | 0.26897 | 51073.6722 | 132269.1423 | 1041.2059 | 2696.4854
1 | 2400 | 707 | 0.045 | 15 | 15 | 7 | 1e-12 | 5spot_SharedNeighbor | CO2 | Porous | Wet | R600a | MinimizeLCOE_Brownfield | IgnoreSilica | 2019 | 9.0493 | 1.3872 | 0.092008 | 4 | 39464.7089 | 98805.0916 | 804.5415 | 2014.2754 | 79.6603 | 7.6107 | 55.3223 | 637357.6527 | 0 | 530183.0599 | 0 | 0 | 0 | 321413.3761 | 580692.0946 | 1510841.7139 | 1031180.5144 | 4611668.4117 | 961560.8286 | 8950992.9972 | 8950992.9972 | 8547679.308 | 4340407.0141 | 0 | 14524222.2374 | 36363301.5567 | 1000 | 0.36803 | 39464.7089 | 98805.0916 | 804.5415 | 2014.2754
1 | 2400 | 707 | 0.045 | 15 | 15 | 7 | 1.3335e-12 | 5spot_SharedNeighbor | CO2 | Porous | Wet | R600a | MinimizeLCOE_Brownfield | IgnoreSilica | 2019 | 11.6487 | 1.823 | 0.1245 | 4 | 31029.5289 | 74883.4641 | 632.5789 | 1526.6007 | 80.4073 | 7.632 | 48.2954 | 768543.4662 | 0 | 648864.2143 | 0 | 0 | 0 | 371281.4796 | 697588.7724 | 1814982.8907 | 1238763.1171 | 5540023.9402 | 961560.8286 | 8950992.9972 | 8950992.9972 | 8547679.308 | 4340407.0141 | 0 | 15452577.766 | 37291657.0853 | 1333.5214 | 0.498 | 31029.5289 | 74883.4641 | 632.5789 | 1526.6007
1 | 2400 | 707 | 0.045 | 15 | 15 | 7 | 1.7783e-12 | 5spot_SharedNeighbor | CO2 | Porous | Wet | R600a | MinimizeLCOE_Brownfield | IgnoreSilica | 2019 | 14.9077 | 2.3713 | 0.16671 | 4 | 24785.8906 | 57535.1157 | 505.2939 | 1172.9312 | 80.9768 | 7.6451 | 55.1918 | 921005.7065 | 0 | 790424.6442 | 0 | 0 | 0 | 424692.1339 | 833087.769 | 2167523.4852 | 1479379.3168 | 6616113.0556 | 961560.8286 | 8950992.9972 | 8950992.9972 | 8547679.308 | 4340407.0141 | 0 | 16528666.8814 | 38367746.2006 | 1778.2794 | 0.66686 | 24785.8906 | 57535.1157 | 505.2939 | 1172.9312
1 | 2400 | 707 | 0.045 | 15 | 15 | 7 | 2.3714e-12 | 5spot_SharedNeighbor | CO2 | Porous | Wet | R600a | MinimizeLCOE_Brownfield | IgnoreSilica | 2019 | 19.0003 | 3.0618 | 0.22126 | 4 | 20092.1838 | 44768.4937 | 409.6063 | 912.6663 | 81.4027 | 7.6501 | 63.838 | 1098711.7884 | 0 | 959709.7291 | 0 | 0 | 0 | 482369.0489 | 990908.3209 | 2578140.1877 | 1759633.6536 | 7869472.7284 | 961560.8286 | 8950992.9972 | 8950992.9972 | 8547679.308 | 4340407.0141 | 0 | 17782026.5542 | 39621105.8735 | 2371.3737 | 0.88502 | 20092.1838 | 44768.4937 | 409.6063 | 912.6663
1 | 2400 | 707 | 0.045 | 15 | 15 | 7 | 3.1623e-12 | 5spot_SharedNeighbor | CO2 | Porous | Wet | R600a | MinimizeLCOE_Brownfield | IgnoreSilica | 2019 | 24.0381 | 3.9145 | 0.29074 | 4 | 16517.3933 | 35296.5163 | 336.7294 | 719.5672 | 81.7003 | 7.6461 | 66.0474 | 1301997.919 | 0 | 1158382.6958 | 0 | 0 | 0 | 541071.7519 | 1170566.423 | 3045573.7164 | 2078666.6417 | 9296259.1477 | 961560.8286 | 8950992.9972 | 8950992.9972 | 8547679.308 | 4340407.0141 | 0 | 19208812.9735 | 41047892.2928 | 3162.2777 | 1.1629 | 16517.3933 | 35296.5163 | 336.7294 | 719.5672
1 | 2400 | 707 | 0.045 | 15 | 15 | 7 | 4.217e-12 | 5spot_SharedNeighbor | CO2 | Porous | Wet | R600a | MinimizeLCOE_Brownfield | IgnoreSilica | 2019 | 30.1944 | 4.9598 | 0.37818 | 4 | 13765.8465 | 28202.8377 | 280.6354 | 574.953 | 81.8825 | 7.6313 | 53.6934 | 1533084.9802 | 0 | 1390185.9605 | 0 | 0 | 0 | 599615.8208 | 1373925.837 | 3574673.1969 | 2439787.909 | 10911273.7044 | 961560.8286 | 8950992.9972 | 8950992.9972 | 8547679.308 | 4340407.0141 | 0 | 20823827.5301 | 42662906.8494 | 4216.965 | 1.5127 | 13765.8465 | 28202.8377 | 280.6354 | 574.953
1 | 2400 | 707 | 0.045 | 15 | 15 | 7 | 5.6234e-12 | 5spot_SharedNeighbor | CO2 | Porous | Wet | R600a | MinimizeLCOE_Brownfield | IgnoreSilica | 2019 | 37.5607 | 6.215 | 0.48599 | 4 | 11630.8996 | 22865.1452 | 237.1116 | 466.1369 | 81.9506 | 7.6027 | 58.3251 | 1790423.1222 | 0 | 1655463.6794 | 0 | 0 | 0 | 653748.5441 | 1598857.7848 | 4159899.9852 | 2839217.2173 | 12697610.333 | 961560.8286 | 8950992.9972 | 8950992.9972 | 8547679.308 | 4340407.0141 | 0 | 22610164.1588 | 44449243.4781 | 5623.4133 | 1.944 | 11630.8996 | 22865.1452 | 237.1116 | 466.1369
1 | 2400 | 707 | 0.045 | 15 | 15 | 7 | 7.4989e-12 | 5spot_SharedNeighbor | CO2 | Porous | Wet | R600a | MinimizeLCOE_Brownfield | IgnoreSilica | 2019 | 46.0527 | 7.6683 | 0.61465 | 4 | 9966.1121 | 18848.7776 | 203.1727 | 384.2578 | 81.8997 | 7.5572 | 68.1592 | 2066603.0425 | 0 | 1948661.3692 | 0 | 0 | 0 | 695459.4606 | 1837182.3102 | 4779971.5132 | 3262428.7763 | 14590306.472 | 961560.8286 | 8950992.9972 | 8950992.9972 | 8547679.308 | 4340407.0141 | 0 | 24502860.2978 | 46341939.6171 | 7498.9421 | 2.4586 | 9966.1121 | 18848.7776 | 203.1727 | 384.2578
1 | 2400 | 707 | 0.045 | 15 | 15 | 7 | 1e-11 | 5spot_SharedNeighbor | CO2 | Porous | Wet | R600a | MinimizeLCOE_Brownfield | IgnoreSilica | 2019 | 55.4212 | 9.2793 | 0.76185 | 4 | 8666.2227 | 15832.7231 | 176.6727 | 322.7715 | 81.7234 | 7.4927 | 82.6343 | 2350279.2282 | 0 | 2259815.6045 | 0 | 0 | 0 | 716157.7483 | 2077238.5066 | 5404548.4939 | 3688715.3994 | 16496754.9808 | 961560.8286 | 8950992.9972 | 8950992.9972 | 8547679.308 | 4340407.0141 | 0 | 26409308.8066 | 48248388.1259 | 10000 | 3.0474 | 8666.2227 | 15832.7231 | 176.6727 | 322.7715
1 | 2400 | 707 | 0.045 | 15 | 15 | 7 | 1.3335e-11 | 5spot_SharedNeighbor | CO2 | Porous | Wet | R600a | MinimizeLCOE_Brownfield | IgnoreSilica | 2019 | 65.1971 | 10.969 | 0.9214 | 4 | 7653.293 | 13578.8357 | 156.0227 | 276.8229 | 81.423 | 7.4095 | 81.0702 | 2625854.9506 | 0 | 2573444.5123 | 0 | 0 | 0 | 707318.2579 | 2303580.9111 | 5993445.0013 | 4090649.3663 | 18294292.9994 | 961560.8286 | 8950992.9972 | 8950992.9972 | 8547679.308 | 4340407.0141 | 0 | 28206846.8252 | 50045926.1445 | 13335.2143 | 3.6856 | 7653.293 | 13578.8357 | 156.0227 | 276.8229
1 | 2400 | 707 | 0.045 | 15 | 15 | 7 | 1.7783e-11 | 5spot_SharedNeighbor | CO2 | Porous | Wet | R600a | MinimizeLCOE_Brownfield | IgnoreSilica | 2019 | 74.7561 | 12.6295 | 1.0838 | 4 | 6866.7947 | 11904.239 | 139.9889 | 242.684 | 81.021 | 7.3124 | 79.7891 | 2876899.7707 | 0 | 2871107.8878 | 0 | 0 | 0 | 663284.5123 | 2500403.9466 | 6505538.1657 | 4440163.4735 | 19857397.7567 | 961560.8286 | 8950992.9972 | 8950992.9972 | 8547679.308 | 4340407.0141 | 0 | 29769951.5825 | 51609030.9018 | 17782.7941 | 4.3353 | 6866.7947 | 11904.239 | 139.9889 | 242.684
1 | 2400 | 707 | 0.045 | 15 | 15 | 7 | 2.3714e-11 | 5spot_SharedNeighbor | CO2 | Porous | Wet | R600a | MinimizeLCOE_Brownfield | IgnoreSilica | 2019 | 83.5038 | 14.1568 | 1.2389 | 4 | 6257.7906 | 10664.5763 | 127.5735 | 217.4118 | 80.5618 | 7.2099 | 95.2226 | 3091516.271 | 0 | 3136875.9891 | 0 | 0 | 0 | 584000.2359 | 2656833.0735 | 6912534.6657 | 4717946.9477 | 21099707.1829 | 961560.8286 | 8950992.9972 | 8950992.9972 | 8547679.308 | 4340407.0141 | 0 | 31012261.0087 | 52851340.328 | 23713.7371 | 4.9558 | 6257.7906 | 10664.5763 | 127.5735 | 217.4118
1 | 2400 | 707 | 0.045 | 15 | 15 | 7 | 3.1623e-11 | 5spot_SharedNeighbor | CO2 | Porous | Wet | R600a | MinimizeLCOE_Brownfield | IgnoreSilica | 2019 | 90.6559 | 15.4164 | 1.3751 | 4 | 5785.5806 | 9755.9174 | 117.9469 | 198.8876 | 80.1211 | 7.1158 | 75.9584 | 3256456.6937 | 0 | 3350034.2389 | 0 | 0 | 0 | 467964.9353 | 2759037.7885 | 7178450.3691 | 4899439.8793 | 21911383.9048 | 961560.8286 | 8950992.9972 | 8950992.9972 | 8547679.308 | 4340407.0141 | 0 | 31823937.7306 | 53663017.0499 | 31622.7766 | 5.5006 | 5785.5806 | 9755.9174 | 117.9469 | 198.8876
1 | 2400 | 707 | 0.045 | 15 | 15 | 7 | 4.217e-11 | 5spot_SharedNeighbor | CO2 | Porous | Wet | R600a | MinimizeLCOE_Brownfield | IgnoreSilica | 2019 | 96.7387 | 16.4901 | 1.4937 | 4 | 5418.05 | 9073.1623 | 110.4543 | 184.9687 | 79.7026 | 7.0298 | 86.9473 | 3389507.9221 | 0 | 3528682.8605 | 0 | 0 | 0 | 333386.2852 | 2828115.0565 | 7358175.2507 | 5022105.804 | 22459973.179 | 961560.8286 | 8950992.9972 | 8950992.9972 | 8547679.308 | 4340407.0141 | 0 | 32372527.0048 | 54211606.3241 | 42169.6503 | 5.9749 | 5418.05 | 9073.1623 | 110.4543 | 184.9687
1 | 2400 | 707 | 0.045 | 15 | 15 | 7 | 5.6234e-11 | 5spot_SharedNeighbor | CO2 | Porous | Wet | R600a | MinimizeLCOE_Brownfield | IgnoreSilica | 2019 | 93.2887 | 15.9658 | 1.5068 | 4 | 5109.2414 | 8732.6144 | 104.1588 | 178.0262 | 79.9372 | 7.0789 | 69.6728 | 3314546.3299 | 0 | 3427642.6912 | 0 | 0 | 0 | 0 | 2629453.7182 | 6841299.1997 | 4669327.2785 | 20882269.2176 | 961560.8286 | 8950992.9972 | 8950992.9972 | 8547679.308 | 4340407.0141 | 0 | 30794823.0433 | 52633902.3626 | 56234.1325 | 6.0273 | 5109.2414 | 8732.6144 | 104.1588 | 178.0262
1 | 2400 | 707 | 0.045 | 15 | 15 | 7 | 7.4989e-11 | 5spot_SharedNeighbor | CO2 | Porous | Wet | R600a | MinimizeLCOE_Brownfield | IgnoreSilica | 2019 | 108.7586 | 18.5871 | 1.703 | 4 | 4868.9393 | 8074.9593 | 99.2599 | 164.619 | 78.7565 | 6.8404 | 58.7349 | 3632711.8175 | 0 | 3875282.1935 | 0 | 0 | 0 | 0 | 2928117.6643 | 7618361.523 | 5199688.2811 | 23254161.4794 | 961560.8286 | 8950992.9972 | 8950992.9972 | 8547679.308 | 4340407.0141 | 0 | 33166715.3052 | 55005794.6245 | 74989.4209 | 6.8119 | 4868.9393 | 8074.9593 | 99.2599 | 164.619
1 | 2400 | 707 | 0.045 | 15 | 15 | 7 | 1e-10 | 5spot_SharedNeighbor | CO2 | Porous | Wet | R600a | MinimizeLCOE_Brownfield | IgnoreSilica | 2019 | 122.9392 | 20.9702 | 1.8586 | 4 | 4733.2841 | 7670.8839 | 96.4944 | 156.3813 | 77.45 | 6.5866 | 56.2248 | 3886359.9879 | 0 | 4274492.9196 | 0 | 0 | 0 | 0 | 3182732.634 | 8280817.4453 | 5651828.0602 | 25276231.0471 | 961560.8286 | 8950992.9972 | 8950992.9972 | 8547679.308 | 4340407.0141 | 0 | 35188784.8729 | 57027864.1922 | 100000 | 7.4343 | 4733.2841 | 7670.8839 | 96.4944 | 156.3813
1 | 2400 | 707 | 0.045 | 15 | 15 | 7 | 1.3335e-10 | 5spot_SharedNeighbor | CO2 | Porous | Wet | R600a | MinimizeLCOE_Brownfield | IgnoreSilica | 2019 | 135.1661 | 23.0075 | 1.9713 | 4 | 4668.977 | 7438.5417 | 95.1834 | 151.6447 | 76.1501 | 6.3414 | 51.3606 | 4075111.0721 | 0 | 4611332.7568 | 0 | 0 | 0 | 0 | 3387713.0933 | 8814134.5531 | 6015827.9449 | 26904119.4201 | 961560.8286 | 8950992.9972 | 8950992.9972 | 8547679.308 | 4340407.0141 | 0 | 36816673.2459 | 58655752.5652 | 133352.1432 | 7.8854 | 4668.977 | 7438.5417 | 95.1834 | 151.6447
1 | 2400 | 707 | 0.045 | 15 | 15 | 7 | 1.7783e-10 | 5spot_SharedNeighbor | CO2 | Porous | Wet | R600a | MinimizeLCOE_Brownfield | IgnoreSilica | 2019 | 145.3681 | 24.6957 | 2.048 | 4 | 4649.7742 | 7315.6844 | 94.7919 | 149.1401 | 74.9344 | 6.1166 | 64.3116 | 4210097.6204 | 0 | 4887735.4488 | 0 | 0 | 0 | 0 | 3548154.897 | 9231571.2153 | 6300737.0443 | 28178296.2257 | 961560.8286 | 8950992.9972 | 8950992.9972 | 8547679.308 | 4340407.0141 | 0 | 38090850.0515 | 59929929.3708 | 177827.941 | 8.192 | 4649.7742 | 7315.6844 | 94.7919 | 149.1401
1 | 2400 | 707 | 0.045 | 15 | 15 | 7 | 2.3714e-10 | 5spot_SharedNeighbor | CO2 | Porous | Wet | R600a | MinimizeLCOE_Brownfield | IgnoreSilica | 2019 | 146.7977 | 24.9307 | 2.057 | 4 | 4650.1428 | 7304.3418 | 94.7994 | 148.9089 | 74.748 | 6.0828 | 80.8184 | 4226924.5669 | 0 | 4926151.8467 | 0 | 0 | 0 | 0 | 3569699.8013 | 9287626.6369 | 6338996.0214 | 28349398.8733 | 961560.8286 | 8950992.9972 | 8950992.9972 | 8547679.308 | 4340407.0141 | 0 | 38261952.6991 | 60101032.0183 | 237137.3706 | 8.2281 | 4650.1428 | 7304.3418 | 94.7994 | 148.9089
1 | 2400 | 707 | 0.045 | 15 | 15 | 7 | 3.1623e-10 | 5spot_SharedNeighbor | CO2 | Porous | Wet | R600a | MinimizeLCOE_Brownfield | IgnoreSilica | 2019 | 146.7661 | 24.9243 | 2.0566 | 4 | 4650.4902 | 7305.2031 | 94.8065 | 148.9264 | 74.7477 | 6.0832 | 66.0943 | 4226305.927 | 0 | 4925301.7843 | 0 | 0 | 0 | 0 | 3569127.0074 | 9286136.3446 | 6337978.8662 | 28344849.9294 | 961560.8286 | 8950992.9972 | 8950992.9972 | 8547679.308 | 4340407.0141 | 0 | 38257403.7551 | 60096483.0744 | 316227.766 | 8.2265 | 4650.4902 | 7305.2031 | 94.8065 | 148.9264
1 | 2400 | 707 | 0.045 | 15 | 15 | 7 | 4.217e-10 | 5spot_SharedNeighbor | CO2 | Porous | Wet | R600a | MinimizeLCOE_Brownfield | IgnoreSilica | 2019 | 146.7512 | 24.9209 | 2.0564 | 4 | 4650.7526 | 7305.7779 | 94.8119 | 148.9382 | 74.7464 | 6.0834 | 74.2533 | 4225947.2254 | 0 | 4924903.9708 | 0 | 0 | 0 | 0 | 3568831.9665 | 9285368.7088 | 6337454.939 | 28342506.8106 | 961560.8286 | 8950992.9972 | 8950992.9972 | 8547679.308 | 4340407.0141 | 0 | 38255060.6364 | 60094139.9556 | 421696.5034 | 8.2256 | 4650.7526 | 7305.7779 | 94.8119 | 148.9382
1 | 2400 | 707 | 0.045 | 15 | 15 | 7 | 5.6234e-10 | 5spot_SharedNeighbor | CO2 | Porous | Wet | R600a | MinimizeLCOE_Brownfield | IgnoreSilica | 2019 | 146.7434 | 24.9189 | 2.0562 | 4 | 4650.9504 | 7306.1839 | 94.8159 | 148.9464 | 74.745 | 6.0835 | 90.9128 | 4225715.9614 | 0 | 4924692.1929 | 0 | 0 | 0 | 0 | 3568659.1802 | 9284919.1541 | 6337148.1087 | 28341134.5973 | 961560.8286 | 8950992.9972 | 8950992.9972 | 8547679.308 | 4340407.0141 | 0 | 38253688.4231 | 60092767.7423 | 562341.3252 | 8.2249 | 4650.9504 | 7306.1839 | 94.8159 | 148.9464
1 | 2400 | 707 | 0.045 | 15 | 15 | 7 | 7.4989e-10 | 5spot_SharedNeighbor | CO2 | Porous | Wet | R600a | MinimizeLCOE_Brownfield | IgnoreSilica | 2019 | 146.7239 | 24.9152 | 2.056 | 4 | 4651.0994 | 7306.6022 | 94.819 | 148.955 | 74.7456 | 6.0838 | 90.1029 | 4225380.7731 | 0 | 4924170.045 | 0 | 0 | 0 | 0 | 3568324.8191 | 9284049.2152 | 6336554.3575 | 28338479.2098 | 961560.8286 | 8950992.9972 | 8950992.9972 | 8547679.308 | 4340407.0141 | 0 | 38251033.0356 | 60090112.3549 | 749894.2093 | 8.2241 | 4651.0994 | 7306.6022 | 94.819 | 148.955
1 | 2400 | 707 | 0.045 | 15 | 15 | 7 | 1e-09 | 5spot_SharedNeighbor | CO2 | Porous | Wet | R600a | MinimizeLCOE_Brownfield | IgnoreSilica | 2019 | 146.7265 | 24.9153 | 2.056 | 4 | 4651.2114 | 7306.7732 | 94.8212 | 148.9585 | 74.7439 | 6.0837 | 79.5725 | 4225334.1081 | 0 | 4924239.9023 | 0 | 0 | 0 | 0 | 3568333.8641 | 9284072.7484 | 6336570.4194 | 28338551.0423 | 961560.8286 | 8950992.9972 | 8950992.9972 | 8547679.308 | 4340407.0141 | 0 | 38251104.8681 | 60090184.1874 | 1000000 | 8.2239 | 4651.2114 | 7306.7732 | 94.8212 | 148.9585
1 | 2400 | 707 | 0.045 | 15 | 15 | 7 | 1.3335e-09 | 5spot_SharedNeighbor | CO2 | Porous | Wet | R600a | MinimizeLCOE_Brownfield | IgnoreSilica | 2019 | 146.7265 | 24.915 | 2.0559 | 4 | 4651.2956 | 7306.9181 | 94.823 | 148.9614 | 74.7428 | 6.0836 | 78.7397 | 4225275.7092 | 0 | 4924239.9023 | 0 | 0 | 0 | 0 | 3568311.0885 | 9284013.491 | 6336529.975 | 28338370.1662 | 961560.8286 | 8950992.9972 | 8950992.9972 | 8547679.308 | 4340407.0141 | 0 | 38250923.9919 | 60090003.3112 | 1333521.4322 | 8.2237 | 4651.2956 | 7306.9181 | 94.823 | 148.9614
1 | 2400 | 707 | 0.045 | 15 | 15 | 7 | 1.7783e-09 | 5spot_SharedNeighbor | CO2 | Porous | Wet | R600a | MinimizeLCOE_Brownfield | IgnoreSilica | 2019 | 146.7117 | 24.9123 | 2.0558 | 4 | 4651.3588 | 7307.1504 | 94.8242 | 148.9661 | 74.7439 | 6.0839 | 86.1066 | 4225055.1899 | 0 | 4923842.0674 | 0 | 0 | 0 | 0 | 3568069.9303 | 9283386.047 | 6336101.7316 | 28336454.9662 | 961560.8286 | 8950992.9972 | 8950992.9972 | 8547679.308 | 4340407.0141 | 0 | 38249008.792 | 60088088.1113 | 1778279.41 | 8.2232 | 4651.3588 | 7307.1504 | 94.8242 | 148.9661
1 | 2400 | 707 | 0.045 | 15 | 15 | 7 | 2.3714e-09 | 5spot_SharedNeighbor | CO2 | Porous | Wet | R600a | MinimizeLCOE_Brownfield | IgnoreSilica | 2019 | 146.7117 | 24.9122 | 2.0558 | 4 | 4651.4063 | 7307.2321 | 94.8252 | 148.9678 | 74.7433 | 6.0839 | 87.1107 | 4225022.258 | 0 | 4923842.0674 | 0 | 0 | 0 | 0 | 3568057.0869 | 9283352.631 | 6336078.9245 | 28336352.9679 | 961560.8286 | 8950992.9972 | 8950992.9972 | 8547679.308 | 4340407.0141 | 0 | 38248906.7937 | 60087986.113 | 2371373.7057 | 8.2231 | 4651.4063 | 7307.2321 | 94.8252 | 148.9678
1 | 2400 | 707 | 0.045 | 15 | 15 | 7 | 3.1623e-09 | 5spot_SharedNeighbor | CO2 | Porous | Wet | R600a | MinimizeLCOE_Brownfield | IgnoreSilica | 2019 | 146.7117 | 24.9121 | 2.0558 | 4 | 4651.442 | 7307.2934 | 94.8259 | 148.9691 | 74.7429 | 6.0838 | 86.7964 | 4224997.5377 | 0 | 4923842.0674 | 0 | 0 | 0 | 0 | 3568047.446 | 9283327.5473 | 6336061.8044 | 28336276.4028 | 961560.8286 | 8950992.9972 | 8950992.9972 | 8547679.308 | 4340407.0141 | 0 | 38248830.2286 | 60087909.5478 | 3162277.6602 | 8.223 | 4651.442 | 7307.2934 | 94.8259 | 148.9691
1 | 2400 | 707 | 0.045 | 15 | 15 | 7 | 4.217e-09 | 5spot_SharedNeighbor | CO2 | Porous | Wet | R600a | MinimizeLCOE_Brownfield | IgnoreSilica | 2019 | 146.7117 | 24.912 | 2.0557 | 4 | 4651.4687 | 7307.3394 | 94.8265 | 148.97 | 74.7426 | 6.0838 | 85.7111 | 4224978.986 | 0 | 4923842.0674 | 0 | 0 | 0 | 0 | 3568040.2108 | 9283308.7229 | 6336048.9563 | 28336218.9436 | 961560.8286 | 8950992.9972 | 8950992.9972 | 8547679.308 | 4340407.0141 | 0 | 38248772.7693 | 60087852.0886 | 4216965.0343 | 8.2229 | 4651.4687 | 7307.3394 | 94.8265 | 148.97
1 | 2400 | 707 | 0.045 | 15 | 15 | 7 | 5.6234e-09 | 5spot_SharedNeighbor | CO2 | Porous | Wet | R600a | MinimizeLCOE_Brownfield | IgnoreSilica | 2019 | 146.7117 | 24.9119 | 2.0557 | 4 | 4651.4888 | 7307.374 | 94.8269 | 148.9707 | 74.7423 | 6.0838 | 86.5814 | 4224965.0663 | 0 | 4923842.0674 | 0 | 0 | 0 | 0 | 3568034.7822 | 9283294.5986 | 6336039.3162 | 28336175.8307 | 961560.8286 | 8950992.9972 | 8950992.9972 | 8547679.308 | 4340407.0141 | 0 | 38248729.6565 | 60087808.9758 | 5623413.2519 | 8.2229 | 4651.4888 | 7307.374 | 94.8269 | 148.9707
1 | 2400 | 707 | 0.045 | 15 | 15 | 7 | 7.4989e-09 | 5spot_SharedNeighbor | CO2 | Porous | Wet | R600a | MinimizeLCOE_Brownfield | IgnoreSilica | 2019 | 146.7117 | 24.9119 | 2.0557 | 4 | 4651.5039 | 7307.3999 | 94.8272 | 148.9712 | 74.7421 | 6.0838 | 86.9652 | 4224954.6236 | 0 | 4923842.0674 | 0 | 0 | 0 | 0 | 3568030.7095 | 9283284.0024 | 6336032.084 | 28336143.4869 | 961560.8286 | 8950992.9972 | 8950992.9972 | 8547679.308 | 4340407.0141 | 0 | 38248697.3126 | 60087776.6319 | 7498942.0933 | 8.2229 | 4651.5039 | 7307.3999 | 94.8272 | 148.9712
1 | 2400 | 707 | 0.045 | 15 | 15 | 7 | 1e-08 | 5spot_SharedNeighbor | CO2 | Porous | Wet | R600a | MinimizeLCOE_Brownfield | IgnoreSilica | 2019 | 146.6922 | 24.9086 | 2.0556 | 4 | 4651.5152 | 7307.5815 | 94.8274 | 148.9749 | 74.7445 | 6.0842 | 83.4272 | 4224714.9191 | 0 | 4923319.897 | 0 | 0 | 0 | 0 | 3567733.5783 | 9282510.9279 | 6335504.4448 | 28333783.7671 | 961560.8286 | 8950992.9972 | 8950992.9972 | 8547679.308 | 4340407.0141 | 0 | 38246337.5929 | 60085416.9122 | 10000000 | 8.2223 | 4651.5152 | 7307.5815 | 94.8274 | 148.9749
1 | 2500 | 707 | 0.045 | 15 | 15 | 7 | 1e-13 | 5spot_SharedNeighbor | CO2 | Porous | Wet | R600a | MinimizeLCOE_Brownfield | IgnoreSilica | 2019 | 1.0304 | 0.07564 | 0.0038803 | 4 | 717643.3241 | 2175660.2608 | 14630.1298 | 44353.7772 | 63.4069 | 7.2253 | 32.1468 | 108767.9271 | 0 | 71628.3549 | 0 | 0 | 0 | 81734.1539 | 102230.87 | 265983.7534 | 181539.3771 | 811884.4364 | 961560.8286 | 9365192.5909 | 9365192.5909 | 8785769.2746 | 4479113.6905 | 0 | 11138637.8559 | 33768713.4118 | 100 | 0.015521 | 717643.3241 | 2175660.2608 | 14630.1298 | 44353.7772
1 | 2500 | 707 | 0.045 | 15 | 15 | 7 | 1.3335e-13 | 5spot_SharedNeighbor | CO2 | Porous | Wet | R600a | MinimizeLCOE_Brownfield | IgnoreSilica | 2019 | 1.418 | 0.13161 | 0.0070426 | 4 | 405300.9877 | 1208632.2559 | 8262.6088 | 24639.6033 | 67.8642 | 7.4766 | 124.646 | 147036.1191 | 0 | 101134.2862 | 0 | 0 | 0 | 103978.1329 | 137337.9299 | 357325.1216 | 243881.7378 | 1090693.3274 | 961560.8286 | 9365192.5909 | 9365192.5909 | 8785769.2746 | 4479113.6905 | 0 | 11417446.7469 | 34047522.3027 | 133.3521 | 0.02817 | 405300.9877 | 1208632.2559 | 8262.6088 | 24639.6033
1 | 2500 | 707 | 0.045 | 15 | 15 | 7 | 1.7783e-13 | 5spot_SharedNeighbor | CO2 | Porous | Wet | R600a | MinimizeLCOE_Brownfield | IgnoreSilica | 2019 | 1.9042 | 0.20648 | 0.011595 | 4 | 253093.8164 | 741028.912 | 5159.6598 | 15106.8767 | 71.5208 | 7.6573 | 180.0263 | 191462.5506 | 0 | 136197.5725 | 0 | 0 | 0 | 128083.6606 | 177740.0757 | 462443.2174 | 315626.9981 | 1411554.0749 | 961560.8286 | 9365192.5909 | 9365192.5909 | 8785769.2746 | 4479113.6905 | 0 | 11738307.4944 | 34368383.0503 | 177.8279 | 0.046379 | 253093.8164 | 741028.912 | 5159.6598 | 15106.8767
1 | 2500 | 707 | 0.045 | 15 | 15 | 7 | 2.3714e-13 | 5spot_SharedNeighbor | CO2 | Porous | Wet | R600a | MinimizeLCOE_Brownfield | IgnoreSilica | 2019 | 2.5266 | 0.30611 | 0.017951 | 4 | 168738.9701 | 483895.5888 | 3439.9721 | 9864.8661 | 74.5623 | 7.792 | 250.0552 | 243944.5044 | 0 | 178653.7905 | 0 | 0 | 0 | 155231.2422 | 225353.5195 | 586323.6313 | 400177.9261 | 1789684.614 | 961560.8286 | 9365192.5909 | 9365192.5909 | 8785769.2746 | 4479113.6905 | 0 | 12116438.0335 | 34746513.5894 | 237.1374 | 0.071806 | 168738.9701 | 483895.5888 | 3439.9721 | 9864.8661
1 | 2500 | 707 | 0.045 | 15 | 15 | 7 | 3.1623e-13 | 5spot_SharedNeighbor | CO2 | Porous | Wet | R600a | MinimizeLCOE_Brownfield | IgnoreSilica | 2019 | 3.3077 | 0.43469 | 0.026626 | 4 | 117847.6418 | 330327.4887 | 2402.4836 | 6734.1727 | 77.0228 | 7.8918 | 42.9337 | 304702.8152 | 0 | 229063.4262 | 0 | 0 | 0 | 184469.8936 | 280112.0926 | 728794.2061 | 497417.0209 | 2224559.4546 | 961560.8286 | 9365192.5909 | 9365192.5909 | 8785769.2746 | 4479113.6905 | 0 | 12551312.8741 | 35181388.4299 | 316.2278 | 0.1065 | 117847.6418 | 330327.4887 | 2402.4836 | 6734.1727
1 | 2500 | 707 | 0.045 | 15 | 15 | 7 | 4.217e-13 | 5spot_SharedNeighbor | CO2 | Porous | Wet | R600a | MinimizeLCOE_Brownfield | IgnoreSilica | 2019 | 4.3406 | 0.60666 | 0.038381 | 4 | 85238.9348 | 232643.192 | 1737.711 | 4742.7461 | 79.0903 | 7.9698 | 51.0841 | 378760.717 | 0 | 292113.3286 | 0 | 0 | 0 | 220063.5843 | 347465.6757 | 904034.4131 | 617022.063 | 2759459.7818 | 961560.8286 | 9365192.5909 | 9365192.5909 | 8785769.2746 | 4479113.6905 | 0 | 13086213.2013 | 35716288.7572 | 421.6965 | 0.15352 | 85238.9348 | 232643.192 | 1737.711 | 4742.7461
1 | 2500 | 707 | 0.045 | 15 | 15 | 7 | 5.6234e-13 | 5spot_SharedNeighbor | CO2 | Porous | Wet | R600a | MinimizeLCOE_Brownfield | IgnoreSilica | 2019 | 5.6971 | 0.83435 | 0.05428 | 4 | 63211.3304 | 167438.9177 | 1288.6485 | 3413.4688 | 80.779 | 8.0295 | 60.6701 | 468278.8783 | 0 | 366145.6084 | 0 | 0 | 0 | 262612.2254 | 427844.3177 | 1113163.1517 | 759756.7243 | 3397800.9057 | 961560.8286 | 9365192.5909 | 9365192.5909 | 8785769.2746 | 4479113.6905 | 0 | 13724554.3252 | 36354629.8811 | 562.3413 | 0.21712 | 63211.3304 | 167438.9177 | 1288.6485 | 3413.4688
1 | 2500 | 707 | 0.045 | 15 | 15 | 7 | 7.4989e-13 | 5spot_SharedNeighbor | CO2 | Porous | Wet | R600a | MinimizeLCOE_Brownfield | IgnoreSilica | 2019 | 7.4 | 1.123 | 0.075408 | 4 | 47908.9906 | 122934.1404 | 976.6896 | 2506.1787 | 82.0881 | 8.0731 | 60.1176 | 571879.1428 | 0 | 451354.4187 | 0 | 0 | 0 | 308329.4865 | 519309.5888 | 1351137.0249 | 922178.7826 | 4124188.4443 | 961560.8286 | 9365192.5909 | 9365192.5909 | 8785769.2746 | 4479113.6905 | 0 | 14450941.8638 | 37081017.4197 | 749.8942 | 0.30163 | 47908.9906 | 122934.1404 | 976.6896 | 2506.1787
1 | 2500 | 707 | 0.045 | 15 | 15 | 7 | 1e-12 | 5spot_SharedNeighbor | CO2 | Porous | Wet | R600a | MinimizeLCOE_Brownfield | IgnoreSilica | 2019 | 9.5487 | 1.4893 | 0.10321 | 4 | 37049.6693 | 91864.3145 | 755.3076 | 1872.7783 | 83.1094 | 8.1048 | 52.0908 | 692701.7018 | 0 | 553461.1621 | 0 | 0 | 0 | 358194.1993 | 625699.2546 | 1627941.112 | 1111103.2598 | 4969100.6895 | 961560.8286 | 9365192.5909 | 9365192.5909 | 8785769.2746 | 4479113.6905 | 0 | 15295854.109 | 37925929.6649 | 1000 | 0.41285 | 37049.6693 | 91864.3145 | 755.3076 | 1872.7783
1 | 2500 | 707 | 0.045 | 15 | 15 | 7 | 1.3335e-12 | 5spot_SharedNeighbor | CO2 | Porous | Wet | R600a | MinimizeLCOE_Brownfield | IgnoreSilica | 2019 | 12.2944 | 1.9589 | 0.1397 | 4 | 29164.577 | 69662.0744 | 594.5594 | 1420.1556 | 83.911 | 8.1269 | 48.633 | 835598.2399 | 0 | 677480.5768 | 0 | 0 | 0 | 414585.586 | 751789.1171 | 1956001.0695 | 1335010.9217 | 5970465.511 | 961560.8286 | 9365192.5909 | 9365192.5909 | 8785769.2746 | 4479113.6905 | 0 | 16297218.9305 | 38927294.4864 | 1333.5214 | 0.5588 | 29164.577 | 69662.0744 | 594.5594 | 1420.1556
1 | 2500 | 707 | 0.045 | 15 | 15 | 7 | 1.7783e-12 | 5spot_SharedNeighbor | CO2 | Porous | Wet | R600a | MinimizeLCOE_Brownfield | IgnoreSilica | 2019 | 15.7165 | 2.5467 | 0.18699 | 4 | 23328.4476 | 53583.5451 | 475.582 | 1092.373 | 84.5186 | 8.1401 | 64.0844 | 1000705.13 | 0 | 824550.9329 | 0 | 0 | 0 | 474315.6727 | 896832.9769 | 2333375.4402 | 1592576.684 | 7122356.8368 | 961560.8286 | 9365192.5909 | 9365192.5909 | 8785769.2746 | 4479113.6905 | 0 | 17449110.2562 | 40079185.8121 | 1778.2794 | 0.74798 | 23328.4476 | 53583.5451 | 475.582 | 1092.373
1 | 2500 | 707 | 0.045 | 15 | 15 | 7 | 2.3714e-12 | 5spot_SharedNeighbor | CO2 | Porous | Wet | R600a | MinimizeLCOE_Brownfield | IgnoreSilica | 2019 | 20.0091 | 3.2861 | 0.24802 | 4 | 18939.5392 | 41750.5719 | 386.1081 | 851.1419 | 84.9729 | 8.1446 | 57.8499 | 1192990.427 | 0 | 1000264.669 | 0 | 0 | 0 | 539017.3766 | 1065586.2643 | 2772436.8779 | 1892245.1371 | 8462540.7518 | 961560.8286 | 9365192.5909 | 9365192.5909 | 8785769.2746 | 4479113.6905 | 0 | 18789294.1713 | 41419369.7272 | 2371.3737 | 0.99207 | 18939.5392 | 41750.5719 | 386.1081 | 851.1419
1 | 2500 | 707 | 0.045 | 15 | 15 | 7 | 3.1623e-12 | 5spot_SharedNeighbor | CO2 | Porous | Wet | R600a | MinimizeLCOE_Brownfield | IgnoreSilica | 2019 | 25.3 | 4.2004 | 0.32571 | 4 | 15595.3715 | 32965.3765 | 317.9327 | 672.0438 | 85.2904 | 8.1391 | 69.0166 | 1413272.9271 | 0 | 1206781.7663 | 0 | 0 | 0 | 605798.4556 | 1258082.7281 | 3273273.1904 | 2234076.2115 | 9991285.279 | 961560.8286 | 9365192.5909 | 9365192.5909 | 8785769.2746 | 4479113.6905 | 0 | 20318038.6985 | 42948114.2544 | 3162.2777 | 1.3028 | 15595.3715 | 32965.3765 | 317.9327 | 672.0438
1 | 2500 | 707 | 0.045 | 15 | 15 | 7 | 4.217e-12 | 5spot_SharedNeighbor | CO2 | Porous | Wet | R600a | MinimizeLCOE_Brownfield | IgnoreSilica | 2019 | 31.7607 | 5.3204 | 0.42333 | 4 | 13020.2162 | 26384.557 | 265.4347 | 537.8849 | 85.4835 | 8.1214 | 53.3426 | 1663495.2904 | 0 | 1447587.5492 | 0 | 0 | 0 | 673111.5896 | 1475835.8274 | 3839822.0872 | 2620757.475 | 11720609.8187 | 961560.8286 | 9365192.5909 | 9365192.5909 | 8785769.2746 | 4479113.6905 | 0 | 22047363.2382 | 44677438.7941 | 4216.965 | 1.6933 | 13020.2162 | 26384.557 | 265.4347 | 537.8849
1 | 2500 | 707 | 0.045 | 15 | 15 | 7 | 5.6234e-12 | 5spot_SharedNeighbor | CO2 | Porous | Wet | R600a | MinimizeLCOE_Brownfield | IgnoreSilica | 2019 | 39.4218 | 6.6539 | 0.543 | 4 | 11021.6239 | 21440.5477 | 224.6907 | 437.0946 | 85.5531 | 8.0886 | 67.3 | 1939671.0223 | 0 | 1720764.9791 | 0 | 0 | 0 | 734553.4666 | 1714045.8925 | 4459595.8132 | 3043765.778 | 13612396.9518 | 961560.8286 | 9365192.5909 | 9365192.5909 | 8785769.2746 | 4479113.6905 | 0 | 23939150.3713 | 46569225.9272 | 5623.4133 | 2.172 | 11021.6239 | 21440.5477 | 224.6907 | 437.0946
1 | 2500 | 707 | 0.045 | 15 | 15 | 7 | 7.4989e-12 | 5spot_SharedNeighbor | CO2 | Porous | Wet | R600a | MinimizeLCOE_Brownfield | IgnoreSilica | 2019 | 48.2593 | 8.1988 | 0.68548 | 4 | 9463.3963 | 17716.7647 | 192.9241 | 361.1802 | 85.4946 | 8.037 | 65.0765 | 2236282.3957 | 0 | 2023005.6525 | 0 | 0 | 0 | 784251.6496 | 1966980.4821 | 5117679.7313 | 3492921.5744 | 15621121.4856 | 961560.8286 | 9365192.5909 | 9365192.5909 | 8785769.2746 | 4479113.6905 | 0 | 25947874.9051 | 48577950.461 | 7498.9421 | 2.7419 | 9463.3963 | 17716.7647 | 192.9241 | 361.1802
1 | 2500 | 707 | 0.045 | 15 | 15 | 7 | 1e-11 | 5spot_SharedNeighbor | CO2 | Porous | Wet | R600a | MinimizeLCOE_Brownfield | IgnoreSilica | 2019 | 57.9233 | 9.8969 | 0.84725 | 4 | 8247.6099 | 14925.152 | 168.1387 | 304.2694 | 85.3015 | 7.9647 | 76.8062 | 2538232.9068 | 0 | 2341072.8356 | 0 | 0 | 0 | 810978.9135 | 2219211.0158 | 5773931.8404 | 3940827.1235 | 17624254.6356 | 961560.8286 | 9365192.5909 | 9365192.5909 | 8785769.2746 | 4479113.6905 | 0 | 27951008.0551 | 50581083.611 | 10000 | 3.389 | 8247.6099 | 14925.152 | 168.1387 | 304.2694
1 | 2500 | 707 | 0.045 | 15 | 15 | 7 | 1.3335e-11 | 5spot_SharedNeighbor | CO2 | Porous | Wet | R600a | MinimizeLCOE_Brownfield | IgnoreSilica | 2019 | 67.9427 | 11.6666 | 1.0213 | 4 | 7301.4736 | 12840.9114 | 148.8504 | 261.7793 | 84.9772 | 7.8724 | 81.0062 | 2829659.0431 | 0 | 2659786.5204 | 0 | 0 | 0 | 807005.9638 | 2455616.0956 | 6389009.3647 | 4360630.1724 | 19501707.1601 | 961560.8286 | 9365192.5909 | 9365192.5909 | 8785769.2746 | 4479113.6905 | 0 | 29828460.5795 | 52458536.1354 | 13335.2143 | 4.0853 | 7301.4736 | 12840.9114 | 148.8504 | 261.7793
1 | 2500 | 707 | 0.045 | 15 | 15 | 7 | 1.7783e-11 | 5spot_SharedNeighbor | CO2 | Porous | Wet | R600a | MinimizeLCOE_Brownfield | IgnoreSilica | 2019 | 77.6797 | 13.3951 | 1.1972 | 4 | 6568.1893 | 11293.7486 | 133.9014 | 230.2383 | 84.548 | 7.7658 | 88.853 | 3093512.3595 | 0 | 2960591.5047 | 0 | 0 | 0 | 767240.1323 | 2660324.1586 | 6921617.7532 | 4724146.3416 | 21127432.25 | 961560.8286 | 9365192.5909 | 9365192.5909 | 8785769.2746 | 4479113.6905 | 0 | 31454185.6695 | 54084261.2254 | 17782.7941 | 4.7889 | 6568.1893 | 11293.7486 | 133.9014 | 230.2383
1 | 2500 | 707 | 0.045 | 15 | 15 | 7 | 2.3714e-11 | 5spot_SharedNeighbor | CO2 | Porous | Wet | R600a | MinimizeLCOE_Brownfield | IgnoreSilica | 2019 | 86.5808 | 14.9831 | 1.3644 | 4 | 6001.8273 | 10148.4674 | 122.3554 | 206.8902 | 84.0603 | 7.6538 | 74.1098 | 3318838.7413 | 0 | 3229012.9264 | 0 | 0 | 0 | 693373.5254 | 2824077.8253 | 7347671.2035 | 5014936.5759 | 22427910.7979 | 961560.8286 | 9365192.5909 | 9365192.5909 | 8785769.2746 | 4479113.6905 | 0 | 32754664.2174 | 55384739.7733 | 23713.7371 | 5.4574 | 6001.8273 | 10148.4674 | 122.3554 | 206.8902
1 | 2500 | 707 | 0.045 | 15 | 15 | 7 | 3.1623e-11 | 5spot_SharedNeighbor | CO2 | Porous | Wet | R600a | MinimizeLCOE_Brownfield | IgnoreSilica | 2019 | 94.2567 | 16.3592 | 1.5143 | 4 | 5564.9116 | 9300.9535 | 113.4482 | 189.6125 | 83.5676 | 7.546 | 86.6204 | 3501271.556 | 0 | 3456067.5145 | 0 | 0 | 0 | 591675.2018 | 2944115.5662 | 7659984.7822 | 5228097.0108 | 23381211.6315 | 961560.8286 | 9365192.5909 | 9365192.5909 | 8785769.2746 | 4479113.6905 | 0 | 33707965.051 | 56338040.6069 | 31622.7766 | 6.0572 | 5564.9116 | 9300.9535 | 113.4482 | 189.6125
1 | 2500 | 707 | 0.045 | 15 | 15 | 7 | 4.217e-11 | 5spot_SharedNeighbor | CO2 | Porous | Wet | R600a | MinimizeLCOE_Brownfield | IgnoreSilica | 2019 | 100.4977 | 17.4848 | 1.6419 | 4 | 5226.6807 | 8672.4137 | 106.553 | 176.7989 | 83.1171 | 7.4502 | 84.6948 | 3641497.3038 | 0 | 3637955.0148 | 0 | 0 | 0 | 469287.5719 | 3022008.5573 | 7862646.3669 | 5366417.7067 | 23999812.5214 | 961560.8286 | 9365192.5909 | 9365192.5909 | 8785769.2746 | 4479113.6905 | 0 | 34326565.9409 | 56956641.4968 | 42169.6503 | 6.5676 | 5226.6807 | 8672.4137 | 106.553 | 176.7989
1 | 2500 | 707 | 0.045 | 15 | 15 | 7 | 5.6234e-11 | 5spot_SharedNeighbor | CO2 | Porous | Wet | R600a | MinimizeLCOE_Brownfield | IgnoreSilica | 2019 | 104.9017 | 18.2888 | 1.7414 | 4 | 4963.4412 | 8212.1892 | 101.1865 | 167.4166 | 82.7729 | 7.3791 | 84.8674 | 3736151.2275 | 0 | 3764943.6819 | 0 | 0 | 0 | 327616.3954 | 3053197.4089 | 7943793.361 | 5421802.1975 | 24247504.2721 | 961560.8286 | 9365192.5909 | 9365192.5909 | 8785769.2746 | 4479113.6905 | 0 | 34574257.6916 | 57204333.2475 | 56234.1325 | 6.9658 | 4963.4412 | 8212.1892 | 101.1865 | 167.4166
1 | 2500 | 707 | 0.045 | 15 | 15 | 7 | 7.4989e-11 | 5spot_SharedNeighbor | CO2 | Porous | Wet | R600a | MinimizeLCOE_Brownfield | IgnoreSilica | 2019 | 99.654 | 17.4392 | 1.7261 | 4 | 4741.5765 | 8019.1393 | 96.6634 | 163.481 | 83.1693 | 7.4629 | 79.7152 | 3622481.2139 | 0 | 3613499.5773 | 0 | 0 | 0 | 0 | 2822032.5086 | 7342349.7089 | 5011304.5465 | 22411667.5552 | 961560.8286 | 9365192.5909 | 9365192.5909 | 8785769.2746 | 4479113.6905 | 0 | 32738420.9747 | 55368496.5306 | 74989.4209 | 6.9045 | 4741.5765 | 8019.1393 | 96.6634 | 163.481
1 | 2500 | 707 | 0.045 | 15 | 15 | 7 | 1e-10 | 5spot_SharedNeighbor | CO2 | Porous | Wet | R600a | MinimizeLCOE_Brownfield | IgnoreSilica | 2019 | 113.0654 | 19.7593 | 1.9059 | 4 | 4563.9834 | 7532.4121 | 93.043 | 153.5584 | 82.0781 | 7.2375 | 62.5699 | 3902064.6918 | 0 | 3997570.5204 | 0 | 0 | 0 | 0 | 3080857.7327 | 8015759.8498 | 5470920.8049 | 24467173.5996 | 961560.8286 | 9365192.5909 | 9365192.5909 | 8785769.2746 | 4479113.6905 | 0 | 34793927.0191 | 57424002.575 | 100000 | 7.6236 | 4563.9834 | 7532.4121 | 93.043 | 153.5584
1 | 2500 | 707 | 0.045 | 15 | 15 | 7 | 1.3335e-10 | 5spot_SharedNeighbor | CO2 | Porous | Wet | R600a | MinimizeLCOE_Brownfield | IgnoreSilica | 2019 | 124.7828 | 21.772 | 2.0449 | 4 | 4460.2161 | 7226.8808 | 90.9275 | 147.3297 | 80.9665 | 7.0151 | 65.0436 | 4119144.9875 | 0 | 4325695.832 | 0 | 0 | 0 | 0 | 3293487.9196 | 8568979.9796 | 5848504.911 | 26155813.6299 | 961560.8286 | 9365192.5909 | 9365192.5909 | 8785769.2746 | 4479113.6905 | 0 | 36482567.0493 | 59112642.6052 | 133352.1432 | 8.1796 | 4460.2161 | 7226.8808 | 90.9275 | 147.3297
1 | 2500 | 707 | 0.045 | 15 | 15 | 7 | 1.7783e-10 | 5spot_SharedNeighbor | CO2 | Porous | Wet | R600a | MinimizeLCOE_Brownfield | IgnoreSilica | 2019 | 134.5984 | 23.4472 | 2.1467 | 4 | 4404.5651 | 7040.0719 | 89.793 | 143.5214 | 79.9193 | 6.8103 | 61.671 | 4280915.9564 | 0 | 4595832.0531 | 0 | 0 | 0 | 0 | 3461931.7237 | 9007236.2052 | 6147623.7903 | 27493539.7287 | 961560.8286 | 9365192.5909 | 9365192.5909 | 8785769.2746 | 4479113.6905 | 0 | 37820293.1482 | 60450368.7041 | 177827.941 | 8.5866 | 4404.5651 | 7040.0719 | 89.793 | 143.5214
1 | 2500 | 707 | 0.045 | 15 | 15 | 7 | 2.3714e-10 | 5spot_SharedNeighbor | CO2 | Porous | Wet | R600a | MinimizeLCOE_Brownfield | IgnoreSilica | 2019 | 142.4522 | 24.7791 | 2.2177 | 4 | 4378.5225 | 6929.6467 | 89.2621 | 141.2702 | 79.0056 | 6.6354 | 66.0395 | 4396914.0227 | 0 | 4809143.5382 | 0 | 0 | 0 | 0 | 3590362.4488 | 9341386.6071 | 6375688.3056 | 28513494.9225 | 961560.8286 | 9365192.5909 | 9365192.5909 | 8785769.2746 | 4479113.6905 | 0 | 38840248.3419 | 61470323.8978 | 237137.3706 | 8.8706 | 4378.5225 | 6929.6467 | 89.2621 | 141.2702
1 | 2500 | 707 | 0.045 | 15 | 15 | 7 | 3.1623e-10 | 5spot_SharedNeighbor | CO2 | Porous | Wet | R600a | MinimizeLCOE_Brownfield | IgnoreSilica | 2019 | 148.7328 | 25.8401 | 2.2669 | 4 | 4369.6709 | 6865.4093 | 89.0817 | 139.9607 | 78.2206 | 6.4865 | 62.5069 | 4480405.4113 | 0 | 4978032.1607 | 0 | 0 | 0 | 0 | 3688790.6531 | 9597476.6043 | 6550474.9908 | 29295179.8202 | 961560.8286 | 9365192.5909 | 9365192.5909 | 8785769.2746 | 4479113.6905 | 0 | 39621933.2396 | 62252008.7955 | 316227.766 | 9.0675 | 4369.6709 | 6865.4093 | 89.0817 | 139.9607
1 | 2500 | 707 | 0.045 | 15 | 15 | 7 | 4.217e-10 | 5spot_SharedNeighbor | CO2 | Porous | Wet | R600a | MinimizeLCOE_Brownfield | IgnoreSilica | 2019 | 151.1339 | 26.2446 | 2.2837 | 4 | 4369.3171 | 6846.7085 | 89.0744 | 139.5794 | 77.9049 | 6.4271 | 78.314 | 4509913.807 | 0 | 5042219.6169 | 0 | 0 | 0 | 0 | 3725332.0353 | 9692549.7853 | 6615364.3904 | 29585379.635 | 961560.8286 | 9365192.5909 | 9365192.5909 | 8785769.2746 | 4479113.6905 | 0 | 39912133.0545 | 62542208.6104 | 421696.5034 | 9.1346 | 4369.3171 | 6846.7085 | 89.0744 | 139.5794
1 | 2500 | 707 | 0.045 | 15 | 15 | 7 | 5.6234e-10 | 5spot_SharedNeighbor | CO2 | Porous | Wet | R600a | MinimizeLCOE_Brownfield | IgnoreSilica | 2019 | 151.1144 | 26.2406 | 2.2834 | 4 | 4369.4974 | 6847.1642 | 89.0781 | 139.5887 | 77.9049 | 6.4274 | 76.7527 | 4509532.5279 | 0 | 5041700.5388 | 0 | 0 | 0 | 0 | 3724980.896 | 9691636.1928 | 6614740.8448 | 29582591.0004 | 961560.8286 | 9365192.5909 | 9365192.5909 | 8785769.2746 | 4479113.6905 | 0 | 39909344.4199 | 62539419.9758 | 562341.3252 | 9.1336 | 4369.4974 | 6847.1642 | 89.0781 | 139.5887
1 | 2500 | 707 | 0.045 | 15 | 15 | 7 | 7.4989e-10 | 5spot_SharedNeighbor | CO2 | Porous | Wet | R600a | MinimizeLCOE_Brownfield | IgnoreSilica | 2019 | 151.1144 | 26.2401 | 2.2833 | 4 | 4369.6332 | 6847.398 | 89.0809 | 139.5935 | 77.903 | 6.4273 | 76.4058 | 4509423.4839 | 0 | 5041700.5388 | 0 | 0 | 0 | 0 | 3724938.3689 | 9691525.5459 | 6614665.326 | 29582253.2634 | 961560.8286 | 9365192.5909 | 9365192.5909 | 8785769.2746 | 4479113.6905 | 0 | 39909006.6829 | 62539082.2388 | 749894.2093 | 9.1333 | 4369.6332 | 6847.398 | 89.0809 | 139.5935
1 | 2500 | 707 | 0.045 | 15 | 15 | 7 | 1e-09 | 5spot_SharedNeighbor | CO2 | Porous | Wet | R600a | MinimizeLCOE_Brownfield | IgnoreSilica | 2019 | 151.1 | 26.2372 | 2.2831 | 4 | 4369.7354 | 6847.6815 | 89.083 | 139.5993 | 77.9034 | 6.4276 | 75.5384 | 4509166.206 | 0 | 5041315.6916 | 0 | 0 | 0 | 0 | 3724687.9401 | 9690873.9815 | 6614220.6199 | 29580264.4391 | 961560.8286 | 9365192.5909 | 9365192.5909 | 8785769.2746 | 4479113.6905 | 0 | 39907017.8585 | 62537093.4144 | 1000000 | 9.1326 | 4369.7354 | 6847.6815 | 89.083 | 139.5993
1 | 2500 | 707 | 0.045 | 15 | 15 | 7 | 1.3335e-09 | 5spot_SharedNeighbor | CO2 | Porous | Wet | R600a | MinimizeLCOE_Brownfield | IgnoreSilica | 2019 | 151.095 | 26.2361 | 2.2831 | 4 | 4369.8121 | 6847.8512 | 89.0845 | 139.6027 | 77.903 | 6.4277 | 74.8687 | 4509043.4381 | 0 | 5041181.4473 | 0 | 0 | 0 | 0 | 3724587.7053 | 9690613.1913 | 6614042.6252 | 29579468.4073 | 961560.8286 | 9365192.5909 | 9365192.5909 | 8785769.2746 | 4479113.6905 | 0 | 39906221.8268 | 62536297.3827 | 1333521.4322 | 9.1323 | 4369.8121 | 6847.8512 | 89.0845 | 139.6027
1 | 2500 | 707 | 0.045 | 15 | 15 | 7 | 1.7783e-09 | 5spot_SharedNeighbor | CO2 | Porous | Wet | R600a | MinimizeLCOE_Brownfield | IgnoreSilica | 2019 | 151.0897 | 26.235 | 2.283 | 4 | 4369.8698 | 6847.99 | 89.0857 | 139.6055 | 77.9029 | 6.4277 | 81.9624 | 4508932.8887 | 0 | 5041040.3505 | 0 | 0 | 0 | 0 | 3724489.5633 | 9690357.8457 | 6613868.3467 | 29578688.9948 | 961560.8286 | 9365192.5909 | 9365192.5909 | 8785769.2746 | 4479113.6905 | 0 | 39905442.4142 | 62535517.9701 | 1778279.41 | 9.132 | 4369.8698 | 6847.99 | 89.0857 | 139.6055
1 | 2500 | 707 | 0.045 | 15 | 15 | 7 | 2.3714e-09 | 5spot_SharedNeighbor | CO2 | Porous | Wet | R600a | MinimizeLCOE_Brownfield | IgnoreSilica | 2019 | 151.0897 | 26.2348 | 2.283 | 4 | 4369.9131 | 6848.0645 | 89.0866 | 139.6071 | 77.9023 | 6.4277 | 81.7719 | 4508898.1326 | 0 | 5041040.3505 | 0 | 0 | 0 | 0 | 3724476.0084 | 9690322.5788 | 6613844.2762 | 29578581.3464 | 961560.8286 | 9365192.5909 | 9365192.5909 | 8785769.2746 | 4479113.6905 | 0 | 39905334.7659 | 62535410.3218 | 2371373.7057 | 9.1318 | 4369.9131 | 6848.0645 | 89.0866 | 139.6071
1 | 2500 | 707 | 0.045 | 15 | 15 | 7 | 3.1623e-09 | 5spot_SharedNeighbor | CO2 | Porous | Wet | R600a | MinimizeLCOE_Brownfield | IgnoreSilica | 2019 | 151.0897 | 26.2347 | 2.2829 | 4 | 4369.9456 | 6848.1205 | 89.0873 | 139.6082 | 77.9018 | 6.4277 | 80.4013 | 4508872.0436 | 0 | 5041040.3505 | 0 | 0 | 0 | 0 | 3724465.8337 | 9690296.1063 | 6613826.2082 | 29578500.5423 | 961560.8286 | 9365192.5909 | 9365192.5909 | 8785769.2746 | 4479113.6905 | 0 | 39905253.9618 | 62535329.5177 | 3162277.6602 | 9.1318 | 4369.9456 | 6848.1205 | 89.0873 | 139.6082
1 | 2500 | 707 | 0.045 | 15 | 15 | 7 | 4.217e-09 | 5spot_SharedNeighbor | CO2 | Porous | Wet | R600a | MinimizeLCOE_Brownfield | IgnoreSilica | 2019 | 151.0897 | 26.2346 | 2.2829 | 4 | 4369.97 | 6848.1625 | 89.0877 | 139.6091 | 77.9015 | 6.4277 | 81.7251 | 4508852.4653 | 0 | 5041040.3505 | 0 | 0 | 0 | 0 | 3724458.1981 | 9690276.2401 | 6613812.6491 | 29578439.9031 | 961560.8286 | 9365192.5909 | 9365192.5909 | 8785769.2746 | 4479113.6905 | 0 | 39905193.3226 | 62535268.8785 | 4216965.0343 | 9.1317 | 4369.97 | 6848.1625 | 89.0877 | 139.6091
1 | 2500 | 707 | 0.045 | 15 | 15 | 7 | 5.6234e-09 | 5spot_SharedNeighbor | CO2 | Porous | Wet | R600a | MinimizeLCOE_Brownfield | IgnoreSilica | 2019 | 151.0897 | 26.2345 | 2.2829 | 4 | 4369.9883 | 6848.194 | 89.0881 | 139.6097 | 77.9012 | 6.4276 | 81.2448 | 4508837.7754 | 0 | 5041040.3505 | 0 | 0 | 0 | 0 | 3724452.4691 | 9690261.3343 | 6613802.4756 | 29578394.405 | 961560.8286 | 9365192.5909 | 9365192.5909 | 8785769.2746 | 4479113.6905 | 0 | 39905147.8245 | 62535223.3804 | 5623413.2519 | 9.1316 | 4369.9883 | 6848.194 | 89.0881 | 139.6097
1 | 2500 | 707 | 0.045 | 15 | 15 | 7 | 7.4989e-09 | 5spot_SharedNeighbor | CO2 | Porous | Wet | R600a | MinimizeLCOE_Brownfield | IgnoreSilica | 2019 | 151.0897 | 26.2345 | 2.2829 | 4 | 4370.002 | 6848.2176 | 89.0884 | 139.6102 | 77.901 | 6.4276 | 80.1894 | 4508826.755 | 0 | 5041040.3505 | 0 | 0 | 0 | 0 | 3724448.1711 | 9690250.152 | 6613794.8434 | 29578360.272 | 961560.8286 | 9365192.5909 | 9365192.5909 | 8785769.2746 | 4479113.6905 | 0 | 39905113.6915 | 62535189.2474 | 7498942.0933 | 9.1316 | 4370.002 | 6848.2176 | 89.0884 | 139.6102
1 | 2500 | 707 | 0.045 | 15 | 15 | 7 | 1e-08 | 5spot_SharedNeighbor | CO2 | Porous | Wet | R600a | MinimizeLCOE_Brownfield | IgnoreSilica | 2019 | 151.0897 | 26.2344 | 2.2829 | 4 | 4370.0123 | 6848.2353 | 89.0886 | 139.6105 | 77.9009 | 6.4276 | 81.971 | 4508818.4884 | 0 | 5041040.3505 | 0 | 0 | 0 | 0 | 3724444.9471 | 9690241.7637 | 6613789.1183 | 29578334.668 | 961560.8286 | 9365192.5909 | 9365192.5909 | 8785769.2746 | 4479113.6905 | 0 | 39905088.0875 | 62535163.6434 | 10000000 | 9.1316 | 4370.0123 | 6848.2353 | 89.0886 | 139.6105
1 | 2600 | 707 | 0.045 | 15 | 15 | 7 | 1e-13 | 5spot_SharedNeighbor | CO2 | Porous | Wet | R600a | MinimizeLCOE_Brownfield | IgnoreSilica | 2019 | 1.0874 | 0.079707 | 0.0042041 | 4 | 691273.4701 | 2084830.8124 | 14092.5447 | 42502.0961 | 65.5528 | 7.6793 | 91.5031 | 117599.3638 | 0 | 75570.9741 | 0 | 0 | 0 | 90316.2473 | 110559.7682 | 287653.838 | 196329.6552 | 878029.8467 | 961560.8286 | 9785252.2754 | 9785252.2754 | 9029426.3274 | 4620164.4032 | 0 | 11624842.9507 | 35059685.9568 | 100 | 0.016817 | 691273.4701 | 2084830.8124 | 14092.5447 | 42502.0961
1 | 2600 | 707 | 0.045 | 15 | 15 | 7 | 1.3335e-13 | 5spot_SharedNeighbor | CO2 | Porous | Wet | R600a | MinimizeLCOE_Brownfield | IgnoreSilica | 2019 | 1.4958 | 0.1394 | 0.0077203 | 4 | 386169.8513 | 1145044.1423 | 7872.5948 | 23343.2736 | 70.3052 | 7.9424 | 131.8162 | 159000.9117 | 0 | 106726.9202 | 0 | 0 | 0 | 114777.4953 | 148397.0776 | 386098.7556 | 263520.3342 | 1178521.4947 | 961560.8286 | 9785252.2754 | 9785252.2754 | 9029426.3274 | 4620164.4032 | 0 | 11925334.5988 | 35360177.6048 | 133.3521 | 0.030881 | 386169.8513 | 1145044.1423 | 7872.5948 | 23343.2736
1 | 2600 | 707 | 0.045 | 15 | 15 | 7 | 1.7783e-13 | 5spot_SharedNeighbor | CO2 | Porous | Wet | R600a | MinimizeLCOE_Brownfield | IgnoreSilica | 2019 | 2.0015 | 0.21866 | 0.01279 | 4 | 239752.8696 | 697814.5793 | 4887.6865 | 14225.8941 | 74.1675 | 8.1299 | 183.5748 | 206519.0786 | 0 | 143306.783 | 0 | 0 | 0 | 140659.0564 | 191289.118 | 497695.0462 | 339687.0957 | 1519156.1778 | 961560.8286 | 9785252.2754 | 9785252.2754 | 9029426.3274 | 4620164.4032 | 0 | 12265969.2819 | 35700812.2879 | 177.8279 | 0.051161 | 239752.8696 | 697814.5793 | 4887.6865 | 14225.8941
1 | 2600 | 707 | 0.045 | 15 | 15 | 7 | 2.3714e-13 | 5spot_SharedNeighbor | CO2 | Porous | Wet | R600a | MinimizeLCOE_Brownfield | IgnoreSilica | 2019 | 2.6498 | 0.32437 | 0.019876 | 4 | 159347.2156 | 454111.8758 | 3248.5085 | 9257.6848 | 77.4 | 8.2708 | 37.6164 | 262825.9692 | 0 | 187708.5583 | 0 | 0 | 0 | 169969.884 | 241996.7205 | 629625.8263 | 429732.564 | 1921859.5222 | 961560.8286 | 9785252.2754 | 9785252.2754 | 9029426.3274 | 4620164.4032 | 0 | 12668672.6263 | 36103515.6323 | 237.1374 | 0.079504 | 159347.2156 | 454111.8758 | 3248.5085 | 9257.6848
1 | 2600 | 707 | 0.045 | 15 | 15 | 7 | 3.1623e-13 | 5spot_SharedNeighbor | CO2 | Porous | Wet | R600a | MinimizeLCOE_Brownfield | IgnoreSilica | 2019 | 3.4929 | 0.46514 | 0.029594 | 4 | 111111.8348 | 309082.0304 | 2265.165 | 6301.0553 | 80.0989 | 8.3785 | 38.9997 | 330339.0371 | 0 | 242308.7351 | 0 | 0 | 0 | 204207.6698 | 302973.6224 | 788275.2169 | 538014.033 | 2406118.3142 | 961560.8286 | 9785252.2754 | 9785252.2754 | 9029426.3274 | 4620164.4032 | 0 | 13152931.4183 | 36587774.4243 | 316.2278 | 0.11838 | 111111.8348 | 309082.0304 | 2265.165 | 6301.0553
1 | 2600 | 707 | 0.045 | 15 | 15 | 7 | 4.217e-13 | 5spot_SharedNeighbor | CO2 | Porous | Wet | R600a | MinimizeLCOE_Brownfield | IgnoreSilica | 2019 | 4.6307 | 0.65716 | 0.042868 | 4 | 80228.9691 | 216897.9968 | 1635.5761 | 4421.759 | 82.3792 | 8.4629 | 48.7098 | 414116.2003 | 0 | 310204.7629 | 0 | 0 | 0 | 247562.145 | 379034.4122 | 986169.7898 | 673081.1453 | 3010168.4554 | 961560.8286 | 9785252.2754 | 9785252.2754 | 9029426.3274 | 4620164.4032 | 0 | 13756981.5595 | 37191824.5655 | 421.6965 | 0.17147 | 80228.9691 | 216897.9968 | 1635.5761 | 4421.759
1 | 2600 | 707 | 0.045 | 15 | 15 | 7 | 5.6234e-13 | 5spot_SharedNeighbor | CO2 | Porous | Wet | R600a | MinimizeLCOE_Brownfield | IgnoreSilica | 2019 | 6.0138 | 0.89495 | 0.060642 | 4 | 59385.9541 | 155997.3423 | 1210.663 | 3180.2168 | 84.1032 | 8.5228 | 58.0483 | 507903.1106 | 0 | 382341.585 | 0 | 0 | 0 | 290906.9681 | 460649.1488 | 1198514.5932 | 818010.8369 | 3658326.2426 | 961560.8286 | 9785252.2754 | 9785252.2754 | 9029426.3274 | 4620164.4032 | 0 | 14405139.3466 | 37839982.3527 | 562.3413 | 0.24257 | 59385.9541 | 155997.3423 | 1210.663 | 3180.2168
1 | 2600 | 707 | 0.045 | 15 | 15 | 7 | 7.4989e-13 | 5spot_SharedNeighbor | CO2 | Porous | Wet | R600a | MinimizeLCOE_Brownfield | IgnoreSilica | 2019 | 7.7971 | 1.2034 | 0.084267 | 4 | 45033.3985 | 114558.7975 | 918.0667 | 2335.436 | 85.4906 | 8.5681 | 57.1164 | 619582.568 | 0 | 470627.8905 | 0 | 0 | 0 | 340909.2343 | 558136.6802 | 1452157.1523 | 991127.0953 | 4432540.6205 | 961560.8286 | 9785252.2754 | 9785252.2754 | 9029426.3274 | 4620164.4032 | 0 | 15179353.7245 | 38614196.7306 | 749.8942 | 0.33707 | 45033.3985 | 114558.7975 | 918.0667 | 2335.436
1 | 2600 | 707 | 0.045 | 15 | 15 | 7 | 1e-12 | 5spot_SharedNeighbor | CO2 | Porous | Wet | R600a | MinimizeLCOE_Brownfield | IgnoreSilica | 2019 | 10.0675 | 1.5982 | 0.1154 | 4 | 34859.4497 | 85630.2124 | 710.657 | 1745.6877 | 86.5834 | 8.6013 | 61.1472 | 751003.182 | 0 | 577389.4301 | 0 | 0 | 0 | 396898.0538 | 672863.3597 | 1750652.4386 | 1194856.2616 | 5343662.7256 | 961560.8286 | 9785252.2754 | 9785252.2754 | 9029426.3274 | 4620164.4032 | 0 | 16090475.8297 | 39525318.8357 | 1000 | 0.46158 | 34859.4497 | 85630.2124 | 710.657 | 1745.6877
1 | 2600 | 707 | 0.045 | 15 | 15 | 7 | 1.3335e-12 | 5spot_SharedNeighbor | CO2 | Porous | Wet | R600a | MinimizeLCOE_Brownfield | IgnoreSilica | 2019 | 12.9445 | 2.1006 | 0.15614 | 4 | 27473.593 | 64996.4576 | 560.0864 | 1325.0407 | 87.4343 | 8.6241 | 50.8419 | 905153.4847 | 0 | 705992.2298 | 0 | 0 | 0 | 459002.4839 | 807357.7974 | 2100579.3769 | 1433688.5873 | 6411773.9599 | 961560.8286 | 9785252.2754 | 9785252.2754 | 9029426.3274 | 4620164.4032 | 0 | 17158587.0639 | 40593430.07 | 1333.5214 | 0.62455 | 27473.593 | 64996.4576 | 560.0864 | 1325.0407
1 | 2600 | 707 | 0.045 | 15 | 15 | 7 | 1.7783e-12 | 5spot_SharedNeighbor | CO2 | Porous | Wet | R600a | MinimizeLCOE_Brownfield | IgnoreSilica | 2019 | 16.5324 | 2.7297 | 0.20891 | 4 | 22005.6574 | 50050.1025 | 448.6151 | 1020.339 | 88.0806 | 8.6373 | 59.2703 | 1083429.1704 | 0 | 858620.8636 | 0 | 0 | 0 | 525240.382 | 962243.2622 | 2503559.5851 | 1708730.8598 | 7641824.123 | 961560.8286 | 9785252.2754 | 9785252.2754 | 9029426.3274 | 4620164.4032 | 0 | 18388637.2271 | 41823480.2331 | 1778.2794 | 0.83563 | 22005.6574 | 50050.1025 | 448.6151 | 1020.339
1 | 2600 | 707 | 0.045 | 15 | 15 | 7 | 2.3714e-12 | 5spot_SharedNeighbor | CO2 | Porous | Wet | R600a | MinimizeLCOE_Brownfield | IgnoreSilica | 2019 | 21.0445 | 3.523 | 0.27701 | 4 | 17891.9727 | 39042.1042 | 364.7521 | 795.9261 | 88.5649 | 8.641 | 40.7717 | 1291608.4651 | 0 | 1041462.0475 | 0 | 0 | 0 | 597885.2466 | 1143072.7461 | 2974040.8088 | 2029843.9624 | 9077913.2765 | 961560.8286 | 9785252.2754 | 9785252.2754 | 9029426.3274 | 4620164.4032 | 0 | 19824726.3805 | 43259569.3866 | 2371.3737 | 1.108 | 17891.9727 | 39042.1042 | 364.7521 | 795.9261
1 | 2600 | 707 | 0.045 | 15 | 15 | 7 | 3.1623e-12 | 5spot_SharedNeighbor | CO2 | Porous | Wet | R600a | MinimizeLCOE_Brownfield | IgnoreSilica | 2019 | 26.5861 | 4.5008 | 0.36351 | 4 | 14756.0298 | 30873.2686 | 300.8216 | 629.3933 | 88.9015 | 8.6337 | 54.0991 | 1529265.7567 | 0 | 1255614.8786 | 0 | 0 | 0 | 672634.1754 | 1348430.7762 | 3508340.2784 | 2394514.3292 | 10708800.1945 | 961560.8286 | 9785252.2754 | 9785252.2754 | 9029426.3274 | 4620164.4032 | 0 | 21455613.2986 | 44890456.3046 | 3162.2777 | 1.454 | 14756.0298 | 30873.2686 | 300.8216 | 629.3933
1 | 2600 | 707 | 0.045 | 15 | 15 | 7 | 4.217e-12 | 5spot_SharedNeighbor | CO2 | Porous | Wet | R600a | MinimizeLCOE_Brownfield | IgnoreSilica | 2019 | 33.3265 | 5.6942 | 0.47187 | 4 | 12340.1921 | 24756.057 | 251.5715 | 504.6857 | 89.1046 | 8.6131 | 70.0813 | 1798209.5211 | 0 | 1504401.8002 | 0 | 0 | 0 | 747815.1301 | 1579666.3161 | 4109967.7203 | 2805137.4205 | 12545197.9083 | 961560.8286 | 9785252.2754 | 9785252.2754 | 9029426.3274 | 4620164.4032 | 0 | 23292011.0123 | 46726854.0184 | 4216.965 | 1.8875 | 12340.1921 | 24756.057 | 251.5715 | 504.6857
1 | 2600 | 707 | 0.045 | 15 | 15 | 7 | 5.6234e-12 | 5spot_SharedNeighbor | CO2 | Porous | Wet | R600a | MinimizeLCOE_Brownfield | IgnoreSilica | 2019 | 41.2996 | 7.1119 | 0.60431 | 4 | 10464.8381 | 20159.6579 | 213.3399 | 410.9819 | 89.1754 | 8.5756 | 70.4003 | 2094368.0632 | 0 | 1786032.3617 | 0 | 0 | 0 | 817103.0313 | 1832026.3479 | 4766556.757 | 3253272.9296 | 14549359.4907 | 961560.8286 | 9785252.2754 | 9785252.2754 | 9029426.3274 | 4620164.4032 | 0 | 25296172.5947 | 48731015.6008 | 5623.4133 | 2.4173 | 10464.8381 | 20159.6579 | 213.3399 | 410.9819
1 | 2600 | 707 | 0.045 | 15 | 15 | 7 | 7.4989e-12 | 5spot_SharedNeighbor | CO2 | Porous | Wet | R600a | MinimizeLCOE_Brownfield | IgnoreSilica | 2019 | 50.4519 | 8.7465 | 0.76121 | 4 | 9002.9918 | 16699.523 | 183.5382 | 340.4424 | 89.1085 | 8.5174 | 58.1361 | 2410886.9018 | 0 | 2096207.9963 | 0 | 0 | 0 | 873806.5188 | 2098551.5526 | 5460000.6677 | 3726562.6475 | 16666016.2847 | 961560.8286 | 9785252.2754 | 9785252.2754 | 9029426.3274 | 4620164.4032 | 0 | 27412829.3888 | 50847672.3948 | 7498.9421 | 3.0449 | 9002.9918 | 16699.523 | 183.5382 | 340.4424
1 | 2600 | 707 | 0.045 | 15 | 15 | 7 | 1e-11 | 5spot_SharedNeighbor | CO2 | Porous | Wet | R600a | MinimizeLCOE_Brownfield | IgnoreSilica | 2019 | 60.4176 | 10.5359 | 0.93838 | 4 | 7863.2765 | 14106.6883 | 160.3035 | 287.5839 | 88.8975 | 8.4366 | 69.7725 | 2731697.657 | 0 | 2421382.0597 | 0 | 0 | 0 | 906560.7707 | 2363259.7901 | 6148717.2025 | 4196625.8342 | 18768243.3142 | 961560.8286 | 9785252.2754 | 9785252.2754 | 9029426.3274 | 4620164.4032 | 0 | 29515056.4183 | 52949899.4243 | 10000 | 3.7535 | 7863.2765 | 14106.6883 | 160.3035 | 287.5839
1 | 2600 | 707 | 0.045 | 15 | 15 | 7 | 1.3335e-11 | 5spot_SharedNeighbor | CO2 | Porous | Wet | R600a | MinimizeLCOE_Brownfield | IgnoreSilica | 2019 | 70.6493 | 12.3829 | 1.1273 | 4 | 6977.4551 | 12174.3693 | 142.2449 | 248.191 | 88.5493 | 8.3349 | 74.4942 | 3038286.0012 | 0 | 2744219.2721 | 0 | 0 | 0 | 906375.1939 | 2608663.3822 | 6787207.01 | 4632408.2475 | 20717159.1067 | 961560.8286 | 9785252.2754 | 9785252.2754 | 9029426.3274 | 4620164.4032 | 0 | 31463972.2107 | 54898815.2168 | 13335.2143 | 4.5094 | 6977.4551 | 12174.3693 | 142.2449 | 248.191
1 | 2600 | 707 | 0.045 | 15 | 15 | 7 | 1.7783e-11 | 5spot_SharedNeighbor | CO2 | Porous | Wet | R600a | MinimizeLCOE_Brownfield | IgnoreSilica | 2019 | 80.5218 | 14.1744 | 1.3168 | 4 | 6292.0302 | 10741.2885 | 128.2715 | 218.9757 | 88.0945 | 8.2188 | 93.5749 | 3313931.887 | 0 | 3046934.649 | 0 | 0 | 0 | 869460.8166 | 2819827.6675 | 7336613.1647 | 5007389.2373 | 22394157.4222 | 961560.8286 | 9785252.2754 | 9785252.2754 | 9029426.3274 | 4620164.4032 | 0 | 33140970.5263 | 56575813.5323 | 17782.7941 | 5.2671 | 6292.0302 | 10741.2885 | 128.2715 | 218.9757
1 | 2600 | 707 | 0.045 | 15 | 15 | 7 | 2.3714e-11 | 5spot_SharedNeighbor | CO2 | Porous | Wet | R600a | MinimizeLCOE_Brownfield | IgnoreSilica | 2019 | 89.5233 | 15.8157 | 1.4958 | 4 | 5763.7128 | 9680.4756 | 117.5011 | 197.3496 | 87.5813 | 8.0976 | 88.561 | 3548775.5492 | 0 | 3316508.8977 | 0 | 0 | 0 | 799161.9156 | 2989134.0814 | 7777113.7241 | 5308039.9204 | 23738734.0885 | 961560.8286 | 9785252.2754 | 9785252.2754 | 9029426.3274 | 4620164.4032 | 0 | 34485547.1926 | 57920390.1986 | 23713.7371 | 5.9832 | 5763.7128 | 9680.4756 | 117.5011 | 197.3496
1 | 2600 | 707 | 0.045 | 15 | 15 | 7 | 3.1623e-11 | 5spot_SharedNeighbor | CO2 | Porous | Wet | R600a | MinimizeLCOE_Brownfield | IgnoreSilica | 2019 | 97.2964 | 17.2396 | 1.6559 | 4 | 5357.3161 | 8895.385 | 109.2161 | 181.3445 | 87.0638 | 7.9811 | 103.3864 | 3739204.6572 | 0 | 3544947.4886 | 0 | 0 | 0 | 702937.6325 | 3114965.0135 | 8104499.998 | 5531487.7795 | 24738042.5692 | 961560.8286 | 9785252.2754 | 9785252.2754 | 9029426.3274 | 4620164.4032 | 0 | 35484855.6733 | 58919698.6793 | 31622.7766 | 6.6236 | 5357.3161 | 8895.385 | 109.2161 | 181.3445
1 | 2600 | 707 | 0.045 | 15 | 15 | 7 | 4.217e-11 | 5spot_SharedNeighbor | CO2 | Porous | Wet | R600a | MinimizeLCOE_Brownfield | IgnoreSilica | 2019 | 103.665 | 18.4121 | 1.7921 | 4 | 5044.5658 | 8313.6911 | 102.8403 | 169.4858 | 86.5886 | 7.8775 | 89.1627 | 3886738.4429 | 0 | 3729390.6422 | 0 | 0 | 0 | 589637.5788 | 3200248.9989 | 8326391.4339 | 5682933.2438 | 25415340.3405 | 961560.8286 | 9785252.2754 | 9785252.2754 | 9029426.3274 | 4620164.4032 | 0 | 36162153.4446 | 59596996.4506 | 42169.6503 | 7.1685 | 5044.5658 | 8313.6911 | 102.8403 | 169.4858
1 | 2600 | 707 | 0.045 | 15 | 15 | 7 | 5.6234e-11 | 5spot_SharedNeighbor | CO2 | Porous | Wet | R600a | MinimizeLCOE_Brownfield | IgnoreSilica | 2019 | 108.607 | 19.328 | 1.903 | 4 | 4802.7579 | 7881.5092 | 97.9107 | 160.6752 | 86.187 | 7.7915 | 85.5287 | 3995882.0289 | 0 | 3870959.863 | 0 | 0 | 0 | 466613.7533 | 3250047.7016 | 8455957.4432 | 5771364.7075 | 25810825.4974 | 961560.8286 | 9785252.2754 | 9785252.2754 | 9029426.3274 | 4620164.4032 | 0 | 36557638.6015 | 59992481.6075 | 56234.1325 | 7.6118 | 4802.7579 | 7881.5092 | 97.9107 | 160.6752
1 | 2600 | 707 | 0.045 | 15 | 15 | 7 | 7.4989e-11 | 5spot_SharedNeighbor | CO2 | Porous | Wet | R600a | MinimizeLCOE_Brownfield | IgnoreSilica | 2019 | 111.9787 | 19.9611 | 1.9867 | 4 | 4614.8924 | 7563.8561 | 94.0808 | 154.1994 | 85.897 | 7.7308 | 71.8325 | 4067717.142 | 0 | 3966804.446 | 0 | 0 | 0 | 336392.2933 | 3264656.4137 | 8493966.3154 | 5797306.5438 | 25926843.1543 | 961560.8286 | 9785252.2754 | 9785252.2754 | 9029426.3274 | 4620164.4032 | 0 | 36673656.2584 | 60108499.2644 | 74989.4209 | 7.9468 | 4614.8924 | 7563.8561 | 94.0808 | 154.1994
1 | 2600 | 707 | 0.045 | 15 | 15 | 7 | 1e-10 | 5spot_SharedNeighbor | CO2 | Porous | Wet | R600a | MinimizeLCOE_Brownfield | IgnoreSilica | 2019 | 112.8601 | 20.1528 | 2.0339 | 4 | 4465.3615 | 7345.8319 | 91.0324 | 149.7547 | 85.8157 | 7.7145 | 88.9919 | 4085985.456 | 0 | 3991761.879 | 0 | 0 | 0 | 181937.3417 | 3221277.0239 | 8381102.0414 | 5720274.3577 | 25582338.0995 | 961560.8286 | 9785252.2754 | 9785252.2754 | 9029426.3274 | 4620164.4032 | 0 | 36329151.2036 | 59763994.2096 | 100000 | 8.1358 | 4465.3615 | 7345.8319 | 91.0324 | 149.7547
1 | 2600 | 707 | 0.045 | 15 | 15 | 7 | 1.3335e-10 | 5spot_SharedNeighbor | CO2 | Porous | Wet | R600a | MinimizeLCOE_Brownfield | IgnoreSilica | 2019 | 114.4265 | 20.4552 | 2.0804 | 4 | 4326.4349 | 7142.6037 | 88.2002 | 145.6116 | 85.6728 | 7.6847 | 77.5367 | 4118221.099 | 0 | 4036022.1718 | 0 | 0 | 0 | 0 | 3180154.8756 | 8274110.6469 | 5647250.5325 | 25255759.3258 | 961560.8286 | 9785252.2754 | 9785252.2754 | 9029426.3274 | 4620164.4032 | 0 | 36002572.4298 | 59437415.4359 | 133352.1432 | 8.3215 | 4326.4349 | 7142.6037 | 88.2002 | 145.6116
1 | 2600 | 707 | 0.045 | 15 | 15 | 7 | 1.7783e-10 | 5spot_SharedNeighbor | CO2 | Porous | Wet | R600a | MinimizeLCOE_Brownfield | IgnoreSilica | 2019 | 123.8011 | 22.104 | 2.2035 | 4 | 4241.7234 | 6900.5158 | 86.4733 | 140.6763 | 84.7868 | 7.5011 | 72.8581 | 4302760.4263 | 0 | 4298450.0876 | 0 | 0 | 0 | 0 | 3354472.1004 | 8727648.3084 | 5956799.3057 | 26640130.2284 | 961560.8286 | 9785252.2754 | 9785252.2754 | 9029426.3274 | 4620164.4032 | 0 | 37386943.3324 | 60821786.3385 | 177827.941 | 8.8141 | 4241.7234 | 6900.5158 | 86.4733 | 140.6763
1 | 2600 | 707 | 0.045 | 15 | 15 | 7 | 2.3714e-10 | 5spot_SharedNeighbor | CO2 | Porous | Wet | R600a | MinimizeLCOE_Brownfield | IgnoreSilica | 2019 | 131.4311 | 23.4391 | 2.2947 | 4 | 4190.7892 | 6743.9571 | 85.4349 | 137.4847 | 83.9947 | 7.3401 | 63.5789 | 4440532.1734 | 0 | 4509111.3002 | 0 | 0 | 0 | 0 | 3490360.9547 | 9081203.2327 | 6198107.8064 | 27719315.4673 | 961560.8286 | 9785252.2754 | 9785252.2754 | 9029426.3274 | 4620164.4032 | 0 | 38466128.5714 | 61900971.5774 | 237137.3706 | 9.1787 | 4190.7892 | 6743.9571 | 85.4349 | 137.4847
1 | 2600 | 707 | 0.045 | 15 | 15 | 7 | 3.1623e-10 | 5spot_SharedNeighbor | CO2 | Porous | Wet | R600a | MinimizeLCOE_Brownfield | IgnoreSilica | 2019 | 137.5212 | 24.5005 | 2.3611 | 4 | 4160.8491 | 6642.209 | 84.8245 | 135.4104 | 83.3153 | 7.2038 | 67.3438 | 4542254.7034 | 0 | 4675499.5698 | 0 | 0 | 0 | 0 | 3594924.1665 | 9353255.261 | 6383788.9058 | 28549722.6065 | 961560.8286 | 9785252.2754 | 9785252.2754 | 9029426.3274 | 4620164.4032 | 0 | 39296535.7106 | 62731378.7166 | 316227.766 | 9.4444 | 4160.8491 | 6642.209 | 84.8245 | 135.4104
1 | 2600 | 707 | 0.045 | 15 | 15 | 7 | 4.217e-10 | 5spot_SharedNeighbor | CO2 | Porous | Wet | R600a | MinimizeLCOE_Brownfield | IgnoreSilica | 2019 | 142.2742 | 25.3259 | 2.4088 | 4 | 4143.7311 | 6575.9559 | 84.4756 | 134.0598 | 82.7558 | 7.0929 | 65.8698 | 4616476.1752 | 0 | 4804335.8921 | 0 | 0 | 0 | 0 | 3674116.7062 | 9559298.0047 | 6524417.3121 | 29178644.0903 | 961560.8286 | 9785252.2754 | 9785252.2754 | 9029426.3274 | 4620164.4032 | 0 | 39925457.1944 | 63360300.2004 | 421696.5034 | 9.6351 | 4143.7311 | 6575.9559 | 84.4756 | 134.0598
1 | 2600 | 707 | 0.045 | 15 | 15 | 7 | 5.6234e-10 | 5spot_SharedNeighbor | CO2 | Porous | Wet | R600a | MinimizeLCOE_Brownfield | IgnoreSilica | 2019 | 145.8628 | 25.9467 | 2.4424 | 4 | 4134.1358 | 6532.8478 | 84.28 | 133.1809 | 82.3179 | 7.0073 | 57.9567 | 4669603.9152 | 0 | 4901037.9979 | 0 | 0 | 0 | 0 | 3732550.3461 | 9711330.3492 | 6628182.5112 | 29642705.1197 | 961560.8286 | 9785252.2754 | 9785252.2754 | 9029426.3274 | 4620164.4032 | 0 | 40389518.2237 | 63824361.2297 | 562341.3252 | 9.7698 | 4134.1358 | 6532.8478 | 84.28 | 133.1809
1 | 2600 | 707 | 0.045 | 15 | 15 | 7 | 7.4989e-10 | 5spot_SharedNeighbor | CO2 | Porous | Wet | R600a | MinimizeLCOE_Brownfield | IgnoreSilica | 2019 | 148.6932 | 26.436 | 2.4672 | 4 | 4128.9221 | 6503.5266 | 84.1737 | 132.5832 | 81.9599 | 6.9373 | 73.6115 | 4709445.2516 | 0 | 4976973.1024 | 0 | 0 | 0 | 0 | 3777703.1581 | 9828808.7038 | 6708363.9022 | 30001294.118 | 961560.8286 | 9785252.2754 | 9785252.2754 | 9029426.3274 | 4620164.4032 | 0 | 40748107.2221 | 64182950.2281 | 749894.2093 | 9.8689 | 4128.9221 | 6503.5266 | 84.1737 | 132.5832
1 | 2600 | 707 | 0.045 | 15 | 15 | 7 | 1e-09 | 5spot_SharedNeighbor | CO2 | Porous | Wet | R600a | MinimizeLCOE_Brownfield | IgnoreSilica | 2019 | 150.847 | 26.8076 | 2.4851 | 4 | 4126.2076 | 6483.7033 | 84.1183 | 132.1791 | 81.6811 | 6.883 | 70.6802 | 4738623.781 | 0 | 5034560.331 | 0 | 0 | 0 | 0 | 3811541.8037 | 9916849.9184 | 6768453.8402 | 30270029.6744 | 961560.8286 | 9785252.2754 | 9785252.2754 | 9029426.3274 | 4620164.4032 | 0 | 41016842.7784 | 64451685.7844 | 1000000 | 9.9406 | 4126.2076 | 6483.7033 | 84.1183 | 132.1791
1 | 2600 | 707 | 0.045 | 15 | 15 | 7 | 1.3335e-09 | 5spot_SharedNeighbor | CO2 | Porous | Wet | R600a | MinimizeLCOE_Brownfield | IgnoreSilica | 2019 | 152.4133 | 27.0775 | 2.4976 | 4 | 4124.8964 | 6470.5922 | 84.0916 | 131.9118 | 81.4749 | 6.8432 | 76.415 | 4759232.687 | 0 | 5076340.0549 | 0 | 0 | 0 | 0 | 3835873.3693 | 9980155.6612 | 6811661.3104 | 30463263.0828 | 961560.8286 | 9785252.2754 | 9785252.2754 | 9029426.3274 | 4620164.4032 | 0 | 41210076.1868 | 64644919.1929 | 1333521.4322 | 9.9906 | 4124.8964 | 6470.5922 | 84.0916 | 131.9118
1 | 2600 | 707 | 0.045 | 15 | 15 | 7 | 1.7783e-09 | 5spot_SharedNeighbor | CO2 | Porous | Wet | R600a | MinimizeLCOE_Brownfield | IgnoreSilica | 2019 | 153.6508 | 27.2906 | 2.5072 | 4 | 4124.2926 | 6461.0689 | 84.0793 | 131.7176 | 81.3097 | 6.8112 | 63.3661 | 4775118.6695 | 0 | 5109285.327 | 0 | 0 | 0 | 0 | 3854917.5586 | 10029704.7353 | 6845479.5716 | 30614505.862 | 961560.8286 | 9785252.2754 | 9785252.2754 | 9029426.3274 | 4620164.4032 | 0 | 41361318.9661 | 64796161.9721 | 1778279.41 | 10.0287 | 4124.2926 | 6461.0689 | 84.0793 | 131.7176
1 | 2600 | 707 | 0.045 | 15 | 15 | 7 | 2.3714e-09 | 5spot_SharedNeighbor | CO2 | Porous | Wet | R600a | MinimizeLCOE_Brownfield | IgnoreSilica | 2019 | 154.5911 | 27.4524 | 2.5142 | 4 | 4124.0857 | 6454.3165 | 84.0751 | 131.58 | 81.1828 | 6.7867 | 72.33 | 4786958.1933 | 0 | 5134285.1554 | 0 | 0 | 0 | 0 | 3869284.906 | 10067085.6259 | 6870992.7976 | 30728606.6782 | 961560.8286 | 9785252.2754 | 9785252.2754 | 9029426.3274 | 4620164.4032 | 0 | 41475419.7823 | 64910262.7883 | 2371373.7057 | 10.0569 | 4124.0857 | 6454.3165 | 84.0751 | 131.58
1 | 2600 | 707 | 0.045 | 15 | 15 | 7 | 3.1623e-09 | 5spot_SharedNeighbor | CO2 | Porous | Wet | R600a | MinimizeLCOE_Brownfield | IgnoreSilica | 2019 | 155.2903 | 27.5726 | 2.5194 | 4 | 4124.0547 | 6449.5348 | 84.0744 | 131.4825 | 81.0879 | 6.7685 | 64.3277 | 4795644.7207 | 0 | 5152854.4504 | 0 | 0 | 0 | 0 | 3879914.6767 | 10094742.1088 | 6889868.9155 | 30813024.8721 | 961560.8286 | 9785252.2754 | 9785252.2754 | 9029426.3274 | 4620164.4032 | 0 | 41559837.9761 | 64994680.9822 | 3162277.6602 | 10.0774 | 4124.0547 | 6449.5348 | 84.0744 | 131.4825
1 | 2600 | 707 | 0.045 | 15 | 15 | 7 | 4.217e-09 | 5spot_SharedNeighbor | CO2 | Porous | Wet | R600a | MinimizeLCOE_Brownfield | IgnoreSilica | 2019 | 155.824 | 27.6644 | 2.5232 | 4 | 4124.1203 | 6446.054 | 84.0758 | 131.4115 | 81.0149 | 6.7544 | 62.136 | 4802192.6259 | 0 | 5167014.6158 | 0 | 0 | 0 | 0 | 3887990.8243 | 10115754.5882 | 6904210.3644 | 30877163.0186 | 961560.8286 | 9785252.2754 | 9785252.2754 | 9029426.3274 | 4620164.4032 | 0 | 41623976.1227 | 65058819.1287 | 4216965.0343 | 10.0928 | 4124.1203 | 6446.054 | 84.0758 | 131.4115
1 | 2600 | 707 | 0.045 | 15 | 15 | 7 | 5.6234e-09 | 5spot_SharedNeighbor | CO2 | Porous | Wet | R600a | MinimizeLCOE_Brownfield | IgnoreSilica | 2019 | 155.2413 | 27.5645 | 2.5188 | 4 | 4124.2743 | 6450.2392 | 84.0789 | 131.4969 | 81.0924 | 6.7691 | 76.5519 | 4794864.4431 | 0 | 5151551.4609 | 0 | 0 | 0 | 0 | 3879102.2026 | 10092628.2178 | 6888426.1414 | 30806572.4658 | 961560.8286 | 9785252.2754 | 9785252.2754 | 9029426.3274 | 4620164.4032 | 0 | 41553385.5699 | 64988228.5759 | 5623413.2519 | 10.0753 | 4124.2743 | 6450.2392 | 84.0789 | 131.4969
1 | 2600 | 707 | 0.045 | 15 | 15 | 7 | 7.4989e-09 | 5spot_SharedNeighbor | CO2 | Porous | Wet | R600a | MinimizeLCOE_Brownfield | IgnoreSilica | 2019 | 155.2413 | 27.5645 | 2.5188 | 4 | 4124.2868 | 6450.2609 | 84.0792 | 131.4973 | 81.0922 | 6.7691 | 76.4301 | 4794852.8823 | 0 | 5151551.4609 | 0 | 0 | 0 | 0 | 3879097.6938 | 10092616.487 | 6888418.1349 | 30806536.659 | 961560.8286 | 9785252.2754 | 9785252.2754 | 9029426.3274 | 4620164.4032 | 0 | 41553349.763 | 64988192.7691 | 7498942.0933 | 10.0753 | 4124.2868 | 6450.2609 | 84.0792 | 131.4973
1 | 2600 | 707 | 0.045 | 15 | 15 | 7 | 1e-08 | 5spot_SharedNeighbor | CO2 | Porous | Wet | R600a | MinimizeLCOE_Brownfield | IgnoreSilica | 2019 | 155.2413 | 27.5644 | 2.5188 | 4 | 4124.2962 | 6450.2771 | 84.0794 | 131.4976 | 81.092 | 6.7691 | 75.8811 | 4794844.2103 | 0 | 5151551.4609 | 0 | 0 | 0 | 0 | 3879094.3117 | 10092607.6875 | 6888412.1291 | 30806509.7995 | 961560.8286 | 9785252.2754 | 9785252.2754 | 9029426.3274 | 4620164.4032 | 0 | 41553322.9036 | 64988165.9096 | 10000000 | 10.0753 | 4124.2962 | 6450.2771 | 84.0794 | 131.4976
1 | 2700 | 707 | 0.045 | 15 | 15 | 7 | 1e-13 | 5spot_SharedNeighbor | CO2 | Porous | Wet | R600a | MinimizeLCOE_Brownfield | IgnoreSilica | 2019 | 1.1458 | 0.084031 | 0.0045523 | 4 | 665587.0017 | 1997528.715 | 13568.8913 | 40722.3247 | 67.7147 | 8.1372 | 103.2353 | 126824.0767 | 0 | 79673.6332 | 0 | 0 | 0 | 99246.813 | 119240.364 | 310238.9674 | 211744.4701 | 946968.3244 | 961560.8286 | 10211172.0509 | 10211172.0509 | 9278650.4665 | 4763559.1523 | 0 | 12119701.2039 | 36373082.8736 | 100 | 0.018209 | 665587.0017 | 1997528.715 | 13568.8913 | 40722.3247
1 | 2700 | 707 | 0.045 | 15 | 15 | 7 | 1.3335e-13 | 5spot_SharedNeighbor | CO2 | Porous | Wet | R600a | MinimizeLCOE_Brownfield | IgnoreSilica | 2019 | 1.5736 | 0.14745 | 0.0084513 | 4 | 368022.9346 | 1085464.0401 | 7502.6453 | 22128.6527 | 72.7468 | 8.4102 | 143.9067 | 171319.4978 | 0 | 112409.2516 | 0 | 0 | 0 | 125804.6091 | 159718.0098 | 415553.4988 | 283623.8017 | 1268428.6688 | 961560.8286 | 10211172.0509 | 10211172.0509 | 9278650.4665 | 4763559.1523 | 0 | 12441161.5483 | 36694543.218 | 133.3521 | 0.033805 | 368022.9346 | 1085464.0401 | 7502.6453 | 22128.6527
1 | 2700 | 707 | 0.045 | 15 | 15 | 7 | 1.7783e-13 | 5spot_SharedNeighbor | CO2 | Porous | Wet | R600a | MinimizeLCOE_Brownfield | IgnoreSilica | 2019 | 2.0987 | 0.23124 | 0.014079 | 4 | 227321.3276 | 657982.2626 | 4634.2527 | 13413.8584 | 76.817 | 8.6045 | 197.6431 | 222017.8887 | 0 | 150534.9202 | 0 | 0 | 0 | 153475.49 | 205151.0366 | 533760.9149 | 364302.7921 | 1629243.0424 | 961560.8286 | 10211172.0509 | 10211172.0509 | 9278650.4665 | 4763559.1523 | 0 | 12801975.9219 | 37055357.5916 | 177.8279 | 0.056317 | 227321.3276 | 657982.2626 | 4634.2527 | 13413.8584
1 | 2700 | 707 | 0.045 | 15 | 15 | 7 | 2.3714e-13 | 5spot_SharedNeighbor | CO2 | Porous | Wet | R600a | MinimizeLCOE_Brownfield | IgnoreSilica | 2019 | 2.7935 | 0.34609 | 0.021978 | 4 | 150670.9046 | 426554.7167 | 3071.6302 | 8695.8949 | 80.3262 | 8.755 | 43.9054 | 284024.3668 | 0 | 198290.4554 | 0 | 0 | 0 | 186982.7538 | 261026.0546 | 679136.2503 | 463524.4457 | 2072984.3265 | 961560.8286 | 10211172.0509 | 10211172.0509 | 9278650.4665 | 4763559.1523 | 0 | 13245717.206 | 37499098.8757 | 237.1374 | 0.087912 | 150670.9046 | 426554.7167 | 3071.6302 | 8695.8949
1 | 2700 | 707 | 0.045 | 15 | 15 | 7 | 3.1623e-13 | 5spot_SharedNeighbor | CO2 | Porous | Wet | R600a | MinimizeLCOE_Brownfield | IgnoreSilica | 2019 | 3.6903 | 0.49838 | 0.032818 | 4 | 104923.9211 | 289678.4548 | 2139.0161 | 5905.4871 | 83.2162 | 8.8684 | 51.0334 | 357763.395 | 0 | 256539.9115 | 0 | 0 | 0 | 225473.478 | 327512.946 | 852121.5032 | 581590.4353 | 2601001.669 | 961560.8286 | 10211172.0509 | 10211172.0509 | 9278650.4665 | 4763559.1523 | 0 | 13773734.5485 | 38027116.2182 | 316.2278 | 0.13127 | 104923.9211 | 289678.4548 | 2139.0161 | 5905.4871
1 | 2700 | 707 | 0.045 | 15 | 15 | 7 | 4.217e-13 | 5spot_SharedNeighbor | CO2 | Porous | Wet | R600a | MinimizeLCOE_Brownfield | IgnoreSilica | 2019 | 4.8734 | 0.70223 | 0.047682 | 4 | 75505.2209 | 202668.3151 | 1539.2761 | 4131.6677 | 85.6057 | 8.9554 | 59.1362 | 447259.061 | 0 | 323146.3806 | 0 | 0 | 0 | 271846.7814 | 406478.3669 | 1057573.3306 | 721815.5291 | 3228119.4495 | 961560.8286 | 10211172.0509 | 10211172.0509 | 9278650.4665 | 4763559.1523 | 0 | 14400852.3289 | 38654233.9986 | 421.6965 | 0.19073 | 75505.2209 | 202668.3151 | 1539.2761 | 4131.6677
1 | 2700 | 707 | 0.045 | 15 | 15 | 7 | 5.6234e-13 | 5spot_SharedNeighbor | CO2 | Porous | Wet | R600a | MinimizeLCOE_Brownfield | IgnoreSilica | 2019 | 6.3452 | 0.9599 | 0.067557 | 4 | 55899.9754 | 145651.6375 | 1139.5966 | 2969.3056 | 87.4557 | 9.0185 | 48.0927 | 549813.906 | 0 | 399104.783 | 0 | 0 | 0 | 320911.6862 | 495233.8463 | 1288496.8817 | 879425.5977 | 3932986.7009 | 961560.8286 | 10211172.0509 | 10211172.0509 | 9278650.4665 | 4763559.1523 | 0 | 15105719.5804 | 39359101.2501 | 562.3413 | 0.27023 | 55899.9754 | 145651.6375 | 1139.5966 | 2969.3056
1 | 2700 | 707 | 0.045 | 15 | 15 | 7 | 7.4989e-13 | 5spot_SharedNeighbor | CO2 | Porous | Wet | R600a | MinimizeLCOE_Brownfield | IgnoreSilica | 2019 | 8.2038 | 1.2882 | 0.093853 | 4 | 42420.504 | 107025.239 | 864.7994 | 2181.8543 | 88.9138 | 9.0653 | 67.4867 | 669421.7358 | 0 | 490167.7549 | 0 | 0 | 0 | 374810.5523 | 598416.0168 | 1556955.7236 | 1062654.2736 | 4752426.057 | 961560.8286 | 10211172.0509 | 10211172.0509 | 9278650.4665 | 4763559.1523 | 0 | 15925158.9365 | 40178540.6062 | 749.8942 | 0.37541 | 42420.504 | 107025.239 | 864.7994 | 2181.8543
1 | 2700 | 707 | 0.045 | 15 | 15 | 7 | 1e-12 | 5spot_SharedNeighbor | CO2 | Porous | Wet | R600a | MinimizeLCOE_Brownfield | IgnoreSilica | 2019 | 10.5887 | 1.7114 | 0.12853 | 4 | 32870.6938 | 80044.5748 | 670.1136 | 1631.8169 | 90.0744 | 9.0997 | 46.1417 | 811330.6069 | 0 | 601182.4994 | 0 | 0 | 0 | 436540.9326 | 721131.0751 | 1876235.1332 | 1280569.0312 | 5726989.2784 | 961560.8286 | 10211172.0509 | 10211172.0509 | 9278650.4665 | 4763559.1523 | 0 | 16899722.1579 | 41153103.8276 | 1000 | 0.51413 | 32870.6938 | 80044.5748 | 670.1136 | 1631.8169
1 | 2700 | 707 | 0.045 | 15 | 15 | 7 | 1.3335e-12 | 5spot_SharedNeighbor | CO2 | Porous | Wet | R600a | MinimizeLCOE_Brownfield | IgnoreSilica | 2019 | 13.5977 | 2.2477 | 0.17384 | 4 | 25937.2803 | 60815.6353 | 528.7665 | 1239.809 | 90.9751 | 9.1231 | 55.2427 | 977112.5979 | 0 | 734353.9809 | 0 | 0 | 0 | 504460.6336 | 864211.6128 | 2248501.3423 | 1534648.3682 | 6863288.5357 | 961560.8286 | 10211172.0509 | 10211172.0509 | 9278650.4665 | 4763559.1523 | 0 | 18036021.4152 | 42289403.0849 | 1333.5214 | 0.69537 | 25937.2803 | 60815.6353 | 528.7665 | 1239.809
1 | 2700 | 707 | 0.045 | 15 | 15 | 7 | 1.7783e-12 | 5spot_SharedNeighbor | CO2 | Porous | Wet | R600a | MinimizeLCOE_Brownfield | IgnoreSilica | 2019 | 17.3755 | 2.9236 | 0.23262 | 4 | 20802.6979 | 46868.7084 | 424.0911 | 955.482 | 91.6637 | 9.1363 | 58.9491 | 1170145.5728 | 0 | 893475.4404 | 0 | 0 | 0 | 578508.9689 | 1030430.693 | 2680969.2928 | 1829816.6308 | 8183346.5987 | 961560.8286 | 10211172.0509 | 10211172.0509 | 9278650.4665 | 4763559.1523 | 0 | 19356079.4782 | 43609461.1479 | 1778.2794 | 0.93046 | 20802.6979 | 46868.7084 | 424.0911 | 955.482
1 | 2700 | 707 | 0.045 | 15 | 15 | 7 | 2.3714e-12 | 5spot_SharedNeighbor | CO2 | Porous | Wet | R600a | MinimizeLCOE_Brownfield | IgnoreSilica | 2019 | 22.0749 | 3.7674 | 0.30812 | 4 | 16938.0751 | 36616.5477 | 345.3056 | 746.4779 | 92.1742 | 9.1391 | 62.245 | 1393158.4508 | 0 | 1082058.6335 | 0 | 0 | 0 | 657608.6423 | 1221802.0333 | 3178878.2647 | 2169649.7351 | 9703155.7597 | 961560.8286 | 10211172.0509 | 10211172.0509 | 9278650.4665 | 4763559.1523 | 0 | 20875888.6392 | 45129270.3089 | 2371.3737 | 1.2325 | 16938.0751 | 36616.5477 | 345.3056 | 746.4779
1 | 2700 | 707 | 0.045 | 15 | 15 | 7 | 3.1623e-12 | 5spot_SharedNeighbor | CO2 | Porous | Wet | R600a | MinimizeLCOE_Brownfield | IgnoreSilica | 2019 | 27.8749 | 4.8123 | 0.40409 | 4 | 13990.5737 | 28995.5893 | 285.2168 | 591.1143 | 92.5307 | 9.1298 | 67.6074 | 1649065.102 | 0 | 1304074.9785 | 0 | 0 | 0 | 740762.7758 | 1440622.1139 | 3748203.2283 | 2558225.7212 | 11440953.9196 | 961560.8286 | 10211172.0509 | 10211172.0509 | 9278650.4665 | 4763559.1523 | 0 | 22613686.7991 | 46867068.4688 | 3162.2777 | 1.6164 | 13990.5737 | 28995.5893 | 285.2168 | 591.1143
1 | 2700 | 707 | 0.045 | 15 | 15 | 7 | 4.217e-12 | 5spot_SharedNeighbor | CO2 | Porous | Wet | R600a | MinimizeLCOE_Brownfield | IgnoreSilica | 2019 | 34.8929 | 6.0815 | 0.5239 | 4 | 11718.9714 | 23292.5498 | 238.9071 | 474.8501 | 92.7435 | 9.1058 | 67.63 | 1937184.382 | 0 | 1560707.9542 | 0 | 0 | 0 | 823785.399 | 1685454.3167 | 4385206.3979 | 2992993.4736 | 13385331.9235 | 961560.8286 | 10211172.0509 | 10211172.0509 | 9278650.4665 | 4763559.1523 | 0 | 24558064.8029 | 48811446.4727 | 4216.965 | 2.0956 | 11718.9714 | 23292.5498 | 238.9071 | 474.8501
1 | 2700 | 707 | 0.045 | 15 | 15 | 7 | 5.6234e-12 | 5spot_SharedNeighbor | CO2 | Porous | Wet | R600a | MinimizeLCOE_Brownfield | IgnoreSilica | 2019 | 43.195 | 7.5891 | 0.67004 | 4 | 9955.2729 | 19004.5439 | 202.9517 | 387.4333 | 92.8151 | 9.0631 | 70.1327 | 2254485.1493 | 0 | 1851308.8111 | 0 | 0 | 0 | 901502.6432 | 1952845.6754 | 5080903.8636 | 3467821.289 | 15508867.4315 | 961560.8286 | 10211172.0509 | 10211172.0509 | 9278650.4665 | 4763559.1523 | 0 | 26681600.311 | 50934981.9807 | 5623.4133 | 2.6801 | 9955.2729 | 19004.5439 | 202.9517 | 387.4333
1 | 2700 | 707 | 0.045 | 15 | 15 | 7 | 7.4989e-12 | 5spot_SharedNeighbor | CO2 | Porous | Wet | R600a | MinimizeLCOE_Brownfield | IgnoreSilica | 2019 | 52.6419 | 9.3133 | 0.84202 | 4 | 8580.8189 | 15781.7673 | 174.9316 | 321.7327 | 92.7391 | 8.998 | 69.1144 | 2590638.6629 | 0 | 2168690.8605 | 0 | 0 | 0 | 964504.3862 | 2232295.2248 | 5807974.2682 | 3964061.78 | 17728165.1826 | 961560.8286 | 10211172.0509 | 10211172.0509 | 9278650.4665 | 4763559.1523 | 0 | 28900898.0621 | 53154279.7318 | 7498.9421 | 3.3681 | 8580.8189 | 15781.7673 | 174.9316 | 321.7327
1 | 2700 | 707 | 0.045 | 15 | 15 | 7 | 1e-11 | 5spot_SharedNeighbor | CO2 | Porous | Wet | R600a | MinimizeLCOE_Brownfield | IgnoreSilica | 2019 | 62.866 | 11.1893 | 1.035 | 4 | 7510.0824 | 13368.5715 | 153.1032 | 272.5364 | 92.5102 | 8.9084 | 72.0284 | 2929285.6427 | 0 | 2499569.0776 | 0 | 0 | 0 | 1002013.4819 | 2508038.5989 | 6525401.9649 | 4453720.9247 | 19918029.6908 | 961560.8286 | 10211172.0509 | 10211172.0509 | 9278650.4665 | 4763559.1523 | 0 | 31090762.5703 | 55344144.24 | 10000 | 4.1399 | 7510.0824 | 13368.5715 | 153.1032 | 272.5364
1 | 2700 | 707 | 0.045 | 15 | 15 | 7 | 1.3335e-11 | 5spot_SharedNeighbor | CO2 | Porous | Wet | R600a | MinimizeLCOE_Brownfield | IgnoreSilica | 2019 | 73.2823 | 13.1112 | 1.2391 | 4 | 6678.876 | 11572.0635 | 136.1579 | 235.9122 | 92.1387 | 8.7972 | 81.0896 | 3250448.3265 | 0 | 2825735.8975 | 0 | 0 | 0 | 1004773.839 | 2761573.6446 | 7185048.1465 | 4903942.998 | 21931522.8521 | 961560.8286 | 10211172.0509 | 10211172.0509 | 9278650.4665 | 4763559.1523 | 0 | 33104255.7316 | 57357637.4013 | 13335.2143 | 4.9566 | 6678.876 | 11572.0635 | 136.1579 | 235.9122
1 | 2700 | 707 | 0.045 | 15 | 15 | 7 | 1.7783e-11 | 5spot_SharedNeighbor | CO2 | Porous | Wet | R600a | MinimizeLCOE_Brownfield | IgnoreSilica | 2019 | 83.3017 | 14.9694 | 1.4426 | 4 | 6036.6542 | 10239.5903 | 123.0654 | 208.7479 | 91.6576 | 8.671 | 84.5079 | 3538334.682 | 0 | 3130801.9175 | 0 | 0 | 0 | 970621.1149 | 2979505.5086 | 7752062.1528 | 5290941.7082 | 23662267.0839 | 961560.8286 | 10211172.0509 | 10211172.0509 | 9278650.4665 | 4763559.1523 | 0 | 34834999.9634 | 59088381.6331 | 17782.7941 | 5.7706 | 6036.6542 | 10239.5903 | 123.0654 | 208.7479
1 | 2700 | 707 | 0.045 | 15 | 15 | 7 | 2.3714e-11 | 5spot_SharedNeighbor | CO2 | Porous | Wet | R600a | MinimizeLCOE_Brownfield | IgnoreSilica | 2019 | 92.364 | 16.6585 | 1.6334 | 4 | 5542.4914 | 9254.5392 | 112.9912 | 188.6663 | 91.1214 | 8.5408 | 87.7331 | 3781702.7305 | 0 | 3400435.244 | 0 | 0 | 0 | 902510.1568 | 3153012.7712 | 8203492.4589 | 5599052.1681 | 25040205.5296 | 961560.8286 | 10211172.0509 | 10211172.0509 | 9278650.4665 | 4763559.1523 | 0 | 36212938.4091 | 60466320.0788 | 23713.7371 | 6.5337 | 5542.4914 | 9254.5392 | 112.9912 | 188.6663
1 | 2700 | 707 | 0.045 | 15 | 15 | 7 | 3.1623e-11 | 5spot_SharedNeighbor | CO2 | Porous | Wet | R600a | MinimizeLCOE_Brownfield | IgnoreSilica | 2019 | 100.1734 | 18.1208 | 1.8033 | 4 | 5163.2079 | 8525.6613 | 105.259 | 173.8071 | 90.5837 | 8.4162 | 93.3743 | 3978723.9104 | 0 | 3628560.0841 | 0 | 0 | 0 | 809687.206 | 3282618.7682 | 8540700.6771 | 5829203.706 | 26069494.3517 | 961560.8286 | 10211172.0509 | 10211172.0509 | 9278650.4665 | 4763559.1523 | 0 | 37242227.2312 | 61495608.9009 | 31622.7766 | 7.213 | 5163.2079 | 8525.6613 | 105.259 | 173.8071
1 | 2700 | 707 | 0.045 | 15 | 15 | 7 | 4.217e-11 | 5spot_SharedNeighbor | CO2 | Porous | Wet | R600a | MinimizeLCOE_Brownfield | IgnoreSilica | 2019 | 106.6191 | 19.3331 | 1.9478 | 4 | 4872.2659 | 7985.1554 | 99.3277 | 162.7882 | 90.0874 | 8.3049 | 98.7222 | 4132530.6914 | 0 | 3814172.1361 | 0 | 0 | 0 | 702390.6016 | 3373146.4373 | 8776235.1025 | 5989960.791 | 26788435.7599 | 961560.8286 | 10211172.0509 | 10211172.0509 | 9278650.4665 | 4763559.1523 | 0 | 37961168.6394 | 62214550.3091 | 42169.6503 | 7.7913 | 4872.2659 | 7985.1554 | 99.3277 | 162.7882
1 | 2700 | 707 | 0.045 | 15 | 15 | 7 | 5.6234e-11 | 5spot_SharedNeighbor | CO2 | Porous | Wet | R600a | MinimizeLCOE_Brownfield | IgnoreSilica | 2019 | 111.6887 | 20.2916 | 2.0658 | 4 | 4648.792 | 7583.8893 | 94.7719 | 154.6078 | 89.6634 | 8.2118 | 83.2922 | 4247881.8249 | 0 | 3958582.5077 | 0 | 0 | 0 | 588843.721 | 3430170.1409 | 8924599.0819 | 6091222.2556 | 27241299.5319 | 961560.8286 | 10211172.0509 | 10211172.0509 | 9278650.4665 | 4763559.1523 | 0 | 38414032.4114 | 62667414.0811 | 56234.1325 | 8.2632 | 4648.792 | 7583.8893 | 94.7719 | 154.6078
1 | 2700 | 707 | 0.045 | 15 | 15 | 7 | 7.4989e-11 | 5spot_SharedNeighbor | CO2 | Porous | Wet | R600a | MinimizeLCOE_Brownfield | IgnoreSilica | 2019 | 115.5324 | 21.0229 | 2.1591 | 4 | 4476.3358 | 7284.5805 | 91.2562 | 148.506 | 89.3211 | 8.1376 | 90.054 | 4331949.2116 | 0 | 4067198.9319 | 0 | 0 | 0 | 475521.6245 | 3461121.2095 | 9005127.4135 | 6146184.4966 | 27487102.8875 | 961560.8286 | 10211172.0509 | 10211172.0509 | 9278650.4665 | 4763559.1523 | 0 | 38659835.7669 | 62913217.4366 | 74989.4209 | 8.6365 | 4476.3358 | 7284.5805 | 91.2562 | 148.506
1 | 2700 | 707 | 0.045 | 15 | 15 | 7 | 1e-10 | 5spot_SharedNeighbor | CO2 | Porous | Wet | R600a | MinimizeLCOE_Brownfield | IgnoreSilica | 2019 | 118.1271 | 21.5229 | 2.2284 | 4 | 4342.9844 | 7063.8823 | 88.5376 | 144.0068 | 89.0804 | 8.0864 | 80.377 | 4387103.745 | 0 | 4140111.636 | 0 | 0 | 0 | 364374.9743 | 3467720.2386 | 9022296.7335 | 6157902.9103 | 27539510.2377 | 961560.8286 | 10211172.0509 | 10211172.0509 | 9278650.4665 | 4763559.1523 | 0 | 38712243.1172 | 62965624.7869 | 100000 | 8.9137 | 4342.9844 | 7063.8823 | 88.5376 | 144.0068
1 | 2700 | 707 | 0.045 | 15 | 15 | 7 | 1.3335e-10 | 5spot_SharedNeighbor | CO2 | Porous | Wet | R600a | MinimizeLCOE_Brownfield | IgnoreSilica | 2019 | 119.377 | 21.7763 | 2.274 | 4 | 4238.4568 | 6904.8467 | 86.4067 | 140.7646 | 88.9599 | 8.0612 | 85.8942 | 4413116.89 | 0 | 4175118.1065 | 0 | 0 | 0 | 251890.6125 | 3447648.9875 | 8970075.4555 | 6122260.815 | 27380110.8671 | 961560.8286 | 10211172.0509 | 10211172.0509 | 9278650.4665 | 4763559.1523 | 0 | 38552843.7466 | 62806225.4163 | 133352.1432 | 9.096 | 4238.4568 | 6904.8467 | 86.4067 | 140.7646
1 | 2700 | 707 | 0.045 | 15 | 15 | 7 | 1.7783e-10 | 5spot_SharedNeighbor | CO2 | Porous | Wet | R600a | MinimizeLCOE_Brownfield | IgnoreSilica | 2019 | 113.084 | 20.6826 | 2.2199 | 4 | 4144.8891 | 6876.1942 | 84.4992 | 140.1805 | 89.5241 | 8.1838 | 71.1755 | 4277931.3365 | 0 | 3998097.1249 | 0 | 0 | 0 | 0 | 3227651.0999 | 8397686.0797 | 5731593.3046 | 25632958.9456 | 961560.8286 | 10211172.0509 | 10211172.0509 | 9278650.4665 | 4763559.1523 | 0 | 36805691.825 | 61059073.4948 | 177827.941 | 8.8798 | 4144.8891 | 6876.1942 | 84.4992 | 140.1805
1 | 2700 | 707 | 0.045 | 15 | 15 | 7 | 2.3714e-10 | 5spot_SharedNeighbor | CO2 | Porous | Wet | R600a | MinimizeLCOE_Brownfield | IgnoreSilica | 2019 | 120.3975 | 22.0011 | 2.328 | 4 | 4072.7372 | 6677.2578 | 83.0283 | 136.1249 | 88.8564 | 8.0396 | 70.7514 | 4433916.6061 | 0 | 4203648.5416 | 0 | 0 | 0 | 0 | 3368650.4076 | 8764537.3554 | 5981976.8383 | 26752729.7489 | 961560.8286 | 10211172.0509 | 10211172.0509 | 9278650.4665 | 4763559.1523 | 0 | 37925462.6284 | 62178844.2981 | 237137.3706 | 9.312 | 4072.7372 | 6677.2578 | 83.0283 | 136.1249
1 | 2700 | 707 | 0.045 | 15 | 15 | 7 | 3.1623e-10 | 5spot_SharedNeighbor | CO2 | Porous | Wet | R600a | MinimizeLCOE_Brownfield | IgnoreSilica | 2019 | 126.2318 | 23.049 | 2.4089 | 4 | 4025.6587 | 6542.6735 | 82.0685 | 133.3812 | 88.2819 | 7.9176 | 71.3404 | 4550967.3873 | 0 | 4365835.261 | 0 | 0 | 0 | 0 | 3477553.0328 | 9047879.6472 | 6175363.7746 | 27617599.1029 | 961560.8286 | 10211172.0509 | 10211172.0509 | 9278650.4665 | 4763559.1523 | 0 | 38790331.9824 | 63043713.6521 | 316227.766 | 9.6358 | 4025.6587 | 6542.6735 | 82.0685 | 133.3812
1 | 2700 | 707 | 0.045 | 15 | 15 | 7 | 4.217e-10 | 5spot_SharedNeighbor | CO2 | Porous | Wet | R600a | MinimizeLCOE_Brownfield | IgnoreSilica | 2019 | 130.8385 | 23.8741 | 2.4693 | 4 | 3994.6006 | 6450.1063 | 81.4353 | 131.4941 | 87.8011 | 7.8165 | 74.968 | 4638641.645 | 0 | 4492839.0447 | 0 | 0 | 0 | 0 | 3561277.469 | 9265713.4558 | 6324039.8249 | 28282511.4393 | 961560.8286 | 10211172.0509 | 10211172.0509 | 9278650.4665 | 4763559.1523 | 0 | 39455244.3188 | 63708625.9885 | 421696.5034 | 9.8771 | 3994.6006 | 6450.1063 | 81.4353 | 131.4941
1 | 2700 | 707 | 0.045 | 15 | 15 | 7 | 5.6234e-10 | 5spot_SharedNeighbor | CO2 | Porous | Wet | R600a | MinimizeLCOE_Brownfield | IgnoreSilica | 2019 | 134.3929 | 24.5091 | 2.5136 | 4 | 3974.0697 | 6386.2471 | 81.0168 | 130.1923 | 87.4142 | 7.736 | 71.513 | 4703430.6764 | 0 | 4590217.845 | 0 | 0 | 0 | 0 | 3624522.9234 | 9430265.1547 | 6436349.7407 | 28784786.3402 | 961560.8286 | 10211172.0509 | 10211172.0509 | 9278650.4665 | 4763559.1523 | 0 | 39957519.2197 | 64210900.8894 | 562341.3252 | 10.0546 | 3974.0697 | 6386.2471 | 81.0168 | 130.1923
1 | 2700 | 707 | 0.045 | 15 | 15 | 7 | 7.4989e-10 | 5spot_SharedNeighbor | CO2 | Porous | Wet | R600a | MinimizeLCOE_Brownfield | IgnoreSilica | 2019 | 137.1191 | 24.9952 | 2.5463 | 4 | 3960.2886 | 6341.5236 | 80.7358 | 129.2805 | 87.1078 | 7.6726 | 68.2783 | 4751408.9447 | 0 | 4664559.6616 | 0 | 0 | 0 | 0 | 3672227.7564 | 9554383.3448 | 6521062.9557 | 29163642.6632 | 961560.8286 | 10211172.0509 | 10211172.0509 | 9278650.4665 | 4763559.1523 | 0 | 40336375.5427 | 64589757.2124 | 749894.2093 | 10.1852 | 3960.2886 | 6341.5236 | 80.7358 | 129.2805
1 | 2700 | 707 | 0.045 | 15 | 15 | 7 | 1e-09 | 5spot_SharedNeighbor | CO2 | Porous | Wet | R600a | MinimizeLCOE_Brownfield | IgnoreSilica | 2019 | 139.1996 | 25.3656 | 2.5704 | 4 | 3950.8989 | 6309.7999 | 80.5444 | 128.6338 | 86.8682 | 7.6233 | 64.0183 | 4787007.3804 | 0 | 4721095.7535 | 0 | 0 | 0 | 0 | 3708160.2222 | 9647872.25 | 6584871.0546 | 29449006.6607 | 961560.8286 | 10211172.0509 | 10211172.0509 | 9278650.4665 | 4763559.1523 | 0 | 40621739.5402 | 64875121.2099 | 1000000 | 10.2816 | 3950.8989 | 6309.7999 | 80.5444 | 128.6338
1 | 2700 | 707 | 0.045 | 15 | 15 | 7 | 1.3335e-09 | 5spot_SharedNeighbor | CO2 | Porous | Wet | R600a | MinimizeLCOE_Brownfield | IgnoreSilica | 2019 | 140.7855 | 25.6476 | 2.5883 | 4 | 3944.3996 | 6287.0051 | 80.4119 | 128.1691 | 86.6821 | 7.5852 | 63.8534 | 4813535.1503 | 0 | 4764075.1908 | 0 | 0 | 0 | 0 | 3735268.033 | 9718401.2131 | 6633008.5211 | 29664288.1083 | 961560.8286 | 10211172.0509 | 10211172.0509 | 9278650.4665 | 4763559.1523 | 0 | 40837020.9878 | 65090402.6575 | 1333521.4322 | 10.3532 | 3944.3996 | 6287.0051 | 80.4119 | 128.1691
1 | 2700 | 707 | 0.045 | 15 | 15 | 7 | 1.7783e-09 | 5spot_SharedNeighbor | CO2 | Porous | Wet | R600a | MinimizeLCOE_Brownfield | IgnoreSilica | 2019 | 141.999 | 25.8633 | 2.6017 | 4 | 3939.8283 | 6270.3949 | 80.3187 | 127.8305 | 86.5375 | 7.5555 | 60.1316 | 4833460.7413 | 0 | 4796899.3012 | 0 | 0 | 0 | 0 | 3755840.4166 | 9771926.3351 | 6669540.5167 | 29827667.3108 | 961560.8286 | 10211172.0509 | 10211172.0509 | 9278650.4665 | 4763559.1523 | 0 | 41000400.1902 | 65253781.86 | 1778279.41 | 10.4066 | 3939.8283 | 6270.3949 | 80.3187 | 127.8305
1 | 2700 | 707 | 0.045 | 15 | 15 | 7 | 2.3714e-09 | 5spot_SharedNeighbor | CO2 | Porous | Wet | R600a | MinimizeLCOE_Brownfield | IgnoreSilica | 2019 | 142.9049 | 26.0242 | 2.6115 | 4 | 3936.6034 | 6258.3939 | 80.253 | 127.5858 | 86.4286 | 7.5333 | 63.8399 | 4848153.8269 | 0 | 4821365.7599 | 0 | 0 | 0 | 0 | 3771112.6388 | 9811661.5247 | 6696660.6001 | 29948954.3505 | 961560.8286 | 10211172.0509 | 10211172.0509 | 9278650.4665 | 4763559.1523 | 0 | 41121687.2299 | 65375068.8997 | 2371373.7057 | 10.446 | 3936.6034 | 6258.3939 | 80.253 | 127.5858
1 | 2700 | 707 | 0.045 | 15 | 15 | 7 | 3.1623e-09 | 5spot_SharedNeighbor | CO2 | Porous | Wet | R600a | MinimizeLCOE_Brownfield | IgnoreSilica | 2019 | 143.5849 | 26.1449 | 2.6188 | 4 | 3934.2937 | 6249.6188 | 80.2059 | 127.4069 | 86.3463 | 7.5165 | 58.9205 | 4859074.6195 | 0 | 4839708.88 | 0 | 0 | 0 | 0 | 3782525.5648 | 9841355.6169 | 6716927.4282 | 30039592.1093 | 961560.8286 | 10211172.0509 | 10211172.0509 | 9278650.4665 | 4763559.1523 | 0 | 41212324.9888 | 65465706.6585 | 3162277.6602 | 10.4752 | 3934.2937 | 6249.6188 | 80.2059 | 127.4069
1 | 2700 | 707 | 0.045 | 15 | 15 | 7 | 4.217e-09 | 5spot_SharedNeighbor | CO2 | Porous | Wet | R600a | MinimizeLCOE_Brownfield | IgnoreSilica | 2019 | 144.099 | 26.2361 | 2.6242 | 4 | 3932.6189 | 6243.1296 | 80.1718 | 127.2746 | 86.2837 | 7.5038 | 57.5869 | 4867264.3463 | 0 | 4853568.303 | 0 | 0 | 0 | 0 | 3791124.7332 | 9863728.8892 | 6732197.6462 | 30107883.9179 | 961560.8286 | 10211172.0509 | 10211172.0509 | 9278650.4665 | 4763559.1523 | 0 | 41280616.7974 | 65533998.4671 | 4216965.0343 | 10.497 | 3932.6189 | 6243.1296 | 80.1718 | 127.2746
1 | 2700 | 707 | 0.045 | 15 | 15 | 7 | 5.6234e-09 | 5spot_SharedNeighbor | CO2 | Porous | Wet | R600a | MinimizeLCOE_Brownfield | IgnoreSilica | 2019 | 144.4863 | 26.3048 | 2.6283 | 4 | 3931.3965 | 6238.322 | 80.1468 | 127.1766 | 86.2363 | 7.4942 | 63.6447 | 4873395.3805 | 0 | 4864001.2142 | 0 | 0 | 0 | 0 | 3797584.672 | 9880536.3247 | 6743669.0663 | 30159186.6578 | 961560.8286 | 10211172.0509 | 10211172.0509 | 9278650.4665 | 4763559.1523 | 0 | 41331919.5373 | 65585301.207 | 5623413.2519 | 10.5133 | 3931.3965 | 6238.322 | 80.1468 | 127.1766
1 | 2700 | 707 | 0.045 | 15 | 15 | 7 | 7.4989e-09 | 5spot_SharedNeighbor | CO2 | Porous | Wet | R600a | MinimizeLCOE_Brownfield | IgnoreSilica | 2019 | 144.781 | 26.3571 | 2.6314 | 4 | 3930.4962 | 6234.7228 | 80.1285 | 127.1033 | 86.2 | 7.4868 | 70.8366 | 4878032.4738 | 0 | 4871935.6039 | 0 | 0 | 0 | 0 | 3802487.5503 | 9893292.6084 | 6752375.4921 | 30198123.7285 | 961560.8286 | 10211172.0509 | 10211172.0509 | 9278650.4665 | 4763559.1523 | 0 | 41370856.608 | 65624238.2777 | 7498942.0933 | 10.5256 | 3930.4962 | 6234.7228 | 80.1285 | 127.1033
1 | 2700 | 707 | 0.045 | 15 | 15 | 7 | 1e-08 | 5spot_SharedNeighbor | CO2 | Porous | Wet | R600a | MinimizeLCOE_Brownfield | IgnoreSilica | 2019 | 144.9996 | 26.3958 | 2.6337 | 4 | 3929.8345 | 6232.0668 | 80.115 | 127.0491 | 86.1731 | 7.4813 | 69.5498 | 4881466.3197 | 0 | 4877820.9939 | 0 | 0 | 0 | 0 | 3806122.0523 | 9902748.8372 | 6758829.5625 | 30226987.7656 | 961560.8286 | 10211172.0509 | 10211172.0509 | 9278650.4665 | 4763559.1523 | 0 | 41399720.6451 | 65653102.3148 | 10000000 | 10.5347 | 3929.8345 | 6232.0668 | 80.115 | 127.0491
1 | 2800 | 707 | 0.045 | 15 | 15 | 7 | 1e-13 | 5spot_SharedNeighbor | CO2 | Porous | Wet | R600a | MinimizeLCOE_Brownfield | IgnoreSilica | 2019 | 1.2041 | 0.08851 | 0.0049279 | 4 | 640330.0192 | 1912963.228 | 13053.9936 | 38998.3429 | 69.8738 | 8.5963 | 121.9832 | 136302.3521 | 0 | 83841.3127 | 0 | 0 | 0 | 108355.1145 | 128114.524 | 333327.7114 | 227503.0122 | 1017444.027 | 961560.8286 | 10642951.9172 | 10642951.9172 | 9533441.692 | 4909297.9377 | 0 | 12621956.7728 | 37707648.3197 | 100 | 0.019712 | 640330.0192 | 1912963.228 | 13053.9936 | 38998.3429
1 | 2800 | 707 | 0.045 | 15 | 15 | 7 | 1.3335e-13 | 5spot_SharedNeighbor | CO2 | Porous | Wet | R600a | MinimizeLCOE_Brownfield | IgnoreSilica | 2019 | 1.6514 | 0.15574 | 0.0092373 | 4 | 350884.2613 | 1029806.7984 | 7153.2503 | 20994.0045 | 75.1899 | 8.8803 | 148.4246 | 183988.1596 | 0 | 118176.2386 | 0 | 0 | 0 | 137064.8149 | 171299.3931 | 445685.8826 | 304189.7728 | 1360404.2616 | 961560.8286 | 10642951.9172 | 10642951.9172 | 9533441.692 | 4909297.9377 | 0 | 12964917.0074 | 38050608.5543 | 133.3521 | 0.036949 | 350884.2613 | 1029806.7984 | 7153.2503 | 20994.0045
1 | 2800 | 707 | 0.045 | 15 | 15 | 7 | 1.7783e-13 | 5spot_SharedNeighbor | CO2 | Porous | Wet | R600a | MinimizeLCOE_Brownfield | IgnoreSilica | 2019 | 2.2154 | 0.24679 | 0.015486 | 4 | 215718.7798 | 620681.4284 | 4397.7191 | 12653.4305 | 79.5928 | 9.0864 | 205.2817 | 239808.3202 | 0 | 159260.1059 | 0 | 0 | 0 | 168639.8087 | 221406.2116 | 576053.5459 | 393168.3818 | 1758336.374 | 961560.8286 | 10642951.9172 | 10642951.9172 | 9533441.692 | 4909297.9377 | 0 | 13362849.1198 | 38448540.6667 | 177.8279 | 0.061946 | 215718.7798 | 620681.4284 | 4397.7191 | 12653.4305
1 | 2800 | 707 | 0.045 | 15 | 15 | 7 | 2.3714e-13 | 5spot_SharedNeighbor | CO2 | Porous | Wet | R600a | MinimizeLCOE_Brownfield | IgnoreSilica | 2019 | 2.9445 | 0.36952 | 0.024252 | 4 | 142647.7969 | 401242.2547 | 2908.0683 | 8179.8661 | 83.2888 | 9.2422 | 47.4702 | 306502.4094 | 0 | 209519.8578 | 0 | 0 | 0 | 205082.0295 | 281230.6757 | 731704.5298 | 499403.3766 | 2233442.8787 | 961560.8286 | 10642951.9172 | 10642951.9172 | 9533441.692 | 4909297.9377 | 0 | 13837955.6245 | 38923647.1714 | 237.1374 | 0.097008 | 142647.7969 | 401242.2547 | 2908.0683 | 8179.8661
1 | 2800 | 707 | 0.045 | 15 | 15 | 7 | 3.1623e-13 | 5spot_SharedNeighbor | CO2 | Porous | Wet | R600a | MinimizeLCOE_Brownfield | IgnoreSilica | 2019 | 3.9191 | 0.53733 | 0.036378 | 4 | 99122.9098 | 271519.984 | 2020.7546 | 5535.3021 | 86.4229 | 9.3629 | 50.5975 | 388583.6428 | 0 | 271443.9833 | 0 | 0 | 0 | 250124.8391 | 354959.4614 | 923531.7065 | 630329.3664 | 2818972.9995 | 961560.8286 | 10642951.9172 | 10642951.9172 | 9533441.692 | 4909297.9377 | 0 | 14423485.7453 | 39509177.2922 | 316.2278 | 0.14551 | 99122.9098 | 271519.984 | 2020.7546 | 5535.3021
1 | 2800 | 707 | 0.045 | 15 | 15 | 7 | 4.217e-13 | 5spot_SharedNeighbor | CO2 | Porous | Wet | R600a | MinimizeLCOE_Brownfield | IgnoreSilica | 2019 | 5.1272 | 0.75047 | 0.052897 | 4 | 71185.7899 | 189744.3791 | 1451.2186 | 3868.1958 | 88.8605 | 9.4502 | 50.0315 | 482250.7457 | 0 | 336538.3001 | 0 | 0 | 0 | 297560.0612 | 435376.1517 | 1132759.4388 | 773131.5929 | 3457616.2903 | 961560.8286 | 10642951.9172 | 10642951.9172 | 9533441.692 | 4909297.9377 | 0 | 15062129.0361 | 40147820.583 | 421.6965 | 0.21159 | 71185.7899 | 189744.3791 | 1451.2186 | 3868.1958
1 | 2800 | 707 | 0.045 | 15 | 15 | 7 | 5.6234e-13 | 5spot_SharedNeighbor | CO2 | Porous | Wet | R600a | MinimizeLCOE_Brownfield | IgnoreSilica | 2019 | 6.6593 | 1.0243 | 0.074955 | 4 | 52722.2776 | 136391.4084 | 1074.8149 | 2780.5233 | 90.8034 | 9.5154 | 46.9388 | 591859.1988 | 0 | 414834.5209 | 0 | 0 | 0 | 350214.3905 | 529194.163 | 1376854.6594 | 939731.5966 | 4202688.529 | 961560.8286 | 10642951.9172 | 10642951.9172 | 9533441.692 | 4909297.9377 | 0 | 15807201.2748 | 40892892.8217 | 562.3413 | 0.29982 | 52722.2776 | 136391.4084 | 1074.8149 | 2780.5233
1 | 2800 | 707 | 0.045 | 15 | 15 | 7 | 7.4989e-13 | 5spot_SharedNeighbor | CO2 | Porous | Wet | R600a | MinimizeLCOE_Brownfield | IgnoreSilica | 2019 | 8.6324 | 1.3794 | 0.10423 | 4 | 40043.231 | 100210.3613 | 816.3354 | 2042.9238 | 92.3642 | 9.5646 | 54.7614 | 722184.3729 | 0 | 510550.0419 | 0 | 0 | 0 | 410931.8531 | 641029.8445 | 1667828.162 | 1138326.991 | 5090851.2653 | 961560.8286 | 10642951.9172 | 10642951.9172 | 9533441.692 | 4909297.9377 | 0 | 16695364.0111 | 41781055.558 | 749.8942 | 0.41693 | 40043.231 | 100210.3613 | 816.3354 | 2042.9238
1 | 2800 | 707 | 0.045 | 15 | 15 | 7 | 1e-12 | 5spot_SharedNeighbor | CO2 | Porous | Wet | R600a | MinimizeLCOE_Brownfield | IgnoreSilica | 2019 | 11.1151 | 1.8292 | 0.14266 | 4 | 31061.1222 | 75021.1821 | 633.223 | 1529.4083 | 93.5817 | 9.5998 | 48.7925 | 873819.7924 | 0 | 624974.3864 | 0 | 0 | 0 | 477290.1222 | 770672.8774 | 2005132.7402 | 1368544.2966 | 6120434.2152 | 961560.8286 | 10642951.9172 | 10642951.9172 | 9533441.692 | 4909297.9377 | 0 | 17724946.961 | 42810638.5079 | 1000 | 0.57065 | 31061.1222 | 75021.1821 | 633.223 | 1529.4083
1 | 2800 | 707 | 0.045 | 15 | 15 | 7 | 1.3335e-12 | 5spot_SharedNeighbor | CO2 | Porous | Wet | R600a | MinimizeLCOE_Brownfield | IgnoreSilica | 2019 | 14.2675 | 2.4026 | 0.19292 | 4 | 24538.5841 | 57046.5684 | 500.2522 | 1162.9715 | 94.5348 | 9.6237 | 56.3578 | 1052174.9673 | 0 | 763150.2666 | 0 | 0 | 0 | 551729.6308 | 923151.3972 | 2401850.5712 | 1639312.368 | 7331369.2011 | 961560.8286 | 10642951.9172 | 10642951.9172 | 9533441.692 | 4909297.9377 | 0 | 18935881.9469 | 44021573.4938 | 1333.5214 | 0.77168 | 24538.5841 | 57046.5684 | 500.2522 | 1162.9715
1 | 2800 | 707 | 0.045 | 15 | 15 | 7 | 1.7783e-12 | 5spot_SharedNeighbor | CO2 | Porous | Wet | R600a | MinimizeLCOE_Brownfield | IgnoreSilica | 2019 | 18.2038 | 3.1217 | 0.25795 | 4 | 19706.4373 | 44018.9402 | 401.7424 | 897.3856 | 95.2605 | 9.6367 | 67.8351 | 1258784.5332 | 0 | 927389.4076 | 0 | 0 | 0 | 632010.0787 | 1099091.7676 | 2859611.3245 | 1951743.4881 | 8728630.5996 | 961560.8286 | 10642951.9172 | 10642951.9172 | 9533441.692 | 4909297.9377 | 0 | 20333143.3453 | 45418834.8922 | 1778.2794 | 1.0318 | 19706.4373 | 44018.9402 | 401.7424 | 897.3856
1 | 2800 | 707 | 0.045 | 15 | 15 | 7 | 2.3714e-12 | 5spot_SharedNeighbor | CO2 | Porous | Wet | R600a | MinimizeLCOE_Brownfield | IgnoreSilica | 2019 | 23.1297 | 4.0244 | 0.3416 | 4 | 16067.7137 | 34426.8923 | 327.5621 | 701.8388 | 95.8016 | 9.6384 | 48.1242 | 1498947.3915 | 0 | 1123228.9103 | 0 | 0 | 0 | 719544.724 | 1303271.2001 | 3390844.3249 | 2314320.9267 | 10350157.4776 | 961560.8286 | 10642951.9172 | 10642951.9172 | 9533441.692 | 4909297.9377 | 0 | 21954670.2233 | 47040361.7702 | 2371.3737 | 1.3664 | 16067.7137 | 34426.8923 | 327.5621 | 701.8388
1 | 2800 | 707 | 0.045 | 15 | 15 | 7 | 3.1623e-12 | 5spot_SharedNeighbor | CO2 | Porous | Wet | R600a | MinimizeLCOE_Brownfield | IgnoreSilica | 2019 | 29.166 | 5.135 | 0.44752 | 4 | 13291.1422 | 27304.9595 | 270.9579 | 556.6485 | 96.1761 | 9.627 | 57.8713 | 1772598.1098 | 0 | 1352178.9182 | 0 | 0 | 0 | 810173.8442 | 1534630.8402 | 3992794.65 | 2725164.3924 | 12187540.7547 | 961560.8286 | 10642951.9172 | 10642951.9172 | 9533441.692 | 4909297.9377 | 0 | 23792053.5005 | 48877745.0474 | 3162.2777 | 1.7901 | 13291.1422 | 27304.9595 | 270.9579 | 556.6485
1 | 2800 | 707 | 0.045 | 15 | 15 | 7 | 4.217e-12 | 5spot_SharedNeighbor | CO2 | Porous | Wet | R600a | MinimizeLCOE_Brownfield | IgnoreSilica | 2019 | 36.4741 | 6.4846 | 0.57958 | 4 | 11150.4369 | 21971.0368 | 227.3167 | 447.9093 | 96.3988 | 9.5993 | 57.0235 | 2080911.2653 | 0 | 1617036.2114 | 0 | 0 | 0 | 901562.4605 | 1793808.8755 | 4667122.7334 | 3185407.1653 | 14245848.7115 | 961560.8286 | 10642951.9172 | 10642951.9172 | 9533441.692 | 4909297.9377 | 0 | 25850361.4573 | 50936053.0042 | 4216.965 | 2.3183 | 11150.4369 | 21971.0368 | 227.3167 | 447.9093
1 | 2800 | 707 | 0.045 | 15 | 15 | 7 | 5.6234e-12 | 5spot_SharedNeighbor | CO2 | Porous | Wet | R600a | MinimizeLCOE_Brownfield | IgnoreSilica | 2019 | 45.0735 | 8.0799 | 0.73998 | 4 | 9488.1492 | 17963.2497 | 193.4288 | 366.2051 | 96.4704 | 9.5511 | 53.5928 | 2418669.8167 | 0 | 1915442.0235 | 0 | 0 | 0 | 986644.1371 | 2075094.8311 | 5398971.0901 | 3684908.7068 | 16479730.6053 | 961560.8286 | 10642951.9172 | 10642951.9172 | 9533441.692 | 4909297.9377 | 0 | 28084243.351 | 53169934.898 | 5623.4133 | 2.9599 | 9488.1492 | 17963.2497 | 193.4288 | 366.2051
1 | 2800 | 707 | 0.045 | 15 | 15 | 7 | 7.4989e-12 | 5spot_SharedNeighbor | CO2 | Porous | Wet | R600a | MinimizeLCOE_Brownfield | IgnoreSilica | 2019 | 54.8345 | 9.8997 | 0.92802 | 4 | 8193.131 | 14950.9971 | 167.0281 | 304.7963 | 96.3845 | 9.4783 | 66.1996 | 2775593.0246 | 0 | 2240658.0065 | 0 | 0 | 0 | 1056544.0909 | 2368390.0976 | 6162065.2102 | 4205736.1238 | 18808986.5535 | 961560.8286 | 10642951.9172 | 10642951.9172 | 9533441.692 | 4909297.9377 | 0 | 30413499.2993 | 55499190.8462 | 7498.9421 | 3.7121 | 8193.131 | 14950.9971 | 167.0281 | 304.7963
1 | 2800 | 707 | 0.045 | 15 | 15 | 7 | 1e-11 | 5spot_SharedNeighbor | CO2 | Porous | Wet | R600a | MinimizeLCOE_Brownfield | IgnoreSilica | 2019 | 65.2897 | 11.8603 | 1.1372 | 4 | 7185.0934 | 12699.8908 | 146.4778 | 258.9045 | 96.1373 | 9.3797 | 78.5806 | 3131434.3517 | 0 | 2576368.4823 | 0 | 0 | 0 | 1097908.9821 | 2654227.6083 | 6905755.7798 | 4713320.2188 | 21079015.4229 | 961560.8286 | 10642951.9172 | 10642951.9172 | 9533441.692 | 4909297.9377 | 0 | 32683528.1687 | 57769219.7156 | 10000 | 4.5488 | 7185.0934 | 12699.8908 | 146.4778 | 258.9045
1 | 2800 | 707 | 0.045 | 15 | 15 | 7 | 1.3335e-11 | 5spot_SharedNeighbor | CO2 | Porous | Wet | R600a | MinimizeLCOE_Brownfield | IgnoreSilica | 2019 | 75.8841 | 13.8581 | 1.3571 | 4 | 6403.4681 | 11024.7639 | 130.5434 | 224.7547 | 95.7421 | 9.2584 | 62.0997 | 3467112.9093 | 0 | 2905713.5466 | 0 | 0 | 0 | 1103251.8629 | 2915670.5443 | 7585976.6701 | 5177584.9536 | 23155310.4867 | 961560.8286 | 10642951.9172 | 10642951.9172 | 9533441.692 | 4909297.9377 | 0 | 34759823.2325 | 59845514.7794 | 13335.2143 | 5.4283 | 6403.4681 | 11024.7639 | 130.5434 | 224.7547
1 | 2800 | 707 | 0.045 | 15 | 15 | 7 | 1.7783e-11 | 5spot_SharedNeighbor | CO2 | Porous | Wet | R600a | MinimizeLCOE_Brownfield | IgnoreSilica | 2019 | 85.9935 | 15.7746 | 1.5745 | 4 | 5800.3683 | 9783.6096 | 118.2484 | 199.4521 | 95.2374 | 9.1224 | 77.9793 | 3765677.335 | 0 | 3211477.7212 | 0 | 0 | 0 | 1070328.2083 | 3138518.4731 | 8165781.2684 | 5573313.5057 | 24925096.5118 | 961560.8286 | 10642951.9172 | 10642951.9172 | 9533441.692 | 4909297.9377 | 0 | 36529609.2576 | 61615300.8045 | 17782.7941 | 6.2978 | 5800.3683 | 9783.6096 | 118.2484 | 199.4521
1 | 2800 | 707 | 0.045 | 15 | 15 | 7 | 2.3714e-11 | 5spot_SharedNeighbor | CO2 | Porous | Wet | R600a | MinimizeLCOE_Brownfield | IgnoreSilica | 2019 | 95.1117 | 17.5118 | 1.7772 | 4 | 5337.0068 | 8865.9067 | 108.8021 | 180.7435 | 94.6789 | 8.983 | 84.3925 | 4017467.8858 | 0 | 3481123.7804 | 0 | 0 | 0 | 1003897.5274 | 3315970.7855 | 8627475.7848 | 5888429.5 | 26334365.264 | 961560.8286 | 10642951.9172 | 10642951.9172 | 9533441.692 | 4909297.9377 | 0 | 37938878.0098 | 63024569.5567 | 23713.7371 | 7.1086 | 5337.0068 | 8865.9067 | 108.8021 | 180.7435
1 | 2800 | 707 | 0.045 | 15 | 15 | 7 | 3.1623e-11 | 5spot_SharedNeighbor | CO2 | Porous | Wet | R600a | MinimizeLCOE_Brownfield | IgnoreSilica | 2019 | 102.9339 | 19.0091 | 1.9566 | 4 | 4982.0041 | 8187.2861 | 101.5649 | 166.9089 | 94.1232 | 8.8507 | 80.0169 | 4220485.8544 | 0 | 3708336.0191 | 0 | 0 | 0 | 913348.9175 | 3448446.6085 | 8972150.7017 | 6123677.2132 | 27386445.3145 | 961560.8286 | 10642951.9172 | 10642951.9172 | 9533441.692 | 4909297.9377 | 0 | 38990958.0602 | 64076649.6071 | 31622.7766 | 7.8264 | 4982.0041 | 8187.2861 | 101.5649 | 166.9089
1 | 2800 | 707 | 0.045 | 15 | 15 | 7 | 4.217e-11 | 5spot_SharedNeighbor | CO2 | Porous | Wet | R600a | MinimizeLCOE_Brownfield | IgnoreSilica | 2019 | 109.3964 | 20.2513 | 2.109 | 4 | 4710.3392 | 7684.0476 | 96.0266 | 156.6497 | 93.611 | 8.7325 | 101.1658 | 4379205.9183 | 0 | 3893451.8324 | 0 | 0 | 0 | 809936.3714 | 3542211.7076 | 9216108.2557 | 6290183.2566 | 28131097.3421 | 961560.8286 | 10642951.9172 | 10642951.9172 | 9533441.692 | 4909297.9377 | 0 | 39735610.0879 | 64821301.6348 | 42169.6503 | 8.4358 | 4710.3392 | 7684.0476 | 96.0266 | 156.6497
1 | 2800 | 707 | 0.045 | 15 | 15 | 7 | 5.6234e-11 | 5spot_SharedNeighbor | CO2 | Porous | Wet | R600a | MinimizeLCOE_Brownfield | IgnoreSilica | 2019 | 114.5191 | 21.2404 | 2.2335 | 4 | 4502.4017 | 7310.3349 | 91.7875 | 149.0311 | 93.1706 | 8.633 | 102.8696 | 4499200.6485 | 0 | 4038635.1739 | 0 | 0 | 0 | 702391.8102 | 3603688.7767 | 9376058.9788 | 6399352.9118 | 28619328.3 | 961560.8286 | 10642951.9172 | 10642951.9172 | 9533441.692 | 4909297.9377 | 0 | 40223841.0457 | 65309532.5926 | 56234.1325 | 8.9339 | 4502.4017 | 7310.3349 | 91.7875 | 149.0311
1 | 2800 | 707 | 0.045 | 15 | 15 | 7 | 7.4989e-11 | 5spot_SharedNeighbor | CO2 | Porous | Wet | R600a | MinimizeLCOE_Brownfield | IgnoreSilica | 2019 | 118.4561 | 22.0043 | 2.3323 | 4 | 4343.0392 | 7031.9755 | 88.5387 | 143.3563 | 92.8113 | 8.5532 | 91.5071 | 4587892.0449 | 0 | 4149332.0571 | 0 | 0 | 0 | 597715.6862 | 3640626.5174 | 9472163.4031 | 6464946.1561 | 28912675.8649 | 961560.8286 | 10642951.9172 | 10642951.9172 | 9533441.692 | 4909297.9377 | 0 | 40517188.6107 | 65602880.1576 | 74989.4209 | 9.3292 | 4343.0392 | 7031.9755 | 88.5387 | 143.3563
1 | 2800 | 707 | 0.045 | 15 | 15 | 7 | 1e-10 | 5spot_SharedNeighbor | CO2 | Porous | Wet | R600a | MinimizeLCOE_Brownfield | IgnoreSilica | 2019 | 121.4233 | 22.5832 | 2.4093 | 4 | 4220.4224 | 6823.4658 | 86.039 | 139.1056 | 92.5273 | 8.4905 | 91.2476 | 4652617.4314 | 0 | 4232274.4662 | 0 | 0 | 0 | 500184.3458 | 3660179.7349 | 9523036.8642 | 6499668.3386 | 29067961.1811 | 961560.8286 | 10642951.9172 | 10642951.9172 | 9533441.692 | 4909297.9377 | 0 | 40672473.9269 | 65758165.4738 | 100000 | 9.6371 | 4220.4224 | 6823.4658 | 86.039 | 139.1056
1 | 2800 | 707 | 0.045 | 15 | 15 | 7 | 1.3335e-10 | 5spot_SharedNeighbor | CO2 | Porous | Wet | R600a | MinimizeLCOE_Brownfield | IgnoreSilica | 2019 | 123.4519 | 22.9831 | 2.4662 | 4 | 4126.2729 | 6669.2483 | 84.1197 | 135.9616 | 92.3276 | 8.4471 | 90.4532 | 4695899.7298 | 0 | 4288747.2412 | 0 | 0 | 0 | 410752.6017 | 3664205.8334 | 9533511.9464 | 6506817.7975 | 29099935.1501 | 961560.8286 | 10642951.9172 | 10642951.9172 | 9533441.692 | 4909297.9377 | 0 | 40704447.8958 | 65790139.4428 | 133352.1432 | 9.8647 | 4126.2729 | 6669.2483 | 84.1197 | 135.9616
1 | 2800 | 707 | 0.045 | 15 | 15 | 7 | 1.7783e-10 | 5spot_SharedNeighbor | CO2 | Porous | Wet | R600a | MinimizeLCOE_Brownfield | IgnoreSilica | 2019 | 124.7165 | 23.2377 | 2.5067 | 4 | 4053.4873 | 6555.3468 | 82.6358 | 133.6396 | 92.1998 | 8.4196 | 89.2742 | 4722424.232 | 0 | 4323858.9345 | 0 | 0 | 0 | 329464.6981 | 3656541.6672 | 9513571.3582 | 6493207.9363 | 29039068.8262 | 961560.8286 | 10642951.9172 | 10642951.9172 | 9533441.692 | 4909297.9377 | 0 | 40643581.572 | 65729273.1189 | 177827.941 | 10.0268 | 4053.4873 | 6555.3468 | 82.6358 | 133.6396
1 | 2800 | 707 | 0.045 | 15 | 15 | 7 | 2.3714e-10 | 5spot_SharedNeighbor | CO2 | Porous | Wet | R600a | MinimizeLCOE_Brownfield | IgnoreSilica | 2019 | 125.2501 | 23.3542 | 2.5326 | 4 | 3996.9092 | 6473.1792 | 81.4824 | 131.9645 | 92.1439 | 8.4079 | 87.8985 | 4733454.8603 | 0 | 4338652.6046 | 0 | 0 | 0 | 254192.1646 | 3637256.8555 | 9463396.2341 | 6458962.3831 | 28885915.1022 | 961560.8286 | 10642951.9172 | 10642951.9172 | 9533441.692 | 4909297.9377 | 0 | 40490427.8479 | 65576119.3948 | 237137.3706 | 10.1304 | 3996.9092 | 6473.1792 | 81.4824 | 131.9645
1 | 2800 | 707 | 0.045 | 15 | 15 | 7 | 3.1623e-10 | 5spot_SharedNeighbor | CO2 | Porous | Wet | R600a | MinimizeLCOE_Brownfield | IgnoreSilica | 2019 | 124.824 | 23.2923 | 2.5421 | 4 | 3952.4508 | 6419.4455 | 80.5761 | 130.8691 | 92.184 | 8.4171 | 87.4608 | 4724436.6154 | 0 | 4326838.2465 | 0 | 0 | 0 | 178215.4902 | 3599501.2373 | 9365163.8603 | 6391916.7695 | 28586072.2192 | 961560.8286 | 10642951.9172 | 10642951.9172 | 9533441.692 | 4909297.9377 | 0 | 40190584.965 | 65276276.5119 | 316227.766 | 10.1685 | 3952.4508 | 6419.4455 | 80.5761 | 130.8691
1 | 2800 | 707 | 0.045 | 15 | 15 | 7 | 4.217e-10 | 5spot_SharedNeighbor | CO2 | Porous | Wet | R600a | MinimizeLCOE_Brownfield | IgnoreSilica | 2019 | 119.3834 | 22.3164 | 2.4825 | 4 | 3908.0868 | 6434.3779 | 79.6716 | 131.1735 | 92.7046 | 8.5322 | 81.3408 | 4607387.3182 | 0 | 4175297.2408 | 0 | 0 | 0 | 0 | 3425246.978 | 8911790.022 | 6082479.809 | 27202201.3681 | 961560.8286 | 10642951.9172 | 10642951.9172 | 9533441.692 | 4909297.9377 | 0 | 38806714.1138 | 63892405.6607 | 421696.5034 | 9.9298 | 3908.0868 | 6434.3779 | 79.6716 | 131.1735
1 | 2800 | 707 | 0.045 | 15 | 15 | 7 | 5.6234e-10 | 5spot_SharedNeighbor | CO2 | Porous | Wet | R600a | MinimizeLCOE_Brownfield | IgnoreSilica | 2019 | 122.8212 | 22.9493 | 2.5358 | 4 | 3877.9133 | 6351.0686 | 79.0565 | 129.4751 | 92.3764 | 8.4596 | 76.6469 | 4681854.217 | 0 | 4271210.3954 | 0 | 0 | 0 | 0 | 3491695.1988 | 9084674.6622 | 6200477.1283 | 27729911.6018 | 961560.8286 | 10642951.9172 | 10642951.9172 | 9533441.692 | 4909297.9377 | 0 | 39334424.3475 | 64420115.8944 | 562341.3252 | 10.1432 | 3877.9133 | 6351.0686 | 79.0565 | 129.4751
1 | 2800 | 707 | 0.045 | 15 | 15 | 7 | 7.4989e-10 | 5spot_SharedNeighbor | CO2 | Porous | Wet | R600a | MinimizeLCOE_Brownfield | IgnoreSilica | 2019 | 125.4619 | 23.4346 | 2.5756 | 4 | 3856.7266 | 6291.6493 | 78.6246 | 128.2638 | 92.1155 | 8.4024 | 65.8368 | 4737480.6253 | 0 | 4344518.9537 | 0 | 0 | 0 | 0 | 3541979.8358 | 9215504.9728 | 6289771.5036 | 28129255.8913 | 961560.8286 | 10642951.9172 | 10642951.9172 | 9533441.692 | 4909297.9377 | 0 | 39733768.637 | 64819460.1839 | 749894.2093 | 10.3025 | 3856.7266 | 6291.6493 | 78.6246 | 128.2638
1 | 2800 | 707 | 0.045 | 15 | 15 | 7 | 1e-09 | 5spot_SharedNeighbor | CO2 | Porous | Wet | R600a | MinimizeLCOE_Brownfield | IgnoreSilica | 2019 | 127.4887 | 23.8066 | 2.6055 | 4 | 3841.6125 | 6248.642 | 78.3165 | 127.387 | 91.9098 | 8.3575 | 68.2665 | 4779227.0287 | 0 | 4400577.4387 | 0 | 0 | 0 | 0 | 3580123.7423 | 9314747.593 | 6357506.6312 | 28432182.4338 | 961560.8286 | 10642951.9172 | 10642951.9172 | 9533441.692 | 4909297.9377 | 0 | 40036695.1796 | 65122386.7265 | 1000000 | 10.4218 | 3841.6125 | 6248.642 | 78.3165 | 127.387
1 | 2800 | 707 | 0.045 | 15 | 15 | 7 | 1.3335e-09 | 5spot_SharedNeighbor | CO2 | Porous | Wet | R600a | MinimizeLCOE_Brownfield | IgnoreSilica | 2019 | 129.024 | 24.0881 | 2.6277 | 4 | 3830.7917 | 6217.4837 | 78.0959 | 126.7518 | 91.7511 | 8.323 | 74.9459 | 4810311.9168 | 0 | 4442920.9837 | 0 | 0 | 0 | 0 | 3608760.8312 | 9389255.4241 | 6408359.7569 | 28659608.9127 | 961560.8286 | 10642951.9172 | 10642951.9172 | 9533441.692 | 4909297.9377 | 0 | 40264121.6585 | 65349813.2054 | 1333521.4322 | 10.5107 | 3830.7917 | 6217.4837 | 78.0959 | 126.7518
1 | 2800 | 707 | 0.045 | 15 | 15 | 7 | 1.7783e-09 | 5spot_SharedNeighbor | CO2 | Porous | Wet | R600a | MinimizeLCOE_Brownfield | IgnoreSilica | 2019 | 130.1734 | 24.2986 | 2.6441 | 4 | 3823.0195 | 6194.9031 | 77.9374 | 126.2915 | 91.6308 | 8.2969 | 71.996 | 4833296.9933 | 0 | 4474558.3006 | 0 | 0 | 0 | 0 | 3630063.5646 | 9444680.7668 | 6446188.6921 | 28828788.3174 | 961560.8286 | 10642951.9172 | 10642951.9172 | 9533441.692 | 4909297.9377 | 0 | 40433301.0632 | 65518992.6101 | 1778279.41 | 10.5763 | 3823.0195 | 6194.9031 | 77.9374 | 126.2915
1 | 2800 | 707 | 0.045 | 15 | 15 | 7 | 2.3714e-09 | 5spot_SharedNeighbor | CO2 | Porous | Wet | R600a | MinimizeLCOE_Brownfield | IgnoreSilica | 2019 | 131.0554 | 24.4601 | 2.6565 | 4 | 3817.2805 | 6178.0672 | 77.8204 | 125.9483 | 91.5372 | 8.2767 | 76.2661 | 4850734.025 | 0 | 4498796.0822 | 0 | 0 | 0 | 0 | 3646316.7418 | 9486968.1998 | 6475050.7341 | 28957865.783 | 961560.8286 | 10642951.9172 | 10642951.9172 | 9533441.692 | 4909297.9377 | 0 | 40562378.5288 | 65648070.0757 | 2371373.7057 | 10.626 | 3817.2805 | 6178.0672 | 77.8204 | 125.9483
1 | 2800 | 707 | 0.045 | 15 | 15 | 7 | 3.1623e-09 | 5spot_SharedNeighbor | CO2 | Porous | Wet | R600a | MinimizeLCOE_Brownfield | IgnoreSilica | 2019 | 131.7205 | 24.5819 | 2.6658 | 4 | 3813.0676 | 6165.6258 | 77.7345 | 125.6946 | 91.466 | 8.2613 | 76.9542 | 4863779.6667 | 0 | 4517052.2165 | 0 | 0 | 0 | 0 | 3658524.4345 | 9518730.112 | 6496728.8918 | 29054815.3215 | 961560.8286 | 10642951.9172 | 10642951.9172 | 9533441.692 | 4909297.9377 | 0 | 40659328.0672 | 65745019.6141 | 3162277.6602 | 10.6632 | 3813.0676 | 6165.6258 | 77.7345 | 125.6946
1 | 2800 | 707 | 0.045 | 15 | 15 | 7 | 4.217e-09 | 5spot_SharedNeighbor | CO2 | Porous | Wet | R600a | MinimizeLCOE_Brownfield | IgnoreSilica | 2019 | 132.2223 | 24.6737 | 2.6728 | 4 | 3809.9556 | 6156.386 | 77.6711 | 125.5063 | 91.412 | 8.2497 | 65.2129 | 4873560.988 | 0 | 4530812.6695 | 0 | 0 | 0 | 0 | 3667705.7265 | 9542617.9503 | 6513032.8323 | 29127730.1666 | 961560.8286 | 10642951.9172 | 10642951.9172 | 9533441.692 | 4909297.9377 | 0 | 40732242.9124 | 65817934.4593 | 4216965.0343 | 10.691 | 3809.9556 | 6156.386 | 77.6711 | 125.5063
1 | 2800 | 707 | 0.045 | 15 | 15 | 7 | 5.6234e-09 | 5spot_SharedNeighbor | CO2 | Porous | Wet | R600a | MinimizeLCOE_Brownfield | IgnoreSilica | 2019 | 132.6096 | 24.7446 | 2.6781 | 4 | 3807.6084 | 6149.3677 | 77.6232 | 125.3632 | 91.37 | 8.2405 | 69.8743 | 4881060.9832 | 0 | 4541426.3573 | 0 | 0 | 0 | 0 | 3674770.0628 | 9560997.9044 | 6525577.5286 | 29183832.8363 | 961560.8286 | 10642951.9172 | 10642951.9172 | 9533441.692 | 4909297.9377 | 0 | 40788345.5821 | 65874037.129 | 5623413.2519 | 10.7123 | 3807.6084 | 6149.3677 | 77.6232 | 125.3632
1 | 2800 | 707 | 0.045 | 15 | 15 | 7 | 7.4989e-09 | 5spot_SharedNeighbor | CO2 | Porous | Wet | R600a | MinimizeLCOE_Brownfield | IgnoreSilica | 2019 | 132.8802 | 24.794 | 2.6818 | 4 | 3805.9538 | 6144.4467 | 77.5895 | 125.2629 | 91.3408 | 8.2343 | 68.3789 | 4886313.2286 | 0 | 4548838.4818 | 0 | 0 | 0 | 0 | 3679709.167 | 9573848.4405 | 6534348.2836 | 29223057.6015 | 961560.8286 | 10642951.9172 | 10642951.9172 | 9533441.692 | 4909297.9377 | 0 | 40827570.3473 | 65913261.8942 | 7498942.0933 | 10.7273 | 3805.9538 | 6144.4467 | 77.5895 | 125.2629
1 | 2800 | 707 | 0.045 | 15 | 15 | 7 | 1e-08 | 5spot_SharedNeighbor | CO2 | Porous | Wet | R600a | MinimizeLCOE_Brownfield | IgnoreSilica | 2019 | 133.1043 | 24.8351 | 2.6849 | 4 | 3804.6329 | 6140.4638 | 77.5626 | 125.1817 | 91.3162 | 8.229 | 67.9724 | 4890619.135 | 0 | 4554975.117 | 0 | 0 | 0 | 0 | 3683781.7583 | 9584444.4875 | 6541580.3034 | 29255400.8012 | 961560.8286 | 10642951.9172 | 10642951.9172 | 9533441.692 | 4909297.9377 | 0 | 40859913.547 | 65945605.0939 | 10000000 | 10.7395 | 3804.6329 | 6140.4638 | 77.5626 | 125.1817
1 | 2900 | 707 | 0.045 | 15 | 15 | 7 | 1e-13 | 5spot_SharedNeighbor | CO2 | Porous | Wet | R600a | MinimizeLCOE_Brownfield | IgnoreSilica | 2019 | 1.2625 | 0.093136 | 0.0053319 | 4 | 615708.1893 | 1831584.7933 | 12552.0442 | 37339.3334 | 72.0313 | 9.057 | 131.1753 | 146031.2368 | 0 | 88070.3955 | 0 | 0 | 0 | 117644.488 | 137180.9869 | 356916.7883 | 243603.042 | 1089446.9376 | 961560.8286 | 11080591.8743 | 11080591.8743 | 9793800.0038 | 5057380.7595 | 0 | 13131599.6406 | 39063372.2782 | 100 | 0.021328 | 615708.1893 | 1831584.7933 | 12552.0442 | 37339.3334
1 | 2900 | 707 | 0.045 | 15 | 15 | 7 | 1.3335e-13 | 5spot_SharedNeighbor | CO2 | Porous | Wet | R600a | MinimizeLCOE_Brownfield | IgnoreSilica | 2019 | 1.7292 | 0.16431 | 0.010083 | 4 | 334622.2446 | 977555.7126 | 6821.7271 | 19928.7954 | 77.6334 | 9.3516 | 167.2509 | 196996.9531 | 0 | 124032.4686 | 0 | 0 | 0 | 148529.0678 | 183127.8109 | 476460.9992 | 325194.4223 | 1454341.7218 | 961560.8286 | 11080591.8743 | 11080591.8743 | 9793800.0038 | 5057380.7595 | 0 | 13496494.4248 | 39428267.0624 | 133.3521 | 0.040334 | 334622.2446 | 977555.7126 | 6821.7271 | 19928.7954
1 | 2900 | 707 | 0.045 | 15 | 15 | 7 | 1.7783e-13 | 5spot_SharedNeighbor | CO2 | Porous | Wet | R600a | MinimizeLCOE_Brownfield | IgnoreSilica | 2019 | 2.3321 | 0.26282 | 0.016999 | 4 | 204899.7247 | 586264.9471 | 4177.158 | 11951.8039 | 82.3732 | 9.5698 | 223.2225 | 258120.2329 | 0 | 168109.3804 | 0 | 0 | 0 | 184136.2041 | 238042.6688 | 619338.195 | 422711.0442 | 1890457.7254 | 961560.8286 | 11080591.8743 | 11080591.8743 | 9793800.0038 | 5057380.7595 | 0 | 13932610.4283 | 39864383.066 | 177.8279 | 0.067997 | 204899.7247 | 586264.9471 | 4177.158 | 11951.8039
1 | 2900 | 707 | 0.045 | 15 | 15 | 7 | 2.3714e-13 | 5spot_SharedNeighbor | CO2 | Porous | Wet | R600a | MinimizeLCOE_Brownfield | IgnoreSilica | 2019 | 3.0862 | 0.39237 | 0.026683 | 4 | 135221.0825 | 378184.247 | 2756.6647 | 7709.7974 | 86.22 | 9.7293 | 41.7565 | 328811.0886 | 0 | 220288.4807 | 0 | 0 | 0 | 222606.1261 | 300965.2212 | 783049.7692 | 534447.5575 | 2390168.2434 | 961560.8286 | 11080591.8743 | 11080591.8743 | 9793800.0038 | 5057380.7595 | 0 | 14432320.9464 | 40364093.584 | 237.1374 | 0.10673 | 135221.0825 | 378184.247 | 2756.6647 | 7709.7974
1 | 2900 | 707 | 0.045 | 15 | 15 | 7 | 3.1623e-13 | 5spot_SharedNeighbor | CO2 | Porous | Wet | R600a | MinimizeLCOE_Brownfield | IgnoreSilica | 2019 | 4.1165 | 0.57283 | 0.040201 | 4 | 93619.1417 | 254883.4323 | 1908.5528 | 5196.1435 | 89.5584 | 9.856 | 51.0548 | 417782.2713 | 0 | 282329.7926 | 0 | 0 | 0 | 272388.5014 | 379275.2205 | 986796.3236 | 673508.7675 | 3012080.8769 | 961560.8286 | 11080591.8743 | 11080591.8743 | 9793800.0038 | 5057380.7595 | 0 | 15054233.5798 | 40986006.2174 | 316.2278 | 0.1608 | 93619.1417 | 254883.4323 | 1908.5528 | 5196.1435
1 | 2900 | 707 | 0.045 | 15 | 15 | 7 | 4.217e-13 | 5spot_SharedNeighbor | CO2 | Porous | Wet | R600a | MinimizeLCOE_Brownfield | IgnoreSilica | 2019 | 5.383 | 0.80059 | 0.058512 | 4 | 67229.9681 | 178026.4258 | 1370.5738 | 3629.3095 | 92.1286 | 9.9466 | 56.6923 | 518451.5656 | 0 | 349903.752 | 0 | 0 | 0 | 323971.1479 | 465007.3215 | 1209853.6645 | 825749.986 | 3692937.4376 | 961560.8286 | 11080591.8743 | 11080591.8743 | 9793800.0038 | 5057380.7595 | 0 | 15735090.1405 | 41666862.7782 | 421.6965 | 0.23405 | 67229.9681 | 178026.4258 | 1370.5738 | 3629.3095
1 | 2900 | 707 | 0.045 | 15 | 15 | 7 | 5.6234e-13 | 5spot_SharedNeighbor | CO2 | Porous | Wet | R600a | MinimizeLCOE_Brownfield | IgnoreSilica | 2019 | 6.9929 | 1.0939 | 0.08295 | 4 | 49823.9901 | 127978.707 | 1015.7294 | 2609.019 | 94.1819 | 10.0144 | 61.944 | 636500.8642 | 0 | 431376.5397 | 0 | 0 | 0 | 381623.2691 | 565305.2625 | 1470808.3329 | 1003856.9093 | 4489471.1778 | 961560.8286 | 11080591.8743 | 11080591.8743 | 9793800.0038 | 5057380.7595 | 0 | 16531623.8807 | 42463396.5183 | 562.3413 | 0.3318 | 49823.9901 | 127978.707 | 1015.7294 | 2609.019
1 | 2900 | 707 | 0.045 | 15 | 15 | 7 | 7.4989e-13 | 5spot_SharedNeighbor | CO2 | Porous | Wet | R600a | MinimizeLCOE_Brownfield | IgnoreSilica | 2019 | 9.0493 | 1.4716 | 0.11532 | 4 | 37875.9077 | 94093.3206 | 772.1516 | 1918.2196 | 95.8197 | 10.0651 | 53.4697 | 775760.449 | 0 | 530183.0599 | 0 | 0 | 0 | 446936.6136 | 683623.2478 | 1778647.4604 | 1213963.4393 | 5429114.2701 | 961560.8286 | 11080591.8743 | 11080591.8743 | 9793800.0038 | 5057380.7595 | 0 | 17471266.973 | 43403039.6106 | 749.8942 | 0.46128 | 37875.9077 | 94093.3206 | 772.1516 | 1918.2196
1 | 2900 | 707 | 0.045 | 15 | 15 | 7 | 1e-12 | 5spot_SharedNeighbor | CO2 | Porous | Wet | R600a | MinimizeLCOE_Brownfield | IgnoreSilica | 2019 | 11.6487 | 1.9521 | 0.15783 | 4 | 29411.1019 | 70487.843 | 599.5851 | 1436.99 | 97.1052 | 10.1015 | 48.9346 | 938585.317 | 0 | 648864.2143 | 0 | 0 | 0 | 519286.1088 | 821626.8996 | 2137704.654 | 1459027.3518 | 6525094.5455 | 961560.8286 | 11080591.8743 | 11080591.8743 | 9793800.0038 | 5057380.7595 | 0 | 18567247.2484 | 44499019.8861 | 1000 | 0.6313 | 29411.1019 | 70487.843 | 599.5851 | 1436.99
1 | 2900 | 707 | 0.045 | 15 | 15 | 7 | 1.3335e-12 | 5spot_SharedNeighbor | CO2 | Porous | Wet | R600a | MinimizeLCOE_Brownfield | IgnoreSilica | 2019 | 14.9271 | 2.5609 | 0.21328 | 4 | 23262.4216 | 53659.1666 | 474.2359 | 1093.9147 | 98.1061 | 10.1257 | 57.0704 | 1128882.2364 | 0 | 791249.4673 | 0 | 0 | 0 | 599279.6945 | 982570.4453 | 2556446.7457 | 1744827.4337 | 7803256.0229 | 961560.8286 | 11080591.8743 | 11080591.8743 | 9793800.0038 | 5057380.7595 | 0 | 19845408.7258 | 45777181.3635 | 1333.5214 | 0.85311 | 23262.4216 | 53659.1666 | 474.2359 | 1093.9147
1 | 2900 | 707 | 0.045 | 15 | 15 | 7 | 1.7783e-12 | 5spot_SharedNeighbor | CO2 | Porous | Wet | R600a | MinimizeLCOE_Brownfield | IgnoreSilica | 2019 | 19.054 | 3.3301 | 0.28516 | 4 | 18705.2732 | 41439.7215 | 381.3323 | 844.8048 | 98.8747 | 10.1384 | 56.808 | 1351143.4998 | 0 | 961879.5987 | 0 | 0 | 0 | 687632.1416 | 1170255.5436 | 3044764.8721 | 2078114.5889 | 9293790.2448 | 961560.8286 | 11080591.8743 | 11080591.8743 | 9793800.0038 | 5057380.7595 | 0 | 21335942.9477 | 47267715.5853 | 1778.2794 | 1.1406 | 18705.2732 | 41439.7215 | 381.3323 | 844.8048
1 | 2900 | 707 | 0.045 | 15 | 15 | 7 | 2.3714e-12 | 5spot_SharedNeighbor | CO2 | Porous | Wet | R600a | MinimizeLCOE_Brownfield | IgnoreSilica | 2019 | 24.187 | 4.2904 | 0.37736 | 4 | 15271.9038 | 32451.5402 | 311.3384 | 661.5685 | 99.4439 | 10.1389 | 72.0354 | 1607944.8635 | 0 | 1164120.4711 | 0 | 0 | 0 | 782695.6411 | 1386356.7805 | 3607015.9621 | 2461862.5109 | 11009996.2292 | 961560.8286 | 11080591.8743 | 11080591.8743 | 9793800.0038 | 5057380.7595 | 0 | 23052148.9322 | 48983921.5698 | 2371.3737 | 1.5094 | 15271.9038 | 32451.5402 | 311.3384 | 661.5685
1 | 2900 | 707 | 0.045 | 15 | 15 | 7 | 3.1623e-12 | 5spot_SharedNeighbor | CO2 | Porous | Wet | R600a | MinimizeLCOE_Brownfield | IgnoreSilica | 2019 | 30.4696 | 5.4705 | 0.49393 | 4 | 12650.7478 | 25775.9299 | 257.9026 | 525.4772 | 99.8369 | 10.1251 | 63.1381 | 1900250.3208 | 0 | 1400314.2318 | 0 | 0 | 0 | 881291.1255 | 1630923.7145 | 4243328.9566 | 2896159.2045 | 12952267.5537 | 961560.8286 | 11080591.8743 | 11080591.8743 | 9793800.0038 | 5057380.7595 | 0 | 24994420.2566 | 50926192.8942 | 3162.2777 | 1.9757 | 12650.7478 | 25775.9299 | 257.9026 | 525.4772
1 | 2900 | 707 | 0.045 | 15 | 15 | 7 | 4.217e-12 | 5spot_SharedNeighbor | CO2 | Porous | Wet | R600a | MinimizeLCOE_Brownfield | IgnoreSilica | 2019 | 38.0749 | 6.9046 | 0.63906 | 4 | 10629.1216 | 20773.5929 | 216.689 | 423.4978 | 100.0691 | 10.0932 | 57.7242 | 2229555.8682 | 0 | 1673568.0611 | 0 | 0 | 0 | 981366.5451 | 1904951.285 | 4956292.4844 | 3382771.4623 | 15128505.7062 | 961560.8286 | 11080591.8743 | 11080591.8743 | 9793800.0038 | 5057380.7595 | 0 | 27170658.4091 | 53102431.0468 | 4216.965 | 2.5562 | 10629.1216 | 20773.5929 | 216.689 | 423.4978
1 | 2900 | 707 | 0.045 | 15 | 15 | 7 | 5.6234e-12 | 5spot_SharedNeighbor | CO2 | Porous | Wet | R600a | MinimizeLCOE_Brownfield | IgnoreSilica | 2019 | 46.9734 | 8.5907 | 0.81455 | 4 | 9059.1664 | 17018.1349 | 184.6834 | 346.9377 | 100.14 | 10.0391 | 67.527 | 2588263.782 | 0 | 1979766.8921 | 0 | 0 | 0 | 1073827.3817 | 2200324.6417 | 5724793.3692 | 3907289.1072 | 17474265.1739 | 961560.8286 | 11080591.8743 | 11080591.8743 | 9793800.0038 | 5057380.7595 | 0 | 29516417.8769 | 55448190.5145 | 5623.4133 | 3.2582 | 9059.1664 | 17018.1349 | 184.6834 | 346.9377
1 | 2900 | 707 | 0.045 | 15 | 15 | 7 | 7.4989e-12 | 5spot_SharedNeighbor | CO2 | Porous | Wet | R600a | MinimizeLCOE_Brownfield | IgnoreSilica | 2019 | 57.005 | 10.5015 | 1.019 | 4 | 7836.5276 | 14198.3625 | 159.7582 | 289.4528 | 100.0435 | 9.9583 | 78.944 | 2964746.5557 | 0 | 2311333.8662 | 0 | 0 | 0 | 1149187.4338 | 2505854.4637 | 6519719.2932 | 4449842.3845 | 19900683.9971 | 961560.8286 | 11080591.8743 | 11080591.8743 | 9793800.0038 | 5057380.7595 | 0 | 31942836.7001 | 57874609.3377 | 7498.9421 | 4.0761 | 7836.5276 | 14198.3625 | 159.7582 | 289.4528
1 | 2900 | 707 | 0.045 | 15 | 15 | 7 | 1e-11 | 5spot_SharedNeighbor | CO2 | Porous | Wet | R600a | MinimizeLCOE_Brownfield | IgnoreSilica | 2019 | 67.7038 | 12.5514 | 1.2453 | 4 | 6885.6161 | 12091.7461 | 140.3726 | 246.5066 | 99.777 | 9.85 | 89.9405 | 3338463.1736 | 0 | 2652300.962 | 0 | 0 | 0 | 1194683.1732 | 2802324.4504 | 7291073.3842 | 4976307.4013 | 22255152.5448 | 961560.8286 | 11080591.8743 | 11080591.8743 | 9793800.0038 | 5057380.7595 | 0 | 34297305.2477 | 60229077.8853 | 10000 | 4.981 | 6885.6161 | 12091.7461 | 140.3726 | 246.5066
1 | 2900 | 707 | 0.045 | 15 | 15 | 7 | 1.3335e-11 | 5spot_SharedNeighbor | CO2 | Porous | Wet | R600a | MinimizeLCOE_Brownfield | IgnoreSilica | 2019 | 78.4419 | 14.6209 | 1.481 | 4 | 6149.1122 | 10526.5736 | 125.358 | 214.5984 | 99.3588 | 9.7185 | 80.2029 | 3687665.6269 | 0 | 2983807.9122 | 0 | 0 | 0 | 1201551.1875 | 3070479.6433 | 7988758.19 | 5452491.6172 | 24384754.1771 | 961560.8286 | 11080591.8743 | 11080591.8743 | 9793800.0038 | 5057380.7595 | 0 | 36426906.88 | 62358679.5176 | 13335.2143 | 5.9239 | 6149.1122 | 10526.5736 | 125.358 | 214.5984
1 | 2900 | 707 | 0.045 | 15 | 15 | 7 | 1.7783e-11 | 5spot_SharedNeighbor | CO2 | Porous | Wet | R600a | MinimizeLCOE_Brownfield | IgnoreSilica | 2019 | 88.6413 | 16.5969 | 1.7126 | 4 | 5581.5391 | 9367.0381 | 113.7872 | 190.9597 | 98.8303 | 9.5724 | 87.3993 | 3996906.3657 | 0 | 3290343.1565 | 0 | 0 | 0 | 1169603.4991 | 3298172.6783 | 8581168.7607 | 5856824.0046 | 26193018.4649 | 961560.8286 | 11080591.8743 | 11080591.8743 | 9793800.0038 | 5057380.7595 | 0 | 38235171.1678 | 64166943.8055 | 17782.7941 | 6.8503 | 5581.5391 | 9367.0381 | 113.7872 | 190.9597
1 | 2900 | 707 | 0.045 | 15 | 15 | 7 | 2.3714e-11 | 5spot_SharedNeighbor | CO2 | Porous | Wet | R600a | MinimizeLCOE_Brownfield | IgnoreSilica | 2019 | 97.7787 | 18.3764 | 1.927 | 4 | 5146.0579 | 8510.3136 | 104.9094 | 173.4943 | 98.2521 | 9.4241 | 86.4316 | 4256060.1329 | 0 | 3558999.1188 | 0 | 0 | 0 | 1103745.5569 | 3478333.8754 | 9049911.2393 | 6176750.3779 | 27623800.3011 | 961560.8286 | 11080591.8743 | 11080591.8743 | 9793800.0038 | 5057380.7595 | 0 | 39665953.0041 | 65597725.6417 | 23713.7371 | 7.708 | 5146.0579 | 8510.3136 | 104.9094 | 173.4943
1 | 2900 | 707 | 0.045 | 15 | 15 | 7 | 3.1623e-11 | 5spot_SharedNeighbor | CO2 | Porous | Wet | R600a | MinimizeLCOE_Brownfield | IgnoreSilica | 2019 | 105.601 | 19.9068 | 2.116 | 4 | 4812.9224 | 7876.7082 | 98.1179 | 160.5774 | 97.6799 | 9.284 | 90.9207 | 4464696.3306 | 0 | 3785006.0922 | 0 | 0 | 0 | 1014714.3187 | 3613122.5292 | 9400603.6677 | 6416105.1663 | 28694248.1047 | 961560.8286 | 11080591.8743 | 11080591.8743 | 9793800.0038 | 5057380.7595 | 0 | 40736400.8076 | 66668173.4452 | 31622.7766 | 8.464 | 4812.9224 | 7876.7082 | 98.1179 | 160.5774
1 | 2900 | 707 | 0.045 | 15 | 15 | 7 | 4.217e-11 | 5spot_SharedNeighbor | CO2 | Porous | Wet | R600a | MinimizeLCOE_Brownfield | IgnoreSilica | 2019 | 112.0371 | 21.1715 | 2.2757 | 4 | 4558.4709 | 7407.222 | 92.9306 | 151.0062 | 97.1559 | 9.1597 | 89.0893 | 4627245.8845 | 0 | 3968457.8196 | 0 | 0 | 0 | 913673.8497 | 3708657.246 | 9649165.4039 | 6585753.6587 | 29452953.8625 | 961560.8286 | 11080591.8743 | 11080591.8743 | 9793800.0038 | 5057380.7595 | 0 | 41495106.5654 | 67426879.2031 | 42169.6503 | 9.1029 | 4558.4709 | 7407.222 | 92.9306 | 151.0062
1 | 2900 | 707 | 0.045 | 15 | 15 | 7 | 5.6234e-11 | 5spot_SharedNeighbor | CO2 | Porous | Wet | R600a | MinimizeLCOE_Brownfield | IgnoreSilica | 2019 | 117.1649 | 22.1833 | 2.4063 | 4 | 4364.1983 | 7058.4065 | 88.9701 | 143.8952 | 96.7039 | 9.0547 | 105.4573 | 4750831.3346 | 0 | 4113110.5314 | 0 | 0 | 0 | 810205.1118 | 3772917.3213 | 9816356.9384 | 6699865.3164 | 29963286.554 | 961560.8286 | 11080591.8743 | 11080591.8743 | 9793800.0038 | 5057380.7595 | 0 | 42005439.2569 | 67937211.8945 | 56234.1325 | 9.625 | 4364.1983 | 7058.4065 | 88.9701 | 143.8952
1 | 2900 | 707 | 0.045 | 15 | 15 | 7 | 7.4989e-11 | 5spot_SharedNeighbor | CO2 | Porous | Wet | R600a | MinimizeLCOE_Brownfield | IgnoreSilica | 2019 | 121.148 | 22.9723 | 2.5102 | 4 | 4215.8302 | 6798.4753 | 85.9454 | 138.5961 | 96.3314 | 8.9696 | 97.8846 | 4843170.911 | 0 | 4224598.1434 | 0 | 0 | 0 | 711240.7351 | 3813813.8179 | 9922761.2334 | 6772488.4341 | 30288073.2748 | 961560.8286 | 11080591.8743 | 11080591.8743 | 9793800.0038 | 5057380.7595 | 0 | 42330225.9778 | 68261998.6154 | 74989.4209 | 10.0408 | 4215.8302 | 6798.4753 | 85.9454 | 138.5961
1 | 2900 | 707 | 0.045 | 15 | 15 | 7 | 1e-10 | 5spot_SharedNeighbor | CO2 | Porous | Wet | R600a | MinimizeLCOE_Brownfield | IgnoreSilica | 2019 | 124.1707 | 23.5736 | 2.5912 | 4 | 4102.4548 | 6604.3566 | 83.6341 | 134.6387 | 96.036 | 8.9028 | 97.3436 | 4911086.3692 | 0 | 4308713.4959 | 0 | 0 | 0 | 620876.2299 | 3837863.6771 | 9985334.0336 | 6815195.656 | 30479069.4617 | 961560.8286 | 11080591.8743 | 11080591.8743 | 9793800.0038 | 5057380.7595 | 0 | 42521222.1647 | 68452994.8023 | 100000 | 10.3648 | 4102.4548 | 6604.3566 | 83.6341 | 134.6387
1 | 2900 | 707 | 0.045 | 15 | 15 | 7 | 1.3335e-10 | 5spot_SharedNeighbor | CO2 | Porous | Wet | R600a | MinimizeLCOE_Brownfield | IgnoreSilica | 2019 | 126.4487 | 24.0288 | 2.6537 | 4 | 4015.5281 | 6458.5175 | 81.862 | 131.6656 | 95.8051 | 8.8508 | 85.5218 | 4960942.2794 | 0 | 4371835.1207 | 0 | 0 | 0 | 541053.5503 | 3850794.0707 | 10018976.2654 | 6838157.1705 | 30581758.4569 | 961560.8286 | 11080591.8743 | 11080591.8743 | 9793800.0038 | 5057380.7595 | 0 | 42623911.1598 | 68555683.7975 | 133352.1432 | 10.6148 | 4015.5281 | 6458.5175 | 81.862 | 131.6656
1 | 2900 | 707 | 0.045 | 15 | 15 | 7 | 1.7783e-10 | 5spot_SharedNeighbor | CO2 | Porous | Wet | R600a | MinimizeLCOE_Brownfield | IgnoreSilica | 2019 | 128.0345 | 24.3482 | 2.6999 | 4 | 3949.3012 | 6350.4771 | 80.5118 | 129.4631 | 95.6413 | 8.8144 | 85.721 | 4995084.4238 | 0 | 4415643.3808 | 0 | 0 | 0 | 471826.3667 | 3854196.1268 | 10027827.7176 | 6844198.4685 | 30608776.4841 | 961560.8286 | 11080591.8743 | 11080591.8743 | 9793800.0038 | 5057380.7595 | 0 | 42650929.187 | 68582701.8247 | 177827.941 | 10.7996 | 3949.3012 | 6350.4771 | 80.5118 | 129.4631
1 | 2900 | 707 | 0.045 | 15 | 15 | 7 | 2.3714e-10 | 5spot_SharedNeighbor | CO2 | Porous | Wet | R600a | MinimizeLCOE_Brownfield | IgnoreSilica | 2019 | 129.1406 | 24.573 | 2.734 | 4 | 3898.6332 | 6269.8201 | 79.4789 | 127.8188 | 95.5249 | 8.7888 | 87.4071 | 5018574.1128 | 0 | 4446135.2171 | 0 | 0 | 0 | 413099.1823 | 3852345.3198 | 10023012.2973 | 6840911.8452 | 30594077.9745 | 961560.8286 | 11080591.8743 | 11080591.8743 | 9793800.0038 | 5057380.7595 | 0 | 42636230.6774 | 68568003.3151 | 237137.3706 | 10.9362 | 3898.6332 | 6269.8201 | 79.4789 | 127.8188
1 | 2900 | 707 | 0.045 | 15 | 15 | 7 | 3.1623e-10 | 5spot_SharedNeighbor | CO2 | Porous | Wet | R600a | MinimizeLCOE_Brownfield | IgnoreSilica | 2019 | 129.8787 | 24.7251 | 2.7588 | 4 | 3859.8795 | 6209.7791 | 78.6889 | 126.5947 | 95.4461 | 8.7715 | 76.0755 | 5034090.8701 | 0 | 4466453.1461 | 0 | 0 | 0 | 363889.816 | 3847129.1945 | 10009441.0095 | 6831649.1624 | 30552653.1985 | 961560.8286 | 11080591.8743 | 11080591.8743 | 9793800.0038 | 5057380.7595 | 0 | 42594805.9015 | 68526578.5391 | 316227.766 | 11.0353 | 3859.8795 | 6209.7791 | 78.6889 | 126.5947
1 | 2900 | 707 | 0.045 | 15 | 15 | 7 | 4.217e-10 | 5spot_SharedNeighbor | CO2 | Porous | Wet | R600a | MinimizeLCOE_Brownfield | IgnoreSilica | 2019 | 130.3339 | 24.8211 | 2.7763 | 4 | 3830.2564 | 6165.3346 | 78.085 | 125.6887 | 95.3968 | 8.7607 | 86.812 | 5043585.006 | 0 | 4478970.9627 | 0 | 0 | 0 | 322953.7178 | 3839748.7777 | 9990238.6789 | 6818543.1772 | 30494040.3202 | 961560.8286 | 11080591.8743 | 11080591.8743 | 9793800.0038 | 5057380.7595 | 0 | 42536193.0232 | 68467965.6608 | 421696.5034 | 11.1053 | 3830.2564 | 6165.3346 | 78.085 | 125.6887
1 | 2900 | 707 | 0.045 | 15 | 15 | 7 | 5.6234e-10 | 5spot_SharedNeighbor | CO2 | Porous | Wet | R600a | MinimizeLCOE_Brownfield | IgnoreSilica | 2019 | 130.5749 | 24.8748 | 2.7883 | 4 | 3807.6326 | 6132.6931 | 77.6237 | 125.0232 | 95.3702 | 8.755 | 98.7062 | 5048572.8554 | 0 | 4485594.3457 | 0 | 0 | 0 | 289046.1517 | 3831053.2076 | 9967614.5891 | 6803101.771 | 30424982.9205 | 961560.8286 | 11080591.8743 | 11080591.8743 | 9793800.0038 | 5057380.7595 | 0 | 42467135.6234 | 68398908.2611 | 562341.3252 | 11.1532 | 3807.6326 | 6132.6931 | 77.6237 | 125.0232
1 | 2900 | 707 | 0.045 | 15 | 15 | 7 | 7.4989e-10 | 5spot_SharedNeighbor | CO2 | Porous | Wet | R600a | MinimizeLCOE_Brownfield | IgnoreSilica | 2019 | 130.6675 | 24.8988 | 2.7962 | 4 | 3790.374 | 6108.8631 | 77.2719 | 124.5374 | 95.3594 | 8.7528 | 96.38 | 5050461.2579 | 0 | 4488139.2853 | 0 | 0 | 0 | 261151.5985 | 3821903.3353 | 9943808.4982 | 6786853.6248 | 30352317.5999 | 961560.8286 | 11080591.8743 | 11080591.8743 | 9793800.0038 | 5057380.7595 | 0 | 42394470.3028 | 68326242.9405 | 749894.2093 | 11.1848 | 3790.374 | 6108.8631 | 77.2719 | 124.5374
1 | 2900 | 707 | 0.045 | 15 | 15 | 7 | 1e-09 | 5spot_SharedNeighbor | CO2 | Porous | Wet | R600a | MinimizeLCOE_Brownfield | IgnoreSilica | 2019 | 130.6675 | 24.904 | 2.8013 | 4 | 3777.2258 | 6091.5238 | 77.0039 | 124.184 | 95.3586 | 8.7528 | 97.032 | 5050422.6277 | 0 | 4488139.2853 | 0 | 0 | 0 | 238411.6278 | 3813019.6809 | 9920695.0519 | 6771078.2228 | 30281766.4965 | 961560.8286 | 11080591.8743 | 11080591.8743 | 9793800.0038 | 5057380.7595 | 0 | 42323919.1995 | 68255691.8371 | 1000000 | 11.205 | 3777.2258 | 6091.5238 | 77.0039 | 124.184
1 | 2900 | 707 | 0.045 | 15 | 15 | 7 | 1.3335e-09 | 5spot_SharedNeighbor | CO2 | Porous | Wet | R600a | MinimizeLCOE_Brownfield | IgnoreSilica | 2019 | 130.5897 | 24.8935 | 2.8041 | 4 | 3767.2235 | 6079.1997 | 76.7999 | 123.9327 | 95.3661 | 8.7546 | 89.578 | 5048764.7318 | 0 | 4486001.5602 | 0 | 0 | 0 | 219708.5259 | 3804245.179 | 9897865.5978 | 6755496.6513 | 30212082.2462 | 961560.8286 | 11080591.8743 | 11080591.8743 | 9793800.0038 | 5057380.7595 | 0 | 42254234.9491 | 68186007.5868 | 1333521.4322 | 11.2163 | 3767.2235 | 6079.1997 | 76.7999 | 123.9327
1 | 2900 | 707 | 0.045 | 15 | 15 | 7 | 1.7783e-09 | 5spot_SharedNeighbor | CO2 | Porous | Wet | R600a | MinimizeLCOE_Brownfield | IgnoreSilica | 2019 | 130.4971 | 24.8793 | 2.8057 | 4 | 3759.6269 | 6070.2296 | 76.6451 | 123.7498 | 95.3754 | 8.7567 | 92.4509 | 5046802.5312 | 0 | 4483456.3174 | 0 | 0 | 0 | 204799.1912 | 3796672.6355 | 9878163.393 | 6742049.4917 | 30151943.5599 | 961560.8286 | 11080591.8743 | 11080591.8743 | 9793800.0038 | 5057380.7595 | 0 | 42194096.2629 | 68125868.9005 | 1778279.41 | 11.2229 | 3759.6269 | 6070.2296 | 76.6451 | 123.7498
1 | 2900 | 707 | 0.045 | 15 | 15 | 7 | 2.3714e-09 | 5spot_SharedNeighbor | CO2 | Porous | Wet | R600a | MinimizeLCOE_Brownfield | IgnoreSilica | 2019 | 130.3534 | 24.855 | 2.806 | 4 | 3753.8644 | 6064.2241 | 76.5276 | 123.6274 | 95.3901 | 8.7601 | 86.3383 | 5043771.0135 | 0 | 4479505.6274 | 0 | 0 | 0 | 192330.6478 | 3789086.8426 | 9858426.7158 | 6728578.804 | 30091699.651 | 961560.8286 | 11080591.8743 | 11080591.8743 | 9793800.0038 | 5057380.7595 | 0 | 42133852.354 | 68065624.9916 | 2371373.7057 | 11.2241 | 3753.8644 | 6064.2241 | 76.5276 | 123.6274
1 | 2900 | 707 | 0.045 | 15 | 15 | 7 | 3.1623e-09 | 5spot_SharedNeighbor | CO2 | Porous | Wet | R600a | MinimizeLCOE_Brownfield | IgnoreSilica | 2019 | 130.2413 | 24.8359 | 2.8062 | 4 | 3749.5011 | 6059.7314 | 76.4387 | 123.5358 | 95.4016 | 8.7627 | 87.1902 | 5041405.1229 | 0 | 4476424.7212 | 0 | 0 | 0 | 182726.5023 | 3783216.9751 | 9843154.5247 | 6718155.2197 | 30045083.066 | 961560.8286 | 11080591.8743 | 11080591.8743 | 9793800.0038 | 5057380.7595 | 0 | 42087235.769 | 68019008.4066 | 3162277.6602 | 11.2248 | 3749.5011 | 6059.7314 | 76.4387 | 123.5358
1 | 2900 | 707 | 0.045 | 15 | 15 | 7 | 4.217e-09 | 5spot_SharedNeighbor | CO2 | Porous | Wet | R600a | MinimizeLCOE_Brownfield | IgnoreSilica | 2019 | 130.1144 | 24.8137 | 2.8058 | 4 | 3746.2019 | 6056.7936 | 76.3714 | 123.4759 | 95.4146 | 8.7657 | 93.8024 | 5038728.1405 | 0 | 4472935.7825 | 0 | 0 | 0 | 174812.4943 | 3777725.8028 | 9828867.6207 | 6708404.1142 | 30001473.955 | 961560.8286 | 11080591.8743 | 11080591.8743 | 9793800.0038 | 5057380.7595 | 0 | 42043626.6579 | 67975399.2955 | 4216965.0343 | 11.223 | 3746.2019 | 6056.7936 | 76.3714 | 123.4759
1 | 2900 | 707 | 0.045 | 15 | 15 | 7 | 5.6234e-09 | 5spot_SharedNeighbor | CO2 | Porous | Wet | R600a | MinimizeLCOE_Brownfield | IgnoreSilica | 2019 | 130.0024 | 24.7939 | 2.8052 | 4 | 3743.7105 | 6054.7575 | 76.3206 | 123.4344 | 95.4262 | 8.7683 | 93.1017 | 5036362.3568 | 0 | 4469853.7452 | 0 | 0 | 0 | 168560.4038 | 3773162.8373 | 9816995.7205 | 6700301.2983 | 29965236.3619 | 961560.8286 | 11080591.8743 | 11080591.8743 | 9793800.0038 | 5057380.7595 | 0 | 42007389.0648 | 67939161.7024 | 5623413.2519 | 11.2208 | 3743.7105 | 6054.7575 | 76.3206 | 123.4344
1 | 2900 | 707 | 0.045 | 15 | 15 | 7 | 7.4989e-09 | 5spot_SharedNeighbor | CO2 | Porous | Wet | R600a | MinimizeLCOE_Brownfield | IgnoreSilica | 2019 | 129.9124 | 24.778 | 2.8047 | 4 | 3741.8316 | 6053.2869 | 76.2823 | 123.4044 | 95.4355 | 8.7704 | 83.6321 | 5034460.6456 | 0 | 4467377.7846 | 0 | 0 | 0 | 163735.8688 | 3769573.9766 | 9807658.2412 | 6693928.2768 | 29936734.7936 | 961560.8286 | 11080591.8743 | 11080591.8743 | 9793800.0038 | 5057380.7595 | 0 | 41978887.4965 | 67910660.1341 | 7498942.0933 | 11.2188 | 3741.8316 | 6053.2869 | 76.2823 | 123.4044
1 | 2900 | 707 | 0.045 | 15 | 15 | 7 | 1e-08 | 5spot_SharedNeighbor | CO2 | Porous | Wet | R600a | MinimizeLCOE_Brownfield | IgnoreSilica | 2019 | 129.8346 | 24.7641 | 2.8042 | 4 | 3740.4159 | 6052.2896 | 76.2534 | 123.3841 | 95.4435 | 8.7722 | 86.4771 | 5032816.3187 | 0 | 4465237.5794 | 0 | 0 | 0 | 159941.3402 | 3766618.143 | 9799967.7684 | 6688679.3711 | 29913260.5208 | 961560.8286 | 11080591.8743 | 11080591.8743 | 9793800.0038 | 5057380.7595 | 0 | 41955413.2238 | 67887185.8614 | 10000000 | 11.2168 | 3740.4159 | 6052.2896 | 76.2534 | 123.3841
1 | 3000 | 707 | 0.045 | 15 | 15 | 7 | 1e-13 | 5spot_SharedNeighbor | CO2 | Porous | Wet | R600a | MinimizeLCOE_Brownfield | IgnoreSilica | 2019 | 1.3208 | 0.097911 | 0.0057659 | 4 | 591779.125 | 1753416.7718 | 12064.2179 | 35745.7726 | 74.1876 | 9.5191 | 136.7692 | 156006.6039 | 0 | 92360.0149 | 0 | 0 | 0 | 127109.4084 | 146435.6506 | 380995.5247 | 260037.2743 | 1162944.4766 | 961560.8286 | 11524091.9223 | 11524091.9223 | 10059725.4019 | 5207807.6177 | 0 | 13648597.2275 | 40440222.1694 | 100 | 0.023064 | 591779.125 | 1753416.7718 | 12064.2179 | 35745.7726
1 | 3000 | 707 | 0.045 | 15 | 15 | 7 | 1.3335e-13 | 5spot_SharedNeighbor | CO2 | Porous | Wet | R600a | MinimizeLCOE_Brownfield | IgnoreSilica | 2019 | 1.807 | 0.17314 | 0.010991 | 4 | 319254.1485 | 928644.9118 | 6508.4276 | 18931.6826 | 80.0778 | 9.8242 | 188.39 | 210342.7534 | 0 | 129973.5417 | 0 | 0 | 0 | 160201.3806 | 195201.8936 | 507875.2856 | 346635.3182 | 1550230.1732 | 961560.8286 | 11524091.9223 | 11524091.9223 | 10059725.4019 | 5207807.6177 | 0 | 14035882.9241 | 40827507.866 | 133.3521 | 0.043965 | 319254.1485 | 928644.9118 | 6508.4276 | 18931.6826
1 | 3000 | 707 | 0.045 | 15 | 15 | 7 | 1.7783e-13 | 5spot_SharedNeighbor | CO2 | Porous | Wet | R600a | MinimizeLCOE_Brownfield | IgnoreSilica | 2019 | 2.4293 | 0.27668 | 0.018599 | 4 | 194820.9242 | 554939.5806 | 3971.6881 | 11313.194 | 85.0343 | 10.0498 | 239.2521 | 275005.19 | 0 | 175686.9091 | 0 | 0 | 0 | 197744.6791 | 252890.3435 | 657968.7988 | 449077.2251 | 2008373.1455 | 961560.8286 | 11524091.9223 | 11524091.9223 | 10059725.4019 | 5207807.6177 | 0 | 14494025.8965 | 41285650.8383 | 177.8279 | 0.074397 | 194820.9242 | 554939.5806 | 3971.6881 | 11313.194
1 | 3000 | 707 | 0.045 | 15 | 15 | 7 | 2.3714e-13 | 5spot_SharedNeighbor | CO2 | Porous | Wet | R600a | MinimizeLCOE_Brownfield | IgnoreSilica | 2019 | 3.2345 | 0.41689 | 0.0293 | 4 | 128339.6912 | 356936.8999 | 2616.3782 | 7276.6415 | 89.1845 | 10.2189 | 48.5589 | 352351.9356 | 0 | 231663.4891 | 0 | 0 | 0 | 241159.8441 | 321818.3548 | 837305.3452 | 571478.103 | 2555777.0719 | 961560.8286 | 11524091.9223 | 11524091.9223 | 10059725.4019 | 5207807.6177 | 0 | 15041429.8228 | 41833054.7647 | 237.1374 | 0.1172 | 128339.6912 | 356936.8999 | 2616.3782 | 7276.6415
1 | 3000 | 707 | 0.045 | 15 | 15 | 7 | 3.1623e-13 | 5spot_SharedNeighbor | CO2 | Porous | Wet | R600a | MinimizeLCOE_Brownfield | IgnoreSilica | 2019 | 4.3166 | 0.60982 | 0.044312 | 4 | 88556.8288 | 239711.4681 | 1805.3507 | 4886.8425 | 92.7085 | 10.3506 | 50.2684 | 448040.4642 | 0 | 293253.0571 | 0 | 0 | 0 | 295344.8009 | 404288.9457 | 1051876.9056 | 717927.602 | 3210731.7756 | 961560.8286 | 11524091.9223 | 11524091.9223 | 10059725.4019 | 5207807.6177 | 0 | 15696384.5265 | 42488009.4684 | 316.2278 | 0.17725 | 88556.8288 | 239711.4681 | 1805.3507 | 4886.8425
1 | 3000 | 707 | 0.045 | 15 | 15 | 7 | 4.217e-13 | 5spot_SharedNeighbor | CO2 | Porous | Wet | R600a | MinimizeLCOE_Brownfield | IgnoreSilica | 2019 | 5.6387 | 0.85228 | 0.064528 | 4 | 63608.8797 | 167406.8487 | 1296.7531 | 3412.815 | 95.4062 | 10.4443 | 65.9144 | 555679.7817 | 0 | 363142.737 | 0 | 0 | 0 | 350895.315 | 495189.9551 | 1288382.6858 | 879347.6567 | 3932638.1312 | 961560.8286 | 11524091.9223 | 11524091.9223 | 10059725.4019 | 5207807.6177 | 0 | 16418290.8822 | 43209915.8241 | 421.6965 | 0.25811 | 63608.8797 | 167406.8487 | 1296.7531 | 3412.815
1 | 3000 | 707 | 0.045 | 15 | 15 | 7 | 5.6234e-13 | 5spot_SharedNeighbor | CO2 | Porous | Wet | R600a | MinimizeLCOE_Brownfield | IgnoreSilica | 2019 | 7.3218 | 1.165 | 0.09149 | 4 | 47175.398 | 120384.4195 | 961.7343 | 2454.1992 | 97.5665 | 10.5145 | 64.595 | 682077.8408 | 0 | 447535.0151 | 0 | 0 | 0 | 413266.6238 | 601722.9971 | 1565559.8081 | 1068526.7381 | 4778689.023 | 961560.8286 | 11524091.9223 | 11524091.9223 | 10059725.4019 | 5207807.6177 | 0 | 17264341.774 | 44055966.7159 | 562.3413 | 0.36596 | 47175.398 | 120384.4195 | 961.7343 | 2454.1992
1 | 3000 | 707 | 0.045 | 15 | 15 | 7 | 7.4989e-13 | 5spot_SharedNeighbor | CO2 | Porous | Wet | R600a | MinimizeLCOE_Brownfield | IgnoreSilica | 2019 | 9.4561 | 1.5651 | 0.12713 | 4 | 35895.9363 | 88582.8377 | 731.7872 | 1805.881 | 99.2805 | 10.5666 | 53.9436 | 830166.4625 | 0 | 549162.6898 | 0 | 0 | 0 | 482855.9461 | 726252.1884 | 1889559.2193 | 1289662.9937 | 5767659.4998 | 961560.8286 | 11524091.9223 | 11524091.9223 | 10059725.4019 | 5207807.6177 | 0 | 18253312.2507 | 45044937.1926 | 749.8942 | 0.50851 | 35895.9363 | 88582.8377 | 731.7872 | 1805.881
1 | 3000 | 707 | 0.045 | 15 | 15 | 7 | 1e-12 | 5spot_SharedNeighbor | CO2 | Porous | Wet | R600a | MinimizeLCOE_Brownfield | IgnoreSilica | 2019 | 12.1823 | 2.0789 | 0.17402 | 4 | 27903.3371 | 66392.9486 | 568.8473 | 1353.5101 | 100.641 | 10.6043 | 48.4825 | 1005179.6618 | 0 | 672536.0864 | 0 | 0 | 0 | 562055.5752 | 873510.8161 | 2272695.9618 | 1551161.6932 | 6937139.7944 | 961560.8286 | 11524091.9223 | 11524091.9223 | 10059725.4019 | 5207807.6177 | 0 | 19422792.5454 | 46214417.4873 | 1000 | 0.69607 | 27903.3371 | 66392.9486 | 568.8473 | 1353.5101
1 | 3000 | 707 | 0.045 | 15 | 15 | 7 | 1.3335e-12 | 5spot_SharedNeighbor | CO2 | Porous | Wet | R600a | MinimizeLCOE_Brownfield | IgnoreSilica | 2019 | 15.6117 | 2.7286 | 0.23513 | 4 | 22095.5339 | 50581.0906 | 450.4473 | 1031.1639 | 101.6963 | 10.6289 | 61.1868 | 1209160.0633 | 0 | 820148.3339 | 0 | 0 | 0 | 649174.4287 | 1044608.3021 | 2717856.5235 | 1854992.9237 | 8295940.5754 | 961560.8286 | 11524091.9223 | 11524091.9223 | 10059725.4019 | 5207807.6177 | 0 | 20781593.3263 | 47573218.2682 | 1333.5214 | 0.94053 | 22095.5339 | 50581.0906 | 450.4473 | 1031.1639
1 | 3000 | 707 | 0.045 | 15 | 15 | 7 | 1.7783e-12 | 5spot_SharedNeighbor | CO2 | Porous | Wet | R600a | MinimizeLCOE_Brownfield | IgnoreSilica | 2019 | 19.9165 | 3.5474 | 0.31425 | 4 | 17788.9771 | 39103.2371 | 362.6524 | 797.1724 | 102.5041 | 10.6412 | 59.1103 | 1446755.9811 | 0 | 996559.2623 | 0 | 0 | 0 | 744915.0342 | 1243409.8083 | 3235097.2627 | 2208020.3564 | 9874757.7051 | 961560.8286 | 11524091.9223 | 11524091.9223 | 10059725.4019 | 5207807.6177 | 0 | 22360410.4561 | 49152035.398 | 1778.2794 | 1.257 | 17788.9771 | 39103.2371 | 362.6524 | 797.1724
1 | 3000 | 707 | 0.045 | 15 | 15 | 7 | 2.3714e-12 | 5spot_SharedNeighbor | CO2 | Porous | Wet | R600a | MinimizeLCOE_Brownfield | IgnoreSilica | 2019 | 25.2561 | 4.5671 | 0.41554 | 4 | 14542.7126 | 30661.3935 | 296.4729 | 625.074 | 103.1007 | 10.6403 | 60.6658 | 1720563.2315 | 0 | 1205105.3096 | 0 | 0 | 0 | 847506.688 | 1471538.3394 | 3828640.905 | 2613126.0884 | 11686480.5618 | 961560.8286 | 11524091.9223 | 11524091.9223 | 10059725.4019 | 5207807.6177 | 0 | 24172133.3128 | 50963758.2547 | 2371.3737 | 1.6621 | 14542.7126 | 30661.3935 | 296.4729 | 625.074
1 | 3000 | 707 | 0.045 | 15 | 15 | 7 | 3.1623e-12 | 5spot_SharedNeighbor | CO2 | Porous | Wet | R600a | MinimizeLCOE_Brownfield | IgnoreSilica | 2019 | 31.7996 | 5.8216 | 0.54352 | 4 | 12063.1975 | 24386.4021 | 245.9246 | 497.1498 | 103.5125 | 10.6236 | 56.4332 | 2032647.1057 | 0 | 1449005.6209 | 0 | 0 | 0 | 954760.2316 | 1730201.0537 | 4501628.2286 | 3072453.7653 | 13740696.0057 | 961560.8286 | 11524091.9223 | 11524091.9223 | 10059725.4019 | 5207807.6177 | 0 | 26226348.7567 | 53017973.6986 | 3162.2777 | 2.1741 | 12063.1975 | 24386.4021 | 245.9246 | 497.1498
1 | 3000 | 707 | 0.045 | 15 | 15 | 7 | 4.217e-12 | 5spot_SharedNeighbor | CO2 | Porous | Wet | R600a | MinimizeLCOE_Brownfield | IgnoreSilica | 2019 | 39.6607 | 7.3354 | 0.70212 | 4 | 10150.1607 | 19689.7363 | 206.9248 | 401.4019 | 103.7526 | 10.5875 | 56.4181 | 2381616.9538 | 0 | 1729103.5173 | 0 | 0 | 0 | 1061856.649 | 2017305.0769 | 5248614.0039 | 3582286.9059 | 16020783.1069 | 961560.8286 | 11524091.9223 | 11524091.9223 | 10059725.4019 | 5207807.6177 | 0 | 28506435.8578 | 55298060.7997 | 4216.965 | 2.8085 | 10150.1607 | 19689.7363 | 206.9248 | 401.4019
1 | 3000 | 707 | 0.045 | 15 | 15 | 7 | 5.6234e-12 | 5spot_SharedNeighbor | CO2 | Porous | Wet | R600a | MinimizeLCOE_Brownfield | IgnoreSilica | 2019 | 48.8512 | 9.1138 | 0.8934 | 4 | 8664.4786 | 16161.552 | 176.6371 | 329.4751 | 103.8225 | 10.527 | 70.9919 | 2761496.4578 | 0 | 2042832.9652 | 0 | 0 | 0 | 1161544.58 | 2326690.8612 | 6053572.3508 | 4131687.5179 | 18477824.7329 | 961560.8286 | 11524091.9223 | 11524091.9223 | 10059725.4019 | 5207807.6177 | 0 | 30963477.4839 | 57755102.4258 | 5623.4133 | 3.5736 | 8664.4786 | 16161.552 | 176.6371 | 329.4751
1 | 3000 | 707 | 0.045 | 15 | 15 | 7 | 7.4989e-12 | 5spot_SharedNeighbor | CO2 | Porous | Wet | R600a | MinimizeLCOE_Brownfield | IgnoreSilica | 2019 | 59.1607 | 11.1196 | 1.1152 | 4 | 7507.9467 | 13514.0892 | 153.0596 | 275.503 | 103.7149 | 10.4377 | 72.8784 | 3158203.4865 | 0 | 2380999.0105 | 0 | 0 | 0 | 1242636.9907 | 2644917.4002 | 6881532.5283 | 4696787.3519 | 21005076.7683 | 961560.8286 | 11524091.9223 | 11524091.9223 | 10059725.4019 | 5207807.6177 | 0 | 33490729.5192 | 60282354.4611 | 7498.9421 | 4.4607 | 7507.9467 | 13514.0892 | 153.0596 | 275.503
1 | 3000 | 707 | 0.045 | 15 | 15 | 7 | 1e-11 | 5spot_SharedNeighbor | CO2 | Porous | Wet | R600a | MinimizeLCOE_Brownfield | IgnoreSilica | 2019 | 70.0692 | 13.255 | 1.3587 | 4 | 6609.2039 | 11538.7521 | 134.7376 | 235.2331 | 103.4293 | 10.3195 | 68.2105 | 3548873.2999 | 0 | 2726178.5159 | 0 | 0 | 0 | 1291245.4217 | 2950855.9226 | 7677521.8068 | 5240066.3905 | 23434741.3574 | 961560.8286 | 11524091.9223 | 11524091.9223 | 10059725.4019 | 5207807.6177 | 0 | 35920394.1083 | 62712019.0502 | 10000 | 5.4349 | 6609.2039 | 11538.7521 | 134.7376 | 235.2331
1 | 3000 | 707 | 0.045 | 15 | 15 | 7 | 1.3335e-11 | 5spot_SharedNeighbor | CO2 | Porous | Wet | R600a | MinimizeLCOE_Brownfield | IgnoreSilica | 2019 | 80.9628 | 15.4 | 1.6109 | 4 | 5913.8604 | 10071.6949 | 120.562 | 205.3251 | 102.9873 | 10.1772 | 98.8311 | 3912095.9435 | 0 | 3060277.2591 | 0 | 0 | 0 | 1299854.0735 | 3226168.6377 | 8393829.0172 | 5728960.7801 | 25621185.7112 | 961560.8286 | 11524091.9223 | 11524091.9223 | 10059725.4019 | 5207807.6177 | 0 | 38106838.4622 | 64898463.404 | 13335.2143 | 6.4436 | 5913.8604 | 10071.6949 | 120.562 | 205.3251
1 | 3000 | 707 | 0.045 | 15 | 15 | 7 | 1.7783e-11 | 5spot_SharedNeighbor | CO2 | Porous | Wet | R600a | MinimizeLCOE_Brownfield | IgnoreSilica | 2019 | 91.2166 | 17.4304 | 1.8566 | 4 | 5378.6345 | 8986.2401 | 109.6507 | 183.1967 | 102.4371 | 10.0211 | 91.4876 | 4230931.7772 | 0 | 3366598.1051 | 0 | 0 | 0 | 1267870.1449 | 3457506.0106 | 8995721.4076 | 6139764.7043 | 27458392.1496 | 961560.8286 | 11524091.9223 | 11524091.9223 | 10059725.4019 | 5207807.6177 | 0 | 39944044.9006 | 66735669.8424 | 17782.7941 | 7.4264 | 5378.6345 | 8986.2401 | 109.6507 | 183.1967
1 | 3000 | 707 | 0.045 | 15 | 15 | 7 | 2.3714e-11 | 5spot_SharedNeighbor | CO2 | Porous | Wet | R600a | MinimizeLCOE_Brownfield | IgnoreSilica | 2019 | 100.3586 | 19.25 | 2.0827 | 4 | 4968.4712 | 8184.3819 | 101.289 | 166.8497 | 101.8406 | 9.864 | 92.0536 | 4496986.4467 | 0 | 3633926.4396 | 0 | 0 | 0 | 1202028.2417 | 3639847.0399 | 9470135.3626 | 6463561.9768 | 28906485.5073 | 961560.8286 | 11524091.9223 | 11524091.9223 | 10059725.4019 | 5207807.6177 | 0 | 41392138.2583 | 68183763.2001 | 23713.7371 | 8.331 | 4968.4712 | 8184.3819 | 101.289 | 166.8497
1 | 3000 | 707 | 0.045 | 15 | 15 | 7 | 3.1623e-11 | 5spot_SharedNeighbor | CO2 | Porous | Wet | R600a | MinimizeLCOE_Brownfield | IgnoreSilica | 2019 | 108.166 | 20.8112 | 2.2812 | 4 | 4655.1163 | 7591.2839 | 94.9008 | 154.7586 | 101.2538 | 9.7164 | 96.8092 | 4710798.5826 | 0 | 3858380.2897 | 0 | 0 | 0 | 1113867.2434 | 3776387.9851 | 9825386.8936 | 6706028.4464 | 29990849.4409 | 961560.8286 | 11524091.9223 | 11524091.9223 | 10059725.4019 | 5207807.6177 | 0 | 42476502.1918 | 69268127.1337 | 31622.7766 | 9.1247 | 4655.1163 | 7591.2839 | 94.9008 | 154.7586
1 | 3000 | 707 | 0.045 | 15 | 15 | 7 | 4.217e-11 | 5spot_SharedNeighbor | CO2 | Porous | Wet | R600a | MinimizeLCOE_Brownfield | IgnoreSilica | 2019 | 114.5728 | 22.0979 | 2.4482 | 4 | 4416.1422 | 7151.962 | 90.029 | 145.8024 | 100.719 | 9.586 | 96.9551 | 4877043.7992 | 0 | 4040150.5214 | 0 | 0 | 0 | 1014575.4501 | 3873390.2106 | 10077766.7864 | 6878282.9091 | 30761209.6768 | 961560.8286 | 11524091.9223 | 11524091.9223 | 10059725.4019 | 5207807.6177 | 0 | 43246862.4277 | 70038487.3696 | 42169.6503 | 9.7929 | 4416.1422 | 7151.962 | 90.029 | 145.8024
1 | 3000 | 707 | 0.045 | 15 | 15 | 7 | 5.6234e-11 | 5spot_SharedNeighbor | CO2 | Porous | Wet | R600a | MinimizeLCOE_Brownfield | IgnoreSilica | 2019 | 119.6935 | 23.1303 | 2.5847 | 4 | 4234.0375 | 6825.4384 | 86.3166 | 139.1458 | 100.257 | 9.4757 | 90.2989 | 5003913.9321 | 0 | 4183972.6886 | 0 | 0 | 0 | 914172.8863 | 3939803.2077 | 10250559.7817 | 6996217.679 | 31288640.1754 | 961560.8286 | 11524091.9223 | 11524091.9223 | 10059725.4019 | 5207807.6177 | 0 | 43774292.9264 | 70565917.8683 | 56234.1325 | 10.3387 | 4234.0375 | 6825.4384 | 86.3166 | 139.1458
1 | 3000 | 707 | 0.045 | 15 | 15 | 7 | 7.4989e-11 | 5spot_SharedNeighbor | CO2 | Porous | Wet | R600a | MinimizeLCOE_Brownfield | IgnoreSilica | 2019 | 123.6714 | 23.9353 | 2.6931 | 4 | 4095.306 | 6582.3428 | 83.4884 | 134.19 | 99.8766 | 9.3863 | 92.2027 | 5098750.0586 | 0 | 4294846.1459 | 0 | 0 | 0 | 819021.4623 | 3982920.89 | 10362743.1464 | 7072785.1305 | 31631066.8336 | 961560.8286 | 11524091.9223 | 11524091.9223 | 10059725.4019 | 5207807.6177 | 0 | 44116719.5845 | 70908344.5264 | 74989.4209 | 10.7725 | 4095.306 | 6582.3428 | 83.4884 | 134.19
1 | 3000 | 707 | 0.045 | 15 | 15 | 7 | 1e-10 | 5spot_SharedNeighbor | CO2 | Porous | Wet | R600a | MinimizeLCOE_Brownfield | IgnoreSilica | 2019 | 126.7265 | 24.5557 | 2.778 | 4 | 3989.6316 | 6400.6819 | 81.334 | 130.4866 | 99.5715 | 9.3154 | 89.0386 | 5169359.407 | 0 | 4379517.9863 | 0 | 0 | 0 | 733518.8972 | 4010134.5533 | 10433547.516 | 7121110.5676 | 31847188.9274 | 961560.8286 | 11524091.9223 | 11524091.9223 | 10059725.4019 | 5207807.6177 | 0 | 44332841.6784 | 71124466.6203 | 100000 | 11.112 | 3989.6316 | 6400.6819 | 81.334 | 130.4866
1 | 3000 | 707 | 0.045 | 15 | 15 | 7 | 1.3335e-10 | 5spot_SharedNeighbor | CO2 | Porous | Wet | R600a | MinimizeLCOE_Brownfield | IgnoreSilica | 2019 | 129.024 | 25.0239 | 2.8433 | 4 | 3909.1591 | 6264.8575 | 79.6935 | 127.7176 | 99.3346 | 9.2608 | 97.5381 | 5221165.2776 | 0 | 4442920.9837 | 0 | 0 | 0 | 659142.4934 | 4026059.2143 | 10474980.2174 | 7149389.2377 | 31973657.4241 | 961560.8286 | 11524091.9223 | 11524091.9223 | 10059725.4019 | 5207807.6177 | 0 | 44459310.1751 | 71250935.117 | 133352.1432 | 11.3731 | 3909.1591 | 6264.8575 | 79.6935 | 127.7176
1 | 3000 | 707 | 0.045 | 15 | 15 | 7 | 1.7783e-10 | 5spot_SharedNeighbor | CO2 | Porous | Wet | R600a | MinimizeLCOE_Brownfield | IgnoreSilica | 2019 | 130.7084 | 25.3688 | 2.8926 | 4 | 3847.9121 | 6163.4119 | 78.4449 | 125.6495 | 99.1566 | 9.2201 | 228.5288 | 5258434.2413 | 0 | 4489265.003 | 0 | 0 | 0 | 595928.9051 | 4034014.9783 | 10495679.4832 | 7163516.9119 | 32036839.5228 | 961560.8286 | 11524091.9223 | 11524091.9223 | 10059725.4019 | 5207807.6177 | 0 | 44522492.2738 | 71314117.2156 | 177827.941 | 11.5706 | 3847.9121 | 6163.4119 | 78.4449 | 125.6495
1 | 3000 | 707 | 0.045 | 15 | 15 | 7 | 2.3714e-10 | 5spot_SharedNeighbor | CO2 | Porous | Wet | R600a | MinimizeLCOE_Brownfield | IgnoreSilica | 2019 | 131.9929 | 25.6325 | 2.9305 | 4 | 3801.1302 | 6086.7254 | 77.4912 | 124.0861 | 99.0176 | 9.1881 | 87.4614 | 5286363.2201 | 0 | 4524522.9002 | 0 | 0 | 0 | 543768.2855 | 4038315.2183 | 10506867.8256 | 7171153.1855 | 32070990.6352 | 961560.8286 | 11524091.9223 | 11524091.9223 | 10059725.4019 | 5207807.6177 | 0 | 44556643.3862 | 71348268.3281 | 237137.3706 | 11.7219 | 3801.1302 | 6086.7254 | 77.4912 | 124.0861
1 | 3000 | 707 | 0.045 | 15 | 15 | 7 | 3.1623e-10 | 5spot_SharedNeighbor | CO2 | Porous | Wet | R600a | MinimizeLCOE_Brownfield | IgnoreSilica | 2019 | 132.9092 | 25.8214 | 2.9585 | 4 | 3765.7973 | 6029.7383 | 76.7709 | 122.9244 | 98.9179 | 9.1656 | 91.4422 | 5306141.4589 | 0 | 4549632.1001 | 0 | 0 | 0 | 501478.9623 | 4039328.4833 | 10509504.1333 | 7172952.5197 | 32079037.6576 | 961560.8286 | 11524091.9223 | 11524091.9223 | 10059725.4019 | 5207807.6177 | 0 | 44564690.4085 | 71356315.3504 | 316227.766 | 11.8341 | 3765.7973 | 6029.7383 | 76.7709 | 122.9244
1 | 3000 | 707 | 0.045 | 15 | 15 | 7 | 4.217e-10 | 5spot_SharedNeighbor | CO2 | Porous | Wet | R600a | MinimizeLCOE_Brownfield | IgnoreSilica | 2019 | 133.5593 | 25.9562 | 2.9792 | 4 | 3738.9949 | 5987.194 | 76.2245 | 122.057 | 98.8464 | 9.1495 | 85.6894 | 5320059.3983 | 0 | 4567427.0041 | 0 | 0 | 0 | 467389.5079 | 4038401.605 | 10507092.5861 | 7171306.5892 | 32071676.6906 | 961560.8286 | 11524091.9223 | 11524091.9223 | 10059725.4019 | 5207807.6177 | 0 | 44557329.4415 | 71348954.3834 | 421696.5034 | 11.9169 | 3738.9949 | 5987.194 | 76.2245 | 122.057
1 | 3000 | 707 | 0.045 | 15 | 15 | 7 | 5.6234e-10 | 5spot_SharedNeighbor | CO2 | Porous | Wet | R600a | MinimizeLCOE_Brownfield | IgnoreSilica | 2019 | 134.0197 | 26.0524 | 2.9945 | 4 | 3718.6951 | 5955.4209 | 75.8106 | 121.4093 | 98.7953 | 9.138 | 86.8972 | 5329857.2961 | 0 | 4580019.6974 | 0 | 0 | 0 | 440286.6407 | 4036563.8174 | 10502311.0397 | 7168043.0855 | 32057081.5767 | 961560.8286 | 11524091.9223 | 11524091.9223 | 10059725.4019 | 5207807.6177 | 0 | 44542734.3277 | 71334359.2696 | 562341.3252 | 11.9781 | 3718.6951 | 5955.4209 | 75.8106 | 121.4093
1 | 3000 | 707 | 0.045 | 15 | 15 | 7 | 7.4989e-10 | 5spot_SharedNeighbor | CO2 | Porous | Wet | R600a | MinimizeLCOE_Brownfield | IgnoreSilica | 2019 | 134.3487 | 26.1215 | 3.0058 | 4 | 3703.3412 | 5931.6562 | 75.4976 | 120.9248 | 98.7586 | 9.1298 | 88.0707 | 5336825.0787 | 0 | 4589010.5577 | 0 | 0 | 0 | 419008.9593 | 4034489.3923 | 10496913.8112 | 7164359.3662 | 32040607.1654 | 961560.8286 | 11524091.9223 | 11524091.9223 | 10059725.4019 | 5207807.6177 | 0 | 44526259.9164 | 71317884.8583 | 749894.2093 | 12.0233 | 3703.3412 | 5931.6562 | 75.4976 | 120.9248
1 | 3000 | 707 | 0.045 | 15 | 15 | 7 | 1e-09 | 5spot_SharedNeighbor | CO2 | Porous | Wet | R600a | MinimizeLCOE_Brownfield | IgnoreSilica | 2019 | 134.5922 | 26.1728 | 3.0143 | 4 | 3691.747 | 5913.8046 | 75.2613 | 120.5609 | 98.7314 | 9.1236 | 88.3839 | 5341968.6403 | 0 | 4595664.9833 | 0 | 0 | 0 | 402559.0891 | 4032675.1579 | 10492193.5455 | 7161137.6878 | 32026199.1039 | 961560.8286 | 11524091.9223 | 11524091.9223 | 10059725.4019 | 5207807.6177 | 0 | 44511851.8549 | 71303476.7968 | 1000000 | 12.0571 | 3691.747 | 5913.8046 | 75.2613 | 120.5609
1 | 3000 | 707 | 0.045 | 15 | 15 | 7 | 1.3335e-09 | 5spot_SharedNeighbor | CO2 | Porous | Wet | R600a | MinimizeLCOE_Brownfield | IgnoreSilica | 2019 | 134.7554 | 26.2076 | 3.0204 | 4 | 3683.0026 | 5900.5621 | 75.083 | 120.2909 | 98.713 | 9.1195 | 93.2614 | 5345403.8375 | 0 | 4600121.6072 | 0 | 0 | 0 | 389709.0822 | 4030741.4655 | 10487162.4744 | 7157703.8784 | 32010842.3451 | 961560.8286 | 11524091.9223 | 11524091.9223 | 10059725.4019 | 5207807.6177 | 0 | 44496495.0961 | 71288120.038 | 1333521.4322 | 12.0816 | 3683.0026 | 5900.5621 | 75.083 | 120.2909
1 | 3000 | 707 | 0.045 | 15 | 15 | 7 | 1.7783e-09 | 5spot_SharedNeighbor | CO2 | Porous | Wet | R600a | MinimizeLCOE_Brownfield | IgnoreSilica | 2019 | 134.8823 | 26.2345 | 3.025 | 4 | 3676.4152 | 5890.5651 | 74.9487 | 120.0871 | 98.6987 | 9.1163 | 85.5806 | 5348071.6187 | 0 | 4603586.1875 | 0 | 0 | 0 | 379964.6358 | 4029332.7524 | 10483497.292 | 7155202.3161 | 31999654.8025 | 961560.8286 | 11524091.9223 | 11524091.9223 | 10059725.4019 | 5207807.6177 | 0 | 44485307.5535 | 71276932.4953 | 1778279.41 | 12.1002 | 3676.4152 | 5890.5651 | 74.9487 | 120.0871
1 | 3000 | 707 | 0.045 | 15 | 15 | 7 | 2.3714e-09 | 5spot_SharedNeighbor | CO2 | Porous | Wet | R600a | MinimizeLCOE_Brownfield | IgnoreSilica | 2019 | 134.9749 | 26.2542 | 3.0285 | 4 | 3671.4574 | 5883.0775 | 74.8476 | 119.9345 | 98.6882 | 9.114 | 83.6289 | 5350016.1577 | 0 | 4606114.6668 | 0 | 0 | 0 | 372530.0371 | 4028177.736 | 10480492.1762 | 7153151.2628 | 31990482.0365 | 961560.8286 | 11524091.9223 | 11524091.9223 | 10059725.4019 | 5207807.6177 | 0 | 44476134.7874 | 71267759.7293 | 2371373.7057 | 12.114 | 3671.4574 | 5883.0775 | 74.8476 | 119.9345
1 | 3000 | 707 | 0.045 | 15 | 15 | 7 | 3.1623e-09 | 5spot_SharedNeighbor | CO2 | Porous | Wet | R600a | MinimizeLCOE_Brownfield | IgnoreSilica | 2019 | 135.0332 | 26.267 | 3.031 | 4 | 3667.7291 | 5877.5577 | 74.7716 | 119.822 | 98.6816 | 9.1125 | 88.5449 | 5351238.1517 | 0 | 4607707.4305 | 0 | 0 | 0 | 366762.7232 | 4027026.2391 | 10477496.2175 | 7151106.4595 | 31981337.2216 | 961560.8286 | 11524091.9223 | 11524091.9223 | 10059725.4019 | 5207807.6177 | 0 | 44466989.9725 | 71258614.9144 | 3162277.6602 | 12.1238 | 3667.7291 | 5877.5577 | 74.7716 | 119.822
1 | 3000 | 707 | 0.045 | 15 | 15 | 7 | 4.217e-09 | 5spot_SharedNeighbor | CO2 | Porous | Wet | R600a | MinimizeLCOE_Brownfield | IgnoreSilica | 2019 | 135.0844 | 26.2779 | 3.0329 | 4 | 3664.9272 | 5873.3444 | 74.7145 | 119.7361 | 98.6758 | 9.1113 | 95.8573 | 5352309.6588 | 0 | 4609102.6411 | 0 | 0 | 0 | 362495.6772 | 4026324.111 | 10475669.4243 | 7149859.6356 | 31975761.148 | 961560.8286 | 11524091.9223 | 11524091.9223 | 10059725.4019 | 5207807.6177 | 0 | 44461413.8989 | 71253038.8408 | 4216965.0343 | 12.1316 | 3664.9272 | 5873.3444 | 74.7145 | 119.7361
1 | 3000 | 707 | 0.045 | 15 | 15 | 7 | 5.6234e-09 | 5spot_SharedNeighbor | CO2 | Porous | Wet | R600a | MinimizeLCOE_Brownfield | IgnoreSilica | 2019 | 135.1233 | 26.2862 | 3.0344 | 4 | 3662.8225 | 5870.1767 | 74.6716 | 119.6715 | 98.6714 | 9.1103 | 98.2238 | 5353124.7881 | 0 | 4610164.3268 | 0 | 0 | 0 | 359284.2124 | 4025803.5976 | 10474315.1552 | 7148935.3191 | 31971627.3991 | 961560.8286 | 11524091.9223 | 11524091.9223 | 10059725.4019 | 5207807.6177 | 0 | 44457280.1501 | 71248905.092 | 5623413.2519 | 12.1374 | 3662.8225 | 5870.1767 | 74.6716 | 119.6715
1 | 3000 | 707 | 0.045 | 15 | 15 | 7 | 7.4989e-09 | 5spot_SharedNeighbor | CO2 | Porous | Wet | R600a | MinimizeLCOE_Brownfield | IgnoreSilica | 2019 | 135.1381 | 26.2897 | 3.0353 | 4 | 3661.2421 | 5867.9335 | 74.6394 | 119.6258 | 98.6696 | 9.1099 | 89.8922 | 5353432.5159 | 0 | 4610568.7624 | 0 | 0 | 0 | 356689.3366 | 4025069.3398 | 10472404.767 | 7147631.4398 | 31965796.1615 | 961560.8286 | 11524091.9223 | 11524091.9223 | 10059725.4019 | 5207807.6177 | 0 | 44451448.9125 | 71243073.8544 | 7498942.0933 | 12.1411 | 3661.2421 | 5867.9335 | 74.6394 | 119.6258
1 | 3000 | 707 | 0.045 | 15 | 15 | 7 | 1e-08 | 5spot_SharedNeighbor | CO2 | Porous | Wet | R600a | MinimizeLCOE_Brownfield | IgnoreSilica | 2019 | 135.1723 | 26.2967 | 3.0363 | 4 | 3660.0559 | 5866.0342 | 74.6152 | 119.587 | 98.6658 | 9.109 | 91.4988 | 5354152.5444 | 0 | 4611503.9858 | 0 | 0 | 0 | 355021.3712 | 4025064.3816 | 10472391.8666 | 7147622.6351 | 31965756.7848 | 961560.8286 | 11524091.9223 | 11524091.9223 | 10059725.4019 | 5207807.6177 | 0 | 44451409.5358 | 71243034.4777 | 10000000 | 12.145 | 3660.0559 | 5866.0342 | 74.6152 | 119.587
1 | 3100 | 707 | 0.045 | 15 | 15 | 7 | 1e-13 | 5spot_SharedNeighbor | CO2 | Porous | Wet | R600a | MinimizeLCOE_Brownfield | IgnoreSilica | 2019 | 1.3791 | 0.10284 | 0.0062316 | 4 | 568593.983 | 1678477.8108 | 11591.5574 | 34218.0405 | 76.3432 | 9.9824 | 142.9621 | 166224.6893 | 0 | 96709.336 | 0 | 0 | 0 | 136744.6806 | 155874.6953 | 405553.9829 | 276798.9266 | 1237906.3107 | 961560.8286 | 11973452.0612 | 11973452.0612 | 10331217.8863 | 5360578.5121 | 0 | 14172919.2005 | 41838167.6602 | 100 | 0.024926 | 568593.983 | 1678477.8108 | 11591.5574 | 34218.0405
1 | 3100 | 707 | 0.045 | 15 | 15 | 7 | 1.3335e-13 | 5spot_SharedNeighbor | CO2 | Porous | Wet | R600a | MinimizeLCOE_Brownfield | IgnoreSilica | 2019 | 1.9042 | 0.18465 | 0.011979 | 4 | 304741.2594 | 882118.4016 | 6212.5628 | 17983.1768 | 82.7155 | 10.3072 | 209.795 | 226168.0042 | 0 | 137472.0673 | 0 | 0 | 0 | 174508.3368 | 209877.8793 | 546059.19 | 372696.6175 | 1666782.0951 | 961560.8286 | 11973452.0612 | 11973452.0612 | 10331217.8863 | 5360578.5121 | 0 | 14601794.985 | 42267043.4446 | 133.3521 | 0.047915 | 304741.2594 | 882118.4016 | 6212.5628 | 17983.1768
1 | 3100 | 707 | 0.045 | 15 | 15 | 7 | 1.7783e-13 | 5spot_SharedNeighbor | CO2 | Porous | Wet | R600a | MinimizeLCOE_Brownfield | IgnoreSilica | 2019 | 2.546 | 0.29365 | 0.020337 | 4 | 185388.5773 | 525471.7363 | 3779.3969 | 10712.4521 | 87.8229 | 10.5358 | 257.473 | 294296.4417 | 0 | 184774.8408 | 0 | 0 | 0 | 213822.0295 | 270228.3917 | 703078.8436 | 479865.7576 | 2146066.3048 | 961560.8286 | 11973452.0612 | 11973452.0612 | 10331217.8863 | 5360578.5121 | 0 | 15081079.1947 | 42746327.6543 | 177.8279 | 0.081348 | 185388.5773 | 525471.7363 | 3779.3969 | 10712.4521
1 | 3100 | 707 | 0.045 | 15 | 15 | 7 | 2.3714e-13 | 5spot_SharedNeighbor | CO2 | Porous | Wet | R600a | MinimizeLCOE_Brownfield | IgnoreSilica | 2019 | 3.4346 | 0.44974 | 0.032236 | 4 | 121725.0208 | 336277.6891 | 2481.5292 | 6855.4755 | 92.3668 | 10.7178 | 47.1627 | 381407.6984 | 0 | 244246.9835 | 0 | 0 | 0 | 265677.1496 | 347619.4143 | 904434.4095 | 617295.0687 | 2760680.724 | 961560.8286 | 11973452.0612 | 11973452.0612 | 10331217.8863 | 5360578.5121 | 0 | 15695693.6138 | 43360942.0735 | 237.1374 | 0.12894 | 121725.0208 | 336277.6891 | 2481.5292 | 6855.4755
1 | 3100 | 707 | 0.045 | 15 | 15 | 7 | 3.1623e-13 | 5spot_SharedNeighbor | CO2 | Porous | Wet | R600a | MinimizeLCOE_Brownfield | IgnoreSilica | 2019 | 4.5233 | 0.64897 | 0.048731 | 4 | 83894.1701 | 225822.4172 | 1710.2961 | 4603.6954 | 95.8834 | 10.847 | 60.8013 | 479715.9761 | 0 | 304434.11 | 0 | 0 | 0 | 319405.0637 | 430386.5084 | 1119777.4105 | 764271.0918 | 3417990.1605 | 961560.8286 | 11973452.0612 | 11973452.0612 | 10331217.8863 | 5360578.5121 | 0 | 16353003.0503 | 44018251.51 | 316.2278 | 0.19492 | 83894.1701 | 225822.4172 | 1710.2961 | 4603.6954
1 | 3100 | 707 | 0.045 | 15 | 15 | 7 | 4.217e-13 | 5spot_SharedNeighbor | CO2 | Porous | Wet | R600a | MinimizeLCOE_Brownfield | IgnoreSilica | 2019 | 5.9017 | 0.90672 | 0.070976 | 4 | 60290.4142 | 157736.538 | 1229.1016 | 3215.6727 | 98.7045 | 10.9435 | 57.5344 | 594492.9701 | 0 | 376631.398 | 0 | 0 | 0 | 378980.6252 | 526540.9474 | 1369951.5367 | 935020.0735 | 4181617.5509 | 961560.8286 | 11973452.0612 | 11973452.0612 | 10331217.8863 | 5360578.5121 | 0 | 17116630.4407 | 44781878.9004 | 421.6965 | 0.2839 | 60290.4142 | 157736.538 | 1229.1016 | 3215.6727
1 | 3100 | 707 | 0.045 | 15 | 15 | 7 | 5.6234e-13 | 5spot_SharedNeighbor | CO2 | Porous | Wet | R600a | MinimizeLCOE_Brownfield | IgnoreSilica | 2019 | 7.6534 | 1.2387 | 0.10061 | 4 | 44750.2711 | 113492.3717 | 912.2948 | 2313.6955 | 100.9637 | 11.0159 | 52.6898 | 729080.2512 | 0 | 463675.0116 | 0 | 0 | 0 | 445705.0896 | 638999.5375 | 1662545.7196 | 1134721.6155 | 5074727.2251 | 961560.8286 | 11973452.0612 | 11973452.0612 | 10331217.8863 | 5360578.5121 | 0 | 18009740.1149 | 45674988.5746 | 562.3413 | 0.40245 | 44750.2711 | 113492.3717 | 912.2948 | 2313.6955
1 | 3100 | 707 | 0.045 | 15 | 15 | 7 | 7.4989e-13 | 5spot_SharedNeighbor | CO2 | Porous | Wet | R600a | MinimizeLCOE_Brownfield | IgnoreSilica | 2019 | 9.8971 | 1.6673 | 0.13986 | 4 | 34083.3238 | 83535.6627 | 694.8347 | 1702.9875 | 102.7738 | 11.0699 | 55.8413 | 888368.2453 | 0 | 569557.7782 | 0 | 0 | 0 | 521991.9605 | 772168.0138 | 2009022.7784 | 1371199.3276 | 6132308.1039 | 961560.8286 | 11973452.0612 | 11973452.0612 | 10331217.8863 | 5360578.5121 | 0 | 19067320.9937 | 46732569.4534 | 749.8942 | 0.55943 | 34083.3238 | 83535.6627 | 694.8347 | 1702.9875
1 | 3100 | 707 | 0.045 | 15 | 15 | 7 | 1e-12 | 5spot_SharedNeighbor | CO2 | Porous | Wet | R600a | MinimizeLCOE_Brownfield | IgnoreSilica | 2019 | 12.7204 | 2.2105 | 0.19129 | 4 | 26522.6136 | 62679.0579 | 540.6994 | 1277.7974 | 104.1901 | 11.1082 | 50.1725 | 1073853.6543 | 0 | 696196.5365 | 0 | 0 | 0 | 605884.219 | 926614.4198 | 2410860.6456 | 1645461.9288 | 7358871.4039 | 961560.8286 | 11973452.0612 | 11973452.0612 | 10331217.8863 | 5360578.5121 | 0 | 20293884.2938 | 47959132.7534 | 1000 | 0.76515 | 26522.6136 | 62679.0579 | 540.6994 | 1277.7974
1 | 3100 | 707 | 0.045 | 15 | 15 | 7 | 1.3335e-12 | 5spot_SharedNeighbor | CO2 | Porous | Wet | R600a | MinimizeLCOE_Brownfield | IgnoreSilica | 2019 | 16.3085 | 2.9037 | 0.25847 | 4 | 21026.2517 | 47785.122 | 428.6486 | 974.1643 | 105.3015 | 11.1332 | 69.2207 | 1292328.4369 | 0 | 849303.7481 | 0 | 0 | 0 | 700705.7449 | 1108511.7927 | 2884120.2975 | 1968471.3658 | 8803441.3858 | 961560.8286 | 11973452.0612 | 11973452.0612 | 10331217.8863 | 5360578.5121 | 0 | 21738454.2757 | 49403702.7353 | 1333.5214 | 1.0339 | 21026.2517 | 47785.122 | 428.6486 | 974.1643
1 | 3100 | 707 | 0.045 | 15 | 15 | 7 | 1.7783e-12 | 5spot_SharedNeighbor | CO2 | Porous | Wet | R600a | MinimizeLCOE_Brownfield | IgnoreSilica | 2019 | 20.7667 | 3.7693 | 0.34509 | 4 | 16948.5343 | 36990.5747 | 345.5188 | 754.1029 | 106.1442 | 11.1449 | 45.9165 | 1544272.7685 | 0 | 1030447.9303 | 0 | 0 | 0 | 802490.896 | 1317112.522 | 3426856.6053 | 2338900.048 | 10460080.7701 | 961560.8286 | 11973452.0612 | 11973452.0612 | 10331217.8863 | 5360578.5121 | 0 | 23395093.6599 | 51060342.1196 | 1778.2794 | 1.3804 | 16948.5343 | 36990.5747 | 345.5188 | 754.1029
1 | 3100 | 707 | 0.045 | 15 | 15 | 7 | 2.3714e-12 | 5spot_SharedNeighbor | CO2 | Porous | Wet | R600a | MinimizeLCOE_Brownfield | IgnoreSilica | 2019 | 26.3233 | 4.8521 | 0.45608 | 4 | 13873.1361 | 29037.9786 | 282.8226 | 591.9785 | 106.77 | 11.1423 | 60.4368 | 1836099.825 | 0 | 1245674.3279 | 0 | 0 | 0 | 913305.0101 | 1558080.8736 | 4053806.8267 | 2766806.4566 | 12373773.3197 | 961560.8286 | 11973452.0612 | 11973452.0612 | 10331217.8863 | 5360578.5121 | 0 | 25308786.2096 | 52974034.6692 | 2371.3737 | 1.8243 | 13873.1361 | 29037.9786 | 282.8226 | 591.9785
1 | 3100 | 707 | 0.045 | 15 | 15 | 7 | 3.1623e-12 | 5spot_SharedNeighbor | CO2 | Porous | Wet | R600a | MinimizeLCOE_Brownfield | IgnoreSilica | 2019 | 33.1218 | 6.1823 | 0.59608 | 4 | 11523.0119 | 23126.082 | 234.9122 | 471.4565 | 107.2005 | 11.1227 | 72.3735 | 2168190.5122 | 0 | 1497006.0561 | 0 | 0 | 0 | 1029075.9229 | 1830766.2716 | 4763278.2968 | 3251035.3132 | 14539352.3728 | 961560.8286 | 11973452.0612 | 11973452.0612 | 10331217.8863 | 5360578.5121 | 0 | 27474365.2626 | 55139613.7223 | 3162.2777 | 2.3843 | 11523.0119 | 23126.082 | 234.9122 | 471.4565
1 | 3100 | 707 | 0.045 | 15 | 15 | 7 | 4.217e-12 | 5spot_SharedNeighbor | CO2 | Porous | Wet | R600a | MinimizeLCOE_Brownfield | IgnoreSilica | 2019 | 41.2607 | 7.7823 | 0.76906 | 4 | 9709.2367 | 18702.4182 | 197.9359 | 381.2741 | 107.449 | 11.0818 | 67.8456 | 2538250.6285 | 0 | 1784686.5598 | 0 | 0 | 0 | 1144163.8984 | 2132169.4238 | 5547467.4726 | 3786260.5391 | 16932998.5222 | 961560.8286 | 11973452.0612 | 11973452.0612 | 10331217.8863 | 5360578.5121 | 0 | 29868011.4121 | 57533259.8717 | 4216.965 | 3.0762 | 9709.2367 | 18702.4182 | 197.9359 | 381.2741
1 | 3100 | 707 | 0.045 | 15 | 15 | 7 | 5.6234e-12 | 5spot_SharedNeighbor | CO2 | Porous | Wet | R600a | MinimizeLCOE_Brownfield | IgnoreSilica | 2019 | 50.742 | 9.6555 | 0.97694 | 4 | 8300.6558 | 15380.2449 | 169.2201 | 313.5471 | 107.5171 | 11.0145 | 71.2304 | 2939643.3498 | 0 | 2105843.27 | 0 | 0 | 0 | 1251013.0039 | 2455634.8532 | 6389058.1681 | 4360663.4818 | 19501856.1267 | 961560.8286 | 11973452.0612 | 11973452.0612 | 10331217.8863 | 5360578.5121 | 0 | 32436869.0166 | 60102117.4762 | 5623.4133 | 3.9077 | 8300.6558 | 15380.2449 | 169.2201 | 313.5471
1 | 3100 | 707 | 0.045 | 15 | 15 | 7 | 7.4989e-12 | 5spot_SharedNeighbor | CO2 | Porous | Wet | R600a | MinimizeLCOE_Brownfield | IgnoreSilica | 2019 | 61.2996 | 11.7536 | 1.2164 | 4 | 7204.6433 | 12890.3383 | 146.8764 | 262.787 | 107.3977 | 10.9164 | 75.6604 | 3355739.7189 | 0 | 2449619.6323 | 0 | 0 | 0 | 1336799.993 | 2785442.1443 | 7247149.0866 | 4946328.1656 | 22121078.7408 | 961560.8286 | 11973452.0612 | 11973452.0612 | 10331217.8863 | 5360578.5121 | 0 | 35056091.6306 | 62721340.0903 | 7498.9421 | 4.8658 | 7204.6433 | 12890.3383 | 146.8764 | 262.787
1 | 3100 | 707 | 0.045 | 15 | 15 | 7 | 1e-11 | 5spot_SharedNeighbor | CO2 | Porous | Wet | R600a | MinimizeLCOE_Brownfield | IgnoreSilica | 2019 | 72.4003 | 13.9733 | 1.4777 | 4 | 6353.6501 | 11033.9717 | 129.5278 | 224.9424 | 107.0929 | 10.7879 | 77.9361 | 3762932.4651 | 0 | 2798495.3394 | 0 | 0 | 0 | 1387948.0839 | 3100256.5964 | 8066231.7139 | 5505368.8892 | 24621233.0878 | 961560.8286 | 11973452.0612 | 11973452.0612 | 10331217.8863 | 5360578.5121 | 0 | 37556245.9777 | 65221494.4373 | 10000 | 5.911 | 6353.6501 | 11033.9717 | 129.5278 | 224.9424
1 | 3100 | 707 | 0.045 | 15 | 15 | 7 | 1.3335e-11 | 5spot_SharedNeighbor | CO2 | Porous | Wet | R600a | MinimizeLCOE_Brownfield | IgnoreSilica | 2019 | 83.4332 | 16.1926 | 1.7467 | 4 | 5695.9402 | 9655.6879 | 116.1194 | 196.8443 | 106.6276 | 10.6345 | 88.4333 | 4139749.4133 | 0 | 3134755.3033 | 0 | 0 | 0 | 1397807.4596 | 3382201.7487 | 8799795.1651 | 6006041.0179 | 26860350.1079 | 961560.8286 | 11973452.0612 | 11973452.0612 | 10331217.8863 | 5360578.5121 | 0 | 39795362.9977 | 67460611.4573 | 13335.2143 | 6.9866 | 5695.9402 | 9655.6879 | 116.1194 | 196.8443
1 | 3100 | 707 | 0.045 | 15 | 15 | 7 | 1.7783e-11 | 5spot_SharedNeighbor | CO2 | Porous | Wet | R600a | MinimizeLCOE_Brownfield | IgnoreSilica | 2019 | 93.7427 | 18.2783 | 2.0067 | 4 | 5190.2403 | 8636.8088 | 105.8101 | 176.073 | 106.0557 | 10.4682 | 89.3904 | 4468188.2034 | 0 | 3440982.3603 | 0 | 0 | 0 | 1365662.1642 | 3617184.7639 | 9411172.769 | 6423318.7951 | 28726509.0559 | 961560.8286 | 11973452.0612 | 11973452.0612 | 10331217.8863 | 5360578.5121 | 0 | 41661521.9458 | 69326770.4054 | 17782.7941 | 8.0269 | 5190.2403 | 8636.8088 | 105.8101 | 176.073
1 | 3100 | 707 | 0.045 | 15 | 15 | 7 | 2.3714e-11 | 5spot_SharedNeighbor | CO2 | Porous | Wet | R600a | MinimizeLCOE_Brownfield | IgnoreSilica | 2019 | 102.8802 | 20.1369 | 2.2446 | 4 | 4803.1351 | 7884.4968 | 97.9184 | 160.7361 | 105.4421 | 10.3023 | 88.8071 | 4740768.9531 | 0 | 3706787.8473 | 0 | 0 | 0 | 1299386.7944 | 3801308.002 | 9890223.6657 | 6750280.8756 | 30188756.1383 | 961560.8286 | 11973452.0612 | 11973452.0612 | 10331217.8863 | 5360578.5121 | 0 | 43123769.0281 | 70789017.4878 | 23713.7371 | 8.9783 | 4803.1351 | 7884.4968 | 97.9184 | 160.7361
1 | 3100 | 707 | 0.045 | 15 | 15 | 7 | 3.1623e-11 | 5spot_SharedNeighbor | CO2 | Porous | Wet | R600a | MinimizeLCOE_Brownfield | IgnoreSilica | 2019 | 110.6487 | 21.7245 | 2.4522 | 4 | 4507.74 | 7328.2064 | 91.8964 | 149.3954 | 104.8429 | 10.1475 | 90.9904 | 4958992.5604 | 0 | 3929066.0178 | 0 | 0 | 0 | 1211301.5699 | 3938750.4578 | 10247820.7423 | 6994348.2283 | 31280279.5765 | 961560.8286 | 11973452.0612 | 11973452.0612 | 10331217.8863 | 5360578.5121 | 0 | 44215292.4663 | 71880540.926 | 31622.7766 | 9.8087 | 4507.74 | 7328.2064 | 91.8964 | 149.3954
1 | 3100 | 707 | 0.045 | 15 | 15 | 7 | 4.217e-11 | 5spot_SharedNeighbor | CO2 | Porous | Wet | R600a | MinimizeLCOE_Brownfield | IgnoreSilica | 2019 | 117.0212 | 23.0324 | 2.6265 | 4 | 4282.7555 | 6916.0271 | 87.3098 | 140.9926 | 104.2985 | 10.011 | 101.9233 | 5128726.0556 | 0 | 4109073.7146 | 0 | 0 | 0 | 1113233.0031 | 4036902.7816 | 10503192.9551 | 7168645.0109 | 32059773.5209 | 961560.8286 | 11973452.0612 | 11973452.0612 | 10331217.8863 | 5360578.5121 | 0 | 44994786.4108 | 72660034.8704 | 42169.6503 | 10.506 | 4282.7555 | 6916.0271 | 87.3098 | 140.9926
1 | 3100 | 707 | 0.045 | 15 | 15 | 7 | 5.6234e-11 | 5spot_SharedNeighbor | CO2 | Porous | Wet | R600a | MinimizeLCOE_Brownfield | IgnoreSilica | 2019 | 122.1024 | 24.0793 | 2.7684 | 4 | 4111.5747 | 6609.8458 | 83.82 | 134.7506 | 103.8299 | 9.8961 | 111.6271 | 5258033.4614 | 0 | 4251200.3284 | 0 | 0 | 0 | 1014789.7206 | 4104369.169 | 10678726.6559 | 7288450.3686 | 32595569.7039 | 961560.8286 | 11973452.0612 | 11973452.0612 | 10331217.8863 | 5360578.5121 | 0 | 45530582.5937 | 73195831.0534 | 56234.1325 | 11.0738 | 4111.5747 | 6609.8458 | 83.82 | 134.7506
1 | 3100 | 707 | 0.045 | 15 | 15 | 7 | 7.4989e-11 | 5spot_SharedNeighbor | CO2 | Porous | Wet | R600a | MinimizeLCOE_Brownfield | IgnoreSilica | 2019 | 126.066 | 24.8988 | 2.8813 | 4 | 3981.4081 | 6381.8199 | 81.1664 | 130.102 | 103.443 | 9.8027 | 101.7823 | 5355150.2534 | 0 | 4361247.9674 | 0 | 0 | 0 | 922558.657 | 4149193.1824 | 10795349.5439 | 7368047.886 | 32951547.4901 | 961560.8286 | 11973452.0612 | 11973452.0612 | 10331217.8863 | 5360578.5121 | 0 | 45886560.3799 | 73551808.8396 | 74989.4209 | 11.5252 | 3981.4081 | 6381.8199 | 81.1664 | 130.102
1 | 3100 | 707 | 0.045 | 15 | 15 | 7 | 1e-10 | 5spot_SharedNeighbor | CO2 | Porous | Wet | R600a | MinimizeLCOE_Brownfield | IgnoreSilica | 2019 | 129.1166 | 25.5314 | 2.9696 | 4 | 3882.4792 | 6211.5222 | 79.1496 | 126.6303 | 103.1323 | 9.7285 | 98.1179 | 5427631.0389 | 0 | 4445472.0101 | 0 | 0 | 0 | 840431.7657 | 4178278.5777 | 10871023.7765 | 7419697.1047 | 33182534.2736 | 961560.8286 | 11973452.0612 | 11973452.0612 | 10331217.8863 | 5360578.5121 | 0 | 46117547.1634 | 73782795.6231 | 100000 | 11.8784 | 3882.4792 | 6211.5222 | 79.1496 | 126.6303
1 | 3100 | 707 | 0.045 | 15 | 15 | 7 | 1.3335e-10 | 5spot_SharedNeighbor | CO2 | Porous | Wet | R600a | MinimizeLCOE_Brownfield | IgnoreSilica | 2019 | 131.423 | 26.0112 | 3.0376 | 4 | 3807.3402 | 6084.2464 | 77.6178 | 124.0356 | 102.8898 | 9.6711 | 103.0169 | 5481110.626 | 0 | 4508887.7548 | 0 | 0 | 0 | 769718.4457 | 4196289.5623 | 10917884.6639 | 7451680.6232 | 33325571.676 | 961560.8286 | 11973452.0612 | 11973452.0612 | 10331217.8863 | 5360578.5121 | 0 | 46260584.5658 | 73925833.0255 | 133352.1432 | 12.1504 | 3807.3402 | 6084.2464 | 77.6178 | 124.0356
1 | 3100 | 707 | 0.045 | 15 | 15 | 7 | 1.7783e-10 | 5spot_SharedNeighbor | CO2 | Porous | Wet | R600a | MinimizeLCOE_Brownfield | IgnoreSilica | 2019 | 133.1501 | 26.3717 | 3.0894 | 4 | 3750.3205 | 5989.0132 | 76.4554 | 122.0941 | 102.7038 | 9.6273 | 106.4984 | 5520404.8277 | 0 | 4556229.6383 | 0 | 0 | 0 | 710529.5058 | 4206993.949 | 10945735.2821 | 7470689.2424 | 33410582.4453 | 961560.8286 | 11973452.0612 | 11973452.0612 | 10331217.8863 | 5360578.5121 | 0 | 46345595.3352 | 74010843.7948 | 177827.941 | 12.3578 | 3750.3205 | 5989.0132 | 76.4554 | 122.0941
1 | 3100 | 707 | 0.045 | 15 | 15 | 7 | 2.3714e-10 | 5spot_SharedNeighbor | CO2 | Porous | Wet | R600a | MinimizeLCOE_Brownfield | IgnoreSilica | 2019 | 134.4413 | 26.6418 | 3.1288 | 4 | 3707.0985 | 5917.6426 | 75.5742 | 120.6391 | 102.5623 | 9.5942 | 98.4919 | 5549355.7032 | 0 | 4591541.0416 | 0 | 0 | 0 | 662160.9688 | 4213192.5083 | 10961862.6619 | 7481696.5105 | 33459809.3942 | 961560.8286 | 11973452.0612 | 11973452.0612 | 10331217.8863 | 5360578.5121 | 0 | 46394822.284 | 74060070.7437 | 237137.3706 | 12.5151 | 3707.0985 | 5917.6426 | 75.5742 | 120.6391
1 | 3100 | 707 | 0.045 | 15 | 15 | 7 | 3.1623e-10 | 5spot_SharedNeighbor | CO2 | Porous | Wet | R600a | MinimizeLCOE_Brownfield | IgnoreSilica | 2019 | 135.4009 | 26.8431 | 3.1585 | 4 | 3674.3769 | 5864.1493 | 74.9071 | 119.5486 | 102.4557 | 9.5693 | 98.173 | 5570635.0895 | 0 | 4617741.2643 | 0 | 0 | 0 | 623299.095 | 4216553.425 | 10970607.0779 | 7487664.7541 | 33486500.7058 | 961560.8286 | 11973452.0612 | 11973452.0612 | 10331217.8863 | 5360578.5121 | 0 | 46421513.5957 | 74086762.0553 | 316227.766 | 12.6338 | 3674.3769 | 5864.1493 | 74.9071 | 119.5486
1 | 3100 | 707 | 0.045 | 15 | 15 | 7 | 4.217e-10 | 5spot_SharedNeighbor | CO2 | Porous | Wet | R600a | MinimizeLCOE_Brownfield | IgnoreSilica | 2019 | 136.1049 | 26.9917 | 3.1807 | 4 | 3649.4107 | 5823.8458 | 74.3982 | 118.727 | 102.3756 | 9.5503 | 98.1738 | 5586008.4957 | 0 | 4636939.1279 | 0 | 0 | 0 | 591888.1022 | 4217785.933 | 10973813.8108 | 7489853.4152 | 33496288.8847 | 961560.8286 | 11973452.0612 | 11973452.0612 | 10331217.8863 | 5360578.5121 | 0 | 46431301.7746 | 74096550.2342 | 421696.5034 | 12.723 | 3649.4107 | 5823.8458 | 74.3982 | 118.727
1 | 3100 | 707 | 0.045 | 15 | 15 | 7 | 5.6234e-10 | 5spot_SharedNeighbor | CO2 | Porous | Wet | R600a | MinimizeLCOE_Brownfield | IgnoreSilica | 2019 | 136.6728 | 27.1105 | 3.198 | 4 | 3630.7556 | 5793.4475 | 74.0179 | 118.1073 | 102.3117 | 9.5355 | 88.5813 | 5598433.1921 | 0 | 4652410.1814 | 0 | 0 | 0 | 568344.8487 | 4219483.4067 | 10978230.289 | 7492867.7523 | 33509769.6702 | 961560.8286 | 11973452.0612 | 11973452.0612 | 10331217.8863 | 5360578.5121 | 0 | 46444782.5601 | 74110031.0197 | 562341.3252 | 12.792 | 3630.7556 | 5793.4475 | 74.0179 | 118.1073
1 | 3100 | 707 | 0.045 | 15 | 15 | 7 | 7.4989e-10 | 5spot_SharedNeighbor | CO2 | Porous | Wet | R600a | MinimizeLCOE_Brownfield | IgnoreSilica | 2019 | 137.0555 | 27.1914 | 3.2104 | 4 | 3616.6867 | 5771.0008 | 73.731 | 117.6497 | 102.2682 | 9.5255 | 84.5516 | 5606759.8569 | 0 | 4662827.8995 | 0 | 0 | 0 | 549583.0006 | 4219476.5952 | 10978212.5671 | 7492855.6568 | 33509715.576 | 961560.8286 | 11973452.0612 | 11973452.0612 | 10331217.8863 | 5360578.5121 | 0 | 46444728.4659 | 74109976.9255 | 749894.2093 | 12.8418 | 3616.6867 | 5771.0008 | 73.731 | 117.6497
1 | 3100 | 707 | 0.045 | 15 | 15 | 7 | 1e-09 | 5spot_SharedNeighbor | CO2 | Porous | Wet | R600a | MinimizeLCOE_Brownfield | IgnoreSilica | 2019 | 137.3501 | 27.2535 | 3.2199 | 4 | 3606.088 | 5754.0745 | 73.515 | 117.3046 | 102.2347 | 9.5177 | 91.6971 | 5613150.7806 | 0 | 4670846.4303 | 0 | 0 | 0 | 535274.0844 | 4219515.8052 | 10978314.5833 | 7492925.2849 | 33510026.9686 | 961560.8286 | 11973452.0612 | 11973452.0612 | 10331217.8863 | 5360578.5121 | 0 | 46445039.8585 | 74110288.3181 | 1000000 | 12.8796 | 3606.088 | 5754.0745 | 73.515 | 117.3046
1 | 3100 | 707 | 0.045 | 15 | 15 | 7 | 1.3335e-09 | 5spot_SharedNeighbor | CO2 | Porous | Wet | R600a | MinimizeLCOE_Brownfield | IgnoreSilica | 2019 | 137.5546 | 27.297 | 3.2268 | 4 | 3598.1111 | 5741.51 | 73.3524 | 117.0484 | 102.2113 | 9.5123 | 82.6271 | 5617572.1816 | 0 | 4676408.9557 | 0 | 0 | 0 | 524143.5639 | 4219068.6335 | 10977151.1344 | 7492131.2071 | 33506475.6762 | 961560.8286 | 11973452.0612 | 11973452.0612 | 10331217.8863 | 5360578.5121 | 0 | 46441488.5661 | 74106737.0257 | 1333521.4322 | 12.9072 | 3598.1111 | 5741.51 | 73.3524 | 117.0484
1 | 3100 | 707 | 0.045 | 15 | 15 | 7 | 1.7783e-09 | 5spot_SharedNeighbor | CO2 | Porous | Wet | R600a | MinimizeLCOE_Brownfield | IgnoreSilica | 2019 | 137.723 | 27.3325 | 3.2322 | 4 | 3592.1122 | 5731.9464 | 73.2301 | 116.8535 | 102.192 | 9.5079 | 86.9841 | 5621207.7606 | 0 | 4680987.7238 | 0 | 0 | 0 | 515867.1578 | 4219044.4305 | 10977088.1631 | 7492088.2279 | 33506283.4638 | 961560.8286 | 11973452.0612 | 11973452.0612 | 10331217.8863 | 5360578.5121 | 0 | 46441296.3537 | 74106544.8133 | 1778279.41 | 12.9287 | 3592.1122 | 5731.9464 | 73.2301 | 116.8535
1 | 3100 | 707 | 0.045 | 15 | 15 | 7 | 2.3714e-09 | 5spot_SharedNeighbor | CO2 | Porous | Wet | R600a | MinimizeLCOE_Brownfield | IgnoreSilica | 2019 | 137.8371 | 27.3568 | 3.236 | 4 | 3587.6036 | 5724.875 | 73.1382 | 116.7093 | 102.1789 | 9.5049 | 87.0607 | 5623665.8993 | 0 | 4684089.5686 | 0 | 0 | 0 | 509444.9454 | 4218708.1612 | 10976213.2594 | 7491491.0882 | 33503612.922 | 961560.8286 | 11973452.0612 | 11973452.0612 | 10331217.8863 | 5360578.5121 | 0 | 46438625.8119 | 74103874.2715 | 2371373.7057 | 12.9442 | 3587.6036 | 5724.875 | 73.1382 | 116.7093
1 | 3100 | 707 | 0.045 | 15 | 15 | 7 | 3.1623e-09 | 5spot_SharedNeighbor | CO2 | Porous | Wet | R600a | MinimizeLCOE_Brownfield | IgnoreSilica | 2019 | 137.9297 | 27.3764 | 3.2391 | 4 | 3584.2169 | 5719.5071 | 73.0691 | 116.5999 | 102.1683 | 9.5024 | 84.6359 | 5625660.1939 | 0 | 4686607.1169 | 0 | 0 | 0 | 504677.4613 | 4218608.4611 | 10975953.8602 | 7491314.0429 | 33502821.1362 | 961560.8286 | 11973452.0612 | 11973452.0612 | 10331217.8863 | 5360578.5121 | 0 | 46437834.026 | 74103082.4857 | 3162277.6602 | 12.9562 | 3584.2169 | 5719.5071 | 73.0691 | 116.5999
1 | 3100 | 707 | 0.045 | 15 | 15 | 7 | 4.217e-09 | 5spot_SharedNeighbor | CO2 | Porous | Wet | R600a | MinimizeLCOE_Brownfield | IgnoreSilica | 2019 | 137.9808 | 27.3875 | 3.2411 | 4 | 3581.674 | 5715.6392 | 73.0173 | 116.521 | 102.1624 | 9.5011 | 91.4977 | 5626757.4731 | 0 | 4687996.419 | 0 | 0 | 0 | 500856.3449 | 4218087.9924 | 10974599.7074 | 7490389.8058 | 33498687.7425 | 961560.8286 | 11973452.0612 | 11973452.0612 | 10331217.8863 | 5360578.5121 | 0 | 46433700.6324 | 74098949.092 | 4216965.0343 | 12.9642 | 3581.674 | 5715.6392 | 73.0173 | 116.521
1 | 3100 | 707 | 0.045 | 15 | 15 | 7 | 5.6234e-09 | 5spot_SharedNeighbor | CO2 | Porous | Wet | R600a | MinimizeLCOE_Brownfield | IgnoreSilica | 2019 | 138.0345 | 27.3988 | 3.2428 | 4 | 3579.7651 | 5712.6036 | 72.9784 | 116.4592 | 102.1562 | 9.4996 | 86.432 | 5627912.8838 | 0 | 4689456.3339 | 0 | 0 | 0 | 498166.7749 | 4218059.0371 | 10974524.3717 | 7490338.3876 | 33498457.7891 | 961560.8286 | 11973452.0612 | 11973452.0612 | 10331217.8863 | 5360578.5121 | 0 | 46433470.679 | 74098719.1386 | 5623413.2519 | 12.9711 | 3579.7651 | 5712.6036 | 72.9784 | 116.4592
1 | 3100 | 707 | 0.045 | 15 | 15 | 7 | 7.4989e-09 | 5spot_SharedNeighbor | CO2 | Porous | Wet | R600a | MinimizeLCOE_Brownfield | IgnoreSilica | 2019 | 138.0734 | 27.4071 | 3.244 | 4 | 3578.3326 | 5710.3385 | 72.9491 | 116.413 | 102.1517 | 9.4986 | 89.6433 | 5628748.9683 | 0 | 4690513.4427 | 0 | 0 | 0 | 496125.9247 | 4218001.451 | 10974374.5443 | 7490236.1273 | 33498000.4584 | 961560.8286 | 11973452.0612 | 11973452.0612 | 10331217.8863 | 5360578.5121 | 0 | 46433013.3482 | 74098261.8079 | 7498942.0933 | 12.9762 | 3578.3326 | 5710.3385 | 72.9491 | 116.413
1 | 3100 | 707 | 0.045 | 15 | 15 | 7 | 1e-08 | 5spot_SharedNeighbor | CO2 | Porous | Wet | R600a | MinimizeLCOE_Brownfield | IgnoreSilica | 2019 | 138.1077 | 27.4142 | 3.2451 | 4 | 3577.2577 | 5708.5954 | 72.9272 | 116.3774 | 102.1478 | 9.4977 | 83.5186 | 5629485.9558 | 0 | 4691444.6559 | 0 | 0 | 0 | 494653.7514 | 4218077.9016 | 10974573.4533 | 7490371.8868 | 33498607.6049 | 961560.8286 | 11973452.0612 | 11973452.0612 | 10331217.8863 | 5360578.5121 | 0 | 46433620.4947 | 74098868.9544 | 10000000 | 12.9802 | 3577.2577 | 5708.5954 | 72.9272 | 116.3774
1 | 3200 | 707 | 0.045 | 15 | 15 | 7 | 1e-13 | 5spot_SharedNeighbor | CO2 | Porous | Wet | R600a | MinimizeLCOE_Brownfield | IgnoreSilica | 2019 | 1.4375 | 0.10792 | 0.0067304 | 4 | 546194.6454 | 1606772.1052 | 11134.9166 | 32756.2227 | 78.4982 | 10.4467 | 150.1548 | 176682.0467 | 0 | 101117.5574 | 0 | 0 | 0 | 146545.43 | 165494.5633 | 430582.9061 | 293881.681 | 1314304.1846 | 961560.8286 | 12428672.291 | 12428672.291 | 10608277.457 | 5515693.4429 | 0 | 14704537.3042 | 43257180.4951 | 100 | 0.026922 | 546194.6454 | 1606772.1052 | 11134.9166 | 32756.2227
1 | 3200 | 707 | 0.045 | 15 | 15 | 7 | 1.3335e-13 | 5spot_SharedNeighbor | CO2 | Porous | Wet | R600a | MinimizeLCOE_Brownfield | IgnoreSilica | 2019 | 1.982 | 0.19406 | 0.013021 | 4 | 291010.9106 | 839214.3305 | 5932.651 | 17108.5192 | 85.1638 | 10.7821 | 220.7797 | 240222.7549 | 0 | 143585.7965 | 0 | 0 | 0 | 186628.3619 | 222470.3962 | 578822.3359 | 395058.1379 | 1766787.7833 | 961560.8286 | 12428672.291 | 12428672.291 | 10608277.457 | 5515693.4429 | 0 | 15157020.9029 | 43709664.0938 | 133.3521 | 0.052084 | 291010.9106 | 839214.3305 | 5932.651 | 17108.5192
1 | 3200 | 707 | 0.045 | 15 | 15 | 7 | 1.7783e-13 | 5spot_SharedNeighbor | CO2 | Porous | Wet | R600a | MinimizeLCOE_Brownfield | IgnoreSilica | 2019 | 2.6692 | 0.31202 | 0.022204 | 4 | 176576.3365 | 498056.1496 | 3599.7475 | 10153.5483 | 90.6578 | 11.0245 | 46.0147 | 314773.4242 | 0 | 194454.0856 | 0 | 0 | 0 | 230983.5534 | 288682.3146 | 751092.1657 | 512635.8365 | 2292621.38 | 961560.8286 | 12428672.291 | 12428672.291 | 10608277.457 | 5515693.4429 | 0 | 15682854.4996 | 44235497.6905 | 177.8279 | 0.088816 | 176576.3365 | 498056.1496 | 3599.7475 | 10153.5483
1 | 3200 | 707 | 0.045 | 15 | 15 | 7 | 2.3714e-13 | 5spot_SharedNeighbor | CO2 | Porous | Wet | R600a | MinimizeLCOE_Brownfield | IgnoreSilica | 2019 | 3.5829 | 0.47582 | 0.035308 | 4 | 115512.4873 | 317679.5101 | 2354.8783 | 6476.3265 | 95.3446 | 11.2101 | 59.1412 | 406334.0393 | 0 | 252651.1473 | 0 | 0 | 0 | 285056.067 | 368176.0889 | 957918.6601 | 653799.1688 | 2923935.1715 | 961560.8286 | 12428672.291 | 12428672.291 | 10608277.457 | 5515693.4429 | 0 | 16314168.2911 | 44866811.482 | 237.1374 | 0.14123 | 115512.4873 | 317679.5101 | 2354.8783 | 6476.3265
1 | 3200 | 707 | 0.045 | 15 | 15 | 7 | 3.1623e-13 | 5spot_SharedNeighbor | CO2 | Porous | Wet | R600a | MinimizeLCOE_Brownfield | IgnoreSilica | 2019 | 4.7233 | 0.68824 | 0.053435 | 4 | 79601.3424 | 213186.1567 | 1622.781 | 4346.0882 | 99.0485 | 11.3438 | 48.2291 | 511640.6888 | 0 | 315157.9943 | 0 | 0 | 0 | 343235.2696 | 456313.2416 | 1187233.4519 | 810311.2261 | 3623891.8724 | 961560.8286 | 12428672.291 | 12428672.291 | 10608277.457 | 5515693.4429 | 0 | 17014124.992 | 45566768.1829 | 316.2278 | 0.21374 | 79601.3424 | 213186.1567 | 1622.781 | 4346.0882
1 | 3200 | 707 | 0.045 | 15 | 15 | 7 | 4.217e-13 | 5spot_SharedNeighbor | CO2 | Porous | Wet | R600a | MinimizeLCOE_Brownfield | IgnoreSilica | 2019 | 6.1575 | 0.96161 | 0.077826 | 4 | 57243.7583 | 148963.6822 | 1166.9914 | 3036.8262 | 101.9995 | 11.4434 | 62.7679 | 633729.7357 | 0 | 389634.2477 | 0 | 0 | 0 | 406900.8631 | 557803.2901 | 1451289.7397 | 990535.0684 | 4429892.9447 | 961560.8286 | 12428672.291 | 12428672.291 | 10608277.457 | 5515693.4429 | 0 | 17820126.0643 | 46372769.2552 | 421.6965 | 0.3113 | 57243.7583 | 148963.6822 | 1166.9914 | 3036.8262
1 | 3200 | 707 | 0.045 | 15 | 15 | 7 | 5.6234e-13 | 5spot_SharedNeighbor | CO2 | Porous | Wet | R600a | MinimizeLCOE_Brownfield | IgnoreSilica | 2019 | 8.0017 | 1.3174 | 0.11039 | 4 | 42525.4457 | 107190.3192 | 866.9387 | 2185.2196 | 104.3876 | 11.5187 | 56.5508 | 778577.8351 | 0 | 480485.1564 | 0 | 0 | 0 | 480152.3061 | 678293.966 | 1764781.7624 | 1204499.8155 | 5386790.8415 | 961560.8286 | 12428672.291 | 12428672.291 | 10608277.457 | 5515693.4429 | 0 | 18777023.9611 | 47329667.152 | 562.3413 | 0.44155 | 42525.4457 | 107190.3192 | 866.9387 | 2185.2196
1 | 3200 | 707 | 0.045 | 15 | 15 | 7 | 7.4989e-13 | 5spot_SharedNeighbor | CO2 | Porous | Wet | R600a | MinimizeLCOE_Brownfield | IgnoreSilica | 2019 | 10.3233 | 1.77 | 0.15333 | 4 | 32420.5244 | 78973.4062 | 660.9362 | 1609.9797 | 106.268 | 11.5739 | 68.2116 | 947069.546 | 0 | 589095.4984 | 0 | 0 | 0 | 560692.8888 | 817774.594 | 2127681.7448 | 1452186.5103 | 6494500.7823 | 961560.8286 | 12428672.291 | 12428672.291 | 10608277.457 | 5515693.4429 | 0 | 19884733.9019 | 48437377.0929 | 749.8942 | 0.61334 | 32420.5244 | 78973.4062 | 660.9362 | 1609.9797
1 | 3200 | 707 | 0.045 | 15 | 15 | 7 | 1e-12 | 5spot_SharedNeighbor | CO2 | Porous | Wet | R600a | MinimizeLCOE_Brownfield | IgnoreSilica | 2019 | 13.2734 | 2.3486 | 0.20972 | 4 | 25255.5181 | 59292.1762 | 514.8679 | 1208.7512 | 107.7561 | 11.6132 | 53.3793 | 1145279.1036 | 0 | 720308.526 | 0 | 0 | 0 | 651511.6146 | 981668.7053 | 2554100.6031 | 1743226.1432 | 7796094.6958 | 961560.8286 | 12428672.291 | 12428672.291 | 10608277.457 | 5515693.4429 | 0 | 21186327.8154 | 49738971.0063 | 1000 | 0.83888 | 25255.5181 | 59292.1762 | 514.8679 | 1208.7512
1 | 3200 | 707 | 0.045 | 15 | 15 | 7 | 1.3335e-12 | 5spot_SharedNeighbor | CO2 | Porous | Wet | R600a | MinimizeLCOE_Brownfield | IgnoreSilica | 2019 | 16.9929 | 3.0819 | 0.28317 | 4 | 20044.2815 | 45252.553 | 408.6298 | 922.5345 | 108.9152 | 11.6383 | 63.8281 | 1376922.4178 | 0 | 877699.0802 | 0 | 0 | 0 | 752337.7849 | 1172714.1203 | 3051161.5843 | 2082480.4764 | 9313315.4637 | 961560.8286 | 12428672.291 | 12428672.291 | 10608277.457 | 5515693.4429 | 0 | 22703548.5833 | 51256191.7742 | 1333.5214 | 1.1327 | 20044.2815 | 45252.553 | 408.6298 | 922.5345
1 | 3200 | 707 | 0.045 | 15 | 15 | 7 | 1.7783e-12 | 5spot_SharedNeighbor | CO2 | Porous | Wet | R600a | MinimizeLCOE_Brownfield | IgnoreSilica | 2019 | 21.6487 | 4.0037 | 0.37804 | 4 | 16176.0113 | 35058.2307 | 329.7699 | 714.7095 | 109.8005 | 11.6493 | 50.5948 | 1646070.3603 | 0 | 1065313.7402 | 0 | 0 | 0 | 862825.1409 | 1393941.6042 | 3626750.1173 | 2475331.4773 | 11070232.4402 | 961560.8286 | 12428672.291 | 12428672.291 | 10608277.457 | 5515693.4429 | 0 | 24460465.5598 | 53013108.7508 | 1778.2794 | 1.5121 | 16176.0113 | 35058.2307 | 329.7699 | 714.7095
1 | 3200 | 707 | 0.045 | 15 | 15 | 7 | 2.3714e-12 | 5spot_SharedNeighbor | CO2 | Porous | Wet | R600a | MinimizeLCOE_Brownfield | IgnoreSilica | 2019 | 27.4 | 5.1475 | 0.49911 | 4 | 13257.0007 | 27558.7595 | 270.2619 | 561.8226 | 110.452 | 11.6449 | 63.0439 | 1955084.0021 | 0 | 1286271.8729 | 0 | 0 | 0 | 980645.9629 | 1646580.7168 | 4284065.2649 | 2923962.5721 | 13076610.3917 | 961560.8286 | 12428672.291 | 12428672.291 | 10608277.457 | 5515693.4429 | 0 | 26466843.5113 | 55019486.7022 | 2371.3737 | 1.9964 | 13257.0007 | 27558.7595 | 270.2619 | 561.8226
1 | 3200 | 707 | 0.045 | 15 | 15 | 7 | 3.1623e-12 | 5spot_SharedNeighbor | CO2 | Porous | Wet | R600a | MinimizeLCOE_Brownfield | IgnoreSilica | 2019 | 34.4324 | 6.5519 | 0.6516 | 4 | 11025.3476 | 21980.0986 | 224.7666 | 448.094 | 110.8998 | 11.6221 | 64.9106 | 2306614.5821 | 0 | 1544209.9494 | 0 | 0 | 0 | 1104021.2807 | 1932389.8667 | 5027682.0456 | 3431496.3047 | 15346414.0291 | 961560.8286 | 12428672.291 | 12428672.291 | 10608277.457 | 5515693.4429 | 0 | 28736647.1487 | 57289290.3397 | 3162.2777 | 2.6064 | 11025.3476 | 21980.0986 | 224.7666 | 448.094
1 | 3200 | 707 | 0.045 | 15 | 15 | 7 | 4.217e-12 | 5spot_SharedNeighbor | CO2 | Porous | Wet | R600a | MinimizeLCOE_Brownfield | IgnoreSilica | 2019 | 42.864 | 8.2433 | 0.83986 | 4 | 9302.5209 | 17801.7382 | 189.6445 | 362.9125 | 111.157 | 11.5761 | 69.3269 | 2698937.3231 | 0 | 1839951.9419 | 0 | 0 | 0 | 1227853.001 | 2249029.4837 | 5851513.3772 | 3993778.1165 | 17861063.2434 | 961560.8286 | 12428672.291 | 12428672.291 | 10608277.457 | 5515693.4429 | 0 | 31251296.363 | 59803939.554 | 4216.965 | 3.3594 | 9302.5209 | 17801.7382 | 189.6445 | 362.9125
1 | 3200 | 707 | 0.045 | 15 | 15 | 7 | 5.6234e-12 | 5spot_SharedNeighbor | CO2 | Porous | Wet | R600a | MinimizeLCOE_Brownfield | IgnoreSilica | 2019 | 52.6297 | 10.213 | 1.0651 | 4 | 7964.6461 | 14666.8182 | 162.3701 | 299.0029 | 111.2227 | 11.5014 | 66.9643 | 3121993.0593 | 0 | 2168288.2507 | 0 | 0 | 0 | 1341662.2663 | 2586457.9947 | 6729433.1468 | 4592976.3987 | 20540811.1166 | 961560.8286 | 12428672.291 | 12428672.291 | 10608277.457 | 5515693.4429 | 0 | 33931044.2362 | 62483687.4271 | 5623.4133 | 4.2602 | 7964.6461 | 14666.8182 | 162.3701 | 299.0029
1 | 3200 | 707 | 0.045 | 15 | 15 | 7 | 7.4989e-12 | 5spot_SharedNeighbor | CO2 | Porous | Wet | R600a | MinimizeLCOE_Brownfield | IgnoreSilica | 2019 | 63.4145 | 12.4017 | 1.3228 | 4 | 6924.1637 | 12320.5603 | 141.1584 | 251.1713 | 111.0913 | 11.3941 | 61.1606 | 3556929.8415 | 0 | 2516998.4076 | 0 | 0 | 0 | 1431402.5599 | 2927079.0155 | 7615659.1719 | 5197843.871 | 23245912.8673 | 961560.8286 | 12428672.291 | 12428672.291 | 10608277.457 | 5515693.4429 | 0 | 36636145.9869 | 65188789.1778 | 7498.9421 | 5.2911 | 6924.1637 | 12320.5603 | 141.1584 | 251.1713
1 | 3200 | 707 | 0.045 | 15 | 15 | 7 | 1e-11 | 5spot_SharedNeighbor | CO2 | Porous | Wet | R600a | MinimizeLCOE_Brownfield | IgnoreSilica | 2019 | 74.7218 | 14.7106 | 1.6026 | 4 | 6116.9718 | 10571.1451 | 124.7027 | 215.5071 | 110.7662 | 11.2546 | 90.5311 | 3981347.2534 | 0 | 2870055.0232 | 0 | 0 | 0 | 1485489.6841 | 3251387.8647 | 8459444.2725 | 5773744.5402 | 25821468.6381 | 961560.8286 | 12428672.291 | 12428672.291 | 10608277.457 | 5515693.4429 | 0 | 39211701.7577 | 67764344.9486 | 10000 | 6.4103 | 6116.9718 | 10571.1451 | 124.7027 | 215.5071
1 | 3200 | 707 | 0.045 | 15 | 15 | 7 | 1.3335e-11 | 5spot_SharedNeighbor | CO2 | Porous | Wet | R600a | MinimizeLCOE_Brownfield | IgnoreSilica | 2019 | 85.8498 | 16.9972 | 1.8881 | 4 | 5493.7483 | 9274.3688 | 111.9975 | 189.0706 | 110.2792 | 11.0904 | 73.7137 | 4370277.9793 | 0 | 3207183.1012 | 0 | 0 | 0 | 1495281.1935 | 3538369.4869 | 9206111.5855 | 6283360.3238 | 28100583.6703 | 961560.8286 | 12428672.291 | 12428672.291 | 10608277.457 | 5515693.4429 | 0 | 41490816.7899 | 70043459.9808 | 13335.2143 | 7.5524 | 5493.7483 | 9274.3688 | 111.9975 | 189.0706
1 | 3200 | 707 | 0.045 | 15 | 15 | 7 | 1.7783e-11 | 5spot_SharedNeighbor | CO2 | Porous | Wet | R600a | MinimizeLCOE_Brownfield | IgnoreSilica | 2019 | 96.2124 | 19.1387 | 2.1627 | 4 | 5015.0642 | 8315.5846 | 102.2389 | 169.5244 | 109.686 | 10.9136 | 89.8888 | 4708214.7268 | 0 | 3513314.1867 | 0 | 0 | 0 | 1462807.4596 | 3776891.1855 | 9826696.1177 | 6706922.0188 | 29994845.695 | 961560.8286 | 12428672.291 | 12428672.291 | 10608277.457 | 5515693.4429 | 0 | 43385078.8146 | 71937722.0055 | 17782.7941 | 8.651 | 5015.0642 | 8315.5846 | 102.2389 | 169.5244
1 | 3200 | 707 | 0.045 | 15 | 15 | 7 | 2.3714e-11 | 5spot_SharedNeighbor | CO2 | Porous | Wet | R600a | MinimizeLCOE_Brownfield | IgnoreSilica | 2019 | 105.3427 | 21.0361 | 2.4123 | 4 | 4649.0161 | 7608.0244 | 94.7765 | 155.0999 | 109.0559 | 10.7387 | 101.983 | 4987149.3846 | 0 | 3777600.4275 | 0 | 0 | 0 | 1395853.7182 | 3962635.3768 | 10309964.4022 | 7036762.5531 | 31469965.8626 | 961560.8286 | 12428672.291 | 12428672.291 | 10608277.457 | 5515693.4429 | 0 | 44860198.9821 | 73412842.1731 | 23713.7371 | 9.6494 | 4649.0161 | 7608.0244 | 94.7765 | 155.0999
1 | 3200 | 707 | 0.045 | 15 | 15 | 7 | 3.1623e-11 | 5spot_SharedNeighbor | CO2 | Porous | Wet | R600a | MinimizeLCOE_Brownfield | IgnoreSilica | 2019 | 113.077 | 22.651 | 2.6292 | 4 | 4369.9807 | 7084.897 | 89.088 | 144.4352 | 108.4447 | 10.5766 | 110.5612 | 5209782.5963 | 0 | 3997897.4918 | 0 | 0 | 0 | 1307649.7199 | 4100978.6251 | 10669905.1561 | 7282429.5136 | 32568643.1027 | 961560.8286 | 12428672.291 | 12428672.291 | 10608277.457 | 5515693.4429 | 0 | 45958876.2223 | 74511519.4132 | 31622.7766 | 10.517 | 4369.9807 | 7084.897 | 89.088 | 144.4352
1 | 3200 | 707 | 0.045 | 15 | 15 | 7 | 4.217e-11 | 5spot_SharedNeighbor | CO2 | Porous | Wet | R600a | MinimizeLCOE_Brownfield | IgnoreSilica | 2019 | 119.3964 | 23.9764 | 2.8106 | 4 | 4157.6949 | 6697.4546 | 84.7602 | 136.5367 | 107.8927 | 10.4345 | 105.8488 | 5382385.6851 | 0 | 4175662.2436 | 0 | 0 | 0 | 1210091.7681 | 4199574.4817 | 10926431.3503 | 7457513.9123 | 33351659.441 | 961560.8286 | 12428672.291 | 12428672.291 | 10608277.457 | 5515693.4429 | 0 | 46741892.5606 | 75294535.7515 | 42169.6503 | 11.2423 | 4157.6949 | 6697.4546 | 84.7602 | 136.5367
1 | 3200 | 707 | 0.045 | 15 | 15 | 7 | 5.6234e-11 | 5spot_SharedNeighbor | CO2 | Porous | Wet | R600a | MinimizeLCOE_Brownfield | IgnoreSilica | 2019 | 124.4265 | 25.0354 | 2.9578 | 4 | 3996.381 | 6409.7171 | 81.4716 | 130.6708 | 107.4193 | 10.3153 | 107.3504 | 5513745.0833 | 0 | 4315812.4713 | 0 | 0 | 0 | 1112949.2646 | 4267577.6595 | 11103361.6694 | 7578272.4906 | 33891718.6387 | 961560.8286 | 12428672.291 | 12428672.291 | 10608277.457 | 5515693.4429 | 0 | 47281951.7583 | 75834594.9492 | 56234.1325 | 11.8312 | 3996.381 | 6409.7171 | 81.4716 | 130.6708
1 | 3200 | 707 | 0.045 | 15 | 15 | 7 | 7.4989e-11 | 5spot_SharedNeighbor | CO2 | Porous | Wet | R600a | MinimizeLCOE_Brownfield | IgnoreSilica | 2019 | 128.3512 | 25.8646 | 3.0747 | 4 | 3873.8967 | 6195.4642 | 78.9746 | 126.3029 | 107.0287 | 10.2184 | 94.3327 | 5612491.6652 | 0 | 4424379.8016 | 0 | 0 | 0 | 1022699.6419 | 4313232.7324 | 11222146.8039 | 7659345.7857 | 34254296.4305 | 961560.8286 | 12428672.291 | 12428672.291 | 10608277.457 | 5515693.4429 | 0 | 47644529.5501 | 76197172.7411 | 74989.4209 | 12.2989 | 3873.8967 | 6195.4642 | 78.9746 | 126.3029
1 | 3200 | 707 | 0.045 | 15 | 15 | 7 | 1e-10 | 5spot_SharedNeighbor | CO2 | Porous | Wet | R600a | MinimizeLCOE_Brownfield | IgnoreSilica | 2019 | 131.3861 | 26.5074 | 3.1663 | 4 | 3780.962 | 6035.4015 | 77.08 | 123.0398 | 106.7139 | 10.1411 | 99.7741 | 5686573.7155 | 0 | 4507875.8373 | 0 | 0 | 0 | 943137.5157 | 4343658.9568 | 11301309.5985 | 7713376.0197 | 34495931.6436 | 961560.8286 | 12428672.291 | 12428672.291 | 10608277.457 | 5515693.4429 | 0 | 47886164.7632 | 76438807.9541 | 100000 | 12.6651 | 3780.962 | 6035.4015 | 77.08 | 123.0398
1 | 3200 | 707 | 0.045 | 15 | 15 | 7 | 1.3335e-10 | 5spot_SharedNeighbor | CO2 | Porous | Wet | R600a | MinimizeLCOE_Brownfield | IgnoreSilica | 2019 | 133.6862 | 26.996 | 3.2368 | 4 | 3710.5062 | 5915.829 | 75.6437 | 120.6022 | 106.4676 | 10.0813 | 96.6563 | 5741380.5951 | 0 | 4570897.7649 | 0 | 0 | 0 | 875131.4523 | 4363089.8268 | 11351864.7366 | 7747880.9402 | 34650245.3159 | 961560.8286 | 12428672.291 | 12428672.291 | 10608277.457 | 5515693.4429 | 0 | 48040478.4355 | 76593121.6265 | 133352.1432 | 12.9471 | 3710.5062 | 5915.829 | 75.6437 | 120.6022
1 | 3200 | 707 | 0.045 | 15 | 15 | 7 | 1.7783e-10 | 5spot_SharedNeighbor | CO2 | Porous | Wet | R600a | MinimizeLCOE_Brownfield | IgnoreSilica | 2019 | 135.4204 | 27.3654 | 3.2907 | 4 | 3657.1453 | 5826.3488 | 74.5559 | 118.778 | 106.2776 | 10.0353 | 100.6246 | 5781934.6918 | 0 | 4618271.8664 | 0 | 0 | 0 | 818697.0675 | 4375372.414 | 11383821.509 | 7769692.094 | 34747789.6426 | 961560.8286 | 12428672.291 | 12428672.291 | 10608277.457 | 5515693.4429 | 0 | 48138022.7622 | 76690665.9532 | 177827.941 | 13.1627 | 3657.1453 | 5826.3488 | 74.5559 | 118.778
1 | 3200 | 707 | 0.045 | 15 | 15 | 7 | 2.3714e-10 | 5spot_SharedNeighbor | CO2 | Porous | Wet | R600a | MinimizeLCOE_Brownfield | IgnoreSilica | 2019 | 136.7265 | 27.644 | 3.3317 | 4 | 3616.7774 | 5759.2858 | 73.7329 | 117.4108 | 106.132 | 10.0003 | 90.7956 | 5812039.5035 | 0 | 4653872.8795 | 0 | 0 | 0 | 772949.3856 | 4383156.0897 | 11404073.0365 | 7783514.1777 | 34809605.0725 | 961560.8286 | 12428672.291 | 12428672.291 | 10608277.457 | 5515693.4429 | 0 | 48199838.1921 | 76752481.383 | 237137.3706 | 13.3267 | 3616.7774 | 5759.2858 | 73.7329 | 117.4108
1 | 3200 | 707 | 0.045 | 15 | 15 | 7 | 3.1623e-10 | 5spot_SharedNeighbor | CO2 | Porous | Wet | R600a | MinimizeLCOE_Brownfield | IgnoreSilica | 2019 | 137.701 | 27.8524 | 3.3627 | 4 | 3586.2757 | 5709.0535 | 73.1111 | 116.3868 | 106.0219 | 9.9739 | 95.3461 | 5834250.1998 | 0 | 4680388.1584 | 0 | 0 | 0 | 736407.099 | 4387907.7283 | 11416435.8255 | 7791952.0352 | 34847341.0463 | 961560.8286 | 12428672.291 | 12428672.291 | 10608277.457 | 5515693.4429 | 0 | 48237574.1658 | 76790217.3568 | 316227.766 | 13.4506 | 3586.2757 | 5709.0535 | 73.1111 | 116.3868
1 | 3200 | 707 | 0.045 | 15 | 15 | 7 | 4.217e-10 | 5spot_SharedNeighbor | CO2 | Porous | Wet | R600a | MinimizeLCOE_Brownfield | IgnoreSilica | 2019 | 138.4218 | 28.0069 | 3.3859 | 4 | 3563.2565 | 5671.4569 | 72.6418 | 115.6203 | 105.9396 | 9.9542 | 104.0138 | 5850542.6007 | 0 | 4699979.2245 | 0 | 0 | 0 | 707556.0813 | 4390650.3836 | 11423571.6518 | 7796822.3833 | 34869122.3253 | 961560.8286 | 12428672.291 | 12428672.291 | 10608277.457 | 5515693.4429 | 0 | 48259355.4449 | 76811998.6358 | 421696.5034 | 13.5436 | 3563.2565 | 5671.4569 | 72.6418 | 115.6203
1 | 3200 | 707 | 0.045 | 15 | 15 | 7 | 5.6234e-10 | 5spot_SharedNeighbor | CO2 | Porous | Wet | R600a | MinimizeLCOE_Brownfield | IgnoreSilica | 2019 | 138.9749 | 28.1253 | 3.4036 | 4 | 3545.9038 | 5643.1411 | 72.288 | 115.0431 | 105.8761 | 9.9391 | 105.1615 | 5862965.2312 | 0 | 4714996.076 | 0 | 0 | 0 | 685290.4744 | 4392668.1948 | 11428821.5827 | 7800405.569 | 34885147.1281 | 961560.8286 | 12428672.291 | 12428672.291 | 10608277.457 | 5515693.4429 | 0 | 48275380.2477 | 76828023.4387 | 562341.3252 | 13.6144 | 3545.9038 | 5643.1411 | 72.288 | 115.0431
1 | 3200 | 707 | 0.045 | 15 | 15 | 7 | 7.4989e-10 | 5spot_SharedNeighbor | CO2 | Porous | Wet | R600a | MinimizeLCOE_Brownfield | IgnoreSilica | 2019 | 139.377 | 28.2117 | 3.4168 | 4 | 3532.8359 | 5621.9998 | 72.0216 | 114.6121 | 105.8296 | 9.928 | 105.6967 | 5871951.9561 | 0 | 4725906.6526 | 0 | 0 | 0 | 667961.6107 | 4393669.8856 | 11431427.7767 | 7802184.3499 | 34893102.2317 | 961560.8286 | 12428672.291 | 12428672.291 | 10608277.457 | 5515693.4429 | 0 | 48283335.3513 | 76835978.5422 | 749894.2093 | 13.667 | 3532.8359 | 5621.9998 | 72.0216 | 114.6121
1 | 3200 | 707 | 0.045 | 15 | 15 | 7 | 1e-09 | 5spot_SharedNeighbor | CO2 | Porous | Wet | R600a | MinimizeLCOE_Brownfield | IgnoreSilica | 2019 | 139.6929 | 28.2794 | 3.4268 | 4 | 3523.0033 | 5606.0165 | 71.8212 | 114.2862 | 105.793 | 9.9193 | 112.7907 | 5878988.6847 | 0 | 4734473.68 | 0 | 0 | 0 | 654873.8648 | 4394651.1295 | 11433980.7721 | 7803926.8217 | 34900894.9528 | 961560.8286 | 12428672.291 | 12428672.291 | 10608277.457 | 5515693.4429 | 0 | 48291128.0723 | 76843771.2633 | 1000000 | 13.7074 | 3523.0033 | 5606.0165 | 71.8212 | 114.2862
1 | 3200 | 707 | 0.045 | 15 | 15 | 7 | 1.3335e-09 | 5spot_SharedNeighbor | CO2 | Porous | Wet | R600a | MinimizeLCOE_Brownfield | IgnoreSilica | 2019 | 139.9124 | 28.3267 | 3.4342 | 4 | 3515.6104 | 5594.1687 | 71.6705 | 114.0447 | 105.7674 | 9.9132 | 99.4365 | 5883861.8671 | 0 | 4740423.7968 | 0 | 0 | 0 | 644678.8838 | 4394896.1736 | 11434618.3266 | 7804361.9658 | 34902841.0136 | 961560.8286 | 12428672.291 | 12428672.291 | 10608277.457 | 5515693.4429 | 0 | 48293074.1332 | 76845717.3242 | 1333521.4322 | 13.7368 | 3515.6104 | 5594.1687 | 71.6705 | 114.0447
1 | 3200 | 707 | 0.045 | 15 | 15 | 7 | 1.7783e-09 | 5spot_SharedNeighbor | CO2 | Porous | Wet | R600a | MinimizeLCOE_Brownfield | IgnoreSilica | 2019 | 140.0755 | 28.362 | 3.4397 | 4 | 3510.0551 | 5585.2913 | 71.5572 | 113.8637 | 105.7484 | 9.9087 | 108.131 | 5887477.3657 | 0 | 4744846.0213 | 0 | 0 | 0 | 636924.1185 | 4395006.5271 | 11434905.4438 | 7804557.9292 | 34903717.4057 | 961560.8286 | 12428672.291 | 12428672.291 | 10608277.457 | 5515693.4429 | 0 | 48293950.5253 | 76846593.7163 | 1778279.41 | 13.7587 | 3510.0551 | 5585.2913 | 71.5572 | 113.8637
1 | 3200 | 707 | 0.045 | 15 | 15 | 7 | 2.3714e-09 | 5spot_SharedNeighbor | CO2 | Porous | Wet | R600a | MinimizeLCOE_Brownfield | IgnoreSilica | 2019 | 140.205 | 28.3898 | 3.4439 | 4 | 3505.8827 | 5578.5728 | 71.4722 | 113.7268 | 105.7333 | 9.9051 | 109.8542 | 5890343.2182 | 0 | 4748354.3831 | 0 | 0 | 0 | 631145.5375 | 4395238.8241 | 11435509.8329 | 7804970.4372 | 34905562.2329 | 961560.8286 | 12428672.291 | 12428672.291 | 10608277.457 | 5515693.4429 | 0 | 48295795.3525 | 76848438.5434 | 2371373.7057 | 13.7756 | 3505.8827 | 5578.5728 | 71.4722 | 113.7268
1 | 3200 | 707 | 0.045 | 15 | 15 | 7 | 3.1623e-09 | 5spot_SharedNeighbor | CO2 | Porous | Wet | R600a | MinimizeLCOE_Brownfield | IgnoreSilica | 2019 | 140.2996 | 28.4102 | 3.447 | 4 | 3502.75 | 5573.5533 | 71.4083 | 113.6244 | 105.7222 | 9.9025 | 108.2791 | 5892435.146 | 0 | 4750918.3275 | 0 | 0 | 0 | 626751.1696 | 4395340.8108 | 11435775.1814 | 7805151.543 | 34906372.1782 | 961560.8286 | 12428672.291 | 12428672.291 | 10608277.457 | 5515693.4429 | 0 | 48296605.2978 | 76849248.4887 | 3162277.6602 | 13.7882 | 3502.75 | 5573.5533 | 71.4083 | 113.6244
1 | 3200 | 707 | 0.045 | 15 | 15 | 7 | 4.217e-09 | 5spot_SharedNeighbor | CO2 | Porous | Wet | R600a | MinimizeLCOE_Brownfield | IgnoreSilica | 2019 | 140.3728 | 28.4259 | 3.4494 | 4 | 3500.3987 | 5569.7703 | 71.3604 | 113.5473 | 105.7136 | 9.9004 | 104.1625 | 5894051.3139 | 0 | 4752900.1891 | 0 | 0 | 0 | 623466.1036 | 4395462.8666 | 11436092.7454 | 7805368.2869 | 34907341.5055 | 961560.8286 | 12428672.291 | 12428672.291 | 10608277.457 | 5515693.4429 | 0 | 48297574.6251 | 76850217.816 | 4216965.0343 | 13.7977 | 3500.3987 | 5569.7703 | 71.3604 | 113.5473
1 | 3200 | 707 | 0.045 | 15 | 15 | 7 | 5.6234e-09 | 5spot_SharedNeighbor | CO2 | Porous | Wet | R600a | MinimizeLCOE_Brownfield | IgnoreSilica | 2019 | 140.423 | 28.4368 | 3.4512 | 4 | 3498.6342 | 5566.971 | 71.3244 | 113.4902 | 105.7077 | 9.899 | 249.0802 | 5895159.4588 | 0 | 4754260.7328 | 0 | 0 | 0 | 620934.9916 | 4395438.5215 | 11436029.4044 | 7805325.0554 | 34907148.1645 | 961560.8286 | 12428672.291 | 12428672.291 | 10608277.457 | 5515693.4429 | 0 | 48297381.2841 | 76850024.4751 | 5623413.2519 | 13.8046 | 3498.6342 | 5566.971 | 71.3244 | 113.4902
1 | 3200 | 707 | 0.045 | 15 | 15 | 7 | 7.4989e-09 | 5spot_SharedNeighbor | CO2 | Porous | Wet | R600a | MinimizeLCOE_Brownfield | IgnoreSilica | 2019 | 140.4619 | 28.4452 | 3.4525 | 4 | 3497.3103 | 5564.8614 | 71.2974 | 113.4472 | 105.7032 | 9.898 | 250.6802 | 5896017.387 | 0 | 4755314.2213 | 0 | 0 | 0 | 619046.7972 | 4395447.5782 | 11436052.9681 | 7805341.1381 | 34907220.0899 | 961560.8286 | 12428672.291 | 12428672.291 | 10608277.457 | 5515693.4429 | 0 | 48297453.2095 | 76850096.4004 | 7498942.0933 | 13.8099 | 3497.3103 | 5564.8614 | 71.2974 | 113.4472
1 | 3200 | 707 | 0.045 | 15 | 15 | 7 | 1e-08 | 5spot_SharedNeighbor | CO2 | Porous | Wet | R600a | MinimizeLCOE_Brownfield | IgnoreSilica | 2019 | 140.4945 | 28.4521 | 3.4535 | 4 | 3496.3171 | 5563.2512 | 71.2772 | 113.4144 | 105.6993 | 9.8971 | 209.4272 | 5896736.5365 | 0 | 4756196.8612 | 0 | 0 | 0 | 617670.4269 | 4395535.4916 | 11436281.7008 | 7805497.2529 | 34907918.2699 | 961560.8286 | 12428672.291 | 12428672.291 | 10608277.457 | 5515693.4429 | 0 | 48298151.3895 | 76850794.5805 | 10000000 | 13.814 | 3496.3171 | 5563.2512 | 71.2772 | 113.4144
1 | 3300 | 707 | 0.045 | 15 | 15 | 7 | 1e-13 | 5spot_SharedNeighbor | CO2 | Porous | Wet | R600a | MinimizeLCOE_Brownfield | IgnoreSilica | 2019 | 1.4958 | 0.11315 | 0.0072641 | 4 | 524612.4779 | 1538284.6415 | 10694.935 | 31360.0131 | 80.6529 | 10.912 | 159.2902 | 187375.5088 | 0 | 105583.9105 | 0 | 0 | 0 | 156507.0855 | 175291.9369 | 456073.6625 | 311279.6461 | 1392111.7504 | 961560.8286 | 12889752.6116 | 12889752.6116 | 10890904.1141 | 5673152.4101 | 0 | 15243425.1906 | 44697234.3264 | 100 | 0.029057 | 524612.4779 | 1538284.6415 | 10694.935 | 31360.0131
1 | 3300 | 707 | 0.045 | 15 | 15 | 7 | 1.3335e-13 | 5spot_SharedNeighbor | CO2 | Porous | Wet | R600a | MinimizeLCOE_Brownfield | IgnoreSilica | 2019 | 2.0793 | 0.2062 | 0.014151 | 4 | 278068.3577 | 798430.8549 | 5668.7996 | 16277.0929 | 87.8064 | 11.2669 | 232.5677 | 256840.0983 | 0 | 151266.8751 | 0 | 0 | 0 | 201480.1476 | 237738.9772 | 618548.0517 | 422171.7552 | 1888045.905 | 961560.8286 | 12889752.6116 | 12889752.6116 | 10890904.1141 | 5673152.4101 | 0 | 15739359.3452 | 45193168.481 | 133.3521 | 0.056602 | 278068.3577 | 798430.8549 | 5668.7996 | 16277.0929
1 | 3300 | 707 | 0.045 | 15 | 15 | 7 | 1.7783e-13 | 5spot_SharedNeighbor | CO2 | Porous | Wet | R600a | MinimizeLCOE_Brownfield | IgnoreSilica | 2019 | 2.7935 | 0.33106 | 0.024199 | 4 | 168341.4644 | 472634.2767 | 3431.8684 | 9635.289 | 93.5035 | 11.5144 | 50.7452 | 335887.9977 | 0 | 204332.1021 | 0 | 0 | 0 | 248601.4603 | 307640.4084 | 800417.237 | 546301.2112 | 2443180.4168 | 961560.8286 | 12889752.6116 | 12889752.6116 | 10890904.1141 | 5673152.4101 | 0 | 16294493.857 | 45748302.9928 | 177.8279 | 0.096794 | 168341.4644 | 472634.2767 | 3431.8684 | 9635.289
1 | 3300 | 707 | 0.045 | 15 | 15 | 7 | 2.3714e-13 | 5spot_SharedNeighbor | CO2 | Porous | Wet | R600a | MinimizeLCOE_Brownfield | IgnoreSilica | 2019 | 3.7487 | 0.50532 | 0.038625 | 4 | 109745.0815 | 300384.6013 | 2237.3019 | 6123.7464 | 98.3984 | 11.7055 | 51.9413 | 433593.4458 | 0 | 261960.2623 | 0 | 0 | 0 | 306722.4892 | 390887.717 | 1017009.6574 | 694129.9886 | 3104303.5603 | 961560.8286 | 12889752.6116 | 12889752.6116 | 10890904.1141 | 5673152.4101 | 0 | 16955617.0005 | 46409426.1363 | 237.1374 | 0.1545 | 109745.0815 | 300384.6013 | 2237.3019 | 6123.7464
1 | 3300 | 707 | 0.045 | 15 | 15 | 7 | 3.1623e-13 | 5spot_SharedNeighbor | CO2 | Porous | Wet | R600a | MinimizeLCOE_Brownfield | IgnoreSilica | 2019 | 4.9324 | 0.73006 | 0.058463 | 4 | 75653.2605 | 201604.0717 | 1542.294 | 4109.9717 | 102.2448 | 11.8429 | 53.5949 | 545190.0879 | 0 | 326272.3449 | 0 | 0 | 0 | 368451.7965 | 483566.5494 | 1258140.9685 | 858707.0632 | 3840328.8105 | 961560.8286 | 12889752.6116 | 12889752.6116 | 10890904.1141 | 5673152.4101 | 0 | 17691642.2507 | 47145451.3864 | 316.2278 | 0.23385 | 75653.2605 | 201604.0717 | 1542.294 | 4109.9717
1 | 3300 | 707 | 0.045 | 15 | 15 | 7 | 4.217e-13 | 5spot_SharedNeighbor | CO2 | Porous | Wet | R600a | MinimizeLCOE_Brownfield | IgnoreSilica | 2019 | 6.4204 | 1.0193 | 0.085131 | 4 | 54441.7816 | 140937.7677 | 1109.8694 | 2873.207 | 105.3142 | 11.9445 | 56.8966 | 674531.2622 | 0 | 402883.8458 | 0 | 0 | 0 | 435966.0874 | 590218.6662 | 1535627.8989 | 1048097.595 | 4687325.3553 | 961560.8286 | 12889752.6116 | 12889752.6116 | 10890904.1141 | 5673152.4101 | 0 | 18538638.7955 | 47992447.9312 | 421.6965 | 0.34052 | 54441.7816 | 140937.7677 | 1109.8694 | 2873.207
1 | 3300 | 707 | 0.045 | 15 | 15 | 7 | 5.6234e-13 | 5spot_SharedNeighbor | CO2 | Porous | Wet | R600a | MinimizeLCOE_Brownfield | IgnoreSilica | 2019 | 8.3307 | 1.3951 | 0.12069 | 4 | 40480.2865 | 101490.059 | 825.2454 | 2069.0121 | 107.8008 | 12.0218 | 57.6888 | 827831.5278 | 0 | 496222.9704 | 0 | 0 | 0 | 513520.2249 | 716654.142 | 1864587.0716 | 1272618.9898 | 5691434.9266 | 961560.8286 | 12889752.6116 | 12889752.6116 | 10890904.1141 | 5673152.4101 | 0 | 19542748.3668 | 48996557.5026 | 562.3413 | 0.48277 | 40480.2865 | 101490.059 | 825.2454 | 2069.0121
1 | 3300 | 707 | 0.045 | 15 | 15 | 7 | 7.4989e-13 | 5spot_SharedNeighbor | CO2 | Porous | Wet | R600a | MinimizeLCOE_Brownfield | IgnoreSilica | 2019 | 10.7667 | 1.8788 | 0.16772 | 4 | 30892.0436 | 74796.0187 | 629.7761 | 1524.818 | 109.7831 | 12.079 | 46.1872 | 1008468.1593 | 0 | 609253.3219 | 0 | 0 | 0 | 601404.6075 | 865459.1746 | 2251747.2423 | 1536863.7616 | 6873196.2673 | 961560.8286 | 12889752.6116 | 12889752.6116 | 10890904.1141 | 5673152.4101 | 0 | 20724509.7075 | 50178318.8433 | 749.8942 | 0.67087 | 30892.0436 | 74796.0187 | 629.7761 | 1524.818
1 | 3300 | 707 | 0.045 | 15 | 15 | 7 | 1e-12 | 5spot_SharedNeighbor | CO2 | Porous | Wet | R600a | MinimizeLCOE_Brownfield | IgnoreSilica | 2019 | 13.8265 | 2.4909 | 0.22926 | 4 | 24090.2629 | 56208.2889 | 491.1126 | 1145.882 | 111.3325 | 12.119 | 55.3719 | 1218499.1542 | 0 | 744220.3541 | 0 | 0 | 0 | 697909.3146 | 1037645.2409 | 2699740.0666 | 1842628.0695 | 8240642.1998 | 961560.8286 | 12889752.6116 | 12889752.6116 | 10890904.1141 | 5673152.4101 | 0 | 22091955.64 | 51545764.7758 | 1000 | 0.91705 | 24090.2629 | 56208.2889 | 491.1126 | 1145.882
1 | 3300 | 707 | 0.045 | 15 | 15 | 7 | 1.3335e-12 | 5spot_SharedNeighbor | CO2 | Porous | Wet | R600a | MinimizeLCOE_Brownfield | IgnoreSilica | 2019 | 17.6922 | 3.268 | 0.30943 | 4 | 19140.5914 | 42937.465 | 390.2068 | 875.3383 | 112.5432 | 12.1441 | 57.3152 | 1464537.89 | 0 | 906481.091 | 0 | 0 | 0 | 805773.9614 | 1238949.2476 | 3223491.7987 | 2200099.3888 | 9839333.3775 | 961560.8286 | 12889752.6116 | 12889752.6116 | 10890904.1141 | 5673152.4101 | 0 | 23690646.8177 | 53144455.9534 | 1333.5214 | 1.2377 | 19140.5914 | 42937.465 | 390.2068 | 875.3383
1 | 3300 | 707 | 0.045 | 15 | 15 | 7 | 1.7783e-12 | 5spot_SharedNeighbor | CO2 | Porous | Wet | R600a | MinimizeLCOE_Brownfield | IgnoreSilica | 2019 | 22.5159 | 4.2423 | 0.4128 | 4 | 15464.4115 | 33302.3554 | 315.2629 | 678.9136 | 113.4658 | 12.1542 | 64.3093 | 1749565.2786 | 0 | 1099317.7943 | 0 | 0 | 0 | 923280.1212 | 1471143.6457 | 3827613.9931 | 2612425.1999 | 11683346.0328 | 961560.8286 | 12889752.6116 | 12889752.6116 | 10890904.1141 | 5673152.4101 | 0 | 25534659.473 | 54988468.6088 | 1778.2794 | 1.6512 | 15464.4115 | 33302.3554 | 315.2629 | 678.9136
1 | 3300 | 707 | 0.045 | 15 | 15 | 7 | 2.3714e-12 | 5spot_SharedNeighbor | CO2 | Porous | Wet | R600a | MinimizeLCOE_Brownfield | IgnoreSilica | 2019 | 28.4887 | 5.4539 | 0.54472 | 4 | 12688.8569 | 26206.7681 | 258.6795 | 534.2604 | 114.1462 | 12.1479 | 51.9466 | 2077631.702 | 0 | 1326998.3657 | 0 | 0 | 0 | 1049668.3723 | 1737176.3916 | 4519776.627 | 3084840.4201 | 13796091.8787 | 961560.8286 | 12889752.6116 | 12889752.6116 | 10890904.1141 | 5673152.4101 | 0 | 27647405.3189 | 57101214.4547 | 2371.3737 | 2.1789 | 12688.8569 | 26206.7681 | 258.6795 | 534.2604
1 | 3300 | 707 | 0.045 | 15 | 15 | 7 | 3.1623e-12 | 5spot_SharedNeighbor | CO2 | Porous | Wet | R600a | MinimizeLCOE_Brownfield | IgnoreSilica | 2019 | 35.7749 | 6.9383 | 0.71055 | 4 | 10565.9236 | 20928.914 | 215.4006 | 426.6642 | 114.6118 | 12.1215 | 72.2935 | 2449963.5336 | 0 | 1592189.4506 | 0 | 0 | 0 | 1181595.7003 | 2037261.987 | 5300537.7902 | 3617725.9569 | 16179274.4185 | 961560.8286 | 12889752.6116 | 12889752.6116 | 10890904.1141 | 5673152.4101 | 0 | 30030587.8587 | 59484396.9945 | 3162.2777 | 2.8422 | 10565.9236 | 20928.914 | 215.4006 | 426.6642
1 | 3300 | 707 | 0.045 | 15 | 15 | 7 | 4.217e-12 | 5spot_SharedNeighbor | CO2 | Porous | Wet | R600a | MinimizeLCOE_Brownfield | IgnoreSilica | 2019 | 44.4667 | 8.7178 | 0.91453 | 4 | 8926.62 | 16978.2403 | 181.9812 | 346.1244 | 114.876 | 12.0701 | 58.8374 | 2863439.9763 | 0 | 1894785.7957 | 0 | 0 | 0 | 1312749.9659 | 2367680.5378 | 6160219.0813 | 4204476.1028 | 18803351.4598 | 961560.8286 | 12889752.6116 | 12889752.6116 | 10890904.1141 | 5673152.4101 | 0 | 32654664.9 | 62108474.0357 | 4216.965 | 3.6581 | 8926.62 | 16978.2403 | 181.9812 | 346.1244
1 | 3300 | 707 | 0.045 | 15 | 15 | 7 | 5.6234e-12 | 5spot_SharedNeighbor | CO2 | Porous | Wet | R600a | MinimizeLCOE_Brownfield | IgnoreSilica | 2019 | 54.501 | 10.7836 | 1.1576 | 4 | 7653.7353 | 14014.5007 | 156.0317 | 285.7046 | 114.9388 | 11.9877 | 62.018 | 3307874.8513 | 0 | 2229746.9611 | 0 | 0 | 0 | 1432957.2402 | 2718525.8305 | 7073046.5646 | 4827499.6169 | 21589651.0646 | 961560.8286 | 12889752.6116 | 12889752.6116 | 10890904.1141 | 5673152.4101 | 0 | 35440964.5048 | 64894773.6406 | 5623.4133 | 4.6305 | 7653.7353 | 14014.5007 | 156.0317 | 285.7046
1 | 3300 | 707 | 0.045 | 15 | 15 | 7 | 7.4989e-12 | 5spot_SharedNeighbor | CO2 | Porous | Wet | R600a | MinimizeLCOE_Brownfield | IgnoreSilica | 2019 | 65.5332 | 13.0692 | 1.4345 | 4 | 6664.318 | 11797.4781 | 135.8611 | 240.5075 | 114.7942 | 11.8705 | 82.8067 | 3762732.3342 | 0 | 2584054.568 | 0 | 0 | 0 | 1527350.7367 | 3070913.6792 | 7989887.4622 | 5453262.3687 | 24388201.1489 | 961560.8286 | 12889752.6116 | 12889752.6116 | 10890904.1141 | 5673152.4101 | 0 | 38239514.5891 | 67693323.7249 | 7498.9421 | 5.7379 | 6664.318 | 11797.4781 | 135.8611 | 240.5075
1 | 3300 | 707 | 0.045 | 15 | 15 | 7 | 1e-11 | 5spot_SharedNeighbor | CO2 | Porous | Wet | R600a | MinimizeLCOE_Brownfield | IgnoreSilica | 2019 | 77.007 | 15.4615 | 1.7329 | 4 | 5897.3925 | 10146.6054 | 120.2263 | 206.8523 | 114.4494 | 11.72 | 83.5587 | 4203000.3958 | 0 | 2940062.8571 | 0 | 0 | 0 | 1583055.923 | 3403186.4786 | 8854393.1278 | 6043305.2493 | 27027004.0316 | 961560.8286 | 12889752.6116 | 12889752.6116 | 10890904.1141 | 5673152.4101 | 0 | 40878317.4717 | 70332126.6075 | 10000 | 6.9316 | 5897.3925 | 10146.6054 | 120.2263 | 206.8523
1 | 3300 | 707 | 0.045 | 15 | 15 | 7 | 1.3335e-11 | 5spot_SharedNeighbor | CO2 | Porous | Wet | R600a | MinimizeLCOE_Brownfield | IgnoreSilica | 2019 | 88.2392 | 17.8184 | 2.0355 | 4 | 5305.8404 | 8923.367 | 108.1667 | 181.9149 | 113.9402 | 11.5444 | 90.7392 | 4604372.3978 | 0 | 3278396.9342 | 0 | 0 | 0 | 1592949.2523 | 3695530.2479 | 9615011.6475 | 6562443.0181 | 29348703.4978 | 961560.8286 | 12889752.6116 | 12889752.6116 | 10890904.1141 | 5673152.4101 | 0 | 43200016.938 | 72653826.0738 | 13335.2143 | 8.142 | 5305.8404 | 8923.367 | 108.1667 | 181.9149
1 | 3300 | 707 | 0.045 | 15 | 15 | 7 | 1.7783e-11 | 5spot_SharedNeighbor | CO2 | Porous | Wet | R600a | MinimizeLCOE_Brownfield | IgnoreSilica | 2019 | 98.6265 | 20.0109 | 2.3246 | 4 | 4851.9326 | 8019.6154 | 98.9132 | 163.4907 | 113.3276 | 11.3573 | 99.419 | 4950813.9297 | 0 | 3583662.7935 | 0 | 0 | 0 | 1559310.8318 | 3936577.1465 | 10242166.2321 | 6990488.9089 | 31263019.8426 | 961560.8286 | 12889752.6116 | 12889752.6116 | 10890904.1141 | 5673152.4101 | 0 | 45114333.2828 | 74568142.4186 | 17782.7941 | 9.2982 | 4851.9326 | 8019.6154 | 98.9132 | 163.4907
1 | 3300 | 707 | 0.045 | 15 | 15 | 7 | 2.3714e-11 | 5spot_SharedNeighbor | CO2 | Porous | Wet | R600a | MinimizeLCOE_Brownfield | IgnoreSilica | 2019 | 107.7445 | 21.9463 | 2.5859 | 4 | 4505.1632 | 7352.6531 | 91.8438 | 149.8938 | 112.6819 | 11.1734 | 96.4119 | 5235841.4156 | 0 | 3846345.8833 | 0 | 0 | 0 | 1491407.8021 | 4123702.0894 | 10729026.949 | 7322781.3522 | 32749105.4916 | 961560.8286 | 12889752.6116 | 12889752.6116 | 10890904.1141 | 5673152.4101 | 0 | 46600418.9318 | 76054228.0676 | 23713.7371 | 10.3438 | 4505.1632 | 7352.6531 | 91.8438 | 149.8938
1 | 3300 | 707 | 0.045 | 15 | 15 | 7 | 3.1623e-11 | 5spot_SharedNeighbor | CO2 | Porous | Wet | R600a | MinimizeLCOE_Brownfield | IgnoreSilica | 2019 | 115.4204 | 23.5839 | 2.8118 | 4 | 4241.0741 | 6859.872 | 86.46 | 139.8478 | 112.0612 | 11.0044 | 102.8384 | 5462076.6268 | 0 | 4064042.7143 | 0 | 0 | 0 | 1402386.293 | 4262117.1973 | 11089154.6668 | 7568575.9195 | 33848353.4176 | 961560.8286 | 12889752.6116 | 12889752.6116 | 10890904.1141 | 5673152.4101 | 0 | 47699666.8578 | 77153475.9936 | 31622.7766 | 11.2471 | 4241.0741 | 6859.872 | 86.46 | 139.8478
1 | 3300 | 707 | 0.045 | 15 | 15 | 7 | 4.217e-11 | 5spot_SharedNeighbor | CO2 | Porous | Wet | R600a | MinimizeLCOE_Brownfield | IgnoreSilica | 2019 | 121.6808 | 24.9254 | 3 | 4 | 4040.3571 | 6494.8606 | 82.3681 | 132.4065 | 111.5029 | 10.8569 | 109.4927 | 5637291.0273 | 0 | 4239454.6348 | 0 | 0 | 0 | 1304964.1118 | 4360866.8118 | 11346080.9075 | 7743933.3581 | 34632590.8513 | 961560.8286 | 12889752.6116 | 12889752.6116 | 10890904.1141 | 5673152.4101 | 0 | 48483904.2915 | 77937713.4273 | 42169.6503 | 11.9999 | 4040.3571 | 6494.8606 | 82.3681 | 132.4065
1 | 3300 | 707 | 0.045 | 15 | 15 | 7 | 5.6234e-11 | 5spot_SharedNeighbor | CO2 | Porous | Wet | R600a | MinimizeLCOE_Brownfield | IgnoreSilica | 2019 | 126.6682 | 25.998 | 3.1526 | 4 | 3887.9982 | 6223.6888 | 79.2621 | 126.8783 | 111.0245 | 10.7332 | 97.6259 | 5770844.6158 | 0 | 4377904.8642 | 0 | 0 | 0 | 1208923.1405 | 4429492.322 | 11524630.408 | 7865797.0609 | 35177592.4114 | 961560.8286 | 12889752.6116 | 12889752.6116 | 10890904.1141 | 5673152.4101 | 0 | 49028905.8516 | 78482714.9874 | 56234.1325 | 12.6103 | 3887.9982 | 6223.6888 | 79.2621 | 126.8783
1 | 3300 | 707 | 0.045 | 15 | 15 | 7 | 7.4989e-11 | 5spot_SharedNeighbor | CO2 | Porous | Wet | R600a | MinimizeLCOE_Brownfield | IgnoreSilica | 2019 | 130.5554 | 26.8369 | 3.2735 | 4 | 3772.451 | 6021.842 | 76.9065 | 122.7634 | 110.6306 | 10.6329 | 115.1741 | 5871189.8341 | 0 | 4485059.8625 | 0 | 0 | 0 | 1120251.3069 | 4475835.3914 | 11645205.5682 | 7948092.0854 | 35545634.0485 | 961560.8286 | 12889752.6116 | 12889752.6116 | 10890904.1141 | 5673152.4101 | 0 | 49396947.4887 | 78850756.6245 | 74989.4209 | 13.0941 | 3772.451 | 6021.842 | 76.9065 | 122.7634
1 | 3300 | 707 | 0.045 | 15 | 15 | 7 | 1e-10 | 5spot_SharedNeighbor | CO2 | Porous | Wet | R600a | MinimizeLCOE_Brownfield | IgnoreSilica | 2019 | 133.5593 | 27.4868 | 3.3681 | 4 | 3684.8941 | 5871.1212 | 75.1216 | 119.6907 | 110.3136 | 10.553 | 95.1889 | 5946459.0812 | 0 | 4567427.0041 | 0 | 0 | 0 | 1042544.1441 | 4507007.7895 | 11726309.7537 | 8003447.3585 | 35793195.1311 | 961560.8286 | 12889752.6116 | 12889752.6116 | 10890904.1141 | 5673152.4101 | 0 | 49644508.5713 | 79098317.707 | 100000 | 13.4724 | 3684.8941 | 5871.1212 | 75.1216 | 119.6907
1 | 3300 | 707 | 0.045 | 15 | 15 | 7 | 1.3335e-10 | 5spot_SharedNeighbor | CO2 | Porous | Wet | R600a | MinimizeLCOE_Brownfield | IgnoreSilica | 2019 | 135.8251 | 27.9787 | 3.4407 | 4 | 3618.6074 | 5758.6822 | 73.7702 | 117.3985 | 110.067 | 10.4914 | 87.1141 | 6001905.2719 | 0 | 4629309.9882 | 0 | 0 | 0 | 976329.809 | 4526942.577 | 11778175.9816 | 8038847.1248 | 35951510.7525 | 961560.8286 | 12889752.6116 | 12889752.6116 | 10890904.1141 | 5673152.4101 | 0 | 49802824.1926 | 79256633.3284 | 133352.1432 | 13.763 | 3618.6074 | 5758.6822 | 73.7702 | 117.3985
1 | 3300 | 707 | 0.045 | 15 | 15 | 7 | 1.7783e-10 | 5spot_SharedNeighbor | CO2 | Porous | Wet | R600a | MinimizeLCOE_Brownfield | IgnoreSilica | 2019 | 137.5546 | 28.3547 | 3.4965 | 4 | 3568.4749 | 5674.409 | 72.7482 | 115.6805 | 109.8744 | 10.4436 | 91.9716 | 6043457.7986 | 0 | 4676408.9557 | 0 | 0 | 0 | 921975.7991 | 4540318.5958 | 11812977.639 | 8062599.971 | 36057738.7593 | 961560.8286 | 12889752.6116 | 12889752.6116 | 10890904.1141 | 5673152.4101 | 0 | 49909052.1995 | 79362861.3353 | 177827.941 | 13.9861 | 3568.4749 | 5674.409 | 72.7482 | 115.6805
1 | 3300 | 707 | 0.045 | 15 | 15 | 7 | 2.3714e-10 | 5spot_SharedNeighbor | CO2 | Porous | Wet | R600a | MinimizeLCOE_Brownfield | IgnoreSilica | 2019 | 138.8628 | 28.6395 | 3.539 | 4 | 3530.6015 | 5611.2508 | 71.9761 | 114.3929 | 109.7262 | 10.407 | 106.8254 | 6074439.1231 | 0 | 4711954.3973 | 0 | 0 | 0 | 878171.9401 | 4549180.5296 | 11836034.5728 | 8078336.8021 | 36128117.3649 | 961560.8286 | 12889752.6116 | 12889752.6116 | 10890904.1141 | 5673152.4101 | 0 | 49979430.8051 | 79433239.9409 | 237137.3706 | 14.1561 | 3530.6015 | 5611.2508 | 71.9761 | 114.3929
1 | 3300 | 707 | 0.045 | 15 | 15 | 7 | 3.1623e-10 | 5spot_SharedNeighbor | CO2 | Porous | Wet | R600a | MinimizeLCOE_Brownfield | IgnoreSilica | 2019 | 139.8346 | 28.8516 | 3.571 | 4 | 3502.022 | 5564.0154 | 71.3935 | 113.43 | 109.6147 | 10.3795 | 101.448 | 6097199.4998 | 0 | 4738315.1084 | 0 | 0 | 0 | 843241.7844 | 4554714.9931 | 11850434.1115 | 8088164.7832 | 36172070.2804 | 961560.8286 | 12889752.6116 | 12889752.6116 | 10890904.1141 | 5673152.4101 | 0 | 50023383.7206 | 79477192.8564 | 316227.766 | 14.2841 | 3502.022 | 5564.0154 | 71.3935 | 113.43
1 | 3300 | 707 | 0.045 | 15 | 15 | 7 | 4.217e-10 | 5spot_SharedNeighbor | CO2 | Porous | Wet | R600a | MinimizeLCOE_Brownfield | IgnoreSilica | 2019 | 140.5749 | 29.0132 | 3.5954 | 4 | 3480.4778 | 5528.5126 | 70.9542 | 112.7062 | 109.5289 | 10.3585 | 114.3092 | 6114396.2894 | 0 | 4758372.8295 | 0 | 0 | 0 | 816028.3393 | 4558631.0087 | 11860622.7808 | 8095118.7594 | 36203170.0071 | 961560.8286 | 12889752.6116 | 12889752.6116 | 10890904.1141 | 5673152.4101 | 0 | 50054483.4473 | 79508292.5831 | 421696.5034 | 14.3815 | 3480.4778 | 5528.5126 | 70.9542 | 112.7062
1 | 3300 | 707 | 0.045 | 15 | 15 | 7 | 5.6234e-10 | 5spot_SharedNeighbor | CO2 | Porous | Wet | R600a | MinimizeLCOE_Brownfield | IgnoreSilica | 2019 | 141.1233 | 29.1331 | 3.6136 | 4 | 3464.2536 | 5501.9464 | 70.6235 | 112.1646 | 109.4649 | 10.3428 | 106.5604 | 6127053.754 | 0 | 4773218.1943 | 0 | 0 | 0 | 794832.2305 | 4561090.6298 | 11867022.2103 | 8099486.5014 | 36222703.5203 | 961560.8286 | 12889752.6116 | 12889752.6116 | 10890904.1141 | 5673152.4101 | 0 | 50074016.9605 | 79527826.0963 | 562341.3252 | 14.4545 | 3464.2536 | 5501.9464 | 70.6235 | 112.1646
1 | 3300 | 707 | 0.045 | 15 | 15 | 7 | 7.4989e-10 | 5spot_SharedNeighbor | CO2 | Porous | Wet | R600a | MinimizeLCOE_Brownfield | IgnoreSilica | 2019 | 141.5371 | 29.2236 | 3.6274 | 4 | 3452.0459 | 5482.0024 | 70.3746 | 111.758 | 109.4164 | 10.3309 | 105.0858 | 6136558.5926 | 0 | 4784411.4872 | 0 | 0 | 0 | 778560.557 | 4562816.9484 | 11871513.7372 | 8102552.0608 | 36236413.3832 | 961560.8286 | 12889752.6116 | 12889752.6116 | 10890904.1141 | 5673152.4101 | 0 | 50087726.8234 | 79541535.9592 | 749894.2093 | 14.5096 | 3452.0459 | 5482.0024 | 70.3746 | 111.758
1 | 3300 | 707 | 0.045 | 15 | 15 | 7 | 1e-09 | 5spot_SharedNeighbor | CO2 | Porous | Wet | R600a | MinimizeLCOE_Brownfield | IgnoreSilica | 2019 | 141.8466 | 29.2914 | 3.6377 | 4 | 3442.867 | 5467.0504 | 70.1875 | 111.4532 | 109.3799 | 10.322 | 103.7627 | 6143641.7923 | 0 | 4792779.1721 | 0 | 0 | 0 | 766108.9712 | 4563986.6749 | 11874557.1257 | 8104629.236 | 36245702.9722 | 961560.8286 | 12889752.6116 | 12889752.6116 | 10890904.1141 | 5673152.4101 | 0 | 50097016.4124 | 79550825.5481 | 1000000 | 14.551 | 3442.867 | 5467.0504 | 70.1875 | 111.4532
1 | 3300 | 707 | 0.045 | 15 | 15 | 7 | 1.3335e-09 | 5spot_SharedNeighbor | CO2 | Porous | Wet | R600a | MinimizeLCOE_Brownfield | IgnoreSilica | 2019 | 142.0855 | 29.3435 | 3.6456 | 4 | 3435.9695 | 5455.7823 | 70.0469 | 111.2235 | 109.3517 | 10.3151 | 95.3778 | 6149096.1387 | 0 | 4799236.6513 | 0 | 0 | 0 | 756722.5551 | 4564971.5846 | 11877119.6586 | 8106378.2174 | 36253524.8056 | 961560.8286 | 12889752.6116 | 12889752.6116 | 10890904.1141 | 5673152.4101 | 0 | 50104838.2458 | 79558647.3816 | 1333521.4322 | 14.5824 | 3435.9695 | 5455.7823 | 70.0469 | 111.2235
1 | 3300 | 707 | 0.045 | 15 | 15 | 7 | 1.7783e-09 | 5spot_SharedNeighbor | CO2 | Porous | Wet | R600a | MinimizeLCOE_Brownfield | IgnoreSilica | 2019 | 142.2487 | 29.3795 | 3.6513 | 4 | 3430.7888 | 5447.4566 | 69.9413 | 111.0538 | 109.3323 | 10.3104 | 104.4024 | 6152810.8597 | 0 | 4803645.2727 | 0 | 0 | 0 | 749396.768 | 4565282.6312 | 11877928.9381 | 8106930.5673 | 36255995.0372 | 961560.8286 | 12889752.6116 | 12889752.6116 | 10890904.1141 | 5673152.4101 | 0 | 50107308.4774 | 79561117.6131 | 1778279.41 | 14.6052 | 3430.7888 | 5447.4566 | 69.9413 | 111.0538
1 | 3300 | 707 | 0.045 | 15 | 15 | 7 | 2.3714e-09 | 5spot_SharedNeighbor | CO2 | Porous | Wet | R600a | MinimizeLCOE_Brownfield | IgnoreSilica | 2019 | 142.3802 | 29.4083 | 3.6557 | 4 | 3426.899 | 5441.1405 | 69.862 | 110.925 | 109.3167 | 10.3066 | 106.6159 | 6155801.8366 | 0 | 4807197.6473 | 0 | 0 | 0 | 743976.6767 | 4565720.7026 | 11879068.7101 | 8107708.4851 | 36259474.0585 | 961560.8286 | 12889752.6116 | 12889752.6116 | 10890904.1141 | 5673152.4101 | 0 | 50110787.4986 | 79564596.6344 | 2371373.7057 | 14.6228 | 3426.899 | 5441.1405 | 69.862 | 110.925
1 | 3300 | 707 | 0.045 | 15 | 15 | 7 | 3.1623e-09 | 5spot_SharedNeighbor | CO2 | Porous | Wet | R600a | MinimizeLCOE_Brownfield | IgnoreSilica | 2019 | 142.4728 | 29.4287 | 3.6589 | 4 | 3423.9793 | 5436.4505 | 69.8025 | 110.8294 | 109.3057 | 10.3039 | 103.9941 | 6157904.7804 | 0 | 4809698.9257 | 0 | 0 | 0 | 739808.9659 | 4565890.9421 | 11879511.6383 | 8108010.7927 | 36260826.0452 | 961560.8286 | 12889752.6116 | 12889752.6116 | 10890904.1141 | 5673152.4101 | 0 | 50112139.4853 | 79565948.6211 | 3162277.6602 | 14.6356 | 3423.9793 | 5436.4505 | 69.8025 | 110.8294
1 | 3300 | 707 | 0.045 | 15 | 15 | 7 | 4.217e-09 | 5spot_SharedNeighbor | CO2 | Porous | Wet | R600a | MinimizeLCOE_Brownfield | IgnoreSilica | 2019 | 142.5434 | 29.4442 | 3.6613 | 4 | 3421.7883 | 5432.9243 | 69.7578 | 110.7575 | 109.2973 | 10.3018 | 113.4119 | 6159505.8829 | 0 | 4811604.4434 | 0 | 0 | 0 | 736683.4865 | 4566039.587 | 11879898.3818 | 8108274.7531 | 36262006.5347 | 961560.8286 | 12889752.6116 | 12889752.6116 | 10890904.1141 | 5673152.4101 | 0 | 50113319.9749 | 79567129.1107 | 4216965.0343 | 14.6454 | 3421.7883 | 5432.9243 | 69.7578 | 110.7575
1 | 3300 | 707 | 0.045 | 15 | 15 | 7 | 5.6234e-09 | 5spot_SharedNeighbor | CO2 | Porous | Wet | R600a | MinimizeLCOE_Brownfield | IgnoreSilica | 2019 | 142.5971 | 29.456 | 3.6632 | 4 | 3420.1444 | 5430.2736 | 69.7243 | 110.7035 | 109.2909 | 10.3003 | 107.5234 | 6160724.0865 | 0 | 4813054.8923 | 0 | 0 | 0 | 734341.7962 | 4566167.1022 | 11880230.1504 | 8108501.192 | 36263019.2196 | 961560.8286 | 12889752.6116 | 12889752.6116 | 10890904.1141 | 5673152.4101 | 0 | 50114332.6598 | 79568141.7955 | 5623413.2519 | 14.6527 | 3420.1444 | 5430.2736 | 69.7243 | 110.7035
1 | 3300 | 707 | 0.045 | 15 | 15 | 7 | 7.4989e-09 | 5spot_SharedNeighbor | CO2 | Porous | Wet | R600a | MinimizeLCOE_Brownfield | IgnoreSilica | 2019 | 142.636 | 29.4646 | 3.6645 | 4 | 3418.9112 | 5428.2964 | 69.6991 | 110.6632 | 109.2863 | 10.2991 | 110.5375 | 6161605.5824 | 0 | 4814105.1491 | 0 | 0 | 0 | 732563.3471 | 4566226.8907 | 11880385.7076 | 8108607.363 | 36263494.04 | 961560.8286 | 12889752.6116 | 12889752.6116 | 10890904.1141 | 5673152.4101 | 0 | 50114807.4802 | 79568616.6159 | 7498942.0933 | 14.6581 | 3418.9112 | 5428.2964 | 69.6991 | 110.6632
1 | 3300 | 707 | 0.045 | 15 | 15 | 7 | 1e-08 | 5spot_SharedNeighbor | CO2 | Porous | Wet | R600a | MinimizeLCOE_Brownfield | IgnoreSilica | 2019 | 142.6749 | 29.4729 | 3.6657 | 4 | 3417.9861 | 5426.738 | 69.6803 | 110.6314 | 109.2817 | 10.298 | 116.0662 | 6162488.4364 | 0 | 4815155.3487 | 0 | 0 | 0 | 731351.9785 | 4566508.3478 | 11881118.0014 | 8109107.1685 | 36265729.2813 | 961560.8286 | 12889752.6116 | 12889752.6116 | 10890904.1141 | 5673152.4101 | 0 | 50117042.7215 | 79570851.8573 | 10000000 | 14.6627 | 3417.9861 | 5426.738 | 69.6803 | 110.6314
1 | 3400 | 707 | 0.045 | 15 | 15 | 7 | 1e-13 | 5spot_SharedNeighbor | CO2 | Porous | Wet | R600a | MinimizeLCOE_Brownfield | IgnoreSilica | 2019 | 1.5736 | 0.1207 | 0.0078453 | 4 | 503820.6529 | 1471560.9477 | 10271.0655 | 29999.7604 | 83.1032 | 11.3937 | 170.4817 | 200747.0685 | 0 | 111676.0589 | 0 | 0 | 0 | 169354.6407 | 187893.3296 | 488859.9013 | 333656.9277 | 1492187.9267 | 961560.8286 | 13356693.023 | 13356693.023 | 11179097.8575 | 5832955.4136 | 0 | 15810441.7784 | 46179188.0725 | 100 | 0.031381 | 503820.6529 | 1471560.9477 | 10271.0655 | 29999.7604
1 | 3400 | 707 | 0.045 | 15 | 15 | 7 | 1.3335e-13 | 5spot_SharedNeighbor | CO2 | Porous | Wet | R600a | MinimizeLCOE_Brownfield | IgnoreSilica | 2019 | 2.1571 | 0.21619 | 0.015339 | 4 | 265829.7096 | 760788.6001 | 5419.2982 | 15509.7047 | 90.2587 | 11.7435 | 244.3462 | 271586.6186 | 0 | 157549.3185 | 0 | 0 | 0 | 214020.9278 | 250831.1773 | 652611.2708 | 445420.6021 | 1992019.9151 | 961560.8286 | 13356693.023 | 13356693.023 | 11179097.8575 | 5832955.4136 | 0 | 16310273.7668 | 46679020.0609 | 133.3521 | 0.061356 | 265829.7096 | 760788.6001 | 5419.2982 | 15509.7047
1 | 3400 | 707 | 0.045 | 15 | 15 | 7 | 1.7783e-13 | 5spot_SharedNeighbor | CO2 | Porous | Wet | R600a | MinimizeLCOE_Brownfield | IgnoreSilica | 2019 | 2.9445 | 0.35443 | 0.026365 | 4 | 160624.6887 | 448591.8858 | 3274.5515 | 9145.1524 | 96.5238 | 12.012 | 55.4592 | 360427.6545 | 0 | 215942.8458 | 0 | 0 | 0 | 269886.585 | 330040.2633 | 858697.0645 | 586078.391 | 2621072.804 | 961560.8286 | 13356693.023 | 13356693.023 | 11179097.8575 | 5832955.4136 | 0 | 16939326.6556 | 47308072.9498 | 177.8279 | 0.10546 | 160624.6887 | 448591.8858 | 3274.5515 | 9145.1524
1 | 3400 | 707 | 0.045 | 15 | 15 | 7 | 2.3714e-13 | 5spot_SharedNeighbor | CO2 | Porous | Wet | R600a | MinimizeLCOE_Brownfield | IgnoreSilica | 2019 | 3.9191 | 0.53637 | 0.042171 | 4 | 104395.2644 | 284427.3558 | 2128.2387 | 5798.4364 | 101.4766 | 12.2023 | 57.9967 | 462006.2952 | 0 | 271443.9833 | 0 | 0 | 0 | 329323.6688 | 414481.8395 | 1078396.7243 | 736027.9232 | 3291680.4343 | 961560.8286 | 13356693.023 | 13356693.023 | 11179097.8575 | 5832955.4136 | 0 | 17609934.286 | 47978680.5801 | 237.1374 | 0.16869 | 104395.2644 | 284427.3558 | 2128.2387 | 5798.4364
1 | 3400 | 707 | 0.045 | 15 | 15 | 7 | 3.1623e-13 | 5spot_SharedNeighbor | CO2 | Porous | Wet | R600a | MinimizeLCOE_Brownfield | IgnoreSilica | 2019 | 5.1318 | 0.77153 | 0.063782 | 4 | 72006.5453 | 191039.5898 | 1467.9508 | 3894.6004 | 105.4221 | 12.3414 | 54.5452 | 578650.4351 | 0 | 336781.4283 | 0 | 0 | 0 | 393044.351 | 510305.7236 | 1327710.8148 | 906189.9128 | 4052682.6656 | 961560.8286 | 13356693.023 | 13356693.023 | 11179097.8575 | 5832955.4136 | 0 | 18370936.5172 | 48739682.8114 | 316.2278 | 0.25513 | 72006.5453 | 191039.5898 | 1467.9508 | 3894.6004
1 | 3400 | 707 | 0.045 | 15 | 15 | 7 | 4.217e-13 | 5spot_SharedNeighbor | CO2 | Porous | Wet | R600a | MinimizeLCOE_Brownfield | IgnoreSilica | 2019 | 6.6936 | 1.0803 | 0.092917 | 4 | 51860.1154 | 133569.6698 | 1057.2386 | 2722.9984 | 108.6538 | 12.4469 | 51.5615 | 717201.6177 | 0 | 416541.2839 | 0 | 0 | 0 | 466526.6185 | 624105.1128 | 1623793.482 | 1108272.4171 | 4956440.5321 | 961560.8286 | 13356693.023 | 13356693.023 | 11179097.8575 | 5832955.4136 | 0 | 19274694.3838 | 49643440.6779 | 421.6965 | 0.37167 | 51860.1154 | 133569.6698 | 1057.2386 | 2722.9984
1 | 3400 | 707 | 0.045 | 15 | 15 | 7 | 5.6234e-13 | 5spot_SharedNeighbor | CO2 | Porous | Wet | R600a | MinimizeLCOE_Brownfield | IgnoreSilica | 2019 | 8.6861 | 1.4797 | 0.13173 | 4 | 38596.793 | 96232.7727 | 786.8478 | 1961.8352 | 111.25 | 12.5265 | 49.9802 | 880350.1645 | 0 | 513089.9152 | 0 | 0 | 0 | 549774.9699 | 757853.8694 | 1971780.3109 | 1345780.5782 | 6018629.8081 | 961560.8286 | 13356693.023 | 13356693.023 | 11179097.8575 | 5832955.4136 | 0 | 20336883.6597 | 50705629.9538 | 562.3413 | 0.52691 | 38596.793 | 96232.7727 | 786.8478 | 1961.8352
1 | 3400 | 707 | 0.045 | 15 | 15 | 7 | 7.4989e-13 | 5spot_SharedNeighbor | CO2 | Porous | Wet | R600a | MinimizeLCOE_Brownfield | IgnoreSilica | 2019 | 11.1882 | 1.9868 | 0.18283 | 4 | 29484.153 | 71008.9724 | 601.0743 | 1447.6139 | 113.2936 | 12.5844 | 44.877 | 1069766.5009 | 0 | 628263.2026 | 0 | 0 | 0 | 641034.7844 | 912235.1503 | 2373448.7359 | 1619927.5317 | 7244675.9059 | 961560.8286 | 13356693.023 | 13356693.023 | 11179097.8575 | 5832955.4136 | 0 | 21562929.7575 | 51931676.0517 | 749.8942 | 0.73134 | 29484.153 | 71008.9724 | 601.0743 | 1447.6139
1 | 3400 | 707 | 0.045 | 15 | 15 | 7 | 1e-12 | 5spot_SharedNeighbor | CO2 | Porous | Wet | R600a | MinimizeLCOE_Brownfield | IgnoreSilica | 2019 | 14.3741 | 2.6363 | 0.2499 | 4 | 23016.4472 | 53396.9404 | 469.2214 | 1088.5689 | 114.9166 | 12.6254 | 56.7197 | 1293116.6411 | 0 | 767708.2913 | 0 | 0 | 0 | 744658.5172 | 1094138.5453 | 2846724.0563 | 1942947.6628 | 8689293.714 | 961560.8286 | 13356693.023 | 13356693.023 | 11179097.8575 | 5832955.4136 | 0 | 23007547.5656 | 53376293.8598 | 1000 | 0.99961 | 23016.4472 | 53396.9404 | 469.2214 | 1088.5689
1 | 3400 | 707 | 0.045 | 15 | 15 | 7 | 1.3335e-12 | 5spot_SharedNeighbor | CO2 | Porous | Wet | R600a | MinimizeLCOE_Brownfield | IgnoreSilica | 2019 | 18.389 | 3.4591 | 0.33717 | 4 | 18307.2003 | 40824.454 | 373.217 | 832.2617 | 116.1808 | 12.6505 | 64.2773 | 1554097.3808 | 0 | 934930.5547 | 0 | 0 | 0 | 859888.8667 | 1306077.5529 | 3398145.8793 | 2319304.3875 | 10372444.622 | 961560.8286 | 13356693.023 | 13356693.023 | 11179097.8575 | 5832955.4136 | 0 | 24690698.4737 | 55059444.7678 | 1333.5214 | 1.3487 | 18307.2003 | 40824.454 | 373.217 | 832.2617
1 | 3400 | 707 | 0.045 | 15 | 15 | 7 | 1.7783e-12 | 5spot_SharedNeighbor | CO2 | Porous | Wet | R600a | MinimizeLCOE_Brownfield | IgnoreSilica | 2019 | 23.4003 | 4.4911 | 0.44965 | 4 | 14807.5745 | 31692.3084 | 301.8724 | 646.0906 | 117.1441 | 12.6596 | 43.8123 | 1856529.361 | 0 | 1133729.3199 | 0 | 0 | 0 | 985692.8623 | 1550621.1019 | 4034398.031 | 2753559.5547 | 12314530.2308 | 961560.8286 | 13356693.023 | 13356693.023 | 11179097.8575 | 5832955.4136 | 0 | 26632784.0825 | 57001530.3766 | 1778.2794 | 1.7986 | 14807.5745 | 31692.3084 | 301.8724 | 646.0906
1 | 3400 | 707 | 0.045 | 15 | 15 | 7 | 2.3714e-12 | 5spot_SharedNeighbor | CO2 | Porous | Wet | R600a | MinimizeLCOE_Brownfield | IgnoreSilica | 2019 | 29.5829 | 5.7702 | 0.59289 | 4 | 12163.8943 | 24969.1868 | 247.9774 | 509.0306 | 117.8514 | 12.6511 | 56.7818 | 2203387.1559 | 0 | 1367620.1985 | 0 | 0 | 0 | 1120041.0568 | 1829508.8804 | 4760006.8229 | 3248802.465 | 14529366.5796 | 961560.8286 | 13356693.023 | 13356693.023 | 11179097.8575 | 5832955.4136 | 0 | 28847620.4312 | 59216366.7254 | 2371.3737 | 2.3716 | 12163.8943 | 24969.1868 | 247.9774 | 509.0306
1 | 3400 | 707 | 0.045 | 15 | 15 | 7 | 3.1623e-12 | 5spot_SharedNeighbor | CO2 | Porous | Wet | R600a | MinimizeLCOE_Brownfield | IgnoreSilica | 2019 | 37.1003 | 7.3327 | 0.77252 | 4 | 10140.9532 | 19968.814 | 206.737 | 407.0913 | 118.3335 | 12.621 | 53.8875 | 2595819.3534 | 0 | 1639208.5342 | 0 | 0 | 0 | 1259507.3292 | 2142868.7346 | 5575304.8845 | 3805260.1447 | 17017968.9806 | 961560.8286 | 13356693.023 | 13356693.023 | 11179097.8575 | 5832955.4136 | 0 | 31336222.8323 | 61704969.1264 | 3162.2777 | 3.0901 | 10140.9532 | 19968.814 | 206.737 | 407.0913
1 | 3400 | 707 | 0.045 | 15 | 15 | 7 | 4.217e-12 | 5spot_SharedNeighbor | CO2 | Porous | Wet | R600a | MinimizeLCOE_Brownfield | IgnoreSilica | 2019 | 46.0649 | 9.2051 | 0.99307 | 4 | 8578.5265 | 16223.6742 | 174.8849 | 330.7415 | 118.6052 | 12.5637 | 72.1869 | 3031506.2123 | 0 | 1949074.8717 | 0 | 0 | 0 | 1398665.3872 | 2487906.1238 | 6473021.3944 | 4417970.1089 | 19758144.0984 | 961560.8286 | 13356693.023 | 13356693.023 | 11179097.8575 | 5832955.4136 | 0 | 34076397.95 | 64445144.2442 | 4216.965 | 3.9723 | 8578.5265 | 16223.6742 | 174.8849 | 330.7415
1 | 3400 | 707 | 0.045 | 15 | 15 | 7 | 5.6234e-12 | 5spot_SharedNeighbor | CO2 | Porous | Wet | R600a | MinimizeLCOE_Brownfield | IgnoreSilica | 2019 | 56.3614 | 11.3683 | 1.2548 | 4 | 7365.5111 | 13416.155 | 150.1559 | 273.5065 | 118.6645 | 12.4732 | 81.0518 | 3497409.4114 | 0 | 2290432.498 | 0 | 0 | 0 | 1525066.8547 | 2852034.418 | 7420408.5229 | 5064581.291 | 22649932.996 | 961560.8286 | 13356693.023 | 13356693.023 | 11179097.8575 | 5832955.4136 | 0 | 36968186.8477 | 67336933.1418 | 5623.4133 | 5.0191 | 7365.5111 | 13416.155 | 150.1559 | 273.5065
1 | 3400 | 707 | 0.045 | 15 | 15 | 7 | 7.4989e-12 | 5spot_SharedNeighbor | CO2 | Porous | Wet | R600a | MinimizeLCOE_Brownfield | IgnoreSilica | 2019 | 67.6332 | 13.7515 | 1.5514 | 4 | 6423.1539 | 11317.0455 | 130.9447 | 230.7133 | 118.5064 | 12.3457 | 80.6912 | 3972141.6911 | 0 | 2650089.3775 | 0 | 0 | 0 | 1623860.185 | 3215975.5889 | 8367308.7949 | 5710860.1835 | 25540235.8208 | 961560.8286 | 13356693.023 | 13356693.023 | 11179097.8575 | 5832955.4136 | 0 | 39858489.6725 | 70227235.9666 | 7498.9421 | 6.2054 | 6423.1539 | 11317.0455 | 130.9447 | 230.7133
1 | 3400 | 707 | 0.045 | 15 | 15 | 7 | 1e-11 | 5spot_SharedNeighbor | CO2 | Porous | Wet | R600a | MinimizeLCOE_Brownfield | IgnoreSilica | 2019 | 79.2534 | 16.2251 | 1.8686 | 4 | 5693.3224 | 9756.3102 | 116.0661 | 198.8956 | 118.1421 | 12.1839 | 74.4589 | 4427607.7195 | 0 | 3008475.2028 | 0 | 0 | 0 | 1680512.2127 | 3555472.1026 | 9250609.0835 | 6313730.7805 | 28236407.1016 | 961560.8286 | 13356693.023 | 13356693.023 | 11179097.8575 | 5832955.4136 | 0 | 42554660.9532 | 72923407.2474 | 10000 | 7.4745 | 5693.3224 | 9756.3102 | 116.0661 | 198.8956
1 | 3400 | 707 | 0.045 | 15 | 15 | 7 | 1.3335e-11 | 5spot_SharedNeighbor | CO2 | Porous | Wet | R600a | MinimizeLCOE_Brownfield | IgnoreSilica | 2019 | 90.5755 | 18.6507 | 2.1885 | 4 | 5130.9185 | 8600.1227 | 104.6007 | 175.3251 | 117.6114 | 11.9967 | 92.3196 | 4840956.2391 | 0 | 3347657.361 | 0 | 0 | 0 | 1690080.016 | 3852690.5103 | 10023910.4123 | 6841524.8272 | 30596819.3659 | 961560.8286 | 13356693.023 | 13356693.023 | 11179097.8575 | 5832955.4136 | 0 | 44915073.2176 | 75283819.5117 | 13335.2143 | 8.7538 | 5130.9185 | 8600.1227 | 104.6007 | 175.3251
1 | 3400 | 707 | 0.045 | 15 | 15 | 7 | 1.7783e-11 | 5spot_SharedNeighbor | CO2 | Porous | Wet | R600a | MinimizeLCOE_Brownfield | IgnoreSilica | 2019 | 100.9823 | 20.8937 | 2.492 | 4 | 4699.7838 | 7746.3818 | 95.8114 | 157.9205 | 116.9803 | 11.7992 | 102.8786 | 5195669.5749 | 0 | 3651979.9137 | 0 | 0 | 0 | 1655070.2804 | 4096060.7099 | 10657109.7497 | 7273696.3859 | 32529586.6145 | 961560.8286 | 13356693.023 | 13356693.023 | 11179097.8575 | 5832955.4136 | 0 | 46847840.4662 | 77216586.7603 | 17782.7941 | 9.9681 | 4699.7838 | 7746.3818 | 95.8114 | 157.9205
1 | 3400 | 707 | 0.045 | 15 | 15 | 7 | 2.3714e-11 | 5spot_SharedNeighbor | CO2 | Porous | Wet | R600a | MinimizeLCOE_Brownfield | IgnoreSilica | 2019 | 110.0808 | 22.866 | 2.7652 | 4 | 4370.7078 | 7116.3767 | 89.1028 | 145.077 | 116.32 | 11.6064 | 99.5944 | 5486476.0115 | 0 | 3912925.7909 | 0 | 0 | 0 | 1585942.7248 | 4284284.3656 | 11146829.0917 | 7607939.8995 | 34024397.8839 | 961560.8286 | 13356693.023 | 13356693.023 | 11179097.8575 | 5832955.4136 | 0 | 48342651.7356 | 78711398.0297 | 23713.7371 | 11.0606 | 4370.7078 | 7116.3767 | 89.1028 | 145.077
1 | 3400 | 707 | 0.045 | 15 | 15 | 7 | 3.1623e-11 | 5spot_SharedNeighbor | CO2 | Porous | Wet | R600a | MinimizeLCOE_Brownfield | IgnoreSilica | 2019 | 117.7056 | 24.5274 | 3 | 4 | 4120.3107 | 6651.0556 | 83.9981 | 135.5908 | 115.69 | 11.4305 | 94.1433 | 5716391.6211 | 0 | 4128287.7943 | 0 | 0 | 0 | 1496064.3757 | 4422890.0785 | 11507452.7248 | 7854072.9392 | 35125159.5335 | 961560.8286 | 13356693.023 | 13356693.023 | 11179097.8575 | 5832955.4136 | 0 | 49443413.3851 | 79812159.6793 | 31622.7766 | 11.9999 | 4120.3107 | 6651.0556 | 83.9981 | 135.5908
1 | 3400 | 707 | 0.045 | 15 | 15 | 7 | 4.217e-11 | 5spot_SharedNeighbor | CO2 | Porous | Wet | R600a | MinimizeLCOE_Brownfield | IgnoreSilica | 2019 | 123.9077 | 25.8848 | 3.195 | 4 | 3930.1672 | 6306.418 | 80.1218 | 128.5649 | 115.126 | 11.2775 | 99.1206 | 5894103.606 | 0 | 4301410.7402 | 0 | 0 | 0 | 1398535.5375 | 4521679.4546 | 11764482.417 | 8029500.9855 | 35909712.7409 | 961560.8286 | 13356693.023 | 13356693.023 | 11179097.8575 | 5832955.4136 | 0 | 50227966.5925 | 80596712.8867 | 42169.6503 | 12.7801 | 3930.1672 | 6306.418 | 80.1218 | 128.5649
1 | 3400 | 707 | 0.045 | 15 | 15 | 7 | 5.6234e-11 | 5spot_SharedNeighbor | CO2 | Porous | Wet | R600a | MinimizeLCOE_Brownfield | IgnoreSilica | 2019 | 128.8387 | 26.9681 | 3.3528 | 4 | 3785.9679 | 6050.4277 | 77.1821 | 123.3462 | 114.6443 | 11.1497 | 106.0928 | 6029385.3833 | 0 | 4437817.8317 | 0 | 0 | 0 | 1303059.8666 | 4590402.6019 | 11943285.949 | 8151538.0702 | 36455489.7029 | 961560.8286 | 13356693.023 | 13356693.023 | 11179097.8575 | 5832955.4136 | 0 | 50773743.5545 | 81142489.8487 | 56234.1325 | 13.411 | 3785.9679 | 6050.4277 | 77.1821 | 123.3462
1 | 3400 | 707 | 0.045 | 15 | 15 | 7 | 7.4989e-11 | 5spot_SharedNeighbor | CO2 | Porous | Wet | R600a | MinimizeLCOE_Brownfield | IgnoreSilica | 2019 | 132.6897 | 27.8168 | 3.4777 | 4 | 3676.7177 | 5859.8118 | 74.9549 | 119.4602 | 114.2475 | 11.0459 | 105.7202 | 6131291.9299 | 0 | 4543620.5107 | 0 | 0 | 0 | 1215654.1442 | 4637320.9681 | 12065357.9137 | 8234854.6944 | 36828100.161 | 961560.8286 | 13356693.023 | 13356693.023 | 11179097.8575 | 5832955.4136 | 0 | 51146354.0127 | 81515100.3068 | 74989.4209 | 13.9109 | 3676.7177 | 5859.8118 | 74.9549 | 119.4602
1 | 3400 | 707 | 0.045 | 15 | 15 | 7 | 1e-10 | 5spot_SharedNeighbor | CO2 | Porous | Wet | R600a | MinimizeLCOE_Brownfield | IgnoreSilica | 2019 | 135.6445 | 28.47 | 3.575 | 4 | 3594.0195 | 5717.697 | 73.2689 | 116.563 | 113.9305 | 10.9639 | 102.9061 | 6207231.3279 | 0 | 4624385.3244 | 0 | 0 | 0 | 1139147.878 | 4668598.1668 | 12146734.7689 | 8290396.0702 | 37076493.5363 | 961560.8286 | 13356693.023 | 13356693.023 | 11179097.8575 | 5832955.4136 | 0 | 51394747.388 | 81763493.6821 | 100000 | 14.3001 | 3594.0195 | 5717.697 | 73.2689 | 116.563
1 | 3400 | 707 | 0.045 | 15 | 15 | 7 | 1.3335e-10 | 5spot_SharedNeighbor | CO2 | Porous | Wet | R600a | MinimizeLCOE_Brownfield | IgnoreSilica | 2019 | 137.8908 | 28.9679 | 3.6499 | 4 | 3531.4789 | 5611.5593 | 71.994 | 114.3992 | 113.6822 | 10.9003 | 93.1962 | 6263640.4323 | 0 | 4685549.7878 | 0 | 0 | 0 | 1074562.5005 | 4689263.561 | 12200501.8856 | 8327093.2321 | 37240611.3993 | 961560.8286 | 13356693.023 | 13356693.023 | 11179097.8575 | 5832955.4136 | 0 | 51558865.251 | 81927611.5451 | 133352.1432 | 14.5998 | 3531.4789 | 5611.5593 | 71.994 | 114.3992
1 | 3400 | 707 | 0.045 | 15 | 15 | 7 | 1.7783e-10 | 5spot_SharedNeighbor | CO2 | Porous | Wet | R600a | MinimizeLCOE_Brownfield | IgnoreSilica | 2019 | 139.6151 | 29.3505 | 3.7076 | 4 | 3484.2302 | 5531.9683 | 71.0307 | 112.7767 | 113.4873 | 10.8506 | 104.7775 | 6306161.9358 | 0 | 4732364.3291 | 0 | 0 | 0 | 1021907.7517 | 4703569.2665 | 12237722.3967 | 8352496.9958 | 37354222.6757 | 961560.8286 | 13356693.023 | 13356693.023 | 11179097.8575 | 5832955.4136 | 0 | 51672476.5273 | 82041222.8215 | 177827.941 | 14.8304 | 3484.2302 | 5531.9683 | 71.0307 | 112.7767
1 | 3400 | 707 | 0.045 | 15 | 15 | 7 | 2.3714e-10 | 5spot_SharedNeighbor | CO2 | Porous | Wet | R600a | MinimizeLCOE_Brownfield | IgnoreSilica | 2019 | 140.9038 | 29.6371 | 3.7513 | 4 | 3448.5717 | 5472.474 | 70.3038 | 111.5638 | 113.3391 | 10.813 | 119.4764 | 6337494.7413 | 0 | 4767278.332 | 0 | 0 | 0 | 979390.6786 | 4712823.8632 | 12261800.959 | 8368931.1094 | 37427719.6835 | 961560.8286 | 13356693.023 | 13356693.023 | 11179097.8575 | 5832955.4136 | 0 | 51745973.5352 | 82114719.8293 | 237137.3706 | 15.005 | 3448.5717 | 5472.474 | 70.3038 | 111.5638
1 | 3400 | 707 | 0.045 | 15 | 15 | 7 | 3.1623e-10 | 5spot_SharedNeighbor | CO2 | Porous | Wet | R600a | MinimizeLCOE_Brownfield | IgnoreSilica | 2019 | 141.866 | 29.8516 | 3.7842 | 4 | 3421.6879 | 5427.9593 | 69.7557 | 110.6563 | 113.227 | 10.7847 | 110.488 | 6360637.3767 | 0 | 4793304.8622 | 0 | 0 | 0 | 945656.1765 | 4718843.382 | 12277462.5121 | 8379620.4411 | 37475524.7506 | 961560.8286 | 13356693.023 | 13356693.023 | 11179097.8575 | 5832955.4136 | 0 | 51793778.6023 | 82162524.8964 | 316227.766 | 15.1369 | 3421.6879 | 5427.9593 | 69.7557 | 110.6563
1 | 3400 | 707 | 0.045 | 15 | 15 | 7 | 4.217e-10 | 5spot_SharedNeighbor | CO2 | Porous | Wet | R600a | MinimizeLCOE_Brownfield | IgnoreSilica | 2019 | 142.5971 | 30.0145 | 3.8092 | 4 | 3401.4391 | 5394.5319 | 69.3429 | 109.9748 | 113.1411 | 10.763 | 108.5591 | 6378077.4005 | 0 | 4813054.8923 | 0 | 0 | 0 | 919422.5877 | 4723116.4034 | 12288580.0372 | 8387208.3804 | 37509459.7014 | 961560.8286 | 13356693.023 | 13356693.023 | 11179097.8575 | 5832955.4136 | 0 | 51827713.5531 | 82196459.8472 | 421696.5034 | 15.237 | 3401.4391 | 5394.5319 | 69.3429 | 109.9748
1 | 3400 | 707 | 0.045 | 15 | 15 | 7 | 5.6234e-10 | 5spot_SharedNeighbor | CO2 | Porous | Wet | R600a | MinimizeLCOE_Brownfield | IgnoreSilica | 2019 | 143.1501 | 30.1378 | 3.8282 | 4 | 3386.2008 | 5369.4399 | 69.0323 | 109.4633 | 113.0756 | 10.7465 | 110.6447 | 6391189.1467 | 0 | 4827982.9303 | 0 | 0 | 0 | 899184.8097 | 4726159.1858 | 12296496.7329 | 8392611.688 | 37533624.4933 | 961560.8286 | 13356693.023 | 13356693.023 | 11179097.8575 | 5832955.4136 | 0 | 51851878.345 | 82220624.6391 | 562341.3252 | 15.3127 | 3386.2008 | 5369.4399 | 69.0323 | 109.4633
1 | 3400 | 707 | 0.045 | 15 | 15 | 7 | 7.4989e-10 | 5spot_SharedNeighbor | CO2 | Porous | Wet | R600a | MinimizeLCOE_Brownfield | IgnoreSilica | 2019 | 143.5593 | 30.2292 | 3.8423 | 4 | 3374.7414 | 5350.6708 | 68.7987 | 109.0807 | 113.0269 | 10.7343 | 97.8782 | 6400842.4836 | 0 | 4839019.5261 | 0 | 0 | 0 | 883563.3497 | 4728135.8902 | 12301639.7122 | 8396121.877 | 37549322.8388 | 961560.8286 | 13356693.023 | 13356693.023 | 11179097.8575 | 5832955.4136 | 0 | 51867576.6905 | 82236322.9846 | 749894.2093 | 15.3693 | 3374.7414 | 5350.6708 | 68.7987 | 109.0807
1 | 3400 | 707 | 0.045 | 15 | 15 | 7 | 1e-09 | 5spot_SharedNeighbor | CO2 | Porous | Wet | R600a | MinimizeLCOE_Brownfield | IgnoreSilica | 2019 | 143.8734 | 30.2992 | 3.8531 | 4 | 3366.1292 | 5336.5424 | 68.6231 | 108.7926 | 112.9894 | 10.7249 | 108.9388 | 6408228.1619 | 0 | 4847488.3407 | 0 | 0 | 0 | 871734.0589 | 4729705.719 | 12305724.0847 | 8398909.5451 | 37561789.9102 | 961560.8286 | 13356693.023 | 13356693.023 | 11179097.8575 | 5832955.4136 | 0 | 51880043.7619 | 82248790.056 | 1000000 | 15.4124 | 3366.1292 | 5336.5424 | 68.6231 | 108.7926
1 | 3400 | 707 | 0.045 | 15 | 15 | 7 | 1.3335e-09 | 5spot_SharedNeighbor | CO2 | Porous | Wet | R600a | MinimizeLCOE_Brownfield | IgnoreSilica | 2019 | 144.1124 | 30.3525 | 3.8612 | 4 | 3359.6599 | 5325.9231 | 68.4912 | 108.5761 | 112.9608 | 10.7177 | 99.2391 | 6413831.0081 | 0 | 4853927.5376 | 0 | 0 | 0 | 862785.1803 | 4730912.0531 | 12308862.7188 | 8401051.7274 | 37571370.2253 | 961560.8286 | 13356693.023 | 13356693.023 | 11179097.8575 | 5832955.4136 | 0 | 51889624.0769 | 82258370.3711 | 1333521.4322 | 15.4449 | 3359.6599 | 5325.9231 | 68.4912 | 108.5761
1 | 3400 | 707 | 0.045 | 15 | 15 | 7 | 1.7783e-09 | 5spot_SharedNeighbor | CO2 | Porous | Wet | R600a | MinimizeLCOE_Brownfield | IgnoreSilica | 2019 | 144.2755 | 30.3891 | 3.8671 | 4 | 3354.8022 | 5318.0798 | 68.3922 | 108.4163 | 112.9412 | 10.7128 | 106.1091 | 6417646.9294 | 0 | 4858323.6949 | 0 | 0 | 0 | 855789.5108 | 4731386.4527 | 12310097.0091 | 8401894.1559 | 37575137.7527 | 961560.8286 | 13356693.023 | 13356693.023 | 11179097.8575 | 5832955.4136 | 0 | 51893391.6044 | 82262137.8985 | 1778279.41 | 15.4684 | 3354.8022 | 5318.0798 | 68.3922 | 108.4163
1 | 3400 | 707 | 0.045 | 15 | 15 | 7 | 2.3714e-09 | 5spot_SharedNeighbor | CO2 | Porous | Wet | R600a | MinimizeLCOE_Brownfield | IgnoreSilica | 2019 | 144.407 | 30.4185 | 3.8716 | 4 | 3351.1558 | 5312.1296 | 68.3178 | 108.2949 | 112.9254 | 10.7088 | 107.9217 | 6420719.4242 | 0 | 4861866.0365 | 0 | 0 | 0 | 850626.0698 | 4731952.4969 | 12311569.7399 | 8402899.325 | 37579633.0922 | 961560.8286 | 13356693.023 | 13356693.023 | 11179097.8575 | 5832955.4136 | 0 | 51897886.9438 | 82266633.238 | 2371373.7057 | 15.4866 | 3351.1558 | 5312.1296 | 68.3178 | 108.2949
1 | 3400 | 707 | 0.045 | 15 | 15 | 7 | 3.1623e-09 | 5spot_SharedNeighbor | CO2 | Porous | Wet | R600a | MinimizeLCOE_Brownfield | IgnoreSilica | 2019 | 144.4996 | 30.4393 | 3.875 | 4 | 3348.4192 | 5307.7123 | 68.2621 | 108.2049 | 112.9142 | 10.706 | 108.1602 | 6422879.7034 | 0 | 4864360.256 | 0 | 0 | 0 | 846651.2642 | 4732217.5772 | 12312259.4247 | 8403370.049 | 37581738.2745 | 961560.8286 | 13356693.023 | 13356693.023 | 11179097.8575 | 5832955.4136 | 0 | 51899992.1262 | 82268738.4203 | 3162277.6602 | 15.4998 | 3348.4192 | 5307.7123 | 68.2621 | 108.2049
1 | 3400 | 707 | 0.045 | 15 | 15 | 7 | 4.217e-09 | 5spot_SharedNeighbor | CO2 | Porous | Wet | R600a | MinimizeLCOE_Brownfield | IgnoreSilica | 2019 | 144.5728 | 30.4557 | 3.8775 | 4 | 3346.3659 | 5304.372 | 68.2202 | 108.1368 | 112.9054 | 10.7038 | 100.0605 | 6424585.5557 | 0 | 4866330.4634 | 0 | 0 | 0 | 843707.2272 | 4732503.0661 | 12313002.2081 | 8403877.0139 | 37584005.5345 | 961560.8286 | 13356693.023 | 13356693.023 | 11179097.8575 | 5832955.4136 | 0 | 51902259.3862 | 82271005.6803 | 4216965.0343 | 15.51 | 3346.3659 | 5304.372 | 68.2202 | 108.1368
1 | 3400 | 707 | 0.045 | 15 | 15 | 7 | 5.6234e-09 | 5spot_SharedNeighbor | CO2 | Porous | Wet | R600a | MinimizeLCOE_Brownfield | IgnoreSilica | 2019 | 144.6387 | 30.4702 | 3.8796 | 4 | 3344.8255 | 5301.7848 | 68.1888 | 108.0841 | 112.8974 | 10.7018 | 108.04 | 6426123.5777 | 0 | 4868105.7357 | 0 | 0 | 0 | 841639.1553 | 4732988.7028 | 12314265.7352 | 8404739.3971 | 37587862.3038 | 961560.8286 | 13356693.023 | 13356693.023 | 11179097.8575 | 5832955.4136 | 0 | 51906116.1555 | 82274862.4496 | 5623413.2519 | 15.5183 | 3344.8255 | 5301.7848 | 68.1888 | 108.0841
1 | 3400 | 707 | 0.045 | 15 | 15 | 7 | 7.4989e-09 | 5spot_SharedNeighbor | CO2 | Porous | Wet | R600a | MinimizeLCOE_Brownfield | IgnoreSilica | 2019 | 144.6823 | 30.4799 | 3.8811 | 4 | 3343.67 | 5299.8887 | 68.1652 | 108.0454 | 112.8922 | 10.7005 | 113.3642 | 6427137.5849 | 0 | 4869277.683 | 0 | 0 | 0 | 840005.5313 | 4733204.1117 | 12314826.185 | 8405121.9156 | 37589573.0115 | 961560.8286 | 13356693.023 | 13356693.023 | 11179097.8575 | 5832955.4136 | 0 | 51907826.8632 | 82276573.1573 | 7498942.0933 | 15.5242 | 3343.67 | 5299.8887 | 68.1652 | 108.0454
1 | 3400 | 707 | 0.045 | 15 | 15 | 7 | 1e-08 | 5spot_SharedNeighbor | CO2 | Porous | Wet | R600a | MinimizeLCOE_Brownfield | IgnoreSilica | 2019 | 144.6971 | 30.4835 | 3.8819 | 4 | 3342.8032 | 5298.5992 | 68.1476 | 108.0191 | 112.8904 | 10.7001 | 105.9103 | 6427479.8067 | 0 | 4869676.6277 | 0 | 0 | 0 | 838541.8065 | 4732922.3139 | 12314093.005 | 8404621.5052 | 37587335.065 | 961560.8286 | 13356693.023 | 13356693.023 | 11179097.8575 | 5832955.4136 | 0 | 51905588.9167 | 82274335.2108 | 10000000 | 15.5276 | 3342.8032 | 5298.5992 | 68.1476 | 108.0191
1 | 3500 | 707 | 0.045 | 15 | 15 | 7 | 1e-13 | 5spot_SharedNeighbor | CO2 | Porous | Wet | R600a | MinimizeLCOE_Brownfield | IgnoreSilica | 2019 | 1.632 | 0.12627 | 0.0084558 | 4 | 483812.7779 | 1409136.3477 | 9863.1779 | 28727.1504 | 85.2596 | 11.8606 | 173.8067 | 211952.7919 | 0 | 116264.1175 | 0 | 0 | 0 | 179674.4681 | 198077.6372 | 515357.3807 | 351742.0019 | 1573068.3973 | 961560.8286 | 13829493.5254 | 13829493.5254 | 11472858.6872 | 5995102.4534 | 0 | 16364122.7513 | 47661577.4173 | 100 | 0.033823 | 483812.7779 | 1409136.3477 | 9863.1779 | 28727.1504
1 | 3500 | 707 | 0.045 | 15 | 15 | 7 | 1.3335e-13 | 5spot_SharedNeighbor | CO2 | Porous | Wet | R600a | MinimizeLCOE_Brownfield | IgnoreSilica | 2019 | 2.2543 | 0.22899 | 0.016624 | 4 | 254287.3712 | 724960.027 | 5183.992 | 14779.2907 | 92.9064 | 12.2297 | 253.7977 | 288979.1833 | 0 | 165410.4199 | 0 | 0 | 0 | 229385.7536 | 266672.3891 | 693826.8544 | 473551.0849 | 2117825.6851 | 961560.8286 | 13829493.5254 | 13829493.5254 | 11472858.6872 | 5995102.4534 | 0 | 16908880.0391 | 48206334.7051 | 133.3521 | 0.066495 | 254287.3712 | 724960.027 | 5183.992 | 14779.2907
1 | 3500 | 707 | 0.045 | 15 | 15 | 7 | 1.7783e-13 | 5spot_SharedNeighbor | CO2 | Porous | Wet | R600a | MinimizeLCOE_Brownfield | IgnoreSilica | 2019 | 3.0714 | 0.37498 | 0.028694 | 4 | 153013.5131 | 425691.9057 | 3119.3874 | 8678.3053 | 99.3941 | 12.5039 | 43.1702 | 382931.6238 | 0 | 223355.1868 | 0 | 0 | 0 | 288543.4159 | 348983.7883 | 907984.2308 | 619717.8947 | 2771516.1403 | 961560.8286 | 13829493.5254 | 13829493.5254 | 11472858.6872 | 5995102.4534 | 0 | 17562570.4943 | 48860025.1604 | 177.8279 | 0.11478 | 153013.5131 | 425691.9057 | 3119.3874 | 8678.3053
1 | 3500 | 707 | 0.045 | 15 | 15 | 7 | 2.3714e-13 | 5spot_SharedNeighbor | CO2 | Porous | Wet | R600a | MinimizeLCOE_Brownfield | IgnoreSilica | 2019 | 4.0823 | 0.56715 | 0.045926 | 4 | 99436.5979 | 269804.0127 | 2027.1495 | 5500.3197 | 104.5309 | 12.6987 | 69.3036 | 490367.077 | 0 | 280448.1446 | 0 | 0 | 0 | 351472.3829 | 437692.1658 | 1138785.2323 | 777244.3208 | 3476009.3234 | 961560.8286 | 13829493.5254 | 13829493.5254 | 11472858.6872 | 5995102.4534 | 0 | 18267063.6774 | 49564518.3434 | 237.1374 | 0.18371 | 99436.5979 | 269804.0127 | 2027.1495 | 5500.3197
1 | 3500 | 707 | 0.045 | 15 | 15 | 7 | 3.1623e-13 | 5spot_SharedNeighbor | CO2 | Porous | Wet | R600a | MinimizeLCOE_Brownfield | IgnoreSilica | 2019 | 5.3487 | 0.81702 | 0.069471 | 4 | 68637.446 | 181265.1565 | 1399.2672 | 3695.3354 | 108.6516 | 12.8422 | 57.8462 | 614531.489 | 0 | 348120.7373 | 0 | 0 | 0 | 419928.5864 | 539206.517 | 1402904.7507 | 957511.3192 | 4282203.3996 | 961560.8286 | 13829493.5254 | 13829493.5254 | 11472858.6872 | 5995102.4534 | 0 | 19073257.7535 | 50370712.4196 | 316.2278 | 0.27788 | 68637.446 | 181265.1565 | 1399.2672 | 3695.3354
1 | 3500 | 707 | 0.045 | 15 | 15 | 7 | 4.217e-13 | 5spot_SharedNeighbor | CO2 | Porous | Wet | R600a | MinimizeLCOE_Brownfield | IgnoreSilica | 2019 | 6.9734 | 1.1442 | 0.10118 | 4 | 49480.4268 | 126810.6426 | 1008.7254 | 2585.2065 | 112.0129 | 12.951 | 68.0942 | 761465.4963 | 0 | 430416.4997 | 0 | 0 | 0 | 498292.986 | 659168.243 | 1715020.5543 | 1170536.7684 | 5234900.5477 | 961560.8286 | 13829493.5254 | 13829493.5254 | 11472858.6872 | 5995102.4534 | 0 | 20025954.9017 | 51323409.5677 | 421.6965 | 0.40472 | 49480.4268 | 126810.6426 | 1008.7254 | 2585.2065
1 | 3500 | 707 | 0.045 | 15 | 15 | 7 | 5.6234e-13 | 5spot_SharedNeighbor | CO2 | Porous | Wet | R600a | MinimizeLCOE_Brownfield | IgnoreSilica | 2019 | 9.0345 | 1.5654 | 0.14337 | 4 | 36858.82 | 91434.4085 | 751.4169 | 1864.0141 | 114.7004 | 13.0316 | 56.0753 | 933543.8848 | 0 | 529488.4389 | 0 | 0 | 0 | 585998.3852 | 799121.9765 | 2079151.4603 | 1419063.5939 | 6346367.7396 | 961560.8286 | 13829493.5254 | 13829493.5254 | 11472858.6872 | 5995102.4534 | 0 | 21137422.0936 | 52434876.7596 | 562.3413 | 0.57347 | 36858.82 | 91434.4085 | 751.4169 | 1864.0141
1 | 3500 | 707 | 0.045 | 15 | 15 | 7 | 7.4989e-13 | 5spot_SharedNeighbor | CO2 | Porous | Wet | R600a | MinimizeLCOE_Brownfield | IgnoreSilica | 2019 | 11.6292 | 2.1013 | 0.19891 | 4 | 28184.7869 | 67520.7096 | 574.585 | 1376.501 | 116.8256 | 13.0909 | 47.6091 | 1133919.1771 | 0 | 647997.4188 | 0 | 0 | 0 | 682863.14 | 961264.097 | 2501011.998 | 1706992.0793 | 7634047.9101 | 961560.8286 | 13829493.5254 | 13829493.5254 | 11472858.6872 | 5995102.4534 | 0 | 22425102.2641 | 53722556.9301 | 749.8942 | 0.79565 | 28184.7869 | 67520.7096 | 574.585 | 1376.501
1 | 3500 | 707 | 0.045 | 15 | 15 | 7 | 1e-12 | 5spot_SharedNeighbor | CO2 | Porous | Wet | R600a | MinimizeLCOE_Brownfield | IgnoreSilica | 2019 | 14.9419 | 2.7895 | 0.27183 | 4 | 22024.8776 | 50809.404 | 449.0069 | 1035.8184 | 118.5183 | 13.1325 | 60.9382 | 1370856.4812 | 0 | 791877.7597 | 0 | 0 | 0 | 793634.9151 | 1152983.9708 | 2999827.7825 | 2047444.1019 | 9156625.0112 | 961560.8286 | 13829493.5254 | 13829493.5254 | 11472858.6872 | 5995102.4534 | 0 | 23947679.3652 | 55245134.0312 | 1000 | 1.0873 | 22024.8776 | 50809.404 | 449.0069 | 1035.8184
1 | 3500 | 707 | 0.045 | 15 | 15 | 7 | 1.3335e-12 | 5spot_SharedNeighbor | CO2 | Porous | Wet | R600a | MinimizeLCOE_Brownfield | IgnoreSilica | 2019 | 19.0929 | 3.6569 | 0.36649 | 4 | 17537.0767 | 38886.5368 | 357.517 | 792.7547 | 119.83 | 13.1574 | 61.3627 | 1646176.0934 | 0 | 963450.1198 | 0 | 0 | 0 | 915302.7104 | 1374722.2802 | 3576745.3789 | 2441202.2158 | 10917598.7987 | 961560.8286 | 13829493.5254 | 13829493.5254 | 11472858.6872 | 5995102.4534 | 0 | 25708653.1526 | 57006107.8187 | 1333.5214 | 1.466 | 17537.0767 | 38886.5368 | 357.517 | 792.7547
1 | 3500 | 707 | 0.045 | 15 | 15 | 7 | 1.7783e-12 | 5spot_SharedNeighbor | CO2 | Porous | Wet | R600a | MinimizeLCOE_Brownfield | IgnoreSilica | 2019 | 24.2692 | 4.7439 | 0.48836 | 4 | 14200.0529 | 30221.7735 | 289.4873 | 616.1117 | 120.83 | 13.1654 | 55.6532 | 1965041.1353 | 0 | 1167286.2962 | 0 | 0 | 0 | 1048112.7879 | 1630371.6856 | 4241892.6907 | 2895178.9236 | 12947883.5194 | 961560.8286 | 13829493.5254 | 13829493.5254 | 11472858.6872 | 5995102.4534 | 0 | 27738937.8734 | 59036392.5394 | 1778.2794 | 1.9534 | 14200.0529 | 30221.7735 | 289.4873 | 616.1117
1 | 3500 | 707 | 0.045 | 15 | 15 | 7 | 2.3714e-12 | 5spot_SharedNeighbor | CO2 | Porous | Wet | R600a | MinimizeLCOE_Brownfield | IgnoreSilica | 2019 | 30.6741 | 6.0948 | 0.6436 | 4 | 11677.8606 | 23835.0525 | 238.069 | 485.9098 | 121.5664 | 13.1545 | 50.8225 | 2331841.9953 | 0 | 1407827.664 | 0 | 0 | 0 | 1191282.9691 | 1923071.5251 | 5003437.632 | 3414948.9942 | 15272410.7796 | 961560.8286 | 13829493.5254 | 13829493.5254 | 11472858.6872 | 5995102.4534 | 0 | 30063465.1336 | 61360919.7996 | 2371.3737 | 2.5744 | 11677.8606 | 23835.0525 | 238.069 | 485.9098
1 | 3500 | 707 | 0.045 | 15 | 15 | 7 | 3.1623e-12 | 5spot_SharedNeighbor | CO2 | Porous | Wet | R600a | MinimizeLCOE_Brownfield | IgnoreSilica | 2019 | 38.4452 | 7.7419 | 0.8379 | 4 | 9747.0842 | 19085.1218 | 198.7075 | 389.076 | 122.0661 | 13.1202 | 50.4803 | 2745948.9028 | 0 | 1686575.3601 | 0 | 0 | 0 | 1339481.2846 | 2251082.1635 | 5856854.029 | 3997423.2211 | 17877364.9611 | 961560.8286 | 13829493.5254 | 13829493.5254 | 11472858.6872 | 5995102.4534 | 0 | 32668419.3151 | 63965873.9811 | 3162.2777 | 3.3516 | 9747.0842 | 19085.1218 | 198.7075 | 389.076
1 | 3500 | 707 | 0.045 | 15 | 15 | 7 | 4.217e-12 | 5spot_SharedNeighbor | CO2 | Porous | Wet | R600a | MinimizeLCOE_Brownfield | IgnoreSilica | 2019 | 47.6682 | 9.7069 | 1.0756 | 4 | 8255.5721 | 15529.7569 | 168.301 | 316.5951 | 122.3442 | 13.0567 | 60.5286 | 3203511.3262 | 0 | 2003157.5411 | 0 | 0 | 0 | 1485988.0977 | 2610136.2163 | 6791039.0223 | 4635023.6746 | 20728855.8783 | 961560.8286 | 13829493.5254 | 13829493.5254 | 11472858.6872 | 5995102.4534 | 0 | 35519910.2323 | 66817364.8983 | 4216.965 | 4.3025 | 8255.5721 | 15529.7569 | 168.301 | 316.5951
1 | 3500 | 707 | 0.045 | 15 | 15 | 7 | 5.6234e-12 | 5spot_SharedNeighbor | CO2 | Porous | Wet | R600a | MinimizeLCOE_Brownfield | IgnoreSilica | 2019 | 58.223 | 11.9692 | 1.3566 | 4 | 7097.8277 | 12865.2993 | 144.6988 | 262.2765 | 122.3994 | 12.9576 | 74.2535 | 3691028.3063 | 0 | 2350758.3425 | 0 | 0 | 0 | 1618432.0727 | 2987485.3014 | 7772823.9367 | 5305112.0523 | 23725640.0118 | 961560.8286 | 13829493.5254 | 13829493.5254 | 11472858.6872 | 5995102.4534 | 0 | 38516694.3658 | 69814149.0318 | 5623.4133 | 5.4265 | 7097.8277 | 12865.2993 | 144.6988 | 262.2765
1 | 3500 | 707 | 0.045 | 15 | 15 | 7 | 7.4989e-12 | 5spot_SharedNeighbor | CO2 | Porous | Wet | R600a | MinimizeLCOE_Brownfield | IgnoreSilica | 2019 | 69.6944 | 14.4445 | 1.6731 | 4 | 6198.9296 | 10875.4777 | 126.3736 | 221.7113 | 122.2277 | 12.8197 | 74.391 | 4184189.1419 | 0 | 2714503.4146 | 0 | 0 | 0 | 1720177.9736 | 3361359.5068 | 8745567.927 | 5969029.8136 | 26694827.7776 | 961560.8286 | 13829493.5254 | 13829493.5254 | 11472858.6872 | 5995102.4534 | 0 | 41485882.1316 | 72783336.7976 | 7498.9421 | 6.6924 | 6198.9296 | 10875.4777 | 126.3736 | 221.7113
1 | 3500 | 707 | 0.045 | 15 | 15 | 7 | 1e-11 | 5spot_SharedNeighbor | CO2 | Porous | Wet | R600a | MinimizeLCOE_Brownfield | IgnoreSilica | 2019 | 81.477 | 17.0042 | 2.0099 | 4 | 5503.3396 | 9396.2105 | 112.193 | 191.5545 | 121.8433 | 12.646 | 96.5349 | 4655608.7489 | 0 | 3075815.0724 | 0 | 0 | 0 | 1778311.4957 | 3708796.7736 | 9649528.4262 | 6586001.4288 | 29454061.9456 | 961560.8286 | 13829493.5254 | 13829493.5254 | 11472858.6872 | 5995102.4534 | 0 | 44245116.2996 | 75542570.9656 | 10000 | 8.0397 | 5503.3396 | 9396.2105 | 112.193 | 191.5545
1 | 3500 | 707 | 0.045 | 15 | 15 | 7 | 1.3335e-11 | 5spot_SharedNeighbor | CO2 | Porous | Wet | R600a | MinimizeLCOE_Brownfield | IgnoreSilica | 2019 | 92.8802 | 19.4977 | 2.3472 | 4 | 4967.8171 | 8301.333 | 101.2757 | 169.2339 | 121.2914 | 12.4471 | 89.057 | 5080584.7902 | 0 | 3415629.8531 | 0 | 0 | 0 | 1787218.6745 | 4010538.994 | 10434599.7877 | 7121828.7647 | 31850400.8642 | 961560.8286 | 13829493.5254 | 13829493.5254 | 11472858.6872 | 5995102.4534 | 0 | 46641455.2182 | 77938909.8842 | 13335.2143 | 9.3887 | 4967.8171 | 8301.333 | 101.2757 | 169.2339
1 | 3500 | 707 | 0.045 | 15 | 15 | 7 | 1.7783e-11 | 5spot_SharedNeighbor | CO2 | Porous | Wet | R600a | MinimizeLCOE_Brownfield | IgnoreSilica | 2019 | 103.3017 | 21.7909 | 2.6653 | 4 | 4557.6596 | 7493.2537 | 92.9141 | 152.7601 | 120.6422 | 12.239 | 90.9361 | 5443304.4017 | 0 | 3718933.7364 | 0 | 0 | 0 | 1750603.909 | 4256008.3984 | 11073260.8252 | 7557728.046 | 33799839.3167 | 961560.8286 | 13829493.5254 | 13829493.5254 | 11472858.6872 | 5995102.4534 | 0 | 48590893.6707 | 79888348.3367 | 17782.7941 | 10.6614 | 4557.6596 | 7493.2537 | 92.9141 | 152.7601
1 | 3500 | 707 | 0.045 | 15 | 15 | 7 | 2.3714e-11 | 5spot_SharedNeighbor | CO2 | Porous | Wet | R600a | MinimizeLCOE_Brownfield | IgnoreSilica | 2019 | 112.364 | 23.7966 | 2.95 | 4 | 4244.8593 | 6897.1845 | 86.5372 | 140.6084 | 119.9692 | 12.0375 | 93.7135 | 5739213.8803 | 0 | 3977718.7783 | 0 | 0 | 0 | 1679716.5191 | 4444693.1793 | 11564179.9205 | 7892790.4159 | 35298312.6931 | 961560.8286 | 13829493.5254 | 13829493.5254 | 11472858.6872 | 5995102.4534 | 0 | 50089367.0471 | 81386821.7132 | 23713.7371 | 11.8 | 4244.8593 | 6897.1845 | 86.5372 | 140.6084
1 | 3500 | 707 | 0.045 | 15 | 15 | 7 | 3.1623e-11 | 5spot_SharedNeighbor | CO2 | Porous | Wet | R600a | MinimizeLCOE_Brownfield | IgnoreSilica | 2019 | 119.9371 | 25.4815 | 3.1938 | 4 | 4007.0371 | 6456.8965 | 81.6889 | 131.6326 | 119.3304 | 11.8545 | 95.2453 | 5972654.9669 | 0 | 4190782.4752 | 0 | 0 | 0 | 1588801.0602 | 4583373.0159 | 11924996.4082 | 8139055.0828 | 36399663.0092 | 961560.8286 | 13829493.5254 | 13829493.5254 | 11472858.6872 | 5995102.4534 | 0 | 51190717.3632 | 82488172.0292 | 31622.7766 | 12.7752 | 4007.0371 | 6456.8965 | 81.6889 | 131.6326
1 | 3500 | 707 | 0.045 | 15 | 15 | 7 | 4.217e-11 | 5spot_SharedNeighbor | CO2 | Porous | Wet | R600a | MinimizeLCOE_Brownfield | IgnoreSilica | 2019 | 126.0855 | 26.8556 | 3.3957 | 4 | 3826.5853 | 6130.7836 | 78.0101 | 124.9843 | 118.7608 | 11.6961 | 106.6979 | 6152866.1386 | 0 | 4361786.204 | 0 | 0 | 0 | 1491039.6986 | 4682219.8961 | 12182175.7142 | 8314585.2437 | 37184672.8952 | 961560.8286 | 13829493.5254 | 13829493.5254 | 11472858.6872 | 5995102.4534 | 0 | 51975727.2492 | 83273181.9152 | 42169.6503 | 13.5828 | 3826.5853 | 6130.7836 | 78.0101 | 124.9843
1 | 3500 | 707 | 0.045 | 15 | 15 | 7 | 5.6234e-11 | 5spot_SharedNeighbor | CO2 | Porous | Wet | R600a | MinimizeLCOE_Brownfield | IgnoreSilica | 2019 | 130.9381 | 27.9447 | 3.5582 | 4 | 3689.8471 | 5888.8425 | 75.2225 | 120.052 | 118.2786 | 11.5647 | 111.8257 | 6289143.6373 | 0 | 4495573.2907 | 0 | 0 | 0 | 1395467.3317 | 4750271.8613 | 12359232.9684 | 8435430.4578 | 37725119.5472 | 961560.8286 | 13829493.5254 | 13829493.5254 | 11472858.6872 | 5995102.4534 | 0 | 52516173.9012 | 83813628.5672 | 56234.1325 | 14.2326 | 3689.8471 | 5888.8425 | 75.2225 | 120.052
1 | 3500 | 707 | 0.045 | 15 | 15 | 7 | 7.4989e-11 | 5spot_SharedNeighbor | CO2 | Porous | Wet | R600a | MinimizeLCOE_Brownfield | IgnoreSilica | 2019 | 134.736 | 28.7995 | 3.6868 | 4 | 3586.3372 | 5708.5889 | 73.1123 | 116.3773 | 117.8809 | 11.4581 | 108.7397 | 6392098.4478 | 0 | 4599590.4825 | 0 | 0 | 0 | 1308785.4387 | 4797185.0039 | 12481291.3422 | 8518737.806 | 38097688.5211 | 961560.8286 | 13829493.5254 | 13829493.5254 | 11472858.6872 | 5995102.4534 | 0 | 52888742.8751 | 84186197.5411 | 74989.4209 | 14.7473 | 3586.3372 | 5708.5889 | 73.1123 | 116.3773
1 | 3500 | 707 | 0.045 | 15 | 15 | 7 | 1e-10 | 5spot_SharedNeighbor | CO2 | Porous | Wet | R600a | MinimizeLCOE_Brownfield | IgnoreSilica | 2019 | 137.6519 | 29.4578 | 3.7869 | 4 | 3508.0526 | 5574.1963 | 71.5164 | 113.6375 | 117.5634 | 11.3738 | 101.1672 | 6468909.9919 | 0 | 4679053.4569 | 0 | 0 | 0 | 1233358.7405 | 4828715.6538 | 12563327.6255 | 8574729.2549 | 38348094.7235 | 961560.8286 | 13829493.5254 | 13829493.5254 | 11472858.6872 | 5995102.4534 | 0 | 53139149.0775 | 84436603.7435 | 100000 | 15.1478 | 3508.0526 | 5574.1963 | 71.5164 | 113.6375
1 | 3500 | 707 | 0.045 | 15 | 15 | 7 | 1.3335e-10 | 5spot_SharedNeighbor | CO2 | Porous | Wet | R600a | MinimizeLCOE_Brownfield | IgnoreSilica | 2019 | 139.8735 | 29.9606 | 3.8641 | 4 | 3448.9014 | 5473.8095 | 70.3105 | 111.591 | 117.3142 | 11.3082 | 97.734 | 6526116.2737 | 0 | 4739369.4819 | 0 | 0 | 0 | 1170039.3683 | 4849854.7983 | 12618327.3432 | 8612267.6924 | 38515974.9578 | 961560.8286 | 13829493.5254 | 13829493.5254 | 11472858.6872 | 5995102.4534 | 0 | 53307029.3118 | 84604483.9778 | 133352.1432 | 15.4562 | 3448.9014 | 5473.8095 | 70.3105 | 111.591
1 | 3500 | 707 | 0.045 | 15 | 15 | 7 | 1.7783e-10 | 5spot_SharedNeighbor | CO2 | Porous | Wet | R600a | MinimizeLCOE_Brownfield | IgnoreSilica | 2019 | 141.5714 | 30.3453 | 3.9232 | 4 | 3404.251 | 5398.6125 | 69.4003 | 110.058 | 117.1196 | 11.2573 | 97.1857 | 6569065.7609 | 0 | 4785338.098 | 0 | 0 | 0 | 1118502.1516 | 4864433.3441 | 12656257.7289 | 8638155.96 | 38631753.0435 | 961560.8286 | 13829493.5254 | 13829493.5254 | 11472858.6872 | 5995102.4534 | 0 | 53422807.3975 | 84720262.0635 | 177827.941 | 15.693 | 3404.251 | 5398.6125 | 69.4003 | 110.058
1 | 3500 | 707 | 0.045 | 15 | 15 | 7 | 2.3714e-10 | 5spot_SharedNeighbor | CO2 | Porous | Wet | R600a | MinimizeLCOE_Brownfield | IgnoreSilica | 2019 | 142.8601 | 30.6376 | 3.9684 | 4 | 3370.5797 | 5342.2693 | 68.7138 | 108.9094 | 116.9694 | 11.2182 | 109.9592 | 6601215.6113 | 0 | 4820155.5137 | 0 | 0 | 0 | 1077304.415 | 4874483.4606 | 12682406.0705 | 8656002.7405 | 38711567.8116 | 961560.8286 | 13829493.5254 | 13829493.5254 | 11472858.6872 | 5995102.4534 | 0 | 53502622.1656 | 84800076.8316 | 237137.3706 | 15.8734 | 3370.5797 | 5342.2693 | 68.7138 | 108.9094
1 | 3500 | 707 | 0.045 | 15 | 15 | 7 | 3.1623e-10 | 5spot_SharedNeighbor | CO2 | Porous | Wet | R600a | MinimizeLCOE_Brownfield | IgnoreSilica | 2019 | 143.8151 | 30.8549 | 4.0023 | 4 | 3345.2118 | 5300.1838 | 68.1967 | 108.0514 | 116.8566 | 11.189 | 102.4487 | 6624784.7134 | 0 | 4845915.6539 | 0 | 0 | 0 | 1044571.2623 | 4880955.9355 | 12699246.1225 | 8667496.422 | 38762970.1095 | 961560.8286 | 13829493.5254 | 13829493.5254 | 11472858.6872 | 5995102.4534 | 0 | 53554024.4635 | 84851479.1295 | 316227.766 | 16.0092 | 3345.2118 | 5300.1838 | 68.1967 | 108.0514
1 | 3500 | 707 | 0.045 | 15 | 15 | 7 | 4.217e-10 | 5spot_SharedNeighbor | CO2 | Porous | Wet | R600a | MinimizeLCOE_Brownfield | IgnoreSilica | 2019 | 144.5339 | 31.0185 | 4.0279 | 4 | 3326.1163 | 5268.6399 | 67.8074 | 107.4084 | 116.771 | 11.1668 | 98.8545 | 6642383.1384 | 0 | 4865283.0362 | 0 | 0 | 0 | 1019075.9697 | 4885429.4363 | 12710885.2539 | 8675440.3684 | 38798497.2029 | 961560.8286 | 13829493.5254 | 13829493.5254 | 11472858.6872 | 5995102.4534 | 0 | 53589551.5569 | 84887006.2229 | 421696.5034 | 16.1117 | 3326.1163 | 5268.6399 | 67.8074 | 107.4084
1 | 3500 | 707 | 0.045 | 15 | 15 | 7 | 5.6234e-10 | 5spot_SharedNeighbor | CO2 | Porous | Wet | R600a | MinimizeLCOE_Brownfield | IgnoreSilica | 2019 | 145.0797 | 31.1428 | 4.0474 | 4 | 3311.753 | 5244.9528 | 67.5146 | 106.9255 | 116.7055 | 11.1499 | 113.7949 | 6655665.0554 | 0 | 4879976.3093 | 0 | 0 | 0 | 999473.5008 | 4888694.7976 | 12719381.054 | 8681238.9265 | 38824429.6436 | 961560.8286 | 13829493.5254 | 13829493.5254 | 11472858.6872 | 5995102.4534 | 0 | 53615483.9976 | 84912938.6636 | 562341.3252 | 16.1895 | 3311.753 | 5244.9528 | 67.5146 | 106.9255
1 | 3500 | 707 | 0.045 | 15 | 15 | 7 | 7.4989e-10 | 5spot_SharedNeighbor | CO2 | Porous | Wet | R600a | MinimizeLCOE_Brownfield | IgnoreSilica | 2019 | 145.4935 | 31.2369 | 4.0621 | 4 | 3300.9562 | 5227.1659 | 67.2945 | 106.5628 | 116.6556 | 11.137 | 100.5294 | 6665687.5173 | 0 | 4891107.964 | 0 | 0 | 0 | 984498.4678 | 4891104.6402 | 12725650.9702 | 8685518.2731 | 38843567.8327 | 961560.8286 | 13829493.5254 | 13829493.5254 | 11472858.6872 | 5995102.4534 | 0 | 53634622.1866 | 84932076.8527 | 749894.2093 | 16.2482 | 3300.9562 | 5227.1659 | 67.2945 | 106.5628
1 | 3500 | 707 | 0.045 | 15 | 15 | 7 | 1e-09 | 5spot_SharedNeighbor | CO2 | Porous | Wet | R600a | MinimizeLCOE_Brownfield | IgnoreSilica | 2019 | 145.7908 | 31.3049 | 4.0729 | 4 | 3292.8446 | 5213.9261 | 67.1291 | 106.2929 | 116.6196 | 11.1278 | 96.5253 | 6672860.4333 | 0 | 4899101.2955 | 0 | 0 | 0 | 972891.5876 | 4892492.7934 | 12729262.6602 | 8687983.3257 | 38854592.0957 | 961560.8286 | 13829493.5254 | 13829493.5254 | 11472858.6872 | 5995102.4534 | 0 | 53645646.4497 | 84943101.1157 | 1000000 | 16.2916 | 3292.8446 | 5213.9261 | 67.1291 | 106.2929
1 | 3500 | 707 | 0.045 | 15 | 15 | 7 | 1.3335e-09 | 5spot_SharedNeighbor | CO2 | Porous | Wet | R600a | MinimizeLCOE_Brownfield | IgnoreSilica | 2019 | 146.0271 | 31.3586 | 4.0812 | 4 | 3286.753 | 5203.9027 | 67.0049 | 106.0886 | 116.5909 | 11.1204 | 98.2797 | 6678550.0679 | 0 | 4905453.5556 | 0 | 0 | 0 | 964262.8628 | 4893823.9297 | 12732726.0036 | 8690347.1288 | 38865163.5484 | 961560.8286 | 13829493.5254 | 13829493.5254 | 11472858.6872 | 5995102.4534 | 0 | 53656217.9024 | 84953672.5684 | 1333521.4322 | 16.325 | 3286.753 | 5203.9027 | 67.0049 | 106.0886
1 | 3500 | 707 | 0.045 | 15 | 15 | 7 | 1.7783e-09 | 5spot_SharedNeighbor | CO2 | Porous | Wet | R600a | MinimizeLCOE_Brownfield | IgnoreSilica | 2019 | 146.1929 | 31.3966 | 4.0873 | 4 | 3282.1798 | 5196.4695 | 66.9117 | 105.9371 | 116.5707 | 11.1152 | 94.8067 | 6682531.0786 | 0 | 4909908.0378 | 0 | 0 | 0 | 957569.5294 | 4894503.3719 | 12734493.7729 | 8691553.6677 | 38870559.4583 | 961560.8286 | 13829493.5254 | 13829493.5254 | 11472858.6872 | 5995102.4534 | 0 | 53661613.8123 | 84959068.4783 | 1778279.41 | 16.3494 | 3282.1798 | 5196.4695 | 66.9117 | 105.9371
1 | 3500 | 707 | 0.045 | 15 | 15 | 7 | 2.3714e-09 | 5spot_SharedNeighbor | CO2 | Porous | Wet | R600a | MinimizeLCOE_Brownfield | IgnoreSilica | 2019 | 146.3218 | 31.426 | 4.092 | 4 | 3278.7475 | 5190.8628 | 66.8417 | 105.8228 | 116.555 | 11.1112 | 109.4873 | 6685622.9813 | 0 | 4913371.1469 | 0 | 0 | 0 | 952577.6811 | 4895113.0056 | 12736079.9149 | 8692636.2422 | 38875400.972 | 961560.8286 | 13829493.5254 | 13829493.5254 | 11472858.6872 | 5995102.4534 | 0 | 53666455.326 | 84963909.992 | 2371373.7057 | 16.368 | 3278.7475 | 5190.8628 | 66.8417 | 105.8228
1 | 3500 | 707 | 0.045 | 15 | 15 | 7 | 3.1623e-09 | 5spot_SharedNeighbor | CO2 | Porous | Wet | R600a | MinimizeLCOE_Brownfield | IgnoreSilica | 2019 | 146.4339 | 31.4512 | 4.0957 | 4 | 3276.172 | 5186.5487 | 66.7892 | 105.7348 | 116.5414 | 11.1076 | 109.1062 | 6688310.2636 | 0 | 4916381.1747 | 0 | 0 | 0 | 949025.6154 | 4895949.6509 | 12738256.6944 | 8694121.9389 | 38882045.3379 | 961560.8286 | 13829493.5254 | 13829493.5254 | 11472858.6872 | 5995102.4534 | 0 | 53673099.6919 | 84970554.3579 | 3162277.6602 | 16.3829 | 3276.172 | 5186.5487 | 66.7892 | 105.7348
1 | 3500 | 707 | 0.045 | 15 | 15 | 7 | 4.217e-09 | 5spot_SharedNeighbor | CO2 | Porous | Wet | R600a | MinimizeLCOE_Brownfield | IgnoreSilica | 2019 | 146.505 | 31.4675 | 4.0983 | 4 | 3274.2396 | 5183.406 | 66.7498 | 105.6707 | 116.5327 | 11.1054 | 106.3554 | 6690012.6149 | 0 | 4918291.6695 | 0 | 0 | 0 | 946172.4774 | 4896245.9371 | 12739027.5702 | 8694648.0775 | 38884398.3467 | 961560.8286 | 13829493.5254 | 13829493.5254 | 11472858.6872 | 5995102.4534 | 0 | 53675452.7007 | 84972907.3667 | 4216965.0343 | 16.3933 | 3274.2396 | 5183.406 | 66.7498 | 105.6707
1 | 3500 | 707 | 0.045 | 15 | 15 | 7 | 5.6234e-09 | 5spot_SharedNeighbor | CO2 | Porous | Wet | R600a | MinimizeLCOE_Brownfield | IgnoreSilica | 2019 | 146.5607 | 31.4802 | 4.1003 | 4 | 3272.7901 | 5181.0322 | 66.7203 | 105.6223 | 116.5259 | 11.1037 | 99.7488 | 6691346.2129 | 0 | 4919788.6666 | 0 | 0 | 0 | 944059.3267 | 4896525.7404 | 12739755.5611 | 8695144.9462 | 38886620.454 | 961560.8286 | 13829493.5254 | 13829493.5254 | 11472858.6872 | 5995102.4534 | 0 | 53677674.808 | 84975129.474 | 5623413.2519 | 16.4012 | 3272.7901 | 5181.0322 | 66.7203 | 105.6223
1 | 3500 | 707 | 0.045 | 15 | 15 | 7 | 7.4989e-09 | 5spot_SharedNeighbor | CO2 | Porous | Wet | R600a | MinimizeLCOE_Brownfield | IgnoreSilica | 2019 | 146.5996 | 31.4891 | 4.1017 | 4 | 3271.7028 | 5179.2728 | 66.6981 | 105.5865 | 116.5211 | 11.1024 | 103.584 | 6692275.8373 | 0 | 4920833.181 | 0 | 0 | 0 | 942431.097 | 4896660.6449 | 12740106.5549 | 8695384.5067 | 38887691.8218 | 961560.8286 | 13829493.5254 | 13829493.5254 | 11472858.6872 | 5995102.4534 | 0 | 53678746.1758 | 84976200.8418 | 7498942.0933 | 16.407 | 3271.7028 | 5179.2728 | 66.6981 | 105.5865
1 | 3500 | 707 | 0.045 | 15 | 15 | 7 | 1e-08 | 5spot_SharedNeighbor | CO2 | Porous | Wet | R600a | MinimizeLCOE_Brownfield | IgnoreSilica | 2019 | 146.6339 | 31.4969 | 4.1029 | 4 | 3270.8872 | 5177.9172 | 66.6815 | 105.5588 | 116.5169 | 11.1014 | 96.0812 | 6693095.4307 | 0 | 4921753.3025 | 0 | 0 | 0 | 941277.9146 | 4896889.3926 | 12740701.7095 | 8695790.712 | 38889508.4619 | 961560.8286 | 13829493.5254 | 13829493.5254 | 11472858.6872 | 5995102.4534 | 0 | 53680562.8159 | 84978017.4819 | 10000000 | 16.4116 | 3270.8872 | 5177.9172 | 66.6815 | 105.5588
1 | 3600 | 707 | 0.045 | 15 | 15 | 7 | 1e-13 | 5spot_SharedNeighbor | CO2 | Porous | Wet | R600a | MinimizeLCOE_Brownfield | IgnoreSilica | 2019 | 1.6903 | 0.13201 | 0.0091061 | 4 | 464663.2919 | 1349786.7239 | 9472.7897 | 27517.2281 | 87.4159 | 12.3281 | 184.4344 | 223386.164 | 0 | 120908.4003 | 0 | 0 | 0 | 190141.7943 | 208430.1798 | 542292.573 | 370125.8241 | 1655284.9354 | 961560.8286 | 14308154.1186 | 14308154.1186 | 11772186.6032 | 6159593.5296 | 0 | 16924999.8826 | 49164934.134 | 100 | 0.036424 | 464663.2919 | 1349786.7239 | 9472.7897 | 27517.2281
1 | 3600 | 707 | 0.045 | 15 | 15 | 7 | 1.3335e-13 | 5spot_SharedNeighbor | CO2 | Porous | Wet | R600a | MinimizeLCOE_Brownfield | IgnoreSilica | 2019 | 2.3515 | 0.24213 | 0.017991 | 4 | 243395.8189 | 691396.9105 | 4961.953 | 14095.0612 | 95.5565 | 12.7164 | 269.6951 | 306775.1187 | 0 | 173363.5341 | 0 | 0 | 0 | 245024.0877 | 282813.4688 | 735822.6329 | 502214.0666 | 2246012.9089 | 961560.8286 | 14308154.1186 | 14308154.1186 | 11772186.6032 | 6159593.5296 | 0 | 17515727.8561 | 49755662.1075 | 133.3521 | 0.071964 | 243395.8189 | 691396.9105 | 4961.953 | 14095.0612
1 | 3600 | 707 | 0.045 | 15 | 15 | 7 | 1.7783e-13 | 5spot_SharedNeighbor | CO2 | Porous | Wet | R600a | MinimizeLCOE_Brownfield | IgnoreSilica | 2019 | 3.2003 | 0.39638 | 0.031177 | 4 | 145907.74 | 404429.3729 | 2974.5266 | 8244.8398 | 102.2814 | 12.9969 | 63.5113 | 406190.0735 | 0 | 230823.5814 | 0 | 0 | 0 | 307781.6906 | 368470.1847 | 958683.837 | 654321.4178 | 2926270.785 | 961560.8286 | 14308154.1186 | 14308154.1186 | 11772186.6032 | 6159593.5296 | 0 | 18195985.7321 | 50435919.9836 | 177.8279 | 0.12471 | 145907.74 | 404429.3729 | 2974.5266 | 8244.8398
1 | 3600 | 707 | 0.045 | 15 | 15 | 7 | 2.3714e-13 | 5spot_SharedNeighbor | CO2 | Porous | Wet | R600a | MinimizeLCOE_Brownfield | IgnoreSilica | 2019 | 4.246 | 0.59886 | 0.049909 | 4 | 94840.2875 | 256334.6784 | 1933.4475 | 5225.7291 | 107.5931 | 13.1958 | 62.531 | 519431.3157 | 0 | 289411.8535 | 0 | 0 | 0 | 374052.133 | 461329.1678 | 1200283.8631 | 819218.3999 | 3663726.7331 | 961560.8286 | 14308154.1186 | 14308154.1186 | 11772186.6032 | 6159593.5296 | 0 | 18933441.6803 | 51173375.9317 | 237.1374 | 0.19964 | 94840.2875 | 256334.6784 | 1933.4475 | 5225.7291
1 | 3600 | 707 | 0.045 | 15 | 15 | 7 | 3.1623e-13 | 5spot_SharedNeighbor | CO2 | Porous | Wet | R600a | MinimizeLCOE_Brownfield | IgnoreSilica | 2019 | 5.5534 | 0.86172 | 0.075455 | 4 | 65520.2453 | 172338.7802 | 1335.7188 | 3513.3591 | 111.8558 | 13.3424 | 55.4191 | 650061.0547 | 0 | 358737.2788 | 0 | 0 | 0 | 445904.4444 | 567334.0834 | 1476086.9088 | 1007459.6458 | 4505583.4159 | 961560.8286 | 14308154.1186 | 14308154.1186 | 11772186.6032 | 6159593.5296 | 0 | 19775298.3631 | 52015232.6145 | 316.2278 | 0.30182 | 65520.2453 | 172338.7802 | 1335.7188 | 3513.3591
1 | 3600 | 707 | 0.045 | 15 | 15 | 7 | 4.217e-13 | 5spot_SharedNeighbor | CO2 | Porous | Wet | R600a | MinimizeLCOE_Brownfield | IgnoreSilica | 2019 | 7.2318 | 1.2061 | 0.10984 | 4 | 47277.3737 | 120657.7918 | 963.8132 | 2459.7723 | 115.3433 | 13.454 | 60.3124 | 804830.7595 | 0 | 443128.2852 | 0 | 0 | 0 | 528375.5471 | 692770.4908 | 1802446.7103 | 1230206.9164 | 5501758.7094 | 961560.8286 | 14308154.1186 | 14308154.1186 | 11772186.6032 | 6159593.5296 | 0 | 20771473.6566 | 53011407.908 | 421.6965 | 0.43935 | 47277.3737 | 120657.7918 | 963.8132 | 2459.7723
1 | 3600 | 707 | 0.045 | 15 | 15 | 7 | 5.6234e-13 | 5spot_SharedNeighbor | CO2 | Porous | Wet | R600a | MinimizeLCOE_Brownfield | IgnoreSilica | 2019 | 9.3661 | 1.6504 | 0.15557 | 4 | 35253.8946 | 87063.8502 | 718.6983 | 1774.9143 | 118.1421 | 13.5374 | 47.1221 | 986570.2075 | 0 | 544976.9088 | 0 | 0 | 0 | 621273.1433 | 839599.9013 | 2184466.7175 | 1490943.421 | 6667830.2993 | 961560.8286 | 14308154.1186 | 14308154.1186 | 11772186.6032 | 6159593.5296 | 0 | 21937545.2465 | 54177479.4979 | 562.3413 | 0.62227 | 35253.8946 | 87063.8502 | 718.6983 | 1774.9143
1 | 3600 | 707 | 0.045 | 15 | 15 | 7 | 7.4989e-13 | 5spot_SharedNeighbor | CO2 | Porous | Wet | R600a | MinimizeLCOE_Brownfield | IgnoreSilica | 2019 | 12.0897 | 2.2226 | 0.21598 | 4 | 26983.2452 | 64301.3576 | 550.09 | 1310.8701 | 120.3788 | 13.5981 | 52.1252 | 1200990.6035 | 0 | 668442.8633 | 0 | 0 | 0 | 726963.977 | 1012595.0031 | 2634564.4862 | 1798144.3967 | 8041701.3299 | 961560.8286 | 14308154.1186 | 14308154.1186 | 11772186.6032 | 6159593.5296 | 0 | 23311416.277 | 55551350.5285 | 749.8942 | 0.86392 | 26983.2452 | 64301.3576 | 550.09 | 1310.8701
1 | 3600 | 707 | 0.045 | 15 | 15 | 7 | 1e-12 | 5spot_SharedNeighbor | CO2 | Porous | Wet | R600a | MinimizeLCOE_Brownfield | IgnoreSilica | 2019 | 15.4996 | 2.945 | 0.29486 | 4 | 21107.4617 | 48442.4662 | 430.3042 | 987.5652 | 122.1249 | 13.64 | 63.2004 | 1449633.9431 | 0 | 815435.4357 | 0 | 0 | 0 | 842593.6961 | 1211988.5992 | 3153345.7221 | 2152223.2501 | 9625220.6463 | 961560.8286 | 14308154.1186 | 14308154.1186 | 11772186.6032 | 6159593.5296 | 0 | 24894935.5935 | 57134869.8449 | 1000 | 1.1794 | 21107.4617 | 48442.4662 | 430.3042 | 987.5652
1 | 3600 | 707 | 0.045 | 15 | 15 | 7 | 1.3335e-12 | 5spot_SharedNeighbor | CO2 | Porous | Wet | R600a | MinimizeLCOE_Brownfield | IgnoreSilica | 2019 | 19.8117 | 3.863 | 0.39748 | 4 | 16824.0066 | 37101.7325 | 342.9801 | 756.369 | 123.4921 | 13.6647 | 57.1562 | 1741287.2341 | 0 | 992360.9342 | 0 | 0 | 0 | 972566.4962 | 1445423.7191 | 3760696.02 | 2566752.3082 | 11479086.7118 | 961560.8286 | 14308154.1186 | 14308154.1186 | 11772186.6032 | 6159593.5296 | 0 | 26748801.659 | 58988735.9104 | 1333.5214 | 1.5899 | 16824.0066 | 37101.7325 | 342.9801 | 756.369
1 | 3600 | 707 | 0.045 | 15 | 15 | 7 | 1.7783e-12 | 5spot_SharedNeighbor | CO2 | Porous | Wet | R600a | MinimizeLCOE_Brownfield | IgnoreSilica | 2019 | 25.1707 | 5.01 | 0.52938 | 4 | 13637.0383 | 28862.4425 | 278.0095 | 588.3999 | 124.5303 | 13.6715 | 62.7458 | 2077915.6538 | 0 | 1201845.141 | 0 | 0 | 0 | 1113434.441 | 1713346.1419 | 4457775.2057 | 3042523.176 | 13606839.7593 | 961560.8286 | 14308154.1186 | 14308154.1186 | 11772186.6032 | 6159593.5296 | 0 | 28876554.7065 | 61116488.9579 | 1778.2794 | 2.1175 | 13637.0383 | 28862.4425 | 278.0095 | 588.3999
1 | 3600 | 707 | 0.045 | 15 | 15 | 7 | 2.3714e-12 | 5spot_SharedNeighbor | CO2 | Porous | Wet | R600a | MinimizeLCOE_Brownfield | IgnoreSilica | 2019 | 31.7756 | 6.4304 | 0.697 | 4 | 11226.9951 | 22790.7935 | 228.8775 | 464.6212 | 125.2919 | 13.6579 | 53.7159 | 2463701.2148 | 0 | 1448127.8079 | 0 | 0 | 0 | 1264114.485 | 2018617.968 | 5252029.8773 | 3584618.3096 | 16031209.6626 | 961560.8286 | 14308154.1186 | 14308154.1186 | 11772186.6032 | 6159593.5296 | 0 | 31300924.6098 | 63540858.8612 | 2371.3737 | 2.788 | 11226.9951 | 22790.7935 | 228.8775 | 464.6212
1 | 3600 | 707 | 0.045 | 15 | 15 | 7 | 3.1623e-12 | 5spot_SharedNeighbor | CO2 | Porous | Wet | R600a | MinimizeLCOE_Brownfield | IgnoreSilica | 2019 | 39.7922 | 8.1627 | 0.90659 | 4 | 9381.3467 | 18271.8347 | 191.2514 | 372.4961 | 125.8083 | 13.6193 | 58.7553 | 2899453.9144 | 0 | 1733688.6567 | 0 | 0 | 0 | 1420685.2132 | 2360992.8358 | 6142819.0526 | 4192600.2257 | 18750239.8985 | 961560.8286 | 14308154.1186 | 14308154.1186 | 11772186.6032 | 6159593.5296 | 0 | 34019954.8456 | 66259889.0971 | 3162.2777 | 3.6263 | 9381.3467 | 18271.8347 | 191.2514 | 372.4961
1 | 3600 | 707 | 0.045 | 15 | 15 | 7 | 4.217e-12 | 5spot_SharedNeighbor | CO2 | Porous | Wet | R600a | MinimizeLCOE_Brownfield | IgnoreSilica | 2019 | 49.2682 | 10.2218 | 1.1622 | 4 | 7955.3875 | 14890.7224 | 162.1813 | 303.5675 | 126.0923 | 13.5492 | 71.7249 | 3379001.2665 | 0 | 2056768.7624 | 0 | 0 | 0 | 1574339.0979 | 2733942.5595 | 7113157.731 | 4854876.3122 | 21712085.7294 | 961560.8286 | 14308154.1186 | 14308154.1186 | 11772186.6032 | 6159593.5296 | 0 | 36981800.6766 | 69221734.928 | 4216.965 | 4.6486 | 7955.3875 | 14890.7224 | 162.1813 | 303.5675
1 | 3600 | 707 | 0.045 | 15 | 15 | 7 | 5.6234e-12 | 5spot_SharedNeighbor | CO2 | Porous | Wet | R600a | MinimizeLCOE_Brownfield | IgnoreSilica | 2019 | 60.0692 | 12.5832 | 1.463 | 4 | 6848.7755 | 12357.8298 | 139.6216 | 251.9311 | 126.1428 | 13.4411 | 68.7227 | 3887904.9068 | 0 | 2410205.5505 | 0 | 0 | 0 | 1712372.9756 | 3124088.5389 | 8128237.5395 | 5547689.1393 | 24810498.6506 | 961560.8286 | 14308154.1186 | 14308154.1186 | 11772186.6032 | 6159593.5296 | 0 | 40080213.5978 | 72320147.8492 | 5623.4133 | 5.8522 | 6848.7755 | 12357.8298 | 139.6216 | 251.9311
1 | 3600 | 707 | 0.045 | 15 | 15 | 7 | 7.4989e-12 | 5spot_SharedNeighbor | CO2 | Porous | Wet | R600a | MinimizeLCOE_Brownfield | IgnoreSilica | 2019 | 71.7406 | 15.1526 | 1.8 | 4 | 5990.0921 | 10467.81 | 122.1161 | 213.4005 | 125.9571 | 13.2922 | 80.4385 | 4399712.8526 | 0 | 2778078.4993 | 0 | 0 | 0 | 1817092.8125 | 3508004.8241 | 9127108.9617 | 6229439.4097 | 27859437.3599 | 961560.8286 | 14308154.1186 | 14308154.1186 | 11772186.6032 | 6159593.5296 | 0 | 43129152.3071 | 75369086.5585 | 7498.9421 | 7.2001 | 5990.0921 | 10467.81 | 122.1161 | 213.4005
1 | 3600 | 707 | 0.045 | 15 | 15 | 7 | 1e-11 | 5spot_SharedNeighbor | CO2 | Porous | Wet | R600a | MinimizeLCOE_Brownfield | IgnoreSilica | 2019 | 83.6696 | 17.7967 | 2.1566 | 4 | 5326.1726 | 9063.4552 | 108.5812 | 184.7708 | 125.5528 | 13.1063 | 95.1253 | 4886534.5603 | 0 | 3141856.866 | 0 | 0 | 0 | 1876154.8664 | 3862773.0541 | 10050143.1232 | 6859429.1914 | 30676891.6614 | 961560.8286 | 14308154.1186 | 14308154.1186 | 11772186.6032 | 6159593.5296 | 0 | 45946606.6086 | 78186540.86 | 10000 | 8.6266 | 5326.1726 | 9063.4552 | 108.5812 | 184.7708
1 | 3600 | 707 | 0.045 | 15 | 15 | 7 | 1.3335e-11 | 5spot_SharedNeighbor | CO2 | Porous | Wet | R600a | MinimizeLCOE_Brownfield | IgnoreSilica | 2019 | 95.1387 | 20.3561 | 2.5114 | 4 | 4815.4907 | 8024.8555 | 98.1703 | 163.5975 | 124.9807 | 12.8956 | 95.4643 | 5322565.6452 | 0 | 3481915.301 | 0 | 0 | 0 | 1883919.6371 | 4168476.2275 | 10845520.0719 | 7402290.3022 | 33104687.1848 | 961560.8286 | 14308154.1186 | 14308154.1186 | 11772186.6032 | 6159593.5296 | 0 | 48374402.132 | 80614336.3834 | 13335.2143 | 10.0456 | 4815.4907 | 8024.8555 | 98.1703 | 163.5975
1 | 3600 | 707 | 0.045 | 15 | 15 | 7 | 1.7783e-11 | 5spot_SharedNeighbor | CO2 | Porous | Wet | R600a | MinimizeLCOE_Brownfield | IgnoreSilica | 2019 | 105.5472 | 22.6939 | 2.8438 | 4 | 4424.6962 | 7258.8812 | 90.2034 | 147.9821 | 124.3157 | 12.6773 | 90.2772 | 5692254.648 | 0 | 3783465.8227 | 0 | 0 | 0 | 1844918.6381 | 4415049.2525 | 11487052.5038 | 7840149.3692 | 35062890.2344 | 961560.8286 | 14308154.1186 | 14308154.1186 | 11772186.6032 | 6159593.5296 | 0 | 50332605.1816 | 82572539.433 | 17782.7941 | 11.3754 | 4424.6962 | 7258.8812 | 90.2034 | 147.9821
1 | 3600 | 707 | 0.045 | 15 | 15 | 7 | 2.3714e-11 | 5spot_SharedNeighbor | CO2 | Porous | Wet | R600a | MinimizeLCOE_Brownfield | IgnoreSilica | 2019 | 114.5728 | 24.733 | 3.14 | 4 | 4126.9006 | 6693.7457 | 84.1325 | 136.4611 | 123.6307 | 12.4672 | 97.8746 | 5993170.377 | 0 | 4040150.5214 | 0 | 0 | 0 | 1772214.1804 | 4604158.6807 | 11979076.4445 | 8175965.8188 | 36564736.0228 | 961560.8286 | 14308154.1186 | 14308154.1186 | 11772186.6032 | 6159593.5296 | 0 | 51834450.9699 | 84074385.2214 | 23713.7371 | 12.5601 | 4126.9006 | 6693.7457 | 84.1325 | 136.4611
1 | 3600 | 707 | 0.045 | 15 | 15 | 7 | 3.1623e-11 | 5spot_SharedNeighbor | CO2 | Porous | Wet | R600a | MinimizeLCOE_Brownfield | IgnoreSilica | 2019 | 122.1024 | 26.443 | 3.3929 | 4 | 3900.6548 | 6276.205 | 79.5201 | 127.9489 | 122.9833 | 12.277 | 111.9688 | 6230290.8875 | 0 | 4251200.3284 | 0 | 0 | 0 | 1680340.7673 | 4743114.4734 | 12340610.9133 | 8422720.5225 | 37668277.8925 | 961560.8286 | 14308154.1186 | 14308154.1186 | 11772186.6032 | 6159593.5296 | 0 | 52937992.8396 | 85177927.0911 | 31622.7766 | 13.5716 | 3900.6548 | 6276.205 | 79.5201 | 127.9489
1 | 3600 | 707 | 0.045 | 15 | 15 | 7 | 4.217e-11 | 5spot_SharedNeighbor | CO2 | Porous | Wet | R600a | MinimizeLCOE_Brownfield | IgnoreSilica | 2019 | 128.1855 | 27.831 | 3.6014 | 4 | 3729.1104 | 5967.1255 | 76.023 | 121.6479 | 122.4098 | 12.1134 | 100.219 | 6412558.7615 | 0 | 4419807.7689 | 0 | 0 | 0 | 1581963.8002 | 4841588.8289 | 12596820.9865 | 8597589.162 | 38450329.308 | 961560.8286 | 14308154.1186 | 14308154.1186 | 11772186.6032 | 6159593.5296 | 0 | 53720044.2552 | 85959978.5067 | 42169.6503 | 14.4056 | 3729.1104 | 5967.1255 | 76.023 | 121.6479
1 | 3600 | 707 | 0.045 | 15 | 15 | 7 | 5.6234e-11 | 5spot_SharedNeighbor | CO2 | Porous | Wet | R600a | MinimizeLCOE_Brownfield | IgnoreSilica | 2019 | 132.9844 | 28.9305 | 3.7689 | 4 | 3599.2153 | 5737.7795 | 73.3749 | 116.9724 | 121.9252 | 11.978 | 113.676 | 6550418.617 | 0 | 4551691.0688 | 0 | 0 | 0 | 1486549.964 | 4909577.2634 | 12773712.9466 | 8718321.5596 | 38990271.4193 | 961560.8286 | 14308154.1186 | 14308154.1186 | 11772186.6032 | 6159593.5296 | 0 | 54259986.3665 | 86499920.6179 | 56234.1325 | 15.0755 | 3599.2153 | 5737.7795 | 73.3749 | 116.9724
1 | 3600 | 707 | 0.045 | 15 | 15 | 7 | 7.4989e-11 | 5spot_SharedNeighbor | CO2 | Porous | Wet | R600a | MinimizeLCOE_Brownfield | IgnoreSilica | 2019 | 136.7239 | 29.7901 | 3.9011 | 4 | 3500.9576 | 5567.0366 | 71.3718 | 113.4916 | 121.5277 | 11.8686 | 106.0981 | 6654179.6279 | 0 | 4653802.029 | 0 | 0 | 0 | 1400260.6165 | 4956214.4866 | 12895053.4348 | 8801138.9361 | 39360649.1308 | 961560.8286 | 14308154.1186 | 14308154.1186 | 11772186.6032 | 6159593.5296 | 0 | 54630364.078 | 86870298.3294 | 74989.4209 | 15.6044 | 3500.9576 | 5567.0366 | 71.3718 | 113.4916
1 | 3600 | 707 | 0.045 | 15 | 15 | 7 | 1e-10 | 5spot_SharedNeighbor | CO2 | Porous | Wet | R600a | MinimizeLCOE_Brownfield | IgnoreSilica | 2019 | 139.5956 | 30.4521 | 4.0039 | 4 | 3426.7001 | 5439.7305 | 69.8579 | 110.8963 | 121.2105 | 11.7823 | 104.8587 | 6731654.2299 | 0 | 4731836.9547 | 0 | 0 | 0 | 1325586.7182 | 4987740.3821 | 12977077.3479 | 8857121.9422 | 39611017.575 | 961560.8286 | 14308154.1186 | 14308154.1186 | 11772186.6032 | 6159593.5296 | 0 | 54880732.5222 | 87120666.7736 | 100000 | 16.0156 | 3426.7001 | 5439.7305 | 69.8579 | 110.8963
1 | 3600 | 707 | 0.045 | 15 | 15 | 7 | 1.3335e-10 | 5spot_SharedNeighbor | CO2 | Porous | Wet | R600a | MinimizeLCOE_Brownfield | IgnoreSilica | 2019 | 141.8077 | 30.9628 | 4.0834 | 4 | 3370.6321 | 5344.4631 | 68.7149 | 108.9541 | 120.9591 | 11.7144 | 103.5723 | 6790015.3232 | 0 | 4791727.7488 | 0 | 0 | 0 | 1263549.8504 | 5009664.2397 | 13034118.7284 | 8896053.8565 | 39785129.747 | 961560.8286 | 14308154.1186 | 14308154.1186 | 11772186.6032 | 6159593.5296 | 0 | 55054844.6942 | 87294778.9456 | 133352.1432 | 16.3337 | 3370.6321 | 5344.4631 | 68.7149 | 108.9541
1 | 3600 | 707 | 0.045 | 15 | 15 | 7 | 1.7783e-10 | 5spot_SharedNeighbor | CO2 | Porous | Wet | R600a | MinimizeLCOE_Brownfield | IgnoreSilica | 2019 | 143.4667 | 31.3469 | 4.1439 | 4 | 3328.3379 | 5273.3578 | 67.8527 | 107.5045 | 120.7663 | 11.6627 | 98.5976 | 6833021.693 | 0 | 4836522.0465 | 0 | 0 | 0 | 1212704.4394 | 5024076.7898 | 13071617.2271 | 8921647.3524 | 39899589.5482 | 961560.8286 | 14308154.1186 | 14308154.1186 | 11772186.6032 | 6159593.5296 | 0 | 55169304.4954 | 87409238.7468 | 177827.941 | 16.5756 | 3328.3379 | 5273.3578 | 67.8527 | 107.5045
1 | 3600 | 707 | 0.045 | 15 | 15 | 7 | 2.3714e-10 | 5spot_SharedNeighbor | CO2 | Porous | Wet | R600a | MinimizeLCOE_Brownfield | IgnoreSilica | 2019 | 144.7313 | 31.6399 | 4.1901 | 4 | 3296.4633 | 5220.0493 | 67.2029 | 106.4178 | 120.617 | 11.6228 | 110.5464 | 6865366.1986 | 0 | 4870599.1559 | 0 | 0 | 0 | 1172275.1412 | 5034213.7933 | 13097991.631 | 8939648.425 | 39980094.345 | 961560.8286 | 14308154.1186 | 14308154.1186 | 11772186.6032 | 6159593.5296 | 0 | 55249809.2922 | 87489743.5436 | 237137.3706 | 16.7603 | 3296.4633 | 5220.0493 | 67.2029 | 106.4178
1 | 3600 | 707 | 0.045 | 15 | 15 | 7 | 3.1623e-10 | 5spot_SharedNeighbor | CO2 | Porous | Wet | R600a | MinimizeLCOE_Brownfield | IgnoreSilica | 2019 | 145.6787 | 31.8598 | 4.225 | 4 | 3272.4621 | 5180.164 | 66.7136 | 105.6046 | 120.5037 | 11.5927 | 96.9741 | 6889344.372 | 0 | 4896088.616 | 0 | 0 | 0 | 1140374.6894 | 5041064.9942 | 13115817.0503 | 8951814.6399 | 40034504.3618 | 961560.8286 | 14308154.1186 | 14308154.1186 | 11772186.6032 | 6159593.5296 | 0 | 55304219.309 | 87544153.5604 | 316227.766 | 16.8999 | 3272.4621 | 5180.164 | 66.7136 | 105.6046
1 | 3600 | 707 | 0.045 | 15 | 15 | 7 | 4.217e-10 | 5spot_SharedNeighbor | CO2 | Porous | Wet | R600a | MinimizeLCOE_Brownfield | IgnoreSilica | 2019 | 146.395 | 32.0261 | 4.2514 | 4 | 3254.4037 | 5150.2542 | 66.3454 | 104.9949 | 120.4173 | 11.5697 | 107.0781 | 6907328.6531 | 0 | 4915336.4239 | 0 | 0 | 0 | 1115613.8591 | 5045928.785 | 13128471.6364 | 8960451.6549 | 40073131.0124 | 961560.8286 | 14308154.1186 | 14308154.1186 | 11772186.6032 | 6159593.5296 | 0 | 55342845.9596 | 87582780.211 | 421696.5034 | 17.0055 | 3254.4037 | 5150.2542 | 66.3454 | 104.9949
1 | 3600 | 707 | 0.045 | 15 | 15 | 7 | 5.6234e-10 | 5spot_SharedNeighbor | CO2 | Porous | Wet | R600a | MinimizeLCOE_Brownfield | IgnoreSilica | 2019 | 146.9286 | 32.1502 | 4.2712 | 4 | 3240.8258 | 5127.8704 | 66.0686 | 104.5386 | 120.3525 | 11.5525 | 106.0105 | 6920645.9754 | 0 | 4929664.337 | 0 | 0 | 0 | 1096453.968 | 5049238.0694 | 13137081.7153 | 8966328.2107 | 40099412.2758 | 961560.8286 | 14308154.1186 | 14308154.1186 | 11772186.6032 | 6159593.5296 | 0 | 55369127.223 | 87609061.4744 | 562341.3252 | 17.0849 | 3240.8258 | 5127.8704 | 66.0686 | 104.5386
1 | 3600 | 707 | 0.045 | 15 | 15 | 7 | 7.4989e-10 | 5spot_SharedNeighbor | CO2 | Porous | Wet | R600a | MinimizeLCOE_Brownfield | IgnoreSilica | 2019 | 147.3307 | 32.2437 | 4.2862 | 4 | 3230.6226 | 5111.0815 | 65.8606 | 104.1963 | 120.3034 | 11.5396 | 104.0029 | 6930635.8895 | 0 | 4940454.3133 | 0 | 0 | 0 | 1081801.8402 | 5051627.8968 | 13143299.556 | 8970572.0148 | 40118391.5105 | 961560.8286 | 14308154.1186 | 14308154.1186 | 11772186.6032 | 6159593.5296 | 0 | 55388106.4577 | 87628040.7091 | 749894.2093 | 17.1447 | 3230.6226 | 5111.0815 | 65.8606 | 104.1963
1 | 3600 | 707 | 0.045 | 15 | 15 | 7 | 1e-09 | 5spot_SharedNeighbor | CO2 | Porous | Wet | R600a | MinimizeLCOE_Brownfield | IgnoreSilica | 2019 | 147.6324 | 32.3139 | 4.2974 | 4 | 3222.9588 | 5098.4956 | 65.7044 | 103.9397 | 120.2664 | 11.5298 | 101.8968 | 6938106.3787 | 0 | 4948547.1256 | 0 | 0 | 0 | 1070637.0756 | 5053343.3262 | 13147762.7515 | 8973618.2374 | 40132014.895 | 961560.8286 | 14308154.1186 | 14308154.1186 | 11772186.6032 | 6159593.5296 | 0 | 55401729.8422 | 87641664.0936 | 1000000 | 17.1897 | 3222.9588 | 5098.4956 | 65.7044 | 103.9397
1 | 3600 | 707 | 0.045 | 15 | 15 | 7 | 1.3335e-09 | 5spot_SharedNeighbor | CO2 | Porous | Wet | R600a | MinimizeLCOE_Brownfield | IgnoreSilica | 2019 | 147.8714 | 32.3693 | 4.3061 | 4 | 3217.2046 | 5088.9727 | 65.5871 | 103.7456 | 120.2371 | 11.522 | 92.3244 | 6944008.5297 | 0 | 4954953.2196 | 0 | 0 | 0 | 1062343.2333 | 5054908.9432 | 13151836.1658 | 8976398.4264 | 40144448.518 | 961560.8286 | 14308154.1186 | 14308154.1186 | 11772186.6032 | 6159593.5296 | 0 | 55414163.4651 | 87654097.7166 | 1333521.4322 | 17.2243 | 3217.2046 | 5088.9727 | 65.5871 | 103.7456
1 | 3600 | 707 | 0.045 | 15 | 15 | 7 | 1.7783e-09 | 5spot_SharedNeighbor | CO2 | Porous | Wet | R600a | MinimizeLCOE_Brownfield | IgnoreSilica | 2019 | 148.0345 | 32.4074 | 4.3123 | 4 | 3212.8854 | 5081.9437 | 65.499 | 103.6023 | 120.2169 | 11.5167 | 100.016 | 6948028.4398 | 0 | 4959326.808 | 0 | 0 | 0 | 1055835.1537 | 5055644.2566 | 13153749.3004 | 8977704.18 | 40150288.1384 | 961560.8286 | 14308154.1186 | 14308154.1186 | 11772186.6032 | 6159593.5296 | 0 | 55420003.0856 | 87659937.337 | 1778279.41 | 17.2493 | 3212.8854 | 5081.9437 | 65.499 | 103.6023
1 | 3600 | 707 | 0.045 | 15 | 15 | 7 | 2.3714e-09 | 5spot_SharedNeighbor | CO2 | Porous | Wet | R600a | MinimizeLCOE_Brownfield | IgnoreSilica | 2019 | 148.166 | 32.4379 | 4.3172 | 4 | 3209.6441 | 5076.6104 | 65.4329 | 103.4936 | 120.2007 | 11.5124 | 102.0424 | 6951265.2424 | 0 | 4962850.9822 | 0 | 0 | 0 | 1051052.2096 | 5056415.6893 | 13155756.4102 | 8979074.0737 | 40156414.6074 | 961560.8286 | 14308154.1186 | 14308154.1186 | 11772186.6032 | 6159593.5296 | 0 | 55426129.5546 | 87666063.8061 | 2371373.7057 | 17.2686 | 3209.6441 | 5076.6104 | 65.4329 | 103.4936
1 | 3600 | 707 | 0.045 | 15 | 15 | 7 | 3.1623e-09 | 5spot_SharedNeighbor | CO2 | Porous | Wet | R600a | MinimizeLCOE_Brownfield | IgnoreSilica | 2019 | 148.2586 | 32.4596 | 4.3207 | 4 | 3207.2121 | 5072.6527 | 65.3834 | 103.4129 | 120.1893 | 11.5094 | 99.9857 | 6953541.093 | 0 | 4965332.4196 | 0 | 0 | 0 | 1047360.9332 | 5056831.4339 | 13156838.0922 | 8979812.3439 | 40159716.3158 | 961560.8286 | 14308154.1186 | 14308154.1186 | 11772186.6032 | 6159593.5296 | 0 | 55429431.2629 | 87669365.5144 | 3162277.6602 | 17.2827 | 3207.2121 | 5072.6527 | 65.3834 | 103.4129
1 | 3600 | 707 | 0.045 | 15 | 15 | 7 | 4.217e-09 | 5spot_SharedNeighbor | CO2 | Porous | Wet | R600a | MinimizeLCOE_Brownfield | IgnoreSilica | 2019 | 148.3387 | 32.478 | 4.3235 | 4 | 3205.3876 | 5069.6121 | 65.3462 | 103.3509 | 120.1794 | 11.5068 | 118.7199 | 6955509.6004 | 0 | 4967478.1776 | 0 | 0 | 0 | 1044733.5026 | 5057411.2995 | 13158346.7835 | 8980842.0567 | 40164321.4203 | 961560.8286 | 14308154.1186 | 14308154.1186 | 11772186.6032 | 6159593.5296 | 0 | 55434036.3675 | 87673970.6189 | 4216965.0343 | 17.294 | 3205.3876 | 5069.6121 | 65.3462 | 103.3509
1 | 3600 | 707 | 0.045 | 15 | 15 | 7 | 5.6234e-09 | 5spot_SharedNeighbor | CO2 | Porous | Wet | R600a | MinimizeLCOE_Brownfield | IgnoreSilica | 2019 | 148.3971 | 32.4915 | 4.3256 | 4 | 3204.019 | 5067.3439 | 65.3183 | 103.3047 | 120.1722 | 11.5049 | 114.803 | 6956942.3395 | 0 | 4969041.1552 | 0 | 0 | 0 | 1042732.5874 | 5057799.272 | 13159356.2085 | 8981531.0101 | 40167402.5727 | 961560.8286 | 14308154.1186 | 14308154.1186 | 11772186.6032 | 6159593.5296 | 0 | 55437117.5199 | 87677051.7713 | 5623413.2519 | 17.3024 | 3204.019 | 5067.3439 | 65.3183 | 103.3047
1 | 3600 | 707 | 0.045 | 15 | 15 | 7 | 7.4989e-09 | 5spot_SharedNeighbor | CO2 | Porous | Wet | R600a | MinimizeLCOE_Brownfield | IgnoreSilica | 2019 | 148.4313 | 32.4997 | 4.327 | 4 | 3202.9925 | 5065.708 | 65.2973 | 103.2713 | 120.1679 | 11.5038 | 117.9579 | 6957781.8143 | 0 | 4969959.0371 | 0 | 0 | 0 | 1041094.0688 | 5057845.6189 | 13159476.7936 | 8981613.3119 | 40167770.6447 | 961560.8286 | 14308154.1186 | 14308154.1186 | 11772186.6032 | 6159593.5296 | 0 | 55437485.5919 | 87677419.8433 | 7498942.0933 | 17.308 | 3202.9925 | 5065.708 | 65.2973 | 103.2713
1 | 3600 | 707 | 0.045 | 15 | 15 | 7 | 1e-08 | 5spot_SharedNeighbor | CO2 | Porous | Wet | R600a | MinimizeLCOE_Brownfield | IgnoreSilica | 2019 | 148.4554 | 32.5054 | 4.328 | 4 | 3202.2225 | 5064.4923 | 65.2816 | 103.2465 | 120.1649 | 11.503 | 119.7124 | 6958371.1963 | 0 | 4970604.0099 | 0 | 0 | 0 | 1039840.6059 | 5057838.1667 | 13159457.4045 | 8981600.0784 | 40167711.4617 | 961560.8286 | 14308154.1186 | 14308154.1186 | 11772186.6032 | 6159593.5296 | 0 | 55437426.4089 | 87677360.6603 | 10000000 | 17.3122 | 3202.2225 | 5064.4923 | 65.2816 | 103.2465
1 | 3700 | 707 | 0.045 | 15 | 15 | 7 | 1e-13 | 5spot_SharedNeighbor | CO2 | Porous | Wet | R600a | MinimizeLCOE_Brownfield | IgnoreSilica | 2019 | 1.7681 | 0.14012 | 0.0098121 | 4 | 446257.556 | 1292053.0004 | 9097.5639 | 26340.248 | 89.8698 | 12.8113 | 193.8035 | 237629.4663 | 0 | 127197.7533 | 0 | 0 | 0 | 203642.4891 | 221703.1864 | 576826.2134 | 393695.7433 | 1760694.8518 | 961560.8286 | 14792674.8026 | 14792674.8026 | 12077081.6056 | 6326428.6422 | 0 | 17514930.483 | 50711115.5334 | 100 | 0.039248 | 446257.556 | 1292053.0004 | 9097.5639 | 26340.248
1 | 3700 | 707 | 0.045 | 15 | 15 | 7 | 1.3335e-13 | 5spot_SharedNeighbor | CO2 | Porous | Wet | R600a | MinimizeLCOE_Brownfield | IgnoreSilica | 2019 | 2.4293 | 0.25304 | 0.019423 | 4 | 233106.0544 | 660394.5362 | 4752.1822 | 13463.0359 | 98.0158 | 13.1952 | 273.6368 | 322555.7696 | 0 | 179895.9824 | 0 | 0 | 0 | 258174.2713 | 296644.1491 | 771807.2258 | 526774.2907 | 2355851.6888 | 961560.8286 | 14792674.8026 | 14792674.8026 | 12077081.6056 | 6326428.6422 | 0 | 18110087.3201 | 51306272.3704 | 133.3521 | 0.07769 | 233106.0544 | 660394.5362 | 4752.1822 | 13463.0359
1 | 3700 | 707 | 0.045 | 15 | 15 | 7 | 1.7783e-13 | 5spot_SharedNeighbor | CO2 | Porous | Wet | R600a | MinimizeLCOE_Brownfield | IgnoreSilica | 2019 | 3.3271 | 0.41806 | 0.033812 | 4 | 139268.3314 | 384714.8773 | 2839.1733 | 7842.9331 | 105.1601 | 13.4899 | 50.3633 | 429745.1072 | 0 | 238115.8964 | 0 | 0 | 0 | 327067.2193 | 388022.0069 | 1009553.6678 | 689041.1225 | 3081545.0201 | 961560.8286 | 14792674.8026 | 14792674.8026 | 12077081.6056 | 6326428.6422 | 0 | 18835780.6514 | 52031965.7017 | 177.8279 | 0.13525 | 139268.3314 | 384714.8773 | 2839.1733 | 7842.9331
1 | 3700 | 707 | 0.045 | 15 | 15 | 7 | 2.3714e-13 | 5spot_SharedNeighbor | CO2 | Porous | Wet | R600a | MinimizeLCOE_Brownfield | IgnoreSilica | 2019 | 4.4092 | 0.63132 | 0.054121 | 4 | 90574.4574 | 243915.993 | 1846.4828 | 4972.5574 | 110.6584 | 13.6934 | 54.0916 | 549072.2791 | 0 | 298275.6479 | 0 | 0 | 0 | 396916.0215 | 485262.9399 | 1262554.6285 | 861719.4769 | 3853800.9938 | 961560.8286 | 14792674.8026 | 14792674.8026 | 12077081.6056 | 6326428.6422 | 0 | 19608036.6251 | 52804221.6754 | 237.1374 | 0.21649 | 90574.4574 | 243915.993 | 1846.4828 | 4972.5574
1 | 3700 | 707 | 0.045 | 15 | 15 | 7 | 3.1623e-13 | 5spot_SharedNeighbor | CO2 | Porous | Wet | R600a | MinimizeLCOE_Brownfield | IgnoreSilica | 2019 | 5.7749 | 0.91047 | 0.081829 | 4 | 62631.3293 | 164050.8191 | 1276.8244 | 3344.3978 | 115.1105 | 13.8447 | 75.2488 | 688007.4365 | 0 | 370139.892 | 0 | 0 | 0 | 474170.8274 | 597604.0808 | 1554843.2328 | 1061212.4552 | 4745977.9248 | 961560.8286 | 14792674.8026 | 14792674.8026 | 12077081.6056 | 6326428.6422 | 0 | 20500213.5561 | 53696398.6064 | 316.2278 | 0.32732 | 62631.3293 | 164050.8191 | 1276.8244 | 3344.3978
1 | 3700 | 707 | 0.045 | 15 | 15 | 7 | 4.217e-13 | 5spot_SharedNeighbor | CO2 | Porous | Wet | R600a | MinimizeLCOE_Brownfield | IgnoreSilica | 2019 | 7.507 | 1.2726 | 0.11904 | 4 | 45236.9816 | 114955.4376 | 922.2171 | 2343.5221 | 118.7088 | 13.9584 | 68.4806 | 850646.3279 | 0 | 456569.3769 | 0 | 0 | 0 | 560628.0791 | 728459.0757 | 1895301.0875 | 1293581.9368 | 5785185.884 | 961560.8286 | 14792674.8026 | 14792674.8026 | 12077081.6056 | 6326428.6422 | 0 | 21539421.5152 | 54735606.5656 | 421.6965 | 0.47615 | 45236.9816 | 114955.4376 | 922.2171 | 2343.5221
1 | 3700 | 707 | 0.045 | 15 | 15 | 7 | 5.6234e-13 | 5spot_SharedNeighbor | CO2 | Porous | Wet | R600a | MinimizeLCOE_Brownfield | IgnoreSilica | 2019 | 9.7339 | 1.7443 | 0.16861 | 4 | 33765.8798 | 82985.8193 | 688.3631 | 1691.7782 | 121.6288 | 14.0443 | 52.8149 | 1043750.9575 | 0 | 562033.2126 | 0 | 0 | 0 | 660424.3826 | 883821.3355 | 2299521.8184 | 1569470.8915 | 7019022.5982 | 961560.8286 | 14792674.8026 | 14792674.8026 | 12077081.6056 | 6326428.6422 | 0 | 22773258.2294 | 55969443.2798 | 562.3413 | 0.67445 | 33765.8798 | 82985.8193 | 688.3631 | 1691.7782
1 | 3700 | 707 | 0.045 | 15 | 15 | 7 | 7.4989e-13 | 5spot_SharedNeighbor | CO2 | Porous | Wet | R600a | MinimizeLCOE_Brownfield | IgnoreSilica | 2019 | 12.5307 | 2.3435 | 0.23383 | 4 | 25871.1986 | 61363.4225 | 527.4194 | 1250.9764 | 123.9285 | 14.1062 | 58.2967 | 1268051.1136 | 0 | 687879.1619 | 0 | 0 | 0 | 770136.7816 | 1063166.1523 | 2766140.2429 | 1887947.5543 | 8443321.0067 | 961560.8286 | 14792674.8026 | 14792674.8026 | 12077081.6056 | 6326428.6422 | 0 | 24197556.6379 | 57393741.6883 | 749.8942 | 0.93531 | 25871.1986 | 61363.4225 | 527.4194 | 1250.9764
1 | 3700 | 707 | 0.045 | 15 | 15 | 7 | 1e-12 | 5spot_SharedNeighbor | CO2 | Porous | Wet | R600a | MinimizeLCOE_Brownfield | IgnoreSilica | 2019 | 16.0649 | 3.1062 | 0.31914 | 4 | 20257.0157 | 46261.243 | 412.9667 | 943.098 | 125.7432 | 14.1481 | 68.0804 | 1530655.5486 | 0 | 839141.1374 | 0 | 0 | 0 | 892848.1819 | 1272431.4985 | 3310605.7475 | 2259556.4488 | 10105238.5627 | 961560.8286 | 14792674.8026 | 14792674.8026 | 12077081.6056 | 6326428.6422 | 0 | 25859474.1939 | 59055659.2443 | 1000 | 1.2766 | 20257.0157 | 46261.243 | 412.9667 | 943.098
1 | 3700 | 707 | 0.045 | 15 | 15 | 7 | 1.3335e-12 | 5spot_SharedNeighbor | CO2 | Porous | Wet | R600a | MinimizeLCOE_Brownfield | IgnoreSilica | 2019 | 20.5233 | 4.0733 | 0.43 | 4 | 16162.4863 | 35462.7831 | 329.4941 | 722.9568 | 127.1614 | 14.1724 | 54.871 | 1837978.8903 | 0 | 1020774.8964 | 0 | 0 | 0 | 1030165.1602 | 1516678.3893 | 3946086.0553 | 2693284.8167 | 12044968.2081 | 961560.8286 | 14792674.8026 | 14792674.8026 | 12077081.6056 | 6326428.6422 | 0 | 27799203.8394 | 60995388.8897 | 1333.5214 | 1.72 | 16162.4863 | 35462.7831 | 329.4941 | 722.9568
1 | 3700 | 707 | 0.045 | 15 | 15 | 7 | 1.7783e-12 | 5spot_SharedNeighbor | CO2 | Porous | Wet | R600a | MinimizeLCOE_Brownfield | IgnoreSilica | 2019 | 26.0527 | 5.2795 | 0.57228 | 4 | 13114.2688 | 27616.0941 | 267.3521 | 562.9914 | 128.2367 | 14.1777 | 64.673 | 2192021.0036 | 0 | 1235419.5499 | 0 | 0 | 0 | 1178474.9279 | 1796307.0377 | 4673622.439 | 3189843.3479 | 14265688.306 | 961560.8286 | 14792674.8026 | 14792674.8026 | 12077081.6056 | 6326428.6422 | 0 | 30019923.9373 | 63216108.9876 | 1778.2794 | 2.2891 | 13114.2688 | 27616.0941 | 267.3521 | 562.9914
1 | 3700 | 707 | 0.045 | 15 | 15 | 7 | 2.3714e-12 | 5spot_SharedNeighbor | CO2 | Porous | Wet | R600a | MinimizeLCOE_Brownfield | IgnoreSilica | 2019 | 32.866 | 6.7728 | 0.75292 | 4 | 10807.9631 | 21830.4685 | 220.3349 | 445.0436 | 129.0256 | 14.1613 | 67.6631 | 2597726.2072 | 0 | 1487750.5031 | 0 | 0 | 0 | 1337333.2913 | 2114895.9006 | 5502525.3086 | 3755586.5887 | 16795817.7996 | 961560.8286 | 14792674.8026 | 14792674.8026 | 12077081.6056 | 6326428.6422 | 0 | 32550053.4308 | 65746238.4812 | 2371.3737 | 3.0117 | 10807.9631 | 21830.4685 | 220.3349 | 445.0436
1 | 3700 | 707 | 0.045 | 15 | 15 | 7 | 3.1623e-12 | 5spot_SharedNeighbor | CO2 | Porous | Wet | R600a | MinimizeLCOE_Brownfield | IgnoreSilica | 2019 | 41.1339 | 8.5938 | 0.97851 | 4 | 9041.1038 | 17522.3812 | 184.3151 | 357.2174 | 129.5593 | 14.118 | 77.8829 | 3055878.7451 | 0 | 1780294.9167 | 0 | 0 | 0 | 1502713.4694 | 2472165.9811 | 6432068.772 | 4390019.1027 | 19633140.9869 | 961560.8286 | 14792674.8026 | 14792674.8026 | 12077081.6056 | 6326428.6422 | 0 | 35387376.6181 | 68583561.6685 | 3162.2777 | 3.9141 | 9041.1038 | 17522.3812 | 184.3151 | 357.2174
1 | 3700 | 707 | 0.045 | 15 | 15 | 7 | 4.217e-12 | 5spot_SharedNeighbor | CO2 | Porous | Wet | R600a | MinimizeLCOE_Brownfield | IgnoreSilica | 2019 | 50.8586 | 10.7483 | 1.2526 | 4 | 7675.8666 | 14301.2959 | 156.4829 | 291.5513 | 129.8489 | 14.041 | 70.7866 | 3557592.4707 | 0 | 2109716.5377 | 0 | 0 | 0 | 1663405.5764 | 2858978.6881 | 7438476.0892 | 5076912.7763 | 22705082.1383 | 961560.8286 | 14792674.8026 | 14792674.8026 | 12077081.6056 | 6326428.6422 | 0 | 38459317.7696 | 71655502.8199 | 4216.965 | 5.0104 | 7675.8666 | 14301.2959 | 156.4829 | 291.5513
1 | 3700 | 707 | 0.045 | 15 | 15 | 7 | 5.6234e-12 | 5spot_SharedNeighbor | CO2 | Porous | Wet | R600a | MinimizeLCOE_Brownfield | IgnoreSilica | 2019 | 61.9038 | 13.2108 | 1.574 | 4 | 6616.6531 | 11889.0786 | 134.8894 | 242.3749 | 129.8944 | 13.9234 | 84.1523 | 4088098.3255 | 0 | 2468915.4555 | 0 | 0 | 0 | 1806996.1706 | 3261963.8812 | 8486960.898 | 5792525.2025 | 25905459.9332 | 961560.8286 | 14792674.8026 | 14792674.8026 | 12077081.6056 | 6326428.6422 | 0 | 41659695.5645 | 74855880.6148 | 5623.4133 | 6.2962 | 6616.6531 | 11889.0786 | 134.8894 | 242.3749
1 | 3700 | 707 | 0.045 | 15 | 15 | 7 | 7.4989e-12 | 5spot_SharedNeighbor | CO2 | Porous | Wet | R600a | MinimizeLCOE_Brownfield | IgnoreSilica | 2019 | 73.7887 | 15.8791 | 1.9323 | 4 | 5795.2541 | 10090.0721 | 118.1441 | 205.6998 | 129.6938 | 13.7629 | 76.9054 | 4619312.3182 | 0 | 2841346.4712 | 0 | 0 | 0 | 1915182.1758 | 3656577.9765 | 9513665.8275 | 6493272.4135 | 29039357.1827 | 961560.8286 | 14792674.8026 | 14792674.8026 | 12077081.6056 | 6326428.6422 | 0 | 44793592.814 | 77989777.8643 | 7498.9421 | 7.7294 | 5795.2541 | 10090.0721 | 118.1441 | 205.6998
1 | 3700 | 707 | 0.045 | 15 | 15 | 7 | 1e-11 | 5spot_SharedNeighbor | CO2 | Porous | Wet | R600a | MinimizeLCOE_Brownfield | IgnoreSilica | 2019 | 85.8427 | 18.6047 | 2.3089 | 4 | 5160.6833 | 8755.0359 | 105.2075 | 178.4832 | 129.2697 | 13.5646 | 86.5811 | 5120692.9455 | 0 | 3206972.1579 | 0 | 0 | 0 | 1974375.5656 | 4017795.8609 | 10453480.6668 | 7134715.3526 | 31908032.5493 | 961560.8286 | 14792674.8026 | 14792674.8026 | 12077081.6056 | 6326428.6422 | 0 | 47662268.1805 | 80858453.2309 | 10000 | 9.2357 | 5160.6833 | 8755.0359 | 105.2075 | 178.4832
1 | 3700 | 707 | 0.045 | 15 | 15 | 7 | 1.3335e-11 | 5spot_SharedNeighbor | CO2 | Porous | Wet | R600a | MinimizeLCOE_Brownfield | IgnoreSilica | 2019 | 97.3501 | 21.225 | 2.681 | 4 | 4673.0008 | 7768.5235 | 95.2654 | 158.3719 | 128.6789 | 13.3423 | 101.3677 | 5566674.0475 | 0 | 3546513.0311 | 0 | 0 | 0 | 1980099.4913 | 4326381.7622 | 11256357.8824 | 7682695.5498 | 34358721.7643 | 961560.8286 | 14792674.8026 | 14792674.8026 | 12077081.6056 | 6326428.6422 | 0 | 50112957.3956 | 83309142.4459 | 13335.2143 | 10.7239 | 4673.0008 | 7768.5235 | 95.2654 | 158.3719
1 | 3700 | 707 | 0.045 | 15 | 15 | 7 | 1.7783e-11 | 5spot_SharedNeighbor | CO2 | Porous | Wet | R600a | MinimizeLCOE_Brownfield | IgnoreSilica | 2019 | 107.7787 | 23.6148 | 3.0283 | 4 | 4300.1154 | 7040.5754 | 87.6637 | 143.5317 | 127.9964 | 13.1129 | 90.9232 | 5944386.662 | 0 | 3847324.447 | 0 | 0 | 0 | 1939526.8515 | 4575182.8046 | 11903687.1585 | 8124511.082 | 36334619.0055 | 961560.8286 | 14792674.8026 | 14792674.8026 | 12077081.6056 | 6326428.6422 | 0 | 52088854.6367 | 85285039.6871 | 17782.7941 | 12.1134 | 4300.1154 | 7040.5754 | 87.6637 | 143.5317
1 | 3700 | 707 | 0.045 | 15 | 15 | 7 | 2.3714e-11 | 5spot_SharedNeighbor | CO2 | Porous | Wet | R600a | MinimizeLCOE_Brownfield | IgnoreSilica | 2019 | 116.7628 | 25.6861 | 3.336 | 4 | 4016.182 | 6503.9129 | 81.8753 | 132.5911 | 127.3001 | 12.8941 | 110.4545 | 6249952.1446 | 0 | 4101813.8677 | 0 | 0 | 0 | 1864715.4198 | 4764427.7585 | 12396063.7092 | 8460568.1952 | 37837541.0951 | 961560.8286 | 14792674.8026 | 14792674.8026 | 12077081.6056 | 6326428.6422 | 0 | 53591776.7264 | 86787961.7767 | 23713.7371 | 13.344 | 4016.182 | 6503.9129 | 81.8753 | 132.5911
1 | 3700 | 707 | 0.045 | 15 | 15 | 7 | 3.1623e-11 | 5spot_SharedNeighbor | CO2 | Porous | Wet | R600a | MinimizeLCOE_Brownfield | IgnoreSilica | 2019 | 124.2024 | 27.4111 | 3.5971 | 4 | 3800.6176 | 6107.7648 | 77.4807 | 124.515 | 126.6486 | 12.6979 | 109.8768 | 6489120.1818 | 0 | 4309592.4586 | 0 | 0 | 0 | 1770686.4099 | 4902065.6296 | 12754169.2163 | 8704982.5621 | 38930616.4583 | 961560.8286 | 14792674.8026 | 14792674.8026 | 12077081.6056 | 6326428.6422 | 0 | 54684852.0895 | 87881037.1399 | 31622.7766 | 14.3884 | 3800.6176 | 6107.7648 | 77.4807 | 124.515
1 | 3700 | 707 | 0.045 | 15 | 15 | 7 | 4.217e-11 | 5spot_SharedNeighbor | CO2 | Porous | Wet | R600a | MinimizeLCOE_Brownfield | IgnoreSilica | 2019 | 130.2265 | 28.814 | 3.8122 | 4 | 3637.2796 | 5814.2241 | 74.1509 | 118.5308 | 126.0712 | 12.5291 | 115.4229 | 6673519.6733 | 0 | 4476017.289 | 0 | 0 | 0 | 1671683.609 | 5000276.0228 | 13009692.5138 | 8879382.4631 | 39710571.5711 | 961560.8286 | 14792674.8026 | 14792674.8026 | 12077081.6056 | 6326428.6422 | 0 | 55464807.2024 | 88660992.2527 | 42169.6503 | 15.249 | 3637.2796 | 5814.2241 | 74.1509 | 118.5308
1 | 3700 | 707 | 0.045 | 15 | 15 | 7 | 5.6234e-11 | 5spot_SharedNeighbor | CO2 | Porous | Wet | R600a | MinimizeLCOE_Brownfield | IgnoreSilica | 2019 | 134.9749 | 29.9244 | 3.9847 | 4 | 3513.6785 | 5596.3897 | 71.6311 | 114.09 | 125.5844 | 12.3896 | 101.2381 | 6812959.4291 | 0 | 4606114.6668 | 0 | 0 | 0 | 1576321.9849 | 5068204.4715 | 13186428.4031 | 9000008.3391 | 40250037.2944 | 961560.8286 | 14792674.8026 | 14792674.8026 | 12077081.6056 | 6326428.6422 | 0 | 56004272.9257 | 89200457.976 | 56234.1325 | 15.9389 | 3513.6785 | 5596.3897 | 71.6311 | 114.09
1 | 3700 | 707 | 0.045 | 15 | 15 | 7 | 7.4989e-11 | 5spot_SharedNeighbor | CO2 | Porous | Wet | R600a | MinimizeLCOE_Brownfield | IgnoreSilica | 2019 | 138.6607 | 30.7893 | 4.1205 | 4 | 3420.2419 | 5434.321 | 69.7263 | 110.786 | 125.187 | 12.2775 | 97.7934 | 6917558.9686 | 0 | 4706468.3187 | 0 | 0 | 0 | 1490307.4625 | 5114590.5524 | 13307115.4706 | 9082379.7426 | 40618420.5155 | 961560.8286 | 14792674.8026 | 14792674.8026 | 12077081.6056 | 6326428.6422 | 0 | 56372656.1467 | 89568841.1971 | 74989.4209 | 16.4821 | 3420.2419 | 5434.321 | 69.7263 | 110.786
1 | 3700 | 707 | 0.045 | 15 | 15 | 7 | 1e-10 | 5spot_SharedNeighbor | CO2 | Porous | Wet | R600a | MinimizeLCOE_Brownfield | IgnoreSilica | 2019 | 141.4936 | 31.4558 | 4.226 | 4 | 3349.6726 | 5313.4626 | 68.2876 | 108.3221 | 124.8698 | 12.1889 | 103.1095 | 6995765.3927 | 0 | 4783234.3764 | 0 | 0 | 0 | 1416272.4236 | 5146156.1551 | 13389242.6939 | 9138433.26 | 40869104.3017 | 961560.8286 | 14792674.8026 | 14792674.8026 | 12077081.6056 | 6326428.6422 | 0 | 56623339.9329 | 89819524.9833 | 100000 | 16.9041 | 3349.6726 | 5313.4626 | 68.2876 | 108.3221
1 | 3700 | 707 | 0.045 | 15 | 15 | 7 | 1.3335e-10 | 5spot_SharedNeighbor | CO2 | Porous | Wet | R600a | MinimizeLCOE_Brownfield | IgnoreSilica | 2019 | 143.6519 | 31.9649 | 4.3072 | 4 | 3296.4218 | 5223.2048 | 67.202 | 106.4821 | 124.6212 | 12.1201 | 95.6657 | 7054062.9144 | 0 | 4841516.6835 | 0 | 0 | 0 | 1354611.0396 | 5167574.3486 | 13444968.4399 | 9176467.2267 | 41039200.6527 | 961560.8286 | 14792674.8026 | 14792674.8026 | 12077081.6056 | 6326428.6422 | 0 | 56793436.2839 | 89989621.3343 | 133352.1432 | 17.2288 | 3296.4218 | 5223.2048 | 67.202 | 106.4821
1 | 3700 | 707 | 0.045 | 15 | 15 | 7 | 1.7783e-10 | 5spot_SharedNeighbor | CO2 | Porous | Wet | R600a | MinimizeLCOE_Brownfield | IgnoreSilica | 2019 | 145.3085 | 32.3559 | 4.3695 | 4 | 3256.2754 | 5155.5679 | 66.3836 | 105.1032 | 124.4264 | 12.0665 | 116.9187 | 7098048.2637 | 0 | 4886130.7326 | 0 | 0 | 0 | 1304867.6504 | 5182728.1922 | 13484395.6324 | 9203377.0957 | 41159547.567 | 961560.8286 | 14792674.8026 | 14792674.8026 | 12077081.6056 | 6326428.6422 | 0 | 56913783.1982 | 90109968.2486 | 177827.941 | 17.4782 | 3256.2754 | 5155.5679 | 66.3836 | 105.1032
1 | 3700 | 707 | 0.045 | 15 | 15 | 7 | 2.3714e-10 | 5spot_SharedNeighbor | CO2 | Porous | Wet | R600a | MinimizeLCOE_Brownfield | IgnoreSilica | 2019 | 146.5413 | 32.6477 | 4.4166 | 4 | 3226.0347 | 5105.0825 | 65.7671 | 104.074 | 124.279 | 12.0261 | 99.9585 | 7130346.1968 | 0 | 4919266.3886 | 0 | 0 | 0 | 1264920.3796 | 5192667.8564 | 13510256.5996 | 9221027.7372 | 41238485.1582 | 961560.8286 | 14792674.8026 | 14792674.8026 | 12077081.6056 | 6326428.6422 | 0 | 56992720.7894 | 90188905.8398 | 237137.3706 | 17.6665 | 3226.0347 | 5105.0825 | 65.7671 | 104.074
1 | 3700 | 707 | 0.045 | 15 | 15 | 7 | 3.1623e-10 | 5spot_SharedNeighbor | CO2 | Porous | Wet | R600a | MinimizeLCOE_Brownfield | IgnoreSilica | 2019 | 147.4887 | 32.8718 | 4.4526 | 4 | 3203.2739 | 5067.1481 | 65.3031 | 103.3007 | 124.1644 | 11.9949 | 97.6276 | 7154917.4329 | 0 | 4944692.7751 | 0 | 0 | 0 | 1233840.9331 | 5200045.945 | 13529452.8728 | 9234129.5882 | 41297079.5471 | 961560.8286 | 14792674.8026 | 14792674.8026 | 12077081.6056 | 6326428.6422 | 0 | 57051315.1783 | 90247500.2287 | 316227.766 | 17.8103 | 3203.2739 | 5067.1481 | 65.3031 | 103.3007
1 | 3700 | 707 | 0.045 | 15 | 15 | 7 | 4.217e-10 | 5spot_SharedNeighbor | CO2 | Porous | Wet | R600a | MinimizeLCOE_Brownfield | IgnoreSilica | 2019 | 148.1855 | 33.0372 | 4.4795 | 4 | 3186.1551 | 5038.8397 | 64.9541 | 102.7236 | 124.0794 | 11.9717 | 106.1627 | 7172845.2745 | 0 | 4963372.1098 | 0 | 0 | 0 | 1209450.9454 | 5204810.6486 | 13541849.6541 | 9242590.6461 | 41334919.2784 | 961560.8286 | 14792674.8026 | 14792674.8026 | 12077081.6056 | 6326428.6422 | 0 | 57089154.9097 | 90285339.96 | 421696.5034 | 17.9179 | 3186.1551 | 5038.8397 | 64.9541 | 102.7236
1 | 3700 | 707 | 0.045 | 15 | 15 | 7 | 5.6234e-10 | 5spot_SharedNeighbor | CO2 | Porous | Wet | R600a | MinimizeLCOE_Brownfield | IgnoreSilica | 2019 | 148.7138 | 33.1625 | 4.4998 | 4 | 3173.2876 | 5017.5936 | 64.6918 | 102.2904 | 124.0144 | 11.9541 | 113.2259 | 7186359.8796 | 0 | 4977523.7478 | 0 | 0 | 0 | 1190743.1458 | 5208304.4415 | 13550939.7867 | 9248794.8484 | 41362665.8498 | 961560.8286 | 14792674.8026 | 14792674.8026 | 12077081.6056 | 6326428.6422 | 0 | 57116901.4811 | 90313086.5314 | 562341.3252 | 17.9993 | 3173.2876 | 5017.5936 | 64.6918 | 102.2904
1 | 3700 | 707 | 0.045 | 15 | 15 | 7 | 7.4989e-10 | 5spot_SharedNeighbor | CO2 | Porous | Wet | R600a | MinimizeLCOE_Brownfield | IgnoreSilica | 2019 | 149.1157 | 33.2578 | 4.5152 | 4 | 3163.6206 | 5001.6344 | 64.4947 | 101.9651 | 123.9648 | 11.9406 | 112.2002 | 7196596.0391 | 0 | 4988283.064 | 0 | 0 | 0 | 1176507.0882 | 5210940.6146 | 13557798.5684 | 9253476.1078 | 41383601.4822 | 961560.8286 | 14792674.8026 | 14792674.8026 | 12077081.6056 | 6326428.6422 | 0 | 57137837.1134 | 90334022.1638 | 749894.2093 | 18.0609 | 3163.6206 | 5001.6344 | 64.4947 | 101.9651
1 | 3700 | 707 | 0.045 | 15 | 15 | 7 | 1e-09 | 5spot_SharedNeighbor | CO2 | Porous | Wet | R600a | MinimizeLCOE_Brownfield | IgnoreSilica | 2019 | 149.4176 | 33.3294 | 4.5268 | 4 | 3156.361 | 4989.6698 | 64.3467 | 101.7212 | 123.9274 | 11.9304 | 107.3074 | 7204258.6484 | 0 | 4996361.0898 | 0 | 0 | 0 | 1165669.9212 | 5212852.9671 | 13562774.1173 | 9256872.0222 | 41398788.766 | 961560.8286 | 14792674.8026 | 14792674.8026 | 12077081.6056 | 6326428.6422 | 0 | 57153024.3973 | 90349209.4476 | 1000000 | 18.1073 | 3156.361 | 4989.6698 | 64.3467 | 101.7212
1 | 3700 | 707 | 0.045 | 15 | 15 | 7 | 1.3335e-09 | 5spot_SharedNeighbor | CO2 | Porous | Wet | R600a | MinimizeLCOE_Brownfield | IgnoreSilica | 2019 | 149.6345 | 33.3811 | 4.5354 | 4 | 3150.911 | 4980.7642 | 64.2356 | 101.5396 | 123.9004 | 11.9231 | 110.7745 | 7209747.5695 | 0 | 5002162.1322 | 0 | 0 | 0 | 1157305.5485 | 5213993.9476 | 13565742.7144 | 9258898.1507 | 41407850.0629 | 961560.8286 | 14792674.8026 | 14792674.8026 | 12077081.6056 | 6326428.6422 | 0 | 57162085.6942 | 90358270.7445 | 1333521.4322 | 18.1414 | 3150.911 | 4980.7642 | 64.2356 | 101.5396
1 | 3700 | 707 | 0.045 | 15 | 15 | 7 | 1.7783e-09 | 5spot_SharedNeighbor | CO2 | Porous | Wet | R600a | MinimizeLCOE_Brownfield | IgnoreSilica | 2019 | 149.8003 | 33.4205 | 4.5418 | 4 | 3146.8207 | 4974.0668 | 64.1522 | 101.4031 | 123.8797 | 11.9175 | 104.8793 | 7213935.6414 | 0 | 5006594.9387 | 0 | 0 | 0 | 1151025.1953 | 5214906.7524 | 13568117.6454 | 9260519.0899 | 41415099.2632 | 961560.8286 | 14792674.8026 | 14792674.8026 | 12077081.6056 | 6326428.6422 | 0 | 57169334.8944 | 90365519.9448 | 1778279.41 | 18.1673 | 3146.8207 | 4974.0668 | 64.1522 | 101.4031
1 | 3700 | 707 | 0.045 | 15 | 15 | 7 | 2.3714e-09 | 5spot_SharedNeighbor | CO2 | Porous | Wet | R600a | MinimizeLCOE_Brownfield | IgnoreSilica | 2019 | 149.9318 | 33.4516 | 4.5468 | 4 | 3143.7515 | 4968.9978 | 64.0896 | 101.2997 | 123.8633 | 11.9131 | 107.3339 | 7217254.5088 | 0 | 5010110.7689 | 0 | 0 | 0 | 1146390.5986 | 5215764.7917 | 13570350.0876 | 9262042.7776 | 41421913.5332 | 961560.8286 | 14792674.8026 | 14792674.8026 | 12077081.6056 | 6326428.6422 | 0 | 57176149.1645 | 90372334.2148 | 2371373.7057 | 18.1872 | 3143.7515 | 4968.9978 | 64.0896 | 101.2997
1 | 3700 | 707 | 0.045 | 15 | 15 | 7 | 3.1623e-09 | 5spot_SharedNeighbor | CO2 | Porous | Wet | R600a | MinimizeLCOE_Brownfield | IgnoreSilica | 2019 | 150.0218 | 33.4731 | 4.5504 | 4 | 3141.4487 | 4965.254 | 64.0427 | 101.2234 | 123.8521 | 11.9101 | 119.0469 | 7219522.057 | 0 | 5012516.7881 | 0 | 0 | 0 | 1142770.7172 | 5216175.7293 | 13571419.2628 | 9262772.5117 | 41425177.066 | 961560.8286 | 14792674.8026 | 14792674.8026 | 12077081.6056 | 6326428.6422 | 0 | 57179412.6973 | 90375597.7476 | 3162277.6602 | 18.2016 | 3141.4487 | 4965.254 | 64.0427 | 101.2234
1 | 3700 | 707 | 0.045 | 15 | 15 | 7 | 4.217e-09 | 5spot_SharedNeighbor | CO2 | Porous | Wet | R600a | MinimizeLCOE_Brownfield | IgnoreSilica | 2019 | 150.1 | 33.4916 | 4.5533 | 4 | 3139.7213 | 4962.3762 | 64.0075 | 101.1648 | 123.8423 | 11.9074 | 115.2978 | 7221492.3659 | 0 | 5014606.699 | 0 | 0 | 0 | 1140203.399 | 5216757.9609 | 13572934.1101 | 9263806.4261 | 41429800.9611 | 961560.8286 | 14792674.8026 | 14792674.8026 | 12077081.6056 | 6326428.6422 | 0 | 57184036.5923 | 90380221.6427 | 4216965.0343 | 18.2131 | 3139.7213 | 4962.3762 | 64.0075 | 101.1648
1 | 3700 | 707 | 0.045 | 15 | 15 | 7 | 5.6234e-09 | 5spot_SharedNeighbor | CO2 | Porous | Wet | R600a | MinimizeLCOE_Brownfield | IgnoreSilica | 2019 | 150.1487 | 33.5032 | 4.5553 | 4 | 3138.4255 | 4960.284 | 63.981 | 101.1221 | 123.8362 | 11.9058 | 110.3597 | 7222716.6843 | 0 | 5015907.83 | 0 | 0 | 0 | 1138126.4275 | 5216932.8673 | 13573389.1806 | 9264117.021 | 41431190.0106 | 961560.8286 | 14792674.8026 | 14792674.8026 | 12077081.6056 | 6326428.6422 | 0 | 57185425.6419 | 90381610.6922 | 5623413.2519 | 18.2211 | 3138.4255 | 4960.284 | 63.981 | 101.1221
1 | 3700 | 707 | 0.045 | 15 | 15 | 7 | 7.4989e-09 | 5spot_SharedNeighbor | CO2 | Porous | Wet | R600a | MinimizeLCOE_Brownfield | IgnoreSilica | 2019 | 150.1876 | 33.5125 | 4.5568 | 4 | 3137.4536 | 4958.6994 | 63.9612 | 101.0898 | 123.8313 | 11.9045 | 111.5187 | 7223694.9122 | 0 | 5016947.3047 | 0 | 0 | 0 | 1136600.8329 | 5217124.7894 | 13573888.5227 | 9264457.8322 | 41432714.1941 | 961560.8286 | 14792674.8026 | 14792674.8026 | 12077081.6056 | 6326428.6422 | 0 | 57186949.8254 | 90383134.8757 | 7498942.0933 | 18.2272 | 3137.4536 | 4958.6994 | 63.9612 | 101.0898
1 | 3700 | 707 | 0.045 | 15 | 15 | 7 | 1e-08 | 5spot_SharedNeighbor | CO2 | Porous | Wet | R600a | MinimizeLCOE_Brownfield | IgnoreSilica | 2019 | 150.2265 | 33.5215 | 4.5581 | 4 | 3136.7247 | 4957.4472 | 63.9464 | 101.0643 | 123.8265 | 11.9031 | 115.7887 | 7224674.6316 | 0 | 5017986.7256 | 0 | 0 | 0 | 1135597.4949 | 5217520.9523 | 13574919.2572 | 9265161.3297 | 41435860.3912 | 961560.8286 | 14792674.8026 | 14792674.8026 | 12077081.6056 | 6326428.6422 | 0 | 57190096.0224 | 90386281.0728 | 10000000 | 18.2324 | 3136.7247 | 4957.4472 | 63.9464 | 101.0643
1 | 3800 | 707 | 0.045 | 15 | 15 | 7 | 1e-13 | 5spot_SharedNeighbor | CO2 | Porous | Wet | R600a | MinimizeLCOE_Brownfield | IgnoreSilica | 2019 | 1.8264 | 0.14622 | 0.01055 | 4 | 428690.9044 | 1238330.2017 | 8739.4439 | 25245.0361 | 92.0285 | 13.28 | 199.2825 | 249559.125 | 0 | 131960.7212 | 0 | 0 | 0 | 214439.5145 | 232424.1507 | 604719.9634 | 412733.8007 | 1845837.2755 | 961560.8286 | 15283055.5775 | 15283055.5775 | 12387543.6942 | 6495607.7911 | 0 | 18090453.6817 | 52256660.7445 | 100 | 0.042199 | 428690.9044 | 1238330.2017 | 8739.4439 | 25245.0361
1 | 3800 | 707 | 0.045 | 15 | 15 | 7 | 1.3335e-13 | 5spot_SharedNeighbor | CO2 | Porous | Wet | R600a | MinimizeLCOE_Brownfield | IgnoreSilica | 2019 | 2.5266 | 0.26685 | 0.020964 | 4 | 223391.0814 | 630823.2948 | 4554.1294 | 12860.1861 | 100.6716 | 13.6829 | 282.6031 | 341105.3913 | 0 | 188025.0642 | 0 | 0 | 0 | 274284.3498 | 313331.774 | 815225.0029 | 556407.8156 | 2488379.3978 | 961560.8286 | 15283055.5775 | 15283055.5775 | 12387543.6942 | 6495607.7911 | 0 | 18732995.8039 | 52899202.8667 | 133.3521 | 0.083857 | 223391.0814 | 630823.2948 | 4554.1294 | 12860.1861
1 | 3800 | 707 | 0.045 | 15 | 15 | 7 | 1.7783e-13 | 5spot_SharedNeighbor | CO2 | Porous | Wet | R600a | MinimizeLCOE_Brownfield | IgnoreSilica | 2019 | 3.4586 | 0.44099 | 0.036616 | 4 | 133059.9108 | 366336.7255 | 2712.6063 | 7468.2697 | 108.0722 | 13.9845 | 52.5949 | 454358.5861 | 0 | 245615.8957 | 0 | 0 | 0 | 347280.6208 | 408429.49 | 1062649.7527 | 725280.2915 | 3243614.6368 | 961560.8286 | 15283055.5775 | 15283055.5775 | 12387543.6942 | 6495607.7911 | 0 | 19488231.043 | 53654438.1058 | 177.8279 | 0.14646 | 133059.9108 | 366336.7255 | 2712.6063 | 7468.2697
1 | 3800 | 707 | 0.045 | 15 | 15 | 7 | 2.3714e-13 | 5spot_SharedNeighbor | CO2 | Porous | Wet | R600a | MinimizeLCOE_Brownfield | IgnoreSilica | 2019 | 4.5723 | 0.66464 | 0.058571 | 4 | 86610.4712 | 232444.003 | 1765.6716 | 4738.6854 | 113.7292 | 14.1915 | 63.6956 | 579340.4712 | 0 | 307074.0638 | 0 | 0 | 0 | 420123.3414 | 509549.7718 | 1325743.9832 | 904847.5098 | 4046679.1413 | 961560.8286 | 15283055.5775 | 15283055.5775 | 12387543.6942 | 6495607.7911 | 0 | 20291295.5474 | 54457502.6102 | 237.1374 | 0.23428 | 86610.4712 | 232444.003 | 1765.6716 | 4738.6854
1 | 3800 | 707 | 0.045 | 15 | 15 | 7 | 3.1623e-13 | 5spot_SharedNeighbor | CO2 | Porous | Wet | R600a | MinimizeLCOE_Brownfield | IgnoreSilica | 2019 | 5.9944 | 0.96016 | 0.088544 | 4 | 59950.1828 | 156416.7441 | 1222.1656 | 3188.7669 | 118.3663 | 14.3473 | 60.0149 | 726568.5107 | 0 | 381352.0976 | 0 | 0 | 0 | 502648.4162 | 628121.9195 | 1634244.3891 | 1115405.3759 | 4988340.7089 | 961560.8286 | 15283055.5775 | 15283055.5775 | 12387543.6942 | 6495607.7911 | 0 | 21232957.1151 | 55399164.1779 | 316.2278 | 0.35418 | 59950.1828 | 156416.7441 | 1222.1656 | 3188.7669
1 | 3800 | 707 | 0.045 | 15 | 15 | 7 | 4.217e-13 | 5spot_SharedNeighbor | CO2 | Porous | Wet | R600a | MinimizeLCOE_Brownfield | IgnoreSilica | 2019 | 7.7971 | 1.3436 | 0.12879 | 4 | 43344.0416 | 109666.8761 | 883.6269 | 2235.7076 | 122.1059 | 14.464 | 67.4823 | 898795.4742 | 0 | 470627.8905 | 0 | 0 | 0 | 594918.8143 | 766093.4498 | 1993218.009 | 1360412.2477 | 6084065.8855 | 961560.8286 | 15283055.5775 | 15283055.5775 | 12387543.6942 | 6495607.7911 | 0 | 22328682.2917 | 56494889.3545 | 421.6965 | 0.51515 | 43344.0416 | 109666.8761 | 883.6269 | 2235.7076
1 | 3800 | 707 | 0.045 | 15 | 15 | 7 | 5.6234e-13 | 5spot_SharedNeighbor | CO2 | Porous | Wet | R600a | MinimizeLCOE_Brownfield | IgnoreSilica | 2019 | 10.0823 | 1.8371 | 0.18223 | 4 | 32385.2621 | 79257.2159 | 660.2174 | 1615.7655 | 125.1029 | 14.551 | 59.7978 | 1100507.0341 | 0 | 578069.1847 | 0 | 0 | 0 | 698322.4008 | 926990.4616 | 2411839.0293 | 1646129.6958 | 7361857.8064 | 961560.8286 | 15283055.5775 | 15283055.5775 | 12387543.6942 | 6495607.7911 | 0 | 23606474.2126 | 57772681.2754 | 562.3413 | 0.72893 | 32385.2621 | 79257.2159 | 660.2174 | 1615.7655
1 | 3800 | 707 | 0.045 | 15 | 15 | 7 | 7.4989e-13 | 5spot_SharedNeighbor | CO2 | Porous | Wet | R600a | MinimizeLCOE_Brownfield | IgnoreSilica | 2019 | 12.9787 | 2.4689 | 0.25264 | 4 | 24837.9968 | 58647.8467 | 506.3562 | 1195.6157 | 127.4902 | 14.6142 | 50.053 | 1337058.2736 | 0 | 707486.9165 | 0 | 0 | 0 | 814495.4502 | 1115025.8497 | 2901068.5377 | 1980038.888 | 8855173.9156 | 961560.8286 | 15283055.5775 | 15283055.5775 | 12387543.6942 | 6495607.7911 | 0 | 25099790.3218 | 59265997.3846 | 749.8942 | 1.0105 | 24837.9968 | 58647.8467 | 506.3562 | 1195.6157
1 | 3800 | 707 | 0.045 | 15 | 15 | 7 | 1e-12 | 5spot_SharedNeighbor | CO2 | Porous | Wet | R600a | MinimizeLCOE_Brownfield | IgnoreSilica | 2019 | 16.6056 | 3.2668 | 0.34445 | 4 | 19467.2431 | 44264.7587 | 396.8661 | 902.397 | 129.3599 | 14.6562 | 60.7343 | 1611577.8893 | 0 | 861659.2857 | 0 | 0 | 0 | 941885.2401 | 1331897.7419 | 3465324.7147 | 2365155.3231 | 10577500.1949 | 961560.8286 | 15283055.5775 | 15283055.5775 | 12387543.6942 | 6495607.7911 | 0 | 26822116.601 | 60988323.6639 | 1000 | 1.3778 | 19467.2431 | 44264.7587 | 396.8661 | 902.397
1 | 3800 | 707 | 0.045 | 15 | 15 | 7 | 1.3335e-12 | 5spot_SharedNeighbor | CO2 | Porous | Wet | R600a | MinimizeLCOE_Brownfield | IgnoreSilica | 2019 | 21.2271 | 4.2876 | 0.46405 | 4 | 15547.6448 | 33954.3297 | 316.9598 | 692.2049 | 130.8374 | 14.6803 | 51.4561 | 1936158.4762 | 0 | 1048685.796 | 0 | 0 | 0 | 1088016.9416 | 1588415.8734 | 4132732.2736 | 2820674.6959 | 12614684.0568 | 961560.8286 | 15283055.5775 | 15283055.5775 | 12387543.6942 | 6495607.7911 | 0 | 28859300.4629 | 63025507.5257 | 1333.5214 | 1.8562 | 15547.6448 | 33954.3297 | 316.9598 | 692.2049
1 | 3800 | 707 | 0.045 | 15 | 15 | 7 | 1.7783e-12 | 5spot_SharedNeighbor | CO2 | Porous | Wet | R600a | MinimizeLCOE_Brownfield | IgnoreSilica | 2019 | 26.9493 | 5.5589 | 0.6174 | 4 | 12627.9692 | 26462.7262 | 257.4382 | 539.4785 | 131.954 | 14.6841 | 62.338 | 2309399.8485 | 0 | 1269319.1423 | 0 | 0 | 0 | 1245334.4204 | 1881380.8304 | 4894966.9963 | 3340915.5565 | 14941316.7944 | 961560.8286 | 15283055.5775 | 15283055.5775 | 12387543.6942 | 6495607.7911 | 0 | 31185933.2006 | 65352140.2634 | 1778.2794 | 2.4696 | 12627.9692 | 26462.7262 | 257.4382 | 539.4785
1 | 3800 | 707 | 0.045 | 15 | 15 | 7 | 2.3714e-12 | 5spot_SharedNeighbor | CO2 | Porous | Wet | R600a | MinimizeLCOE_Brownfield | IgnoreSilica | 2019 | 33.9797 | 7.1289 | 0.81175 | 4 | 10417.805 | 20940.1844 | 212.381 | 426.894 | 132.77 | 14.6646 | 75.6778 | 2735844.7524 | 0 | 1527946.9 | 0 | 0 | 0 | 1412862.3081 | 2213895.0446 | 5760100.7737 | 3931387.1363 | 17582036.9151 | 961560.8286 | 15283055.5775 | 15283055.5775 | 12387543.6942 | 6495607.7911 | 0 | 33826653.3212 | 67992860.384 | 2371.3737 | 3.247 | 10417.805 | 20940.1844 | 212.381 | 426.894
1 | 3800 | 707 | 0.045 | 15 | 15 | 7 | 3.1623e-12 | 5spot_SharedNeighbor | CO2 | Porous | Wet | R600a | MinimizeLCOE_Brownfield | IgnoreSilica | 2019 | 42.4787 | 9.0367 | 1.0538 | 4 | 8724.0127 | 16829.3215 | 177.8508 | 343.0885 | 133.3191 | 14.6162 | 62.9239 | 3215631.4536 | 0 | 1826710.1561 | 0 | 0 | 0 | 1585984.1514 | 2585047.0469 | 6725762.1499 | 4590470.8679 | 20529605.8258 | 961560.8286 | 15283055.5775 | 15283055.5775 | 12387543.6942 | 6495607.7911 | 0 | 36774222.232 | 70940429.2948 | 3162.2777 | 4.2153 | 8724.0127 | 16829.3215 | 177.8508 | 343.0885
1 | 3800 | 707 | 0.045 | 15 | 15 | 7 | 4.217e-12 | 5spot_SharedNeighbor | CO2 | Porous | Wet | R600a | MinimizeLCOE_Brownfield | IgnoreSilica | 2019 | 52.4593 | 11.2905 | 1.3472 | 4 | 7415.1335 | 13755.1344 | 151.1675 | 280.417 | 133.614 | 14.5318 | 61.0586 | 3740199.0608 | 0 | 2162670.1099 | 0 | 0 | 0 | 1754066.2099 | 2986204.7984 | 7769492.3307 | 5302838.1628 | 23715470.6725 | 961560.8286 | 15283055.5775 | 15283055.5775 | 12387543.6942 | 6495607.7911 | 0 | 39960087.0787 | 74126294.1415 | 4216.965 | 5.389 | 7415.1335 | 13755.1344 | 151.1675 | 280.417
1 | 3800 | 707 | 0.045 | 15 | 15 | 7 | 5.6234e-12 | 5spot_SharedNeighbor | CO2 | Porous | Wet | R600a | MinimizeLCOE_Brownfield | IgnoreSilica | 2019 | 63.7233 | 13.8511 | 1.6896 | 4 | 6399.9427 | 11455.2952 | 130.4715 | 233.5317 | 133.6537 | 14.4046 | 83.1382 | 4291349.2043 | 0 | 2526800.1747 | 0 | 0 | 0 | 1902124.3655 | 3400906.7603 | 8848461.7685 | 6039256.9747 | 27008899.2481 | 961560.8286 | 15283055.5775 | 15283055.5775 | 12387543.6942 | 6495607.7911 | 0 | 43253515.6542 | 77419722.7171 | 5623.4133 | 6.7584 | 6399.9427 | 11455.2952 | 130.4715 | 233.5317
1 | 3800 | 707 | 0.045 | 15 | 15 | 7 | 7.4989e-12 | 5spot_SharedNeighbor | CO2 | Porous | Wet | R600a | MinimizeLCOE_Brownfield | IgnoreSilica | 2019 | 75.789 | 16.6135 | 2.0693 | 4 | 5613.1761 | 9740.8832 | 114.4322 | 198.5811 | 133.4386 | 14.2323 | 92.3826 | 4840740.8699 | 0 | 2902801.8772 | 0 | 0 | 0 | 2012597.7117 | 3804894.7789 | 9899555.7235 | 6756650.1968 | 30217241.158 | 961560.8286 | 15283055.5775 | 15283055.5775 | 12387543.6942 | 6495607.7911 | 0 | 46461857.5642 | 80628064.627 | 7498.9421 | 8.2773 | 5613.1761 | 9740.8832 | 114.4322 | 198.5811
1 | 3800 | 707 | 0.045 | 15 | 15 | 7 | 1e-11 | 5spot_SharedNeighbor | CO2 | Porous | Wet | R600a | MinimizeLCOE_Brownfield | IgnoreSilica | 2019 | 87.9614 | 19.4205 | 2.4661 | 4 | 5005.8527 | 8469.3944 | 102.0511 | 172.6601 | 132.9954 | 14.0215 | 98.722 | 5356523.3274 | 0 | 3270136.4399 | 0 | 0 | 0 | 2071774.1495 | 4172389.2276 | 10855700.8954 | 7409238.9234 | 33135762.9632 | 961560.8286 | 15283055.5775 | 15283055.5775 | 12387543.6942 | 6495607.7911 | 0 | 49380379.3693 | 83546586.4322 | 10000 | 9.8645 | 5005.8527 | 8469.3944 | 102.0511 | 172.6601
1 | 3800 | 707 | 0.045 | 15 | 15 | 7 | 1.3335e-11 | 5spot_SharedNeighbor | CO2 | Porous | Wet | R600a | MinimizeLCOE_Brownfield | IgnoreSilica | 2019 | 99.5233 | 22.1058 | 2.856 | 4 | 4539.5049 | 7530.2537 | 92.5439 | 153.5144 | 132.3854 | 13.7869 | 96.2998 | 5813066.2701 | 0 | 3609708.3759 | 0 | 0 | 0 | 2075968.5689 | 4484509.8538 | 11667774.7402 | 7963496.009 | 35614523.8179 | 961560.8286 | 15283055.5775 | 15283055.5775 | 12387543.6942 | 6495607.7911 | 0 | 51859140.224 | 86025347.2869 | 13335.2143 | 11.424 | 4539.5049 | 7530.2537 | 92.5439 | 153.5144
1 | 3800 | 707 | 0.045 | 15 | 15 | 7 | 1.7783e-11 | 5spot_SharedNeighbor | CO2 | Porous | Wet | R600a | MinimizeLCOE_Brownfield | IgnoreSilica | 2019 | 109.9325 | 24.5394 | 3.2177 | 4 | 4183.2159 | 6837.767 | 85.2805 | 139.3971 | 131.6886 | 13.5473 | 85.3733 | 6197308.4868 | 0 | 3908706.5617 | 0 | 0 | 0 | 2032718.1514 | 4734105.948 | 12317172.578 | 8406723.3771 | 37596735.103 | 961560.8286 | 15283055.5775 | 15283055.5775 | 12387543.6942 | 6495607.7911 | 0 | 53841351.5091 | 88007558.5719 | 17782.7941 | 12.8708 | 4183.2159 | 6837.767 | 85.2805 | 139.3971
1 | 3800 | 707 | 0.045 | 15 | 15 | 7 | 2.3714e-11 | 5spot_SharedNeighbor | CO2 | Porous | Wet | R600a | MinimizeLCOE_Brownfield | IgnoreSilica | 2019 | 118.8823 | 26.6445 | 3.5369 | 4 | 3912.115 | 6327.0877 | 79.7538 | 128.9862 | 130.9813 | 13.3196 | 111.9065 | 6507697.7482 | 0 | 4161270.5718 | 0 | 0 | 0 | 1955973.7567 | 4923727.4099 | 12810528.7252 | 8743449.085 | 39102647.2968 | 961560.8286 | 15283055.5775 | 15283055.5775 | 12387543.6942 | 6495607.7911 | 0 | 55347263.7029 | 89513470.7658 | 23713.7371 | 14.1477 | 3912.115 | 6327.0877 | 79.7538 | 128.9862
1 | 3800 | 707 | 0.045 | 15 | 15 | 7 | 3.1623e-11 | 5spot_SharedNeighbor | CO2 | Porous | Wet | R600a | MinimizeLCOE_Brownfield | IgnoreSilica | 2019 | 126.2707 | 28.3923 | 3.8068 | 4 | 3706.4273 | 5950.161 | 75.5605 | 121.3021 | 130.3229 | 13.1164 | 105.5594 | 6750018.8219 | 0 | 4366911.4346 | 0 | 0 | 0 | 1860566.0752 | 5061223.5694 | 13168265.5278 | 8987611.8035 | 40194597.2324 | 961560.8286 | 15283055.5775 | 15283055.5775 | 12387543.6942 | 6495607.7911 | 0 | 56439213.6386 | 90605420.7014 | 31622.7766 | 15.2274 | 3706.4273 | 5950.161 | 75.5605 | 121.3021
1 | 3800 | 707 | 0.045 | 15 | 15 | 7 | 4.217e-11 | 5spot_SharedNeighbor | CO2 | Porous | Wet | R600a | MinimizeLCOE_Brownfield | IgnoreSilica | 2019 | 132.2144 | 29.8051 | 4.0282 | 4 | 3550.6678 | 5671.1148 | 72.3852 | 115.6133 | 129.7442 | 12.943 | 117.0759 | 6935747.7686 | 0 | 4530596.4294 | 0 | 0 | 0 | 1760329.3153 | 5158402.6702 | 13421105.6139 | 9160180.3576 | 40966362.1549 | 961560.8286 | 15283055.5775 | 15283055.5775 | 12387543.6942 | 6495607.7911 | 0 | 57210978.561 | 91377185.6239 | 42169.6503 | 16.1127 | 3550.6678 | 5671.1148 | 72.3852 | 115.6133
1 | 3800 | 707 | 0.045 | 15 | 15 | 7 | 5.6234e-11 | 5spot_SharedNeighbor | CO2 | Porous | Wet | R600a | MinimizeLCOE_Brownfield | IgnoreSilica | 2019 | 136.8897 | 30.921 | 4.2052 | 4 | 3432.8704 | 5464.0473 | 69.9837 | 111.392 | 129.2579 | 12.8002 | 106.8022 | 7076001.0216 | 0 | 4658315.5107 | 0 | 0 | 0 | 1664432.6597 | 5225512.1849 | 13595710.8052 | 9279351.9885 | 41499324.1707 | 961560.8286 | 15283055.5775 | 15283055.5775 | 12387543.6942 | 6495607.7911 | 0 | 57743940.5769 | 91910147.6397 | 56234.1325 | 16.8209 | 3432.8704 | 5464.0473 | 69.9837 | 111.392
1 | 3800 | 707 | 0.045 | 15 | 15 | 7 | 7.4989e-11 | 5spot_SharedNeighbor | CO2 | Porous | Wet | R600a | MinimizeLCOE_Brownfield | IgnoreSilica | 2019 | 140.536 | 31.7939 | 4.3447 | 4 | 3343.8718 | 5309.8249 | 68.1694 | 108.248 | 128.8596 | 12.6849 | 120.1798 | 7181774.8168 | 0 | 4757319.5104 | 0 | 0 | 0 | 1578809.6461 | 5271982.5495 | 13716617.1616 | 9361873.0611 | 41868376.7454 | 961560.8286 | 15283055.5775 | 15283055.5775 | 12387543.6942 | 6495607.7911 | 0 | 58112993.1516 | 92279200.2144 | 74989.4209 | 17.379 | 3343.8718 | 5309.8249 | 68.1694 | 108.248
1 | 3800 | 707 | 0.045 | 15 | 15 | 7 | 1e-10 | 5spot_SharedNeighbor | CO2 | Porous | Wet | R600a | MinimizeLCOE_Brownfield | IgnoreSilica | 2019 | 143.3398 | 32.467 | 4.4531 | 4 | 3276.6915 | 5194.8097 | 66.7998 | 105.9032 | 128.5417 | 12.594 | 114.1108 | 7260931.442 | 0 | 4833099.9758 | 0 | 0 | 0 | 1505431.1431 | 5303790.3988 | 13799374.6606 | 9418356.7547 | 42120984.3751 | 961560.8286 | 15283055.5775 | 15283055.5775 | 12387543.6942 | 6495607.7911 | 0 | 58365600.7813 | 92531807.8441 | 100000 | 17.8124 | 3276.6915 | 5194.8097 | 66.7998 | 105.9032
1 | 3800 | 707 | 0.045 | 15 | 15 | 7 | 1.3335e-10 | 5spot_SharedNeighbor | CO2 | Porous | Wet | R600a | MinimizeLCOE_Brownfield | IgnoreSilica | 2019 | 145.4593 | 32.9773 | 4.5361 | 4 | 3226.0244 | 5109.0436 | 65.7669 | 104.1548 | 128.2946 | 12.5238 | 114.1907 | 7319493.1154 | 0 | 4890186.4045 | 0 | 0 | 0 | 1444217.0771 | 5325019.6728 | 13854608.8769 | 9456055.2423 | 42289580.389 | 961560.8286 | 15283055.5775 | 15283055.5775 | 12387543.6942 | 6495607.7911 | 0 | 58534196.7952 | 92700403.858 | 133352.1432 | 18.1444 | 3226.0244 | 5109.0436 | 65.7669 | 104.1548
1 | 3800 | 707 | 0.045 | 15 | 15 | 7 | 1.7783e-10 | 5spot_SharedNeighbor | CO2 | Porous | Wet | R600a | MinimizeLCOE_Brownfield | IgnoreSilica | 2019 | 147.0749 | 33.3668 | 4.5996 | 4 | 3187.8441 | 5044.8539 | 64.9885 | 102.8462 | 128.1023 | 12.4696 | 103.2833 | 7363394.387 | 0 | 4933591.4445 | 0 | 0 | 0 | 1394807.4442 | 5339799.3775 | 13893062.6369 | 9482300.7236 | 42406956.0137 | 961560.8286 | 15283055.5775 | 15283055.5775 | 12387543.6942 | 6495607.7911 | 0 | 58651572.4199 | 92817779.4827 | 177827.941 | 18.3985 | 3187.8441 | 5044.8539 | 64.9885 | 102.8462
1 | 3800 | 707 | 0.045 | 15 | 15 | 7 | 2.3714e-10 | 5spot_SharedNeighbor | CO2 | Porous | Wet | R600a | MinimizeLCOE_Brownfield | IgnoreSilica | 2019 | 148.3117 | 33.665 | 4.6482 | 4 | 3159.0966 | 4996.7092 | 64.4025 | 101.8647 | 127.9528 | 12.4276 | 119.1045 | 7396567.4665 | 0 | 4966753.9445 | 0 | 0 | 0 | 1355789.7045 | 5350453.335 | 13920782.0489 | 9501219.7918 | 42491566.2913 | 961560.8286 | 15283055.5775 | 15283055.5775 | 12387543.6942 | 6495607.7911 | 0 | 58736182.6974 | 92902389.7602 | 237137.3706 | 18.5927 | 3159.0966 | 4996.7092 | 64.4025 | 101.8647
1 | 3800 | 707 | 0.045 | 15 | 15 | 7 | 3.1623e-10 | 5spot_SharedNeighbor | CO2 | Porous | Wet | R600a | MinimizeLCOE_Brownfield | IgnoreSilica | 2019 | 149.2324 | 33.8876 | 4.6847 | 4 | 3137.4674 | 4960.7376 | 63.9615 | 101.1313 | 127.8401 | 12.3961 | 115.8471 | 7421013.7611 | 0 | 4991405.6332 | 0 | 0 | 0 | 1325007.8058 | 5357596.608 | 13939367.3799 | 9513904.6622 | 42548295.8503 | 961560.8286 | 15283055.5775 | 15283055.5775 | 12387543.6942 | 6495607.7911 | 0 | 58792912.2564 | 92959119.3192 | 316227.766 | 18.739 | 3137.4674 | 4960.7376 | 63.9615 | 101.1313
1 | 3800 | 707 | 0.045 | 15 | 15 | 7 | 4.217e-10 | 5spot_SharedNeighbor | CO2 | Porous | Wet | R600a | MinimizeLCOE_Brownfield | IgnoreSilica | 2019 | 149.9124 | 34.0523 | 4.7121 | 4 | 3121.2047 | 4933.8757 | 63.63 | 100.5837 | 127.7561 | 12.3726 | 109.1261 | 7438928.3895 | 0 | 5009590.861 | 0 | 0 | 0 | 1300933.7722 | 5362286.6788 | 13951569.9821 | 9522233.1889 | 42585542.8724 | 961560.8286 | 15283055.5775 | 15283055.5775 | 12387543.6942 | 6495607.7911 | 0 | 58830159.2786 | 92996366.3414 | 421696.5034 | 18.8485 | 3121.2047 | 4933.8757 | 63.63 | 100.5837
1 | 3800 | 707 | 0.045 | 15 | 15 | 7 | 5.6234e-10 | 5spot_SharedNeighbor | CO2 | Porous | Wet | R600a | MinimizeLCOE_Brownfield | IgnoreSilica | 2019 | 150.4434 | 34.1807 | 4.7331 | 4 | 3108.9837 | 4913.6163 | 63.3808 | 100.1707 | 127.6902 | 12.3543 | 122.619 | 7452842.2337 | 0 | 5023781.5124 | 0 | 0 | 0 | 1282733.2707 | 5366149.2365 | 13961619.5649 | 9529092.2357 | 42616218.0539 | 961560.8286 | 15283055.5775 | 15283055.5775 | 12387543.6942 | 6495607.7911 | 0 | 58860834.46 | 93027041.5229 | 562341.3252 | 18.9325 | 3108.9837 | 4913.6163 | 63.3808 | 100.1707
1 | 3800 | 707 | 0.045 | 15 | 15 | 7 | 7.4989e-10 | 5spot_SharedNeighbor | CO2 | Porous | Wet | R600a | MinimizeLCOE_Brownfield | IgnoreSilica | 2019 | 150.8332 | 34.2751 | 4.7488 | 4 | 3099.8041 | 4898.4907 | 63.1937 | 99.8624 | 127.6415 | 12.3407 | 115.755 | 7463011.5753 | 0 | 5034194.4972 | 0 | 0 | 0 | 1268677.7284 | 5368694.6824 | 13968242.2928 | 9533612.3835 | 42636433.1597 | 961560.8286 | 15283055.5775 | 15283055.5775 | 12387543.6942 | 6495607.7911 | 0 | 58881049.5659 | 93047256.6287 | 749894.2093 | 18.9951 | 3099.8041 | 4898.4907 | 63.1937 | 99.8624
1 | 3800 | 707 | 0.045 | 15 | 15 | 7 | 1e-09 | 5spot_SharedNeighbor | CO2 | Porous | Wet | R600a | MinimizeLCOE_Brownfield | IgnoreSilica | 2019 | 151.1233 | 34.3455 | 4.7605 | 4 | 3092.9117 | 4887.1696 | 63.0532 | 99.6316 | 127.6052 | 12.3306 | 112.5673 | 7470551.3615 | 0 | 5041937.4367 | 0 | 0 | 0 | 1257943.3585 | 5370468.5411 | 13972857.5094 | 9536762.3637 | 42650520.571 | 961560.8286 | 15283055.5775 | 15283055.5775 | 12387543.6942 | 6495607.7911 | 0 | 58895136.9771 | 93061344.0399 | 1000000 | 19.042 | 3092.9117 | 4887.1696 | 63.0532 | 99.6316
1 | 3800 | 707 | 0.045 | 15 | 15 | 7 | 1.3335e-09 | 5spot_SharedNeighbor | CO2 | Porous | Wet | R600a | MinimizeLCOE_Brownfield | IgnoreSilica | 2019 | 151.3519 | 34.4007 | 4.7695 | 4 | 3087.7381 | 4878.6124 | 62.9477 | 99.4571 | 127.5765 | 12.3227 | 114.508 | 7476480.2693 | 0 | 5048037.2166 | 0 | 0 | 0 | 1249972.8415 | 5372051.2277 | 13976975.3351 | 9539572.8644 | 42663089.7545 | 961560.8286 | 15283055.5775 | 15283055.5775 | 12387543.6942 | 6495607.7911 | 0 | 58907706.1607 | 93073913.2235 | 1333521.4322 | 19.0779 | 3087.7381 | 4878.6124 | 62.9477 | 99.4571
1 | 3800 | 707 | 0.045 | 15 | 15 | 7 | 1.7783e-09 | 5spot_SharedNeighbor | CO2 | Porous | Wet | R600a | MinimizeLCOE_Brownfield | IgnoreSilica | 2019 | 151.5176 | 34.4409 | 4.7761 | 4 | 3083.8555 | 4872.2336 | 62.8686 | 99.3271 | 127.5556 | 12.3169 | 104.7271 | 7480770.8904 | 0 | 5052459.9231 | 0 | 0 | 0 | 1243857.7465 | 5373064.5384 | 13979611.7618 | 9541372.2797 | 42671137.1399 | 961560.8286 | 15283055.5775 | 15283055.5775 | 12387543.6942 | 6495607.7911 | 0 | 58915753.5461 | 93081960.6089 | 1778279.41 | 19.1046 | 3083.8555 | 4872.2336 | 62.8686 | 99.3271
1 | 3800 | 707 | 0.045 | 15 | 15 | 7 | 2.3714e-09 | 5spot_SharedNeighbor | CO2 | Porous | Wet | R600a | MinimizeLCOE_Brownfield | IgnoreSilica | 2019 | 151.6445 | 34.4716 | 4.7812 | 4 | 3080.9423 | 4867.4349 | 62.8092 | 99.2292 | 127.5396 | 12.3124 | 98.9775 | 7484050.5577 | 0 | 5055844.2458 | 0 | 0 | 0 | 1239281.8328 | 5373878.8882 | 13981730.5329 | 9542818.3845 | 42677604.442 | 961560.8286 | 15283055.5775 | 15283055.5775 | 12387543.6942 | 6495607.7911 | 0 | 58922220.8482 | 93088427.911 | 2371373.7057 | 19.1247 | 3080.9423 | 4867.4349 | 62.8092 | 99.2292
1 | 3800 | 707 | 0.045 | 15 | 15 | 7 | 3.1623e-09 | 5spot_SharedNeighbor | CO2 | Porous | Wet | R600a | MinimizeLCOE_Brownfield | IgnoreSilica | 2019 | 151.7345 | 34.4935 | 4.7849 | 4 | 3078.7568 | 4863.8697 | 62.7646 | 99.1566 | 127.5282 | 12.3093 | 110.6521 | 7486373.7741 | 0 | 5058244.807 | 0 | 0 | 0 | 1235755.7763 | 5374345.9994 | 13982945.8604 | 9543647.8705 | 42681314.0877 | 961560.8286 | 15283055.5775 | 15283055.5775 | 12387543.6942 | 6495607.7911 | 0 | 58925930.4939 | 93092137.5567 | 3162277.6602 | 19.1395 | 3078.7568 | 4863.8697 | 62.7646 | 99.1566
1 | 3800 | 707 | 0.045 | 15 | 15 | 7 | 4.217e-09 | 5spot_SharedNeighbor | CO2 | Porous | Wet | R600a | MinimizeLCOE_Brownfield | IgnoreSilica | 2019 | 151.8077 | 34.5111 | 4.7877 | 4 | 3077.1173 | 4861.1604 | 62.7312 | 99.1013 | 127.519 | 12.3067 | 103.9595 | 7488261.7843 | 0 | 5060195.8618 | 0 | 0 | 0 | 1233188.2449 | 5374841.8975 | 13984236.0857 | 9544528.4758 | 42685252.35 | 961560.8286 | 15283055.5775 | 15283055.5775 | 12387543.6942 | 6495607.7911 | 0 | 58929868.7562 | 93096075.819 | 4216965.0343 | 19.151 | 3077.1173 | 4861.1604 | 62.7312 | 99.1013
1 | 3800 | 707 | 0.045 | 15 | 15 | 7 | 5.6234e-09 | 5spot_SharedNeighbor | CO2 | Porous | Wet | R600a | MinimizeLCOE_Brownfield | IgnoreSilica | 2019 | 151.864 | 34.5247 | 4.7899 | 4 | 3075.8876 | 4859.1198 | 62.7061 | 99.0597 | 127.5119 | 12.3047 | 112.7462 | 7489714.4067 | 0 | 5061697.5402 | 0 | 0 | 0 | 1231279.4911 | 5375249.6609 | 13985297.0022 | 9545252.5731 | 42688490.6743 | 961560.8286 | 15283055.5775 | 15283055.5775 | 12387543.6942 | 6495607.7911 | 0 | 58933107.0805 | 93099314.1433 | 5623413.2519 | 19.1597 | 3075.8876 | 4859.1198 | 62.7061 | 99.0597
1 | 3800 | 707 | 0.045 | 15 | 15 | 7 | 7.4989e-09 | 5spot_SharedNeighbor | CO2 | Porous | Wet | R600a | MinimizeLCOE_Brownfield | IgnoreSilica | 2019 | 151.9003 | 34.5336 | 4.7915 | 4 | 3074.9653 | 4857.6273 | 62.6873 | 99.0293 | 127.5073 | 12.3035 | 104.6932 | 7490649.0969 | 0 | 5062665.2818 | 0 | 0 | 0 | 1229755.2552 | 5375397.1572 | 13985680.7575 | 9545514.494 | 42689662.0426 | 961560.8286 | 15283055.5775 | 15283055.5775 | 12387543.6942 | 6495607.7911 | 0 | 58934278.4488 | 93100485.5116 | 7498942.0933 | 19.1658 | 3074.9653 | 4857.6273 | 62.6873 | 99.0293
1 | 3800 | 707 | 0.045 | 15 | 15 | 7 | 1e-08 | 5spot_SharedNeighbor | CO2 | Porous | Wet | R600a | MinimizeLCOE_Brownfield | IgnoreSilica | 2019 | 151.9197 | 34.5385 | 4.7925 | 4 | 3074.2735 | 4856.5575 | 62.6732 | 99.0075 | 127.5048 | 12.3028 | 106.3271 | 7491148.1782 | 0 | 5063183.8217 | 0 | 0 | 0 | 1228493.1441 | 5375301.8062 | 13985432.6736 | 9545345.1716 | 42688904.7954 | 961560.8286 | 15283055.5775 | 15283055.5775 | 12387543.6942 | 6495607.7911 | 0 | 58933521.2016 | 93099728.2644 | 10000000 | 19.1699 | 3074.2735 | 4856.5575 | 62.6732 | 99.0075
1 | 3900 | 707 | 0.045 | 15 | 15 | 7 | 1e-13 | 5spot_SharedNeighbor | CO2 | Porous | Wet | R600a | MinimizeLCOE_Brownfield | IgnoreSilica | 2019 | 1.9042 | 0.15473 | 0.011349 | 4 | 411840.6595 | 1186149.4965 | 8395.9289 | 24181.2619 | 94.4847 | 13.7639 | 211.881 | 264384.6449 | 0 | 138382.0468 | 0 | 0 | 0 | 228367.5405 | 246142.3505 | 640411.9054 | 437094.2846 | 1954782.7726 | 961560.8286 | 15779296.4433 | 15779296.4433 | 12703572.8692 | 6667130.9763 | 0 | 18695640.0446 | 53845640.3334 | 100 | 0.045395 | 411840.6595 | 1186149.4965 | 8395.9289 | 24181.2619
1 | 3900 | 707 | 0.045 | 15 | 15 | 7 | 1.3335e-13 | 5spot_SharedNeighbor | CO2 | Porous | Wet | R600a | MinimizeLCOE_Brownfield | IgnoreSilica | 2019 | 2.6238 | 0.28102 | 0.022599 | 4 | 214217.3709 | 603069.0048 | 4367.1109 | 12294.3774 | 103.3301 | 14.1711 | 304.0715 | 360048.3778 | 0 | 196244.3772 | 0 | 0 | 0 | 290647.2624 | 330306.6068 | 859390.0357 | 586551.358 | 2623188.0179 | 961560.8286 | 15779296.4433 | 15779296.4433 | 12703572.8692 | 6667130.9763 | 0 | 19364045.2899 | 54514045.5787 | 133.3521 | 0.090394 | 214217.3709 | 603069.0048 | 4367.1109 | 12294.3774
1 | 3900 | 707 | 0.045 | 15 | 15 | 7 | 1.7783e-13 | 5spot_SharedNeighbor | CO2 | Porous | Wet | R600a | MinimizeLCOE_Brownfield | IgnoreSilica | 2019 | 3.5829 | 0.46342 | 0.039568 | 4 | 127261.2151 | 349346.7257 | 2594.392 | 7121.9055 | 110.9429 | 14.4778 | 57.8655 | 478634.2009 | 0 | 252651.1473 | 0 | 0 | 0 | 366809.0956 | 428256.8331 | 1114236.4321 | 760489.2602 | 3401076.9691 | 961560.8286 | 15779296.4433 | 15779296.4433 | 12703572.8692 | 6667130.9763 | 0 | 20141934.241 | 55291934.5298 | 177.8279 | 0.15827 | 127261.2151 | 349346.7257 | 2594.392 | 7121.9055
1 | 3900 | 707 | 0.045 | 15 | 15 | 7 | 2.3714e-13 | 5spot_SharedNeighbor | CO2 | Porous | Wet | R600a | MinimizeLCOE_Brownfield | IgnoreSilica | 2019 | 4.7452 | 0.7004 | 0.063288 | 4 | 82922.2668 | 221772.0647 | 1690.4826 | 4521.1235 | 116.8447 | 14.6914 | 42.5433 | 611288.7492 | 0 | 316325.1652 | 0 | 0 | 0 | 444898.3154 | 535279.7696 | 1392688.1596 | 950538.2858 | 4251018.445 | 961560.8286 | 15779296.4433 | 15779296.4433 | 12703572.8692 | 6667130.9763 | 0 | 20991875.7169 | 56141876.0057 | 237.1374 | 0.25315 | 82922.2668 | 221772.0647 | 1690.4826 | 4521.1235
1 | 3900 | 707 | 0.045 | 15 | 15 | 7 | 3.1623e-13 | 5spot_SharedNeighbor | CO2 | Porous | Wet | R600a | MinimizeLCOE_Brownfield | IgnoreSilica | 2019 | 6.1964 | 1.0081 | 0.095551 | 4 | 57458.017 | 149424.9895 | 1171.3594 | 3046.2305 | 121.5828 | 14.8489 | 76.0513 | 764163.8731 | 0 | 391602.0186 | 0 | 0 | 0 | 529513.0926 | 657258.8039 | 1710052.5854 | 1167146.0276 | 5219736.4013 | 961560.8286 | 15779296.4433 | 15779296.4433 | 12703572.8692 | 6667130.9763 | 0 | 21960593.6732 | 57110593.962 | 316.2278 | 0.3822 | 57458.017 | 149424.9895 | 1171.3594 | 3046.2305
1 | 3900 | 707 | 0.045 | 15 | 15 | 7 | 4.217e-13 | 5spot_SharedNeighbor | CO2 | Porous | Wet | R600a | MinimizeLCOE_Brownfield | IgnoreSilica | 2019 | 8.0749 | 1.4142 | 0.13899 | 4 | 41584.9547 | 104810.9876 | 847.7656 | 2136.7137 | 125.4898 | 14.9695 | 58.3724 | 946807.507 | 0 | 483996.5098 | 0 | 0 | 0 | 628427.1404 | 803100.1513 | 2089501.8552 | 1426127.9512 | 6377961.1149 | 961560.8286 | 15779296.4433 | 15779296.4433 | 12703572.8692 | 6667130.9763 | 0 | 23118818.3869 | 58268818.6757 | 421.6965 | 0.55594 | 41584.9547 | 104810.9876 | 847.7656 | 2136.7137
1 | 3900 | 707 | 0.045 | 15 | 15 | 7 | 5.6234e-13 | 5spot_SharedNeighbor | CO2 | Porous | Wet | R600a | MinimizeLCOE_Brownfield | IgnoreSilica | 2019 | 10.4307 | 1.9323 | 0.19653 | 4 | 31102.1051 | 75814.5862 | 634.0585 | 1545.5829 | 128.5844 | 15.0581 | 62.3089 | 1158416.3415 | 0 | 593994.6913 | 0 | 0 | 0 | 736750.3587 | 970772.9427 | 2525752.0639 | 1723877.6826 | 7709564.0806 | 961560.8286 | 15779296.4433 | 15779296.4433 | 12703572.8692 | 6667130.9763 | 0 | 24450421.3526 | 59600421.6414 | 562.3413 | 0.78613 | 31102.1051 | 75814.5862 | 634.0585 | 1545.5829
1 | 3900 | 707 | 0.045 | 15 | 15 | 7 | 7.4989e-13 | 5spot_SharedNeighbor | CO2 | Porous | Wet | R600a | MinimizeLCOE_Brownfield | IgnoreSilica | 2019 | 13.4346 | 2.5991 | 0.27242 | 4 | 23877.3 | 56134.226 | 486.7711 | 1144.3721 | 131.0647 | 15.1227 | 53.6736 | 1408090.1975 | 0 | 727295.8016 | 0 | 0 | 0 | 860158.5712 | 1168262.3824 | 3039579.0755 | 2074575.1761 | 9277961.2044 | 961560.8286 | 15779296.4433 | 15779296.4433 | 12703572.8692 | 6667130.9763 | 0 | 26018818.4763 | 61168818.7651 | 749.8942 | 1.0897 | 23877.3 | 56134.226 | 486.7711 | 1144.3721
1 | 3900 | 707 | 0.045 | 15 | 15 | 7 | 1e-12 | 5spot_SharedNeighbor | CO2 | Porous | Wet | R600a | MinimizeLCOE_Brownfield | IgnoreSilica | 2019 | 17.2124 | 3.4445 | 0.3715 | 4 | 18733.0713 | 42387.1775 | 381.899 | 864.1199 | 133.0122 | 15.1659 | 56.3158 | 1699037.5797 | 0 | 886756.7561 | 0 | 0 | 0 | 996891.1344 | 1397247.3334 | 3635350.9467 | 2481201.7201 | 11096485.4705 | 961560.8286 | 15779296.4433 | 15779296.4433 | 12703572.8692 | 6667130.9763 | 0 | 27837342.7424 | 62987343.0312 | 1000 | 1.486 | 18733.0713 | 42387.1775 | 381.899 | 864.1199
1 | 3900 | 707 | 0.045 | 15 | 15 | 7 | 1.3335e-12 | 5spot_SharedNeighbor | CO2 | Porous | Wet | R600a | MinimizeLCOE_Brownfield | IgnoreSilica | 2019 | 21.9434 | 4.5099 | 0.49983 | 4 | 14975.1557 | 32556.1636 | 305.2888 | 663.7014 | 134.5246 | 15.1884 | 62.2443 | 2037158.3022 | 0 | 1076898.6515 | 0 | 0 | 0 | 1147531.3036 | 1662019.4204 | 4324233.6048 | 2951378.2894 | 13199219.5719 | 961560.8286 | 15779296.4433 | 15779296.4433 | 12703572.8692 | 6667130.9763 | 0 | 29940076.8438 | 65090077.1326 | 1333.5214 | 1.9993 | 14975.1557 | 32556.1636 | 305.2888 | 663.7014
1 | 3900 | 707 | 0.045 | 15 | 15 | 7 | 1.7783e-12 | 5spot_SharedNeighbor | CO2 | Porous | Wet | R600a | MinimizeLCOE_Brownfield | IgnoreSilica | 2019 | 27.836 | 5.8435 | 0.66453 | 4 | 12174.7835 | 25398.4336 | 248.1994 | 517.7814 | 135.6781 | 15.1905 | 63.9903 | 2428487.9344 | 0 | 1302619.0248 | 0 | 0 | 0 | 1312436.7314 | 1966982.0394 | 5117683.7829 | 3492924.3397 | 15621133.8527 | 961560.8286 | 15779296.4433 | 15779296.4433 | 12703572.8692 | 6667130.9763 | 0 | 32361991.1246 | 67511991.4134 | 1778.2794 | 2.6581 | 12174.7835 | 25398.4336 | 248.1994 | 517.7814
1 | 3900 | 707 | 0.045 | 15 | 15 | 7 | 2.3714e-12 | 5spot_SharedNeighbor | CO2 | Porous | Wet | R600a | MinimizeLCOE_Brownfield | IgnoreSilica | 2019 | 35.0929 | 7.494 | 0.87328 | 4 | 10053.8899 | 20116.4753 | 204.9621 | 410.1016 | 136.5227 | 15.1677 | 55.0128 | 2876673.5846 | 0 | 1567861.7763 | 0 | 0 | 0 | 1489356.5956 | 2314217.863 | 6021120.1682 | 4109538.2365 | 18378768.2242 | 961560.8286 | 15779296.4433 | 15779296.4433 | 12703572.8692 | 6667130.9763 | 0 | 35119625.4961 | 70269625.7849 | 2371.3737 | 3.4931 | 10053.8899 | 20116.4753 | 204.9621 | 410.1016
1 | 3900 | 707 | 0.045 | 15 | 15 | 7 | 3.1623e-12 | 5spot_SharedNeighbor | CO2 | Porous | Wet | R600a | MinimizeLCOE_Brownfield | IgnoreSilica | 2019 | 43.8166 | 9.4895 | 1.1324 | 4 | 8427.9867 | 16187.9705 | 171.8159 | 330.0137 | 137.0867 | 15.1141 | 67.8283 | 3378100.3253 | 0 | 1872591.0593 | 0 | 0 | 0 | 1669943.4366 | 2699047.5802 | 7022368.153 | 4792910.5596 | 21434961.114 | 961560.8286 | 15779296.4433 | 15779296.4433 | 12703572.8692 | 6667130.9763 | 0 | 38175818.3859 | 73325818.6747 | 3162.2777 | 4.5296 | 8427.9867 | 16187.9705 | 171.8159 | 330.0137
1 | 3900 | 707 | 0.045 | 15 | 15 | 7 | 4.217e-12 | 5spot_SharedNeighbor | CO2 | Porous | Wet | R600a | MinimizeLCOE_Brownfield | IgnoreSilica | 2019 | 54.0381 | 11.8419 | 1.4457 | 4 | 7171.5159 | 13249.9548 | 146.2011 | 270.1182 | 137.3866 | 15.022 | 71.0205 | 3925135.0626 | 0 | 2214584.2862 | 0 | 0 | 0 | 1844811.6319 | 3113967.0825 | 8101903.5861 | 5529715.675 | 24730117.3242 | 961560.8286 | 15779296.4433 | 15779296.4433 | 12703572.8692 | 6667130.9763 | 0 | 41470974.5961 | 76620974.8849 | 4216.965 | 5.7827 | 7171.5159 | 13249.9548 | 146.2011 | 270.1182
1 | 3900 | 707 | 0.045 | 15 | 15 | 7 | 5.6234e-12 | 5spot_SharedNeighbor | CO2 | Porous | Wet | R600a | MinimizeLCOE_Brownfield | IgnoreSilica | 2019 | 65.5332 | 14.5053 | 1.8098 | 4 | 6197.2883 | 11052.801 | 126.3401 | 225.3263 | 137.4203 | 14.8844 | 79.7652 | 4497818.7659 | 0 | 2584054.568 | 0 | 0 | 0 | 1997950.8527 | 3541131.4328 | 9213297.6021 | 6288264.9278 | 28122518.1492 | 961560.8286 | 15779296.4433 | 15779296.4433 | 12703572.8692 | 6667130.9763 | 0 | 44863375.4212 | 80013375.71 | 5623.4133 | 7.2392 | 6197.2883 | 11052.801 | 126.3401 | 225.3263
1 | 3900 | 707 | 0.045 | 15 | 15 | 7 | 7.4989e-12 | 5spot_SharedNeighbor | CO2 | Porous | Wet | R600a | MinimizeLCOE_Brownfield | IgnoreSilica | 2019 | 77.777 | 17.3629 | 2.2115 | 4 | 5442.7488 | 9416.3776 | 110.9578 | 191.9656 | 137.1903 | 14.7 | 86.7164 | 5065390.9659 | 0 | 2963556.0194 | 0 | 0 | 0 | 2110588.6931 | 3954418.9146 | 10288586.8529 | 7022171.9365 | 31404713.3825 | 961560.8286 | 15779296.4433 | 15779296.4433 | 12703572.8692 | 6667130.9763 | 0 | 48145570.6544 | 83295570.9432 | 7498.9421 | 8.8458 | 5442.7488 | 9416.3776 | 110.9578 | 191.9656
1 | 3900 | 707 | 0.045 | 15 | 15 | 7 | 1e-11 | 5spot_SharedNeighbor | CO2 | Porous | Wet | R600a | MinimizeLCOE_Brownfield | IgnoreSilica | 2019 | 90.0614 | 20.2513 | 2.6288 | 4 | 4860.7672 | 8203.5521 | 99.0933 | 167.2405 | 136.7278 | 14.4762 | 92.8911 | 5595322.0805 | 0 | 3332446.0357 | 0 | 0 | 0 | 2169485.3299 | 4327928.8439 | 11260383.0717 | 7685442.8241 | 34371008.1858 | 961560.8286 | 15779296.4433 | 15779296.4433 | 12703572.8692 | 6667130.9763 | 0 | 51111865.4577 | 86261865.7465 | 10000 | 10.5152 | 4860.7672 | 8203.5521 | 99.0933 | 167.2405
1 | 3900 | 707 | 0.045 | 15 | 15 | 7 | 1.3335e-11 | 5spot_SharedNeighbor | CO2 | Porous | Wet | R600a | MinimizeLCOE_Brownfield | IgnoreSilica | 2019 | 101.6692 | 23.0004 | 3.0365 | 4 | 4414.2458 | 7308.1852 | 89.9904 | 148.9872 | 136.0992 | 14.2293 | 82.4637 | 6062012.2178 | 0 | 3671842.2421 | 0 | 0 | 0 | 2171820.634 | 4643213.2867 | 12080688.5179 | 8245318.1468 | 36874895.0453 | 961560.8286 | 15779296.4433 | 15779296.4433 | 12703572.8692 | 6667130.9763 | 0 | 53615752.3173 | 88765752.6061 | 13335.2143 | 12.1461 | 4414.2458 | 7308.1852 | 89.9904 | 148.9872
1 | 3900 | 707 | 0.045 | 15 | 15 | 7 | 1.7783e-11 | 5spot_SharedNeighbor | CO2 | Porous | Wet | R600a | MinimizeLCOE_Brownfield | IgnoreSilica | 2019 | 112.0714 | 25.4806 | 3.4129 | 4 | 4073.3656 | 6648.1905 | 83.0411 | 135.5324 | 135.3875 | 13.9788 | 82.7839 | 6453080.9058 | 0 | 3969428.7683 | 0 | 0 | 0 | 2126136.8743 | 4893972.1539 | 12733111.6527 | 8690610.3422 | 38866340.6971 | 961560.8286 | 15779296.4433 | 15779296.4433 | 12703572.8692 | 6667130.9763 | 0 | 55607197.9691 | 90757198.2579 | 17782.7941 | 13.6514 | 4073.3656 | 6648.1905 | 83.0411 | 135.5324
1 | 3900 | 707 | 0.045 | 15 | 15 | 7 | 2.3714e-11 | 5spot_SharedNeighbor | CO2 | Porous | Wet | R600a | MinimizeLCOE_Brownfield | IgnoreSilica | 2019 | 120.9434 | 27.6098 | 3.7429 | 4 | 3814.1672 | 6161.9758 | 77.757 | 125.6202 | 134.6731 | 13.7433 | 102.537 | 6766614.8148 | 0 | 4218887.532 | 0 | 0 | 0 | 2046234.8429 | 5082377.504 | 13223303.7264 | 9025176.505 | 40362594.9252 | 961560.8286 | 15779296.4433 | 15779296.4433 | 12703572.8692 | 6667130.9763 | 0 | 57103452.1971 | 92253452.4859 | 23713.7371 | 14.9714 | 3814.1672 | 6161.9758 | 77.757 | 125.6202
1 | 3900 | 707 | 0.045 | 15 | 15 | 7 | 3.1623e-11 | 5spot_SharedNeighbor | CO2 | Porous | Wet | R600a | MinimizeLCOE_Brownfield | IgnoreSilica | 2019 | 128.2781 | 29.3796 | 4.0215 | 4 | 3617.6307 | 5802.7604 | 73.7503 | 118.2971 | 134.0087 | 13.5333 | 100.5626 | 7011899.2472 | 0 | 4422362.1228 | 0 | 0 | 0 | 1949323.2116 | 5219597.9868 | 13580323.275 | 9268849.6829 | 41452355.5264 | 961560.8286 | 15779296.4433 | 15779296.4433 | 12703572.8692 | 6667130.9763 | 0 | 58193212.7983 | 93343213.0871 | 31622.7766 | 16.086 | 3617.6307 | 5802.7604 | 73.7503 | 118.2971
1 | 3900 | 707 | 0.045 | 15 | 15 | 7 | 4.217e-11 | 5spot_SharedNeighbor | CO2 | Porous | Wet | R600a | MinimizeLCOE_Brownfield | IgnoreSilica | 2019 | 134.1512 | 30.8039 | 4.2491 | 4 | 3468.8849 | 5536.9688 | 70.7179 | 112.8786 | 133.4284 | 13.3551 | 101.7733 | 7199137.3185 | 0 | 4583614.6419 | 0 | 0 | 0 | 1847945.8478 | 5315972.1452 | 13831069.0659 | 9439988.8375 | 42217727.8566 | 961560.8286 | 15779296.4433 | 15779296.4433 | 12703572.8692 | 6667130.9763 | 0 | 58958585.1286 | 94108585.4174 | 42169.6503 | 16.9964 | 3468.8849 | 5536.9688 | 70.7179 | 112.8786
1 | 3900 | 707 | 0.045 | 15 | 15 | 7 | 5.6234e-11 | 5spot_SharedNeighbor | CO2 | Porous | Wet | R600a | MinimizeLCOE_Brownfield | IgnoreSilica | 2019 | 138.7728 | 31.9293 | 4.4309 | 4 | 3356.4517 | 5339.665 | 68.4258 | 108.8563 | 132.9412 | 13.2085 | 97.5679 | 7340670.0738 | 0 | 4709510.8831 | 0 | 0 | 0 | 1751754.7478 | 5382754.9248 | 14004824.1595 | 9558580.2592 | 42748095.0481 | 961560.8286 | 15779296.4433 | 15779296.4433 | 12703572.8692 | 6667130.9763 | 0 | 59488952.3201 | 94638952.6089 | 56234.1325 | 17.7238 | 3356.4517 | 5339.665 | 68.4258 | 108.8563
1 | 3900 | 707 | 0.045 | 15 | 15 | 7 | 7.4989e-11 | 5spot_SharedNeighbor | CO2 | Porous | Wet | R600a | MinimizeLCOE_Brownfield | IgnoreSilica | 2019 | 142.3607 | 32.8058 | 4.5738 | 4 | 3271.5494 | 5192.8201 | 66.695 | 105.8627 | 132.5442 | 13.0908 | 104.4333 | 7446978.9292 | 0 | 4806672.3375 | 0 | 0 | 0 | 1666016.324 | 5428670.3604 | 14124286.7043 | 9640115.9007 | 43112740.5561 | 961560.8286 | 15779296.4433 | 15779296.4433 | 12703572.8692 | 6667130.9763 | 0 | 59853597.828 | 95003598.1168 | 74989.4209 | 18.2952 | 3271.5494 | 5192.8201 | 66.695 | 105.8627
1 | 3900 | 707 | 0.045 | 15 | 15 | 7 | 1e-10 | 5spot_SharedNeighbor | CO2 | Porous | Wet | R600a | MinimizeLCOE_Brownfield | IgnoreSilica | 2019 | 145.1233 | 33.4824 | 4.6847 | 4 | 3207.4922 | 5083.2722 | 65.3891 | 103.6294 | 132.2272 | 12.9978 | 119.4743 | 7526679.6296 | 0 | 4881147.5433 | 0 | 0 | 0 | 1592940.4837 | 5460299.3861 | 14206578.9412 | 9696282.0433 | 43363928.0272 | 961560.8286 | 15779296.4433 | 15779296.4433 | 12703572.8692 | 6667130.9763 | 0 | 60104785.2991 | 95254785.5879 | 100000 | 18.7389 | 3207.4922 | 5083.2722 | 65.3891 | 103.6294
1 | 3900 | 707 | 0.045 | 15 | 15 | 7 | 1.3335e-10 | 5spot_SharedNeighbor | CO2 | Porous | Wet | R600a | MinimizeLCOE_Brownfield | IgnoreSilica | 2019 | 147.2038 | 33.9936 | 4.7695 | 4 | 3159.2025 | 5001.6365 | 64.4046 | 101.9651 | 131.9818 | 12.9265 | 115.2763 | 7585451.6362 | 0 | 4937050.3918 | 0 | 0 | 0 | 1532041.1736 | 5481271.8486 | 14261144.9867 | 9733524.4906 | 43530484.5276 | 961560.8286 | 15779296.4433 | 15779296.4433 | 12703572.8692 | 6667130.9763 | 0 | 60271341.7995 | 95421342.0883 | 133352.1432 | 19.078 | 3159.2025 | 5001.6365 | 64.4046 | 101.9651
1 | 3900 | 707 | 0.045 | 15 | 15 | 7 | 1.7783e-10 | 5spot_SharedNeighbor | CO2 | Porous | Wet | R600a | MinimizeLCOE_Brownfield | IgnoreSilica | 2019 | 148.8038 | 34.387 | 4.8346 | 4 | 3122.8286 | 4940.4467 | 63.6631 | 100.7177 | 131.7893 | 12.8708 | 123.8797 | 7629916.0126 | 0 | 4979933.6941 | 0 | 0 | 0 | 1483265.006 | 5496314.738 | 14300283.499 | 9760237.3295 | 43649950.2793 | 961560.8286 | 15779296.4433 | 15779296.4433 | 12703572.8692 | 6667130.9763 | 0 | 60390807.5513 | 95540807.8401 | 177827.941 | 19.3385 | 3122.8286 | 4940.4467 | 63.6631 | 100.7177
1 | 3900 | 707 | 0.045 | 15 | 15 | 7 | 2.3714e-10 | 5spot_SharedNeighbor | CO2 | Porous | Wet | R600a | MinimizeLCOE_Brownfield | IgnoreSilica | 2019 | 150.0024 | 34.6823 | 4.8839 | 4 | 3095.4509 | 4894.7286 | 63.105 | 99.7857 | 131.6428 | 12.8286 | 116.2117 | 7662799.6145 | 0 | 5011996.9426 | 0 | 0 | 0 | 1444385.3209 | 5506480.9324 | 14326733.8516 | 9778290.2386 | 43730686.9006 | 961560.8286 | 15779296.4433 | 15779296.4433 | 12703572.8692 | 6667130.9763 | 0 | 60471544.1725 | 95621544.4613 | 237137.3706 | 19.5356 | 3095.4509 | 4894.7286 | 63.105 | 99.7857
1 | 3900 | 707 | 0.045 | 15 | 15 | 7 | 3.1623e-10 | 5spot_SharedNeighbor | CO2 | Porous | Wet | R600a | MinimizeLCOE_Brownfield | IgnoreSilica | 2019 | 150.9233 | 34.909 | 4.9215 | 4 | 3074.8587 | 4860.3849 | 62.6852 | 99.0855 | 131.529 | 12.796 | 125.1952 | 7687821.3472 | 0 | 5036597.6344 | 0 | 0 | 0 | 1414248.4766 | 5514080.3087 | 14346505.8699 | 9791785.0474 | 43791038.6842 | 961560.8286 | 15779296.4433 | 15779296.4433 | 12703572.8692 | 6667130.9763 | 0 | 60531895.9562 | 95681896.245 | 316227.766 | 19.6861 | 3074.8587 | 4860.3849 | 62.6852 | 99.0855
1 | 3900 | 707 | 0.045 | 15 | 15 | 7 | 4.217e-10 | 5spot_SharedNeighbor | CO2 | Porous | Wet | R600a | MinimizeLCOE_Brownfield | IgnoreSilica | 2019 | 151.5908 | 35.0741 | 4.9495 | 4 | 3059.3796 | 4834.8227 | 62.3696 | 98.5644 | 131.4457 | 12.7722 | 103.5702 | 7705819.5192 | 0 | 5054411.536 | 0 | 0 | 0 | 1390484.1978 | 5518778.9487 | 14358730.7673 | 9800128.7911 | 43828353.7601 | 961560.8286 | 15779296.4433 | 15779296.4433 | 12703572.8692 | 6667130.9763 | 0 | 60569211.032 | 95719211.3208 | 421696.5034 | 19.7979 | 3059.3796 | 4834.8227 | 62.3696 | 98.5644
1 | 3900 | 707 | 0.045 | 15 | 15 | 7 | 5.6234e-10 | 5spot_SharedNeighbor | CO2 | Porous | Wet | R600a | MinimizeLCOE_Brownfield | IgnoreSilica | 2019 | 152.1218 | 35.2048 | 4.9711 | 4 | 3047.7498 | 4815.4843 | 62.1325 | 98.1702 | 131.3791 | 12.7531 | 118.604 | 7720060.8555 | 0 | 5068570.6782 | 0 | 0 | 0 | 1372699.0518 | 5522918.9283 | 14369502.1451 | 9807480.4778 | 43861232.1366 | 961560.8286 | 15779296.4433 | 15779296.4433 | 12703572.8692 | 6667130.9763 | 0 | 60602089.4086 | 95752089.6974 | 562341.3252 | 19.8842 | 3047.7498 | 4815.4843 | 62.1325 | 98.1702
1 | 3900 | 707 | 0.045 | 15 | 15 | 7 | 7.4989e-10 | 5spot_SharedNeighbor | CO2 | Porous | Wet | R600a | MinimizeLCOE_Brownfield | IgnoreSilica | 2019 | 152.4922 | 35.2967 | 4.9868 | 4 | 3039.0157 | 4801.1699 | 61.9544 | 97.8783 | 131.3324 | 12.7398 | 110.6513 | 7729947.7727 | 0 | 5078442.4753 | 0 | 0 | 0 | 1358653.8574 | 5525147.2011 | 14375299.6538 | 9811437.3966 | 43878928.3569 | 961560.8286 | 15779296.4433 | 15779296.4433 | 12703572.8692 | 6667130.9763 | 0 | 60619785.6289 | 95769785.9177 | 749894.2093 | 19.9472 | 3039.0157 | 4801.1699 | 61.9544 | 97.8783
1 | 3900 | 707 | 0.045 | 15 | 15 | 7 | 1e-09 | 5spot_SharedNeighbor | CO2 | Porous | Wet | R600a | MinimizeLCOE_Brownfield | IgnoreSilica | 2019 | 152.7823 | 35.3684 | 4.9988 | 4 | 3032.4587 | 4790.3653 | 61.8208 | 97.6581 | 131.2956 | 12.7293 | 105.5465 | 7737666.7996 | 0 | 5086168.5097 | 0 | 0 | 0 | 1348167.3452 | 5527081.0353 | 14380331.0936 | 9814871.4577 | 43894286.2412 | 961560.8286 | 15779296.4433 | 15779296.4433 | 12703572.8692 | 6667130.9763 | 0 | 60635143.5131 | 95785143.8019 | 1000000 | 19.9954 | 3032.4587 | 4790.3653 | 61.8208 | 97.6581
1 | 3900 | 707 | 0.045 | 15 | 15 | 7 | 1.3335e-09 | 5spot_SharedNeighbor | CO2 | Porous | Wet | R600a | MinimizeLCOE_Brownfield | IgnoreSilica | 2019 | 153.0038 | 35.423 | 5.008 | 4 | 3027.5372 | 4782.2419 | 61.7204 | 97.4925 | 131.2675 | 12.7213 | 123.8591 | 7743548.1772 | 0 | 5092067.077 | 0 | 0 | 0 | 1340280.9787 | 5528599.5308 | 14384281.9075 | 9817567.9693 | 43906345.6404 | 961560.8286 | 15779296.4433 | 15779296.4433 | 12703572.8692 | 6667130.9763 | 0 | 60647202.9124 | 95797203.2012 | 1333521.4322 | 20.0319 | 3027.5372 | 4782.2419 | 61.7204 | 97.4925
1 | 3900 | 707 | 0.045 | 15 | 15 | 7 | 1.7783e-09 | 5spot_SharedNeighbor | CO2 | Porous | Wet | R600a | MinimizeLCOE_Brownfield | IgnoreSilica | 2019 | 153.1696 | 35.464 | 5.0148 | 4 | 3023.8442 | 4776.1545 | 61.6452 | 97.3684 | 131.2465 | 12.7153 | 118.6085 | 7747941.2075 | 0 | 5096480.197 | 0 | 0 | 0 | 1334312.5917 | 5529706.2585 | 14387161.386 | 9819533.2725 | 43915134.9133 | 961560.8286 | 15779296.4433 | 15779296.4433 | 12703572.8692 | 6667130.9763 | 0 | 60655992.1852 | 95805992.474 | 1778279.41 | 20.0592 | 3023.8442 | 4776.1545 | 61.6452 | 97.3684
1 | 3900 | 707 | 0.045 | 15 | 15 | 7 | 2.3714e-09 | 5spot_SharedNeighbor | CO2 | Porous | Wet | R600a | MinimizeLCOE_Brownfield | IgnoreSilica | 2019 | 153.3035 | 35.4968 | 5.0201 | 4 | 3021.0734 | 4771.5315 | 61.5887 | 97.2741 | 131.2295 | 12.7105 | 96.2812 | 7751487.2149 | 0 | 5100045.037 | 0 | 0 | 0 | 1329960.0263 | 5530781.9885 | 14389960.2146 | 9821443.5306 | 43923678.0118 | 961560.8286 | 15779296.4433 | 15779296.4433 | 12703572.8692 | 6667130.9763 | 0 | 60664535.2837 | 95814535.5725 | 2371373.7057 | 20.0805 | 3021.0734 | 4771.5315 | 61.5887 | 97.2741
1 | 3900 | 707 | 0.045 | 15 | 15 | 7 | 3.1623e-09 | 5spot_SharedNeighbor | CO2 | Porous | Wet | R600a | MinimizeLCOE_Brownfield | IgnoreSilica | 2019 | 153.3935 | 35.5191 | 5.0239 | 4 | 3018.9948 | 4768.1297 | 61.5463 | 97.2048 | 131.218 | 12.7072 | 109.5359 | 7753865.7616 | 0 | 5102440.3815 | 0 | 0 | 0 | 1326516.6352 | 5531300.8835 | 14391310.2731 | 9822364.9733 | 43927798.9082 | 961560.8286 | 15779296.4433 | 15779296.4433 | 12703572.8692 | 6667130.9763 | 0 | 60668656.1801 | 95818656.4689 | 3162277.6602 | 20.0956 | 3018.9948 | 4768.1297 | 61.5463 | 97.2048
1 | 3900 | 707 | 0.045 | 15 | 15 | 7 | 4.217e-09 | 5spot_SharedNeighbor | CO2 | Porous | Wet | R600a | MinimizeLCOE_Brownfield | IgnoreSilica | 2019 | 153.4472 | 35.5328 | 5.0265 | 4 | 3017.4356 | 4765.6638 | 61.5145 | 97.1545 | 131.211 | 12.7053 | 102.4841 | 7755281.3973 | 0 | 5103869.7084 | 0 | 0 | 0 | 1323710.235 | 5531315.9229 | 14391349.4024 | 9822391.6798 | 43927918.3459 | 961560.8286 | 15779296.4433 | 15779296.4433 | 12703572.8692 | 6667130.9763 | 0 | 60668775.6178 | 95818775.9066 | 4216965.0343 | 20.1061 | 3017.4356 | 4765.6638 | 61.5145 | 97.1545
1 | 3900 | 707 | 0.045 | 15 | 15 | 7 | 5.6234e-09 | 5spot_SharedNeighbor | CO2 | Porous | Wet | R600a | MinimizeLCOE_Brownfield | IgnoreSilica | 2019 | 153.5056 | 35.5471 | 5.0288 | 4 | 3016.2661 | 4763.7037 | 61.4907 | 97.1145 | 131.2036 | 12.7032 | 108.8929 | 7756822.837 | 0 | 5105422.1398 | 0 | 0 | 0 | 1321883.2728 | 5531810.0174 | 14392634.9349 | 9823269.0821 | 43931842.284 | 961560.8286 | 15779296.4433 | 15779296.4433 | 12703572.8692 | 6667130.9763 | 0 | 60672699.556 | 95822699.8448 | 5623413.2519 | 20.1152 | 3016.2661 | 4763.7037 | 61.4907 | 97.1145
1 | 3900 | 707 | 0.045 | 15 | 15 | 7 | 7.4989e-09 | 5spot_SharedNeighbor | CO2 | Porous | Wet | R600a | MinimizeLCOE_Brownfield | IgnoreSilica | 2019 | 153.5445 | 35.5567 | 5.0304 | 4 | 3015.389 | 4762.2638 | 61.4728 | 97.0852 | 131.1987 | 12.7018 | 114.0395 | 7757849.1179 | 0 | 5106457.0285 | 0 | 0 | 0 | 1320434.5245 | 5532048.8617 | 14393256.3588 | 9823693.2167 | 43933739.1081 | 961560.8286 | 15779296.4433 | 15779296.4433 | 12703572.8692 | 6667130.9763 | 0 | 60674596.3801 | 95824596.6689 | 7498942.0933 | 20.1216 | 3015.389 | 4762.2638 | 61.4728 | 97.0852
1 | 3900 | 707 | 0.045 | 15 | 15 | 7 | 1e-08 | 5spot_SharedNeighbor | CO2 | Porous | Wet | R600a | MinimizeLCOE_Brownfield | IgnoreSilica | 2019 | 153.5787 | 35.565 | 5.0317 | 4 | 3014.7311 | 4761.1528 | 61.4594 | 97.0625 | 131.1943 | 12.7005 | 104.234 | 7758753.9133 | 0 | 5107368.6728 | 0 | 0 | 0 | 1319426.0379 | 5532363.9634 | 14394076.1888 | 9824252.7675 | 43936241.5436 | 961560.8286 | 15779296.4433 | 15779296.4433 | 12703572.8692 | 6667130.9763 | 0 | 60677098.8156 | 95827099.1044 | 10000000 | 20.1269 | 3014.7311 | 4761.1528 | 61.4594 | 97.0625
1 | 4000 | 707 | 0.045 | 15 | 15 | 7 | 1e-13 | 5spot_SharedNeighbor | CO2 | Porous | Wet | R600a | MinimizeLCOE_Brownfield | IgnoreSilica | 2019 | 1.982 | 0.16347 | 0.012197 | 4 | 395768.6293 | 1136686.3824 | 8068.2788 | 23172.8894 | 96.9414 | 14.2479 | 224.3711 | 279519.0381 | 0 | 144872.1345 | 0 | 0 | 0 | 242530.341 | 260099.3903 | 676725.2598 | 461878.8952 | 2065625.0589 | 961560.8286 | 16281397.4 | 16281397.4 | 13025169.1305 | 6840998.1979 | 0 | 19308583.2875 | 55456148.0158 | 100 | 0.048788 | 395768.6293 | 1136686.3824 | 8068.2788 | 23172.8894
1 | 4000 | 707 | 0.045 | 15 | 15 | 7 | 1.3335e-13 | 5spot_SharedNeighbor | CO2 | Porous | Wet | R600a | MinimizeLCOE_Brownfield | IgnoreSilica | 2019 | 2.7741 | 0.30287 | 0.024445 | 4 | 205083.5756 | 574760.4517 | 4180.9061 | 11717.2692 | 106.5113 | 14.6815 | 45.3297 | 386302.0907 | 0 | 205885.9894 | 0 | 0 | 0 | 315204.3064 | 353883.0308 | 920731.0547 | 628417.8639 | 2810424.336 | 961560.8286 | 16281397.4 | 16281397.4 | 13025169.1305 | 6840998.1979 | 0 | 20053382.5646 | 56200947.2929 | 133.3521 | 0.097782 | 205083.5756 | 574760.4517 | 4180.9061 | 11717.2692
1 | 4000 | 707 | 0.045 | 15 | 15 | 7 | 1.7783e-13 | 5spot_SharedNeighbor | CO2 | Porous | Wet | R600a | MinimizeLCOE_Brownfield | IgnoreSilica | 2019 | 3.7144 | 0.48753 | 0.042698 | 4 | 121847.866 | 333493.064 | 2484.0336 | 6798.7072 | 113.8637 | 14.9733 | 58.8391 | 504265.1275 | 0 | 260042.899 | 0 | 0 | 0 | 387625.7668 | 449254.1794 | 1168867.2201 | 797775.8955 | 3567831.0883 | 961560.8286 | 16281397.4 | 16281397.4 | 13025169.1305 | 6840998.1979 | 0 | 20810789.3169 | 56958354.0453 | 177.8279 | 0.17079 | 121847.866 | 333493.064 | 2484.0336 | 6798.7072
1 | 4000 | 707 | 0.045 | 15 | 15 | 7 | 2.3714e-13 | 5spot_SharedNeighbor | CO2 | Porous | Wet | R600a | MinimizeLCOE_Brownfield | IgnoreSilica | 2019 | 4.913 | 0.73623 | 0.06824 | 4 | 79486.057 | 211913.1749 | 1620.4308 | 4320.1367 | 119.9451 | 15.191 | 51.2118 | 643323.0712 | 0 | 325242.7675 | 0 | 0 | 0 | 469389.1057 | 560802.4283 | 1459092.8821 | 995860.8734 | 4453711.1282 | 961560.8286 | 16281397.4 | 16281397.4 | 13025169.1305 | 6840998.1979 | 0 | 21696669.3568 | 57844234.0851 | 237.1374 | 0.27296 | 79486.057 | 211913.1749 | 1620.4308 | 4320.1367
1 | 4000 | 707 | 0.045 | 15 | 15 | 7 | 3.1623e-13 | 5spot_SharedNeighbor | CO2 | Porous | Wet | R600a | MinimizeLCOE_Brownfield | IgnoreSilica | 2019 | 6.4204 | 1.0611 | 0.103 | 4 | 55137.7592 | 142878.778 | 1124.0578 | 2912.7771 | 124.8626 | 15.3527 | 62.2922 | 804743.0318 | 0 | 402883.8458 | 0 | 0 | 0 | 559328.2798 | 689112.5114 | 1792929.3982 | 1223711.1553 | 5472708.2221 | 961560.8286 | 16281397.4 | 16281397.4 | 13025169.1305 | 6840998.1979 | 0 | 22715666.4507 | 58863231.179 | 316.2278 | 0.41198 | 55137.7592 | 142878.778 | 1124.0578 | 2912.7771
1 | 4000 | 707 | 0.045 | 15 | 15 | 7 | 4.217e-13 | 5spot_SharedNeighbor | CO2 | Porous | Wet | R600a | MinimizeLCOE_Brownfield | IgnoreSilica | 2019 | 8.3501 | 1.486 | 0.14968 | 4 | 39947.6017 | 100323.6528 | 814.3859 | 2045.2334 | 128.8761 | 15.4751 | 68.8204 | 995525.8244 | 0 | 497149.5059 | 0 | 0 | 0 | 662121.0064 | 840370.5713 | 2186471.8428 | 1492311.9602 | 6673950.7111 | 961560.8286 | 16281397.4 | 16281397.4 | 13025169.1305 | 6840998.1979 | 0 | 23916908.9397 | 60064473.668 | 421.6965 | 0.59871 | 39947.6017 | 100323.6528 | 814.3859 | 2045.2334
1 | 4000 | 707 | 0.045 | 15 | 15 | 7 | 5.6234e-13 | 5spot_SharedNeighbor | CO2 | Porous | Wet | R600a | MinimizeLCOE_Brownfield | IgnoreSilica | 2019 | 10.7861 | 2.0312 | 0.21157 | 4 | 29907.4936 | 72620.9933 | 609.7047 | 1480.4772 | 132.0805 | 15.5657 | 53.9224 | 1218084.6965 | 0 | 610133.5692 | 0 | 0 | 0 | 776393.9128 | 1015798.7496 | 2642899.9775 | 1803833.5408 | 8067144.4465 | 961560.8286 | 16281397.4 | 16281397.4 | 13025169.1305 | 6840998.1979 | 0 | 25310102.6751 | 61457667.4034 | 562.3413 | 0.84628 | 29907.4936 | 72620.9933 | 609.7047 | 1480.4772
1 | 4000 | 707 | 0.045 | 15 | 15 | 7 | 7.4989e-13 | 5spot_SharedNeighbor | CO2 | Porous | Wet | R600a | MinimizeLCOE_Brownfield | IgnoreSilica | 2019 | 13.8802 | 2.7306 | 0.29308 | 4 | 22982.4679 | 53816.6463 | 468.5287 | 1097.1251 | 134.6401 | 15.6313 | 56.4505 | 1479698.0414 | 0 | 746532.405 | 0 | 0 | 0 | 905537.3133 | 1221389.4263 | 3177804.7458 | 2168917.0364 | 9699878.9682 | 961560.8286 | 16281397.4 | 16281397.4 | 13025169.1305 | 6840998.1979 | 0 | 26942837.1968 | 63090401.9251 | 749.8942 | 1.1723 | 22982.4679 | 53816.6463 | 468.5287 | 1097.1251
1 | 4000 | 707 | 0.045 | 15 | 15 | 7 | 1e-12 | 5spot_SharedNeighbor | CO2 | Porous | Wet | R600a | MinimizeLCOE_Brownfield | IgnoreSilica | 2019 | 17.7776 | 3.6185 | 0.39949 | 4 | 18048.1495 | 40669.2637 | 367.9359 | 829.098 | 136.6548 | 15.6748 | 65.0387 | 1785102.7089 | 0 | 909978.9349 | 0 | 0 | 0 | 1049269.8525 | 1460297.0836 | 3799393.4633 | 2593164.1084 | 11597206.1516 | 961560.8286 | 16281397.4 | 16281397.4 | 13025169.1305 | 6840998.1979 | 0 | 28840164.3802 | 64987729.1085 | 1000 | 1.598 | 18048.1495 | 40669.2637 | 367.9359 | 829.098
1 | 4000 | 707 | 0.045 | 15 | 15 | 7 | 1.3335e-12 | 5spot_SharedNeighbor | CO2 | Porous | Wet | R600a | MinimizeLCOE_Brownfield | IgnoreSilica | 2019 | 22.6692 | 4.7396 | 0.53734 | 4 | 14441.698 | 31259.5275 | 294.4135 | 637.2677 | 138.2228 | 15.6974 | 51.8094 | 2140826.4897 | 0 | 1105304.7155 | 0 | 0 | 0 | 1208604.249 | 1737346.8271 | 4520220.0654 | 3085143.0758 | 13797445.4225 | 961560.8286 | 16281397.4 | 16281397.4 | 13025169.1305 | 6840998.1979 | 0 | 31040403.6511 | 67187968.3794 | 1333.5214 | 2.1494 | 14441.698 | 31259.5275 | 294.4135 | 637.2677
1 | 4000 | 707 | 0.045 | 15 | 15 | 7 | 1.7783e-12 | 5spot_SharedNeighbor | CO2 | Porous | Wet | R600a | MinimizeLCOE_Brownfield | IgnoreSilica | 2019 | 28.7445 | 6.1398 | 0.71403 | 4 | 11751.7227 | 24407.8628 | 239.5748 | 497.5873 | 139.4136 | 15.6968 | 60.1044 | 2551297.8284 | 0 | 1336521.1879 | 0 | 0 | 0 | 1381841.2443 | 2055167.5016 | 5347124.2664 | 3649522.1842 | 16321474.2128 | 961560.8286 | 16281397.4 | 16281397.4 | 13025169.1305 | 6840998.1979 | 0 | 33564432.4414 | 69711997.1697 | 1778.2794 | 2.8561 | 11751.7227 | 24407.8628 | 239.5748 | 497.5873
1 | 4000 | 707 | 0.045 | 15 | 15 | 7 | 2.3714e-12 | 5spot_SharedNeighbor | CO2 | Porous | Wet | R600a | MinimizeLCOE_Brownfield | IgnoreSilica | 2019 | 36.1964 | 7.8663 | 0.93743 | 4 | 9713.8721 | 19353.9149 | 198.0304 | 394.5557 | 140.2825 | 15.6705 | 74.637 | 3019616.7405 | 0 | 1607181.0547 | 0 | 0 | 0 | 1566252.3079 | 2415289.5403 | 6284087.9397 | 4289019.144 | 19181446.7272 | 961560.8286 | 16281397.4 | 16281397.4 | 13025169.1305 | 6840998.1979 | 0 | 36424404.9558 | 72571969.6841 | 2371.3737 | 3.7497 | 9713.8721 | 19353.9149 | 198.0304 | 394.5557
1 | 4000 | 707 | 0.045 | 15 | 15 | 7 | 3.1623e-12 | 5spot_SharedNeighbor | CO2 | Porous | Wet | R600a | MinimizeLCOE_Brownfield | IgnoreSilica | 2019 | 45.1512 | 9.9529 | 1.2144 | 4 | 8151.1651 | 15592.8841 | 166.1725 | 317.882 | 140.8622 | 15.6113 | 63.1341 | 3543439.0478 | 0 | 1918086.2606 | 0 | 0 | 0 | 1754766.4057 | 2814353.7685 | 7322371.2023 | 4997668.8052 | 22350685.4901 | 961560.8286 | 16281397.4 | 16281397.4 | 13025169.1305 | 6840998.1979 | 0 | 39593643.7187 | 75741208.447 | 3162.2777 | 4.8574 | 8151.1651 | 15592.8841 | 166.1725 | 317.882
1 | 4000 | 707 | 0.045 | 15 | 15 | 7 | 4.217e-12 | 5spot_SharedNeighbor | CO2 | Porous | Wet | R600a | MinimizeLCOE_Brownfield | IgnoreSilica | 2019 | 55.6381 | 12.4113 | 1.5485 | 4 | 6943.5192 | 12779.2673 | 141.553 | 260.5226 | 141.167 | 15.5109 | 83.7462 | 4114550.2008 | 0 | 2266887.6415 | 0 | 0 | 0 | 1937648.4378 | 3244443.6493 | 8441376.8485 | 5761413.1521 | 25766319.93 | 961560.8286 | 16281397.4 | 16281397.4 | 13025169.1305 | 6840998.1979 | 0 | 43009278.1586 | 79156842.8869 | 4216.965 | 6.1942 | 6943.5192 | 12779.2673 | 141.553 | 260.5226
1 | 4000 | 707 | 0.045 | 15 | 15 | 7 | 5.6234e-12 | 5spot_SharedNeighbor | CO2 | Porous | Wet | R600a | MinimizeLCOE_Brownfield | IgnoreSilica | 2019 | 67.336 | 15.1736 | 1.9347 | 4 | 6007.4766 | 10678.5112 | 122.4705 | 217.6959 | 141.1938 | 15.3628 | 83.7318 | 4707531.2555 | 0 | 2640766.6205 | 0 | 0 | 0 | 2094545.5307 | 3682708.9286 | 9581653.2048 | 6539675.1955 | 29246880.7356 | 961560.8286 | 16281397.4 | 16281397.4 | 13025169.1305 | 6840998.1979 | 0 | 46489838.9642 | 82637403.6926 | 5623.4133 | 7.7387 | 6007.4766 | 10678.5112 | 122.4705 | 217.6959
1 | 4000 | 707 | 0.045 | 15 | 15 | 7 | 7.4989e-12 | 5spot_SharedNeighbor | CO2 | Porous | Wet | R600a | MinimizeLCOE_Brownfield | IgnoreSilica | 2019 | 79.7527 | 18.1273 | 2.3587 | 4 | 5282.9781 | 9114.2324 | 107.7007 | 185.806 | 140.9485 | 15.1657 | 80.6062 | 5293171.071 | 0 | 3023629.8506 | 0 | 0 | 0 | 2209136.7796 | 4105115.7034 | 10680668.9853 | 7289776.0483 | 32601498.4381 | 961560.8286 | 16281397.4 | 16281397.4 | 13025169.1305 | 6840998.1979 | 0 | 49844456.6667 | 85992021.395 | 7498.9421 | 9.4349 | 5282.9781 | 9114.2324 | 107.7007 | 185.806
1 | 4000 | 707 | 0.045 | 15 | 15 | 7 | 1e-11 | 5spot_SharedNeighbor | CO2 | Porous | Wet | R600a | MinimizeLCOE_Brownfield | IgnoreSilica | 2019 | 92.1297 | 21.0939 | 2.7966 | 4 | 4724.6068 | 7955.9486 | 96.3175 | 162.1928 | 140.4674 | 14.9289 | 85.2768 | 5836421.689 | 0 | 3393532.6801 | 0 | 0 | 0 | 2267033.8747 | 4483825.4151 | 11665993.971 | 7962280.5974 | 35609088.2273 | 961560.8286 | 16281397.4 | 16281397.4 | 13025169.1305 | 6840998.1979 | 0 | 52852046.4559 | 88999611.1843 | 10000 | 11.1865 | 4724.6068 | 7955.9486 | 96.3175 | 162.1928
1 | 4000 | 707 | 0.045 | 15 | 15 | 7 | 1.3335e-11 | 5spot_SharedNeighbor | CO2 | Porous | Wet | R600a | MinimizeLCOE_Brownfield | IgnoreSilica | 2019 | 103.7692 | 23.9044 | 3.2222 | 4 | 4296.5424 | 7101.1489 | 87.5908 | 144.7665 | 139.8213 | 14.6697 | 81.3441 | 6312639.0472 | 0 | 3732392.0895 | 0 | 0 | 0 | 2267048.1567 | 4801710.9245 | 12493066.8591 | 8526774.8382 | 38133631.9153 | 961560.8286 | 16281397.4 | 16281397.4 | 13025169.1305 | 6840998.1979 | 0 | 55376590.1439 | 91524154.8722 | 13335.2143 | 12.8886 | 4296.5424 | 7101.1489 | 87.5908 | 144.7665
1 | 4000 | 707 | 0.045 | 15 | 15 | 7 | 1.7783e-11 | 5spot_SharedNeighbor | CO2 | Porous | Wet | R600a | MinimizeLCOE_Brownfield | IgnoreSilica | 2019 | 114.1512 | 26.4285 | 3.6129 | 4 | 3969.9941 | 6471.2531 | 80.9337 | 131.9252 | 139.0963 | 14.4087 | 99.118 | 6709962.1268 | 0 | 4028254.0805 | 0 | 0 | 0 | 2218551.419 | 5053139.3743 | 13147232.1104 | 8973256.064 | 40130395.175 | 961560.8286 | 16281397.4 | 16281397.4 | 13025169.1305 | 6840998.1979 | 0 | 57373353.4036 | 93520918.1319 | 17782.7941 | 14.4517 | 3969.9941 | 6471.2531 | 80.9337 | 131.9252
1 | 4000 | 707 | 0.045 | 15 | 15 | 7 | 2.3714e-11 | 5spot_SharedNeighbor | CO2 | Porous | Wet | R600a | MinimizeLCOE_Brownfield | IgnoreSilica | 2019 | 122.9797 | 28.5889 | 3.9543 | 4 | 3721.856 | 6007.2061 | 75.8751 | 122.465 | 138.3727 | 14.1645 | 114.2139 | 7027698.3277 | 0 | 4275620.5021 | 0 | 0 | 0 | 2136309.7729 | 5241455.1551 | 13637191.1432 | 9307663.1715 | 41625938.0725 | 961560.8286 | 16281397.4 | 16281397.4 | 13025169.1305 | 6840998.1979 | 0 | 58868896.3011 | 95016461.0294 | 23713.7371 | 15.8171 | 3721.856 | 6007.2061 | 75.8751 | 122.465
1 | 4000 | 707 | 0.045 | 15 | 15 | 7 | 3.1623e-11 | 5spot_SharedNeighbor | CO2 | Porous | Wet | R600a | MinimizeLCOE_Brownfield | IgnoreSilica | 2019 | 130.2413 | 30.3761 | 4.2412 | 4 | 3533.8151 | 5664.5491 | 72.0416 | 115.4795 | 137.7045 | 13.9482 | 107.339 | 7275138.1372 | 0 | 4476424.7212 | 0 | 0 | 0 | 2037316.3833 | 5377662.9043 | 13991575.7666 | 9549537.9588 | 42707655.8713 | 961560.8286 | 16281397.4 | 16281397.4 | 13025169.1305 | 6840998.1979 | 0 | 59950614.0999 | 96098178.8282 | 31622.7766 | 16.9648 | 3533.8151 | 5664.5491 | 72.0416 | 115.4795
1 | 4000 | 707 | 0.045 | 15 | 15 | 7 | 4.217e-11 | 5spot_SharedNeighbor | CO2 | Porous | Wet | R600a | MinimizeLCOE_Brownfield | IgnoreSilica | 2019 | 136.0466 | 31.8121 | 4.475 | 4 | 3391.5738 | 5410.977 | 69.1418 | 110.3101 | 137.1227 | 13.7652 | 101.8791 | 7463837.3418 | 0 | 4635348.8808 | 0 | 0 | 0 | 1934739.1829 | 5473230.9082 | 14240224.109 | 9719245.5617 | 43466625.9844 | 961560.8286 | 16281397.4 | 16281397.4 | 13025169.1305 | 6840998.1979 | 0 | 60709584.213 | 96857148.9413 | 42169.6503 | 17.9001 | 3391.5738 | 5410.977 | 69.1418 | 110.3101
1 | 4000 | 707 | 0.045 | 15 | 15 | 7 | 5.6234e-11 | 5spot_SharedNeighbor | CO2 | Porous | Wet | R600a | MinimizeLCOE_Brownfield | IgnoreSilica | 2019 | 140.6091 | 32.9452 | 4.6615 | 4 | 3284.1098 | 5222.735 | 66.951 | 106.4725 | 136.6355 | 13.615 | 112.9788 | 7606383.0327 | 0 | 4759300.7052 | 0 | 0 | 0 | 1838022.7191 | 5539445.5182 | 14412500.9419 | 9836828.0401 | 43992480.9573 | 961560.8286 | 16281397.4 | 16281397.4 | 13025169.1305 | 6840998.1979 | 0 | 61235439.1859 | 97383003.9142 | 56234.1325 | 18.646 | 3284.1098 | 5222.735 | 66.951 | 106.4725
1 | 4000 | 707 | 0.045 | 15 | 15 | 7 | 7.4989e-11 | 5spot_SharedNeighbor | CO2 | Porous | Wet | R600a | MinimizeLCOE_Brownfield | IgnoreSilica | 2019 | 144.1318 | 33.8234 | 4.8075 | 4 | 3202.9973 | 5082.7534 | 65.2974 | 103.6188 | 136.241 | 13.4952 | 103.2249 | 7712924.1946 | 0 | 4854451.5642 | 0 | 0 | 0 | 1751900.7318 | 5584517.8313 | 14529769.855 | 9916866.483 | 44350430.66 | 961560.8286 | 16281397.4 | 16281397.4 | 13025169.1305 | 6840998.1979 | 0 | 61593388.8886 | 97740953.6169 | 74989.4209 | 19.2299 | 3202.9973 | 5082.7534 | 65.2974 | 103.6188
1 | 4000 | 707 | 0.045 | 15 | 15 | 7 | 1e-10 | 5spot_SharedNeighbor | CO2 | Porous | Wet | R600a | MinimizeLCOE_Brownfield | IgnoreSilica | 2019 | 146.8554 | 34.5037 | 4.921 | 4 | 3141.826 | 4978.2342 | 64.0504 | 101.488 | 135.925 | 13.4002 | 112.8465 | 7793177.0252 | 0 | 4927700.4899 | 0 | 0 | 0 | 1679053.8669 | 5615973.239 | 14611610.3733 | 9972724.3184 | 44600239.3128 | 961560.8286 | 16281397.4 | 16281397.4 | 13025169.1305 | 6840998.1979 | 0 | 61843197.5413 | 97990762.2697 | 100000 | 19.6838 | 3141.826 | 4978.2342 | 64.0504 | 101.488
1 | 4000 | 707 | 0.045 | 15 | 15 | 7 | 1.3335e-10 | 5spot_SharedNeighbor | CO2 | Porous | Wet | R600a | MinimizeLCOE_Brownfield | IgnoreSilica | 2019 | 148.9159 | 35.0199 | 5.0078 | 4 | 3095.7301 | 4900.2847 | 63.1106 | 99.8989 | 135.6794 | 13.327 | 126.0789 | 7852642.4996 | 0 | 4982933.6168 | 0 | 0 | 0 | 1618687.8561 | 5637162.9493 | 14666741.6529 | 10010352.5495 | 44768521.1241 | 961560.8286 | 16281397.4 | 16281397.4 | 13025169.1305 | 6840998.1979 | 0 | 62011479.3526 | 98159044.081 | 133352.1432 | 20.0313 | 3095.7301 | 4900.2847 | 63.1106 | 99.8989
1 | 4000 | 707 | 0.045 | 15 | 15 | 7 | 1.7783e-10 | 5spot_SharedNeighbor | CO2 | Porous | Wet | R600a | MinimizeLCOE_Brownfield | IgnoreSilica | 2019 | 150.4823 | 35.4129 | 5.0742 | 4 | 3061.021 | 4841.9795 | 62.4031 | 98.7103 | 135.4889 | 13.2706 | 124.4117 | 7897126.4432 | 0 | 5024820.5796 | 0 | 0 | 0 | 1570129.8434 | 5651909.9778 | 14705110.3961 | 10036540.0052 | 44885637.2453 | 961560.8286 | 16281397.4 | 16281397.4 | 13025169.1305 | 6840998.1979 | 0 | 62128595.4739 | 98276160.2022 | 177827.941 | 20.2967 | 3061.021 | 4841.9795 | 62.4031 | 98.7103
1 | 4000 | 707 | 0.045 | 15 | 15 | 7 | 2.3714e-10 | 5spot_SharedNeighbor | CO2 | Porous | Wet | R600a | MinimizeLCOE_Brownfield | IgnoreSilica | 2019 | 151.6614 | 35.7093 | 5.1245 | 4 | 3034.9044 | 4798.3807 | 61.8706 | 97.8215 | 135.3433 | 13.2277 | 114.6038 | 7930195.7211 | 0 | 5056293.5641 | 0 | 0 | 0 | 1531604.348 | 5662056.5169 | 14731509.6096 | 10054558.0108 | 44966217.7705 | 961560.8286 | 16281397.4 | 16281397.4 | 13025169.1305 | 6840998.1979 | 0 | 62209175.9991 | 98356740.7274 | 237137.3706 | 20.4979 | 3034.9044 | 4798.3807 | 61.8706 | 97.8215
1 | 4000 | 707 | 0.045 | 15 | 15 | 7 | 3.1623e-10 | 5spot_SharedNeighbor | CO2 | Porous | Wet | R600a | MinimizeLCOE_Brownfield | IgnoreSilica | 2019 | 152.5628 | 35.9357 | 5.1628 | 4 | 3015.2659 | 4765.6591 | 61.4703 | 97.1544 | 135.2308 | 13.1946 | 121.6445 | 7955238.3492 | 0 | 5080322.2735 | 0 | 0 | 0 | 1501716.8737 | 5669538.2236 | 14750975.4757 | 10067843.8644 | 45025635.0602 | 961560.8286 | 16281397.4 | 16281397.4 | 13025169.1305 | 6840998.1979 | 0 | 62268593.2888 | 98416158.0171 | 316227.766 | 20.6511 | 3015.2659 | 4765.6591 | 61.4703 | 97.1544
1 | 4000 | 707 | 0.045 | 15 | 15 | 7 | 4.217e-10 | 5spot_SharedNeighbor | CO2 | Porous | Wet | R600a | MinimizeLCOE_Brownfield | IgnoreSilica | 2019 | 153.2233 | 36.1023 | 5.1914 | 4 | 3000.5068 | 4741.2609 | 61.1694 | 96.657 | 135.1476 | 13.1702 | 111.2121 | 7973449.7897 | 0 | 5097909.9416 | 0 | 0 | 0 | 1478289.853 | 5674363.3379 | 14763529.4333 | 10076412.1984 | 45063954.554 | 961560.8286 | 16281397.4 | 16281397.4 | 13025169.1305 | 6840998.1979 | 0 | 62306912.7825 | 98454477.5109 | 421696.5034 | 20.7655 | 3000.5068 | 4741.2609 | 61.1694 | 96.657
1 | 4000 | 707 | 0.045 | 15 | 15 | 7 | 5.6234e-10 | 5spot_SharedNeighbor | CO2 | Porous | Wet | R600a | MinimizeLCOE_Brownfield | IgnoreSilica | 2019 | 153.7445 | 36.2332 | 5.2134 | 4 | 2989.4199 | 4722.8291 | 60.9434 | 96.2813 | 135.0816 | 13.1509 | 97.3941 | 7987746.1479 | 0 | 5111778.4855 | 0 | 0 | 0 | 1460717.3156 | 5678494.3601 | 14774277.5056 | 10083747.9786 | 45096761.7932 | 961560.8286 | 16281397.4 | 16281397.4 | 13025169.1305 | 6840998.1979 | 0 | 62339720.0217 | 98487284.7501 | 562341.3252 | 20.8535 | 2989.4199 | 4722.8291 | 60.9434 | 96.2813
1 | 4000 | 707 | 0.045 | 15 | 15 | 7 | 7.4989e-10 | 5spot_SharedNeighbor | CO2 | Porous | Wet | R600a | MinimizeLCOE_Brownfield | IgnoreSilica | 2019 | 154.1124 | 36.3262 | 5.2295 | 4 | 2981.0947 | 4709.1602 | 60.7736 | 96.0026 | 135.0347 | 13.1372 | 102.9553 | 7997788.2346 | 0 | 5121560.2065 | 0 | 0 | 0 | 1446908.5678 | 5680840.2335 | 14780380.987 | 10087913.7301 | 45115391.9595 | 961560.8286 | 16281397.4 | 16281397.4 | 13025169.1305 | 6840998.1979 | 0 | 62358350.1881 | 98505914.9165 | 749894.2093 | 20.9179 | 2981.0947 | 4709.1602 | 60.7736 | 96.0026
1 | 4000 | 707 | 0.045 | 15 | 15 | 7 | 1e-09 | 5spot_SharedNeighbor | CO2 | Porous | Wet | R600a | MinimizeLCOE_Brownfield | IgnoreSilica | 2019 | 154.405 | 36.3997 | 5.2419 | 4 | 2974.8452 | 4698.8151 | 60.6462 | 95.7917 | 134.9973 | 13.1263 | 112.223 | 8005755.7562 | 0 | 5129339.0919 | 0 | 0 | 0 | 1436686.0282 | 5682994.5418 | 14785986.0552 | 10091739.3043 | 45132500.7776 | 961560.8286 | 16281397.4 | 16281397.4 | 13025169.1305 | 6840998.1979 | 0 | 62375459.0062 | 98523023.7345 | 1000000 | 20.9676 | 2974.8452 | 4698.8151 | 60.6462 | 95.7917
1 | 4000 | 707 | 0.045 | 15 | 15 | 7 | 1.3335e-09 | 5spot_SharedNeighbor | CO2 | Porous | Wet | R600a | MinimizeLCOE_Brownfield | IgnoreSilica | 2019 | 154.6265 | 36.4554 | 5.2513 | 4 | 2970.1551 | 4691.0491 | 60.5506 | 95.6334 | 134.969 | 13.118 | 100.2463 | 8011772.1077 | 0 | 5135225.2176 | 0 | 0 | 0 | 1428971.1585 | 5684627.7087 | 14790235.2205 | 10094639.447 | 45145470.86 | 961560.8286 | 16281397.4 | 16281397.4 | 13025169.1305 | 6840998.1979 | 0 | 62388429.0886 | 98535993.8169 | 1333521.4322 | 21.0051 | 2970.1551 | 4691.0491 | 60.5506 | 95.6334
1 | 4000 | 707 | 0.045 | 15 | 15 | 7 | 1.7783e-09 | 5spot_SharedNeighbor | CO2 | Porous | Wet | R600a | MinimizeLCOE_Brownfield | IgnoreSilica | 2019 | 154.7702 | 36.4921 | 5.2579 | 4 | 2966.6358 | 4685.3615 | 60.4789 | 95.5174 | 134.9504 | 13.1126 | 106.5789 | 8015664.3003 | 0 | 5139043.3248 | 0 | 0 | 0 | 1422776.256 | 5685218.7136 | 14791772.8942 | 10095688.9408 | 45150164.4297 | 961560.8286 | 16281397.4 | 16281397.4 | 13025169.1305 | 6840998.1979 | 0 | 62393122.6583 | 98540687.3866 | 1778279.41 | 21.0316 | 2966.6358 | 4685.3615 | 60.4789 | 95.5174
1 | 4000 | 707 | 0.045 | 15 | 15 | 7 | 2.3714e-09 | 5spot_SharedNeighbor | CO2 | Porous | Wet | R600a | MinimizeLCOE_Brownfield | IgnoreSilica | 2019 | 154.9017 | 36.525 | 5.2633 | 4 | 2963.9955 | 4680.9556 | 60.4251 | 95.4276 | 134.9336 | 13.1077 | 108.4418 | 8019226.3304 | 0 | 5142536.2892 | 0 | 0 | 0 | 1418488.9279 | 5686298.1035 | 14794581.2453 | 10097605.6981 | 45158736.5944 | 961560.8286 | 16281397.4 | 16281397.4 | 13025169.1305 | 6840998.1979 | 0 | 62401694.823 | 98549259.5513 | 2371373.7057 | 21.0532 | 2963.9955 | 4680.9556 | 60.4251 | 95.4276
1 | 4000 | 707 | 0.045 | 15 | 15 | 7 | 3.1623e-09 | 5spot_SharedNeighbor | CO2 | Porous | Wet | R600a | MinimizeLCOE_Brownfield | IgnoreSilica | 2019 | 154.9944 | 36.5483 | 5.2673 | 4 | 2962.0149 | 4677.6883 | 60.3847 | 95.361 | 134.9217 | 13.1042 | 107.4745 | 8021730.9508 | 0 | 5144995.7673 | 0 | 0 | 0 | 1415161.6427 | 5686936.4608 | 14796242.1198 | 10098739.2791 | 45163806.2206 | 961560.8286 | 16281397.4 | 16281397.4 | 13025169.1305 | 6840998.1979 | 0 | 62406764.4492 | 98554329.1775 | 3162277.6602 | 21.069 | 2962.0149 | 4677.6883 | 60.3847 | 95.361
1 | 4000 | 707 | 0.045 | 15 | 15 | 7 | 4.217e-09 | 5spot_SharedNeighbor | CO2 | Porous | Wet | R600a | MinimizeLCOE_Brownfield | IgnoreSilica | 2019 | 155.0481 | 36.5622 | 5.2699 | 4 | 2960.5293 | 4675.3321 | 60.3544 | 95.313 | 134.9147 | 13.1022 | 100.3167 | 8023179.4373 | 0 | 5146422.13 | 0 | 0 | 0 | 1412404.6345 | 5686982.4187 | 14796361.693 | 10098820.8903 | 45164171.2039 | 961560.8286 | 16281397.4 | 16281397.4 | 13025169.1305 | 6840998.1979 | 0 | 62407129.4325 | 98554694.1608 | 4216965.0343 | 21.0797 | 2960.5293 | 4675.3321 | 60.3544 | 95.313
1 | 4000 | 707 | 0.045 | 15 | 15 | 7 | 5.6234e-09 | 5spot_SharedNeighbor | CO2 | Porous | Wet | R600a | MinimizeLCOE_Brownfield | IgnoreSilica | 2019 | 155.1038 | 36.5761 | 5.2722 | 4 | 2959.4149 | 4673.4734 | 60.3317 | 95.2751 | 134.9075 | 13.1001 | 120.4567 | 8024685.8553 | 0 | 5147902.2574 | 0 | 0 | 0 | 1410581.6383 | 5687436.2029 | 14797542.3463 | 10099626.7104 | 45167775.0106 | 961560.8286 | 16281397.4 | 16281397.4 | 13025169.1305 | 6840998.1979 | 0 | 62410733.2392 | 98558297.9675 | 5623413.2519 | 21.0889 | 2959.4149 | 4673.4734 | 60.3317 | 95.2751
1 | 4000 | 707 | 0.045 | 15 | 15 | 7 | 7.4989e-09 | 5spot_SharedNeighbor | CO2 | Porous | Wet | R600a | MinimizeLCOE_Brownfield | IgnoreSilica | 2019 | 155.1381 | 36.5849 | 5.2738 | 4 | 2958.5792 | 4672.1244 | 60.3146 | 95.2476 | 134.9031 | 13.0988 | 111.3521 | 8025610.0395 | 0 | 5148812.0614 | 0 | 0 | 0 | 1409090.6557 | 5687569.9751 | 14797890.3941 | 10099864.2602 | 45168837.3859 | 961560.8286 | 16281397.4 | 16281397.4 | 13025169.1305 | 6840998.1979 | 0 | 62411795.6145 | 98559360.3428 | 7498942.0933 | 21.0952 | 2958.5792 | 4672.1244 | 60.3146 | 95.2476
1 | 4000 | 707 | 0.045 | 15 | 15 | 7 | 1e-08 | 5spot_SharedNeighbor | CO2 | Porous | Wet | R600a | MinimizeLCOE_Brownfield | IgnoreSilica | 2019 | 155.1723 | 36.5934 | 5.2751 | 4 | 2957.9524 | 4671.062 | 60.3019 | 95.2259 | 134.8987 | 13.0975 | 116.1233 | 8026535.8813 | 0 | 5149721.8251 | 0 | 0 | 0 | 1408108.86 | 5687902.9609 | 14798756.7551 | 10100455.5694 | 45171481.8519 | 961560.8286 | 16281397.4 | 16281397.4 | 13025169.1305 | 6840998.1979 | 0 | 62414440.0805 | 98562004.8088 | 10000000 | 21.1006 | 2957.9524 | 4671.062 | 60.3019 | 95.2259
1 | 4100 | 707 | 0.045 | 15 | 15 | 7 | 1e-13 | 5spot_SharedNeighbor | CO2 | Porous | Wet | R600a | MinimizeLCOE_Brownfield | IgnoreSilica | 2019 | 2.0404 | 0.17012 | 0.013081 | 4 | 380430.5845 | 1090585.026 | 7755.592 | 22233.0509 | 99.1054 | 14.718 | 222.6024 | 292199.9395 | 0 | 149813.811 | 0 | 0 | 0 | 253811.7842 | 271371.9585 | 706054.17 | 481896.479 | 2155148.1421 | 961560.8286 | 16789358.4475 | 16789358.4475 | 13352332.4781 | 7017209.4558 | 0 | 19906067.4182 | 57064967.7995 | 100 | 0.052325 | 380430.5845 | 1090585.026 | 7755.592 | 22233.0509
1 | 4100 | 707 | 0.045 | 15 | 15 | 7 | 1.3335e-13 | 5spot_SharedNeighbor | CO2 | Porous | Wet | R600a | MinimizeLCOE_Brownfield | IgnoreSilica | 2019 | 2.8667 | 0.31721 | 0.026332 | 4 | 196419.6277 | 549215.7963 | 4004.2798 | 11196.5069 | 109.1305 | 15.1682 | 42.636 | 405524.7006 | 0 | 211366.5297 | 0 | 0 | 0 | 331476.8723 | 369863.56 | 962309.1138 | 656795.7436 | 2937336.5201 | 961560.8286 | 16789358.4475 | 16789358.4475 | 13352332.4781 | 7017209.4558 | 0 | 20688255.7962 | 57847156.1776 | 133.3521 | 0.10533 | 196419.6277 | 549215.7963 | 4004.2798 | 11196.5069
1 | 4100 | 707 | 0.045 | 15 | 15 | 7 | 1.7783e-13 | 5spot_SharedNeighbor | CO2 | Porous | Wet | R600a | MinimizeLCOE_Brownfield | IgnoreSilica | 2019 | 3.8413 | 0.51152 | 0.045987 | 4 | 116790.8185 | 318800.4686 | 2380.9388 | 6499.1788 | 116.7596 | 15.4679 | 46.0839 | 529830.6515 | 0 | 267124.9096 | 0 | 0 | 0 | 408081.0144 | 469964.2644 | 1222750.6131 | 834552.4185 | 3732303.8715 | 961560.8286 | 16789358.4475 | 16789358.4475 | 13352332.4781 | 7017209.4558 | 0 | 21483223.1476 | 58642123.529 | 177.8279 | 0.18395 | 116790.8185 | 318800.4686 | 2380.9388 | 6499.1788
1 | 4100 | 707 | 0.045 | 15 | 15 | 7 | 2.3714e-13 | 5spot_SharedNeighbor | CO2 | Porous | Wet | R600a | MinimizeLCOE_Brownfield | IgnoreSilica | 2019 | 5.0787 | 0.7726 | 0.07344 | 4 | 76280.6741 | 202774.6005 | 1555.0847 | 4133.8345 | 123.0426 | 15.6906 | 44.3541 | 675748.7065 | 0 | 333992.928 | 0 | 0 | 0 | 493951.3196 | 586440.2521 | 1525797.2404 | 1041387.9686 | 4657318.415 | 961560.8286 | 16789358.4475 | 16789358.4475 | 13352332.4781 | 7017209.4558 | 0 | 22408237.6911 | 59567138.0724 | 237.1374 | 0.29376 | 76280.6741 | 202774.6005 | 1555.0847 | 4133.8345
1 | 4100 | 707 | 0.045 | 15 | 15 | 7 | 3.1623e-13 | 5spot_SharedNeighbor | CO2 | Porous | Wet | R600a | MinimizeLCOE_Brownfield | IgnoreSilica | 2019 | 6.6445 | 1.1154 | 0.11081 | 4 | 52974.6977 | 136810.2163 | 1079.9609 | 2789.0613 | 128.149 | 15.8568 | 62.3156 | 846134.9011 | 0 | 414095.9176 | 0 | 0 | 0 | 589589.1237 | 721429.7775 | 1877012.2955 | 1281099.4604 | 5729361.4758 | 961560.8286 | 16789358.4475 | 16789358.4475 | 13352332.4781 | 7017209.4558 | 0 | 23480280.7519 | 60639181.1333 | 316.2278 | 0.44324 | 52974.6977 | 136810.2163 | 1079.9609 | 2789.0613
1 | 4100 | 707 | 0.045 | 15 | 15 | 7 | 4.217e-13 | 5spot_SharedNeighbor | CO2 | Porous | Wet | R600a | MinimizeLCOE_Brownfield | IgnoreSilica | 2019 | 8.6324 | 1.561 | 0.16092 | 4 | 38421.1912 | 96151.2398 | 783.268 | 1960.1731 | 132.2806 | 15.9815 | 65.6147 | 1045860.1379 | 0 | 510550.0419 | 0 | 0 | 0 | 697042.9182 | 878846.7082 | 2286578.8586 | 1560637.0555 | 6979515.7204 | 961560.8286 | 16789358.4475 | 16789358.4475 | 13352332.4781 | 7017209.4558 | 0 | 24730434.9965 | 61889335.3778 | 421.6965 | 0.64367 | 38421.1912 | 96151.2398 | 783.268 | 1960.1731
1 | 4100 | 707 | 0.045 | 15 | 15 | 7 | 5.6234e-13 | 5spot_SharedNeighbor | CO2 | Porous | Wet | R600a | MinimizeLCOE_Brownfield | IgnoreSilica | 2019 | 11.1493 | 2.1341 | 0.22736 | 4 | 28793.4708 | 69652.2496 | 586.9938 | 1419.9553 | 135.5916 | 16.0739 | 61.629 | 1279591.1397 | 0 | 626515.2553 | 0 | 0 | 0 | 817345.4343 | 1062146.2134 | 2763486.5712 | 1886136.3688 | 8435220.9829 | 961560.8286 | 16789358.4475 | 16789358.4475 | 13352332.4781 | 7017209.4558 | 0 | 26186140.259 | 63345040.6403 | 562.3413 | 0.90945 | 28793.4708 | 69652.2496 | 586.9938 | 1419.9553
1 | 4100 | 707 | 0.045 | 15 | 15 | 7 | 7.4989e-13 | 5spot_SharedNeighbor | CO2 | Porous | Wet | R600a | MinimizeLCOE_Brownfield | IgnoreSilica | 2019 | 14.3406 | 2.8682 | 0.3148 | 4 | 22147.5817 | 51657.4345 | 451.5084 | 1053.1067 | 138.2325 | 16.1404 | 60.1942 | 1553892.7266 | 0 | 766279.3386 | 0 | 0 | 0 | 952852.083 | 1276479.4178 | 3321137.6032 | 2266744.6567 | 10137385.8259 | 961560.8286 | 16789358.4475 | 16789358.4475 | 13352332.4781 | 7017209.4558 | 0 | 27888305.102 | 65047205.4833 | 749.8942 | 1.2592 | 22147.5817 | 51657.4345 | 451.5084 | 1053.1067
1 | 4100 | 707 | 0.045 | 15 | 15 | 7 | 1e-12 | 5spot_SharedNeighbor | CO2 | Porous | Wet | R600a | MinimizeLCOE_Brownfield | IgnoreSilica | 2019 | 18.3649 | 3.8013 | 0.42894 | 4 | 17408.6901 | 39066.0712 | 354.8997 | 796.4147 | 140.3139 | 16.1841 | 73.0994 | 1874489.7354 | 0 | 933951.0677 | 0 | 0 | 0 | 1104135.4246 | 1525904.7288 | 3970091.0983 | 2709668.7518 | 12118240.8068 | 961560.8286 | 16789358.4475 | 16789358.4475 | 13352332.4781 | 7017209.4558 | 0 | 29869160.0829 | 67028060.4643 | 1000 | 1.7158 | 17408.6901 | 39066.0712 | 354.8997 | 796.4147
1 | 4100 | 707 | 0.045 | 15 | 15 | 7 | 1.3335e-12 | 5spot_SharedNeighbor | CO2 | Porous | Wet | R600a | MinimizeLCOE_Brownfield | IgnoreSilica | 2019 | 23.4003 | 4.9762 | 0.57659 | 4 | 13942.7842 | 30054.1906 | 284.2425 | 612.6953 | 141.9294 | 16.2058 | 51.4904 | 2246807.8879 | 0 | 1133729.3199 | 0 | 0 | 0 | 1270787.1302 | 1814016.4918 | 4719698.8058 | 3221291.415 | 14406331.0506 | 961560.8286 | 16789358.4475 | 16789358.4475 | 13352332.4781 | 7017209.4558 | 0 | 32157250.3267 | 69316150.7081 | 1333.5214 | 2.3064 | 13942.7842 | 30054.1906 | 284.2425 | 612.6953
1 | 4100 | 707 | 0.045 | 15 | 15 | 7 | 1.7783e-12 | 5spot_SharedNeighbor | CO2 | Porous | Wet | R600a | MinimizeLCOE_Brownfield | IgnoreSilica | 2019 | 29.6413 | 6.4408 | 0.76556 | 4 | 11356.5079 | 23491.1325 | 231.5178 | 478.8985 | 143.1556 | 16.2038 | 59.6539 | 2675670.6604 | 0 | 1369777.5795 | 0 | 0 | 0 | 1451426.8002 | 2143781.2657 | 5577679.1033 | 3806880.5978 | 17025216.007 | 961560.8286 | 16789358.4475 | 16789358.4475 | 13352332.4781 | 7017209.4558 | 0 | 34776135.283 | 71935035.6644 | 1778.2794 | 3.0622 | 11356.5079 | 23491.1325 | 231.5178 | 478.8985
1 | 4100 | 707 | 0.045 | 15 | 15 | 7 | 2.3714e-12 | 5spot_SharedNeighbor | CO2 | Porous | Wet | R600a | MinimizeLCOE_Brownfield | IgnoreSilica | 2019 | 37.3024 | 8.2482 | 1.0044 | 4 | 9395.6601 | 18645.0371 | 191.5432 | 380.1043 | 144.0503 | 16.173 | 67.9467 | 3165351.2553 | 0 | 1646346.9925 | 0 | 0 | 0 | 1644236.2215 | 2517814.443 | 6550836.706 | 4471080.6581 | 19995666.2765 | 961560.8286 | 16789358.4475 | 16789358.4475 | 13352332.4781 | 7017209.4558 | 0 | 37746585.5526 | 74905485.934 | 2371.3737 | 4.0174 | 9395.6601 | 18645.0371 | 191.5432 | 380.1043
1 | 4100 | 707 | 0.045 | 15 | 15 | 7 | 3.1623e-12 | 5spot_SharedNeighbor | CO2 | Porous | Wet | R600a | MinimizeLCOE_Brownfield | IgnoreSilica | 2019 | 46.4935 | 10.4292 | 1.2998 | 4 | 7891.8848 | 15038.7815 | 160.8867 | 306.5859 | 144.6454 | 16.1079 | 60.3412 | 3712208.2856 | 0 | 1963569.5233 | 0 | 0 | 0 | 1841011.3227 | 2931547.7613 | 7627285.9318 | 5205779.3735 | 23281402.1982 | 961560.8286 | 16789358.4475 | 16789358.4475 | 13352332.4781 | 7017209.4558 | 0 | 41032321.4743 | 78191221.8556 | 3162.2777 | 5.1993 | 7891.8848 | 15038.7815 | 160.8867 | 306.5859
1 | 4100 | 707 | 0.045 | 15 | 15 | 7 | 4.217e-12 | 5spot_SharedNeighbor | CO2 | Porous | Wet | R600a | MinimizeLCOE_Brownfield | IgnoreSilica | 2019 | 57.2117 | 12.9887 | 1.6551 | 4 | 6729.8065 | 12342.4379 | 137.1962 | 251.6173 | 144.9541 | 15.9989 | 78.9252 | 4305902.6465 | 0 | 2318036.0447 | 0 | 0 | 0 | 2030287.2092 | 3375148.1011 | 8781443.0211 | 5993515.3025 | 26804332.3251 | 961560.8286 | 16789358.4475 | 16789358.4475 | 13352332.4781 | 7017209.4558 | 0 | 44555251.6012 | 81714151.9825 | 4216.965 | 6.6206 | 6729.8065 | 12342.4379 | 137.1962 | 251.6173
1 | 4100 | 707 | 0.045 | 15 | 15 | 7 | 5.6234e-12 | 5spot_SharedNeighbor | CO2 | Porous | Wet | R600a | MinimizeLCOE_Brownfield | IgnoreSilica | 2019 | 69.1218 | 15.854 | 2.0641 | 4 | 5829.4201 | 10330.1415 | 118.8406 | 210.5939 | 144.9739 | 15.8398 | 69.7396 | 4919928.4281 | 0 | 2696650.0215 | 0 | 0 | 0 | 2191464.4195 | 3825136.719 | 9952221.0993 | 6792595.398 | 30377996.0854 | 961560.8286 | 16789358.4475 | 16789358.4475 | 13352332.4781 | 7017209.4558 | 0 | 48128915.3614 | 85287815.7428 | 5623.4133 | 8.2562 | 5829.4201 | 10330.1415 | 118.8406 | 210.5939
1 | 4100 | 707 | 0.045 | 15 | 15 | 7 | 7.4989e-12 | 5spot_SharedNeighbor | CO2 | Porous | Wet | R600a | MinimizeLCOE_Brownfield | IgnoreSilica | 2019 | 81.7035 | 18.9035 | 2.5109 | 4 | 5132.9717 | 8832.7216 | 104.6426 | 180.067 | 144.7132 | 15.6297 | 71.916 | 5523397.6707 | 0 | 3082654.9271 | 0 | 0 | 0 | 2307720.6315 | 4256371.5594 | 11074205.6958 | 7558372.9396 | 33802723.4242 | 961560.8286 | 16789358.4475 | 16789358.4475 | 13352332.4781 | 7017209.4558 | 0 | 51553642.7003 | 88712543.0816 | 7498.9421 | 10.0436 | 5132.9717 | 8832.7216 | 104.6426 | 180.067
1 | 4100 | 707 | 0.045 | 15 | 15 | 7 | 1e-11 | 5spot_SharedNeighbor | CO2 | Porous | Wet | R600a | MinimizeLCOE_Brownfield | IgnoreSilica | 2019 | 94.1714 | 21.9492 | 2.9697 | 4 | 4596.6341 | 7724.8282 | 93.7086 | 157.4811 | 144.2137 | 15.3796 | 76.9579 | 6079897.2935 | 0 | 3453562.8871 | 0 | 0 | 0 | 2364548.5539 | 4640223.4065 | 12072909.4629 | 8240008.7819 | 36851150.3858 | 961560.8286 | 16789358.4475 | 16789358.4475 | 13352332.4781 | 7017209.4558 | 0 | 54602069.6619 | 91760970.0432 | 10000 | 11.8787 | 4596.6341 | 7724.8282 | 93.7086 | 157.4811
1 | 4100 | 707 | 0.045 | 15 | 15 | 7 | 1.3335e-11 | 5spot_SharedNeighbor | CO2 | Porous | Wet | R600a | MinimizeLCOE_Brownfield | IgnoreSilica | 2019 | 105.8251 | 24.8175 | 3.4128 | 4 | 4185.7812 | 6907.7746 | 85.3328 | 140.8243 | 143.5515 | 15.1083 | 82.6583 | 6564852.4051 | 0 | 3791431.0443 | 0 | 0 | 0 | 2361651.3461 | 4959994.5703 | 12904888.437 | 8807851.5272 | 39390669.33 | 961560.8286 | 16789358.4475 | 16789358.4475 | 13352332.4781 | 7017209.4558 | 0 | 57141588.6061 | 94300488.9875 | 13335.2143 | 13.6514 | 4185.7812 | 6907.7746 | 85.3328 | 140.8243
1 | 4100 | 707 | 0.045 | 15 | 15 | 7 | 1.7783e-11 | 5spot_SharedNeighbor | CO2 | Porous | Wet | R600a | MinimizeLCOE_Brownfield | IgnoreSilica | 2019 | 116.1781 | 27.3835 | 3.8179 | 4 | 3872.5863 | 6305.7779 | 78.9479 | 128.5518 | 142.8143 | 14.8368 | 100.885 | 6967990.7681 | 0 | 4085372.8526 | 0 | 0 | 0 | 2310069.0438 | 5211738.7391 | 13559875.1246 | 9254893.4001 | 41389939.9282 | 961560.8286 | 16789358.4475 | 16789358.4475 | 13352332.4781 | 7017209.4558 | 0 | 59140859.2043 | 96299759.5856 | 17782.7941 | 15.2717 | 3872.5863 | 6305.7779 | 78.9479 | 128.5518
1 | 4100 | 707 | 0.045 | 15 | 15 | 7 | 2.3714e-11 | 5spot_SharedNeighbor | CO2 | Porous | Wet | R600a | MinimizeLCOE_Brownfield | IgnoreSilica | 2019 | 124.9601 | 29.5744 | 4.1705 | 4 | 3634.7446 | 5862.236 | 74.0992 | 119.5096 | 142.0824 | 14.584 | 109.0094 | 7289719.4322 | 0 | 4330613.0174 | 0 | 0 | 0 | 2225387.4274 | 5399830.752 | 14049251.9592 | 9588903.1454 | 42883705.7337 | 961560.8286 | 16789358.4475 | 16789358.4475 | 13352332.4781 | 7017209.4558 | 0 | 60634625.0098 | 97793525.3912 | 23713.7371 | 16.6819 | 3634.7446 | 5862.236 | 74.0992 | 119.5096
1 | 4100 | 707 | 0.045 | 15 | 15 | 7 | 3.1623e-11 | 5spot_SharedNeighbor | CO2 | Porous | Wet | R600a | MinimizeLCOE_Brownfield | IgnoreSilica | 2019 | 132.1561 | 31.3801 | 4.4658 | 4 | 3454.6052 | 5534.8135 | 70.4268 | 112.8347 | 141.4104 | 14.3613 | 107.7634 | 7539446.2368 | 0 | 4528996.9297 | 0 | 0 | 0 | 2124429.6189 | 5535220.3863 | 14401508.0153 | 9829325.1419 | 43958926.3289 | 961560.8286 | 16789358.4475 | 16789358.4475 | 13352332.4781 | 7017209.4558 | 0 | 61709845.605 | 98868745.9864 | 31622.7766 | 17.8631 | 3454.6052 | 5534.8135 | 70.4268 | 112.8347
1 | 4100 | 707 | 0.045 | 15 | 15 | 7 | 4.217e-11 | 5spot_SharedNeighbor | CO2 | Porous | Wet | R600a | MinimizeLCOE_Brownfield | IgnoreSilica | 2019 | 137.8908 | 32.8267 | 4.7057 | 4 | 3318.4079 | 5292.5688 | 67.6502 | 107.8962 | 140.828 | 14.1737 | 95.1969 | 7729399.3989 | 0 | 4685549.7878 | 0 | 0 | 0 | 2020499.0901 | 5629824.828 | 14647649.3665 | 9997321.6718 | 44710244.1432 | 961560.8286 | 16789358.4475 | 16789358.4475 | 13352332.4781 | 7017209.4558 | 0 | 62461163.4193 | 99620063.8006 | 42169.6503 | 18.8226 | 3318.4079 | 5292.5688 | 67.6502 | 107.8962
1 | 4100 | 707 | 0.045 | 15 | 15 | 7 | 5.6234e-11 | 5spot_SharedNeighbor | CO2 | Porous | Wet | R600a | MinimizeLCOE_Brownfield | IgnoreSilica | 2019 | 142.3996 | 33.9685 | 4.8968 | 4 | 3215.5566 | 5112.6722 | 65.5535 | 104.2287 | 140.3407 | 14.0198 | 111.4499 | 7873028.3776 | 0 | 4807722.9427 | 0 | 0 | 0 | 1923267.5622 | 5695567.3642 | 14818697.9601 | 10114065.8516 | 45232350.0585 | 961560.8286 | 16789358.4475 | 16789358.4475 | 13352332.4781 | 7017209.4558 | 0 | 62983269.3346 | 100142169.7159 | 56234.1325 | 19.5871 | 3215.5566 | 5112.6722 | 65.5535 | 104.2287
1 | 4100 | 707 | 0.045 | 15 | 15 | 7 | 7.4989e-11 | 5spot_SharedNeighbor | CO2 | Porous | Wet | R600a | MinimizeLCOE_Brownfield | IgnoreSilica | 2019 | 145.8808 | 34.8533 | 5.0462 | 4 | 3137.9583 | 4978.8782 | 63.9715 | 101.5012 | 139.9464 | 13.8971 | 110.0475 | 7980427.5911 | 0 | 4901520.8258 | 0 | 0 | 0 | 1837108.8157 | 5740432.3208 | 14935427.374 | 10193736.0751 | 45588653.0026 | 961560.8286 | 16789358.4475 | 16789358.4475 | 13352332.4781 | 7017209.4558 | 0 | 63339572.2787 | 100498472.6601 | 74989.4209 | 20.185 | 3137.9583 | 4978.8782 | 63.9715 | 101.5012
1 | 4100 | 707 | 0.045 | 15 | 15 | 7 | 1e-10 | 5spot_SharedNeighbor | CO2 | Porous | Wet | R600a | MinimizeLCOE_Brownfield | IgnoreSilica | 2019 | 148.546 | 35.5326 | 5.1618 | 4 | 3079.46 | 4879.1497 | 62.779 | 99.4681 | 139.6337 | 13.8009 | 120.0366 | 8060569.5288 | 0 | 4973030.1486 | 0 | 0 | 0 | 1763993.9265 | 5771061.5055 | 15015118.2299 | 10248126.7217 | 45831900.0612 | 961560.8286 | 16789358.4475 | 16789358.4475 | 13352332.4781 | 7017209.4558 | 0 | 63582819.3373 | 100741719.7186 | 100000 | 20.6474 | 3079.46 | 4879.1497 | 62.779 | 99.4681
1 | 4100 | 707 | 0.045 | 15 | 15 | 7 | 1.3335e-10 | 5spot_SharedNeighbor | CO2 | Porous | Wet | R600a | MinimizeLCOE_Brownfield | IgnoreSilica | 2019 | 150.5749 | 36.0509 | 5.2505 | 4 | 3035.3939 | 4804.6842 | 61.8806 | 97.95 | 139.3894 | 13.7263 | 122.5561 | 8120353.3448 | 0 | 5027294.3331 | 0 | 0 | 0 | 1703858.7952 | 5792087.5245 | 15069823.6181 | 10285464.2733 | 45998881.8888 | 961560.8286 | 16789358.4475 | 16789358.4475 | 13352332.4781 | 7017209.4558 | 0 | 63749801.1649 | 100908701.5463 | 133352.1432 | 21.0022 | 3035.3939 | 4804.6842 | 61.8806 | 97.95
1 | 4100 | 707 | 0.045 | 15 | 15 | 7 | 1.7783e-10 | 5spot_SharedNeighbor | CO2 | Porous | Wet | R600a | MinimizeLCOE_Brownfield | IgnoreSilica | 2019 | 152.1218 | 36.4466 | 5.3183 | 4 | 3002.2236 | 4748.9573 | 61.2044 | 96.8139 | 139.1994 | 13.6687 | 119.6656 | 8165221.0868 | 0 | 5068570.6782 | 0 | 0 | 0 | 1655680.1604 | 5806894.0509 | 15108347.1627 | 10311757.384 | 46116470.5231 | 961560.8286 | 16789358.4475 | 16789358.4475 | 13352332.4781 | 7017209.4558 | 0 | 63867389.7992 | 101026290.1806 | 177827.941 | 21.2734 | 3002.2236 | 4748.9573 | 61.2044 | 96.8139
1 | 4100 | 707 | 0.045 | 15 | 15 | 7 | 2.3714e-10 | 5spot_SharedNeighbor | CO2 | Porous | Wet | R600a | MinimizeLCOE_Brownfield | IgnoreSilica | 2019 | 153.2692 | 36.741 | 5.3694 | 4 | 2977.2715 | 4707.3928 | 60.6957 | 95.9666 | 139.0564 | 13.6255 | 103.9519 | 8198093.842 | 0 | 5099133.0656 | 0 | 0 | 0 | 1617215.3258 | 5816632.471 | 15133684.5342 | 10329050.6607 | 46193809.8994 | 961560.8286 | 16789358.4475 | 16789358.4475 | 13352332.4781 | 7017209.4558 | 0 | 63944729.1755 | 101103629.5568 | 237137.3706 | 21.4776 | 2977.2715 | 4707.3928 | 60.6957 | 95.9666
1 | 4100 | 707 | 0.045 | 15 | 15 | 7 | 3.1623e-10 | 5spot_SharedNeighbor | CO2 | Porous | Wet | R600a | MinimizeLCOE_Brownfield | IgnoreSilica | 2019 | 154.1512 | 36.9671 | 5.4084 | 4 | 2958.5129 | 4676.1698 | 60.3133 | 95.33 | 138.9452 | 13.592 | 105.981 | 8223130.384 | 0 | 5122594.2791 | 0 | 0 | 0 | 1587510.9677 | 5823961.896 | 15152754.1945 | 10342066.0957 | 46252017.8171 | 961560.8286 | 16789358.4475 | 16789358.4475 | 13352332.4781 | 7017209.4558 | 0 | 64002937.0932 | 101161837.4745 | 316227.766 | 21.6335 | 2958.5129 | 4676.1698 | 60.3133 | 95.33
1 | 4100 | 707 | 0.045 | 15 | 15 | 7 | 4.217e-10 | 5spot_SharedNeighbor | CO2 | Porous | Wet | R600a | MinimizeLCOE_Brownfield | IgnoreSilica | 2019 | 154.824 | 37.1395 | 5.438 | 4 | 2944.4176 | 4652.7313 | 60.0259 | 94.8522 | 138.8598 | 13.5663 | 111.2045 | 8242089.6504 | 0 | 5140470.1002 | 0 | 0 | 0 | 1564705.0262 | 5829433.2629 | 15166989.569 | 10351782.0313 | 46295469.64 | 961560.8286 | 16789358.4475 | 16789358.4475 | 13352332.4781 | 7017209.4558 | 0 | 64046388.9161 | 101205289.2974 | 421696.5034 | 21.7518 | 2944.4176 | 4652.7313 | 60.0259 | 94.8522
1 | 4100 | 707 | 0.045 | 15 | 15 | 7 | 5.6234e-10 | 5spot_SharedNeighbor | CO2 | Porous | Wet | R600a | MinimizeLCOE_Brownfield | IgnoreSilica | 2019 | 155.3233 | 37.2677 | 5.4601 | 4 | 2933.831 | 4635.2089 | 59.8101 | 94.495 | 138.7959 | 13.5472 | 109.9671 | 8256084.337 | 0 | 5153729.2252 | 0 | 0 | 0 | 1547095.3337 | 5833194.4694 | 15176775.4568 | 10358461.1008 | 46325339.923 | 961560.8286 | 16789358.4475 | 16789358.4475 | 13352332.4781 | 7017209.4558 | 0 | 64076259.1991 | 101235159.5804 | 562341.3252 | 21.8405 | 2933.831 | 4635.2089 | 59.8101 | 94.495
1 | 4100 | 707 | 0.045 | 15 | 15 | 7 | 7.4989e-10 | 5spot_SharedNeighbor | CO2 | Porous | Wet | R600a | MinimizeLCOE_Brownfield | IgnoreSilica | 2019 | 155.6936 | 37.3629 | 5.4767 | 4 | 2925.8824 | 4622.1061 | 59.6481 | 94.2279 | 138.7483 | 13.533 | 105.1056 | 8266417.7224 | 0 | 5163555.4124 | 0 | 0 | 0 | 1533578.9285 | 5835785.3047 | 15183516.2786 | 10363061.8502 | 46345915.4966 | 961560.8286 | 16789358.4475 | 16789358.4475 | 13352332.4781 | 7017209.4558 | 0 | 64096834.7727 | 101255735.1541 | 749894.2093 | 21.9068 | 2925.8824 | 4622.1061 | 59.6481 | 94.2279
1 | 4100 | 707 | 0.045 | 15 | 15 | 7 | 1e-09 | 5spot_SharedNeighbor | CO2 | Porous | Wet | R600a | MinimizeLCOE_Brownfield | IgnoreSilica | 2019 | 155.9734 | 37.4349 | 5.4892 | 4 | 2919.9161 | 4612.2742 | 59.5264 | 94.0274 | 138.7123 | 13.5222 | 111.7469 | 8274204.2296 | 0 | 5170979.2561 | 0 | 0 | 0 | 1523343.3707 | 5837725.474 | 15188564.2012 | 10366507.1611 | 46361323.6928 | 961560.8286 | 16789358.4475 | 16789358.4475 | 13352332.4781 | 7017209.4558 | 0 | 64112242.9689 | 101271143.3503 | 1000000 | 21.9569 | 2919.9161 | 4612.2742 | 59.5264 | 94.0274
1 | 4100 | 707 | 0.045 | 15 | 15 | 7 | 1.3335e-09 | 5spot_SharedNeighbor | CO2 | Porous | Wet | R600a | MinimizeLCOE_Brownfield | IgnoreSilica | 2019 | 156.1781 | 37.4877 | 5.4985 | 4 | 2915.4389 | 4604.9353 | 59.4352 | 93.8778 | 138.6858 | 13.5143 | 109.0857 | 8279884.3588 | 0 | 5176406.8255 | 0 | 0 | 0 | 1515502.99 | 5838999.728 | 15191879.5488 | 10368769.9539 | 46371443.4051 | 961560.8286 | 16789358.4475 | 16789358.4475 | 13352332.4781 | 7017209.4558 | 0 | 64122362.6812 | 101281263.0626 | 1333521.4322 | 21.9941 | 2915.4389 | 4604.9353 | 59.4352 | 93.8778
1 | 4100 | 707 | 0.045 | 15 | 15 | 7 | 1.7783e-09 | 5spot_SharedNeighbor | CO2 | Porous | Wet | R600a | MinimizeLCOE_Brownfield | IgnoreSilica | 2019 | 156.3413 | 37.5295 | 5.5057 | 4 | 2912.0795 | 4599.3776 | 59.3667 | 93.7645 | 138.6647 | 13.508 | 116.2763 | 8284406.8652 | 0 | 5180732.8926 | 0 | 0 | 0 | 1509741.2467 | 5840203.5917 | 15195011.7552 | 10370907.7492 | 46381004.1005 | 961560.8286 | 16789358.4475 | 16789358.4475 | 13352332.4781 | 7017209.4558 | 0 | 64131923.3766 | 101290823.758 | 1778279.41 | 22.0227 | 2912.0795 | 4599.3776 | 59.3667 | 93.7645
1 | 4100 | 707 | 0.045 | 15 | 15 | 7 | 2.3714e-09 | 5spot_SharedNeighbor | CO2 | Porous | Wet | R600a | MinimizeLCOE_Brownfield | IgnoreSilica | 2019 | 156.4487 | 37.5574 | 5.5108 | 4 | 2909.5593 | 4595.2975 | 59.3153 | 93.6814 | 138.6507 | 13.5038 | 105.6148 | 8287377.4407 | 0 | 5183580.5886 | 0 | 0 | 0 | 1505146.8513 | 5840680.9034 | 15196253.6223 | 10371755.349 | 46384794.7554 | 961560.8286 | 16789358.4475 | 16789358.4475 | 13352332.4781 | 7017209.4558 | 0 | 64135714.0315 | 101294614.4128 | 2371373.7057 | 22.0431 | 2909.5593 | 4595.2975 | 59.3153 | 93.6814
1 | 4100 | 707 | 0.045 | 15 | 15 | 7 | 3.1623e-09 | 5spot_SharedNeighbor | CO2 | Porous | Wet | R600a | MinimizeLCOE_Brownfield | IgnoreSilica | 2019 | 156.5413 | 37.5812 | 5.5148 | 4 | 2907.6688 | 4592.1688 | 59.2768 | 93.6176 | 138.6387 | 13.5002 | 102.9441 | 8289938.6109 | 0 | 5186035.1851 | 0 | 0 | 0 | 1501887.9446 | 5841366.0788 | 15198036.3081 | 10372972.0687 | 46390236.1962 | 961560.8286 | 16789358.4475 | 16789358.4475 | 13352332.4781 | 7017209.4558 | 0 | 64141155.4723 | 101300055.8537 | 3162277.6602 | 22.0593 | 2907.6688 | 4592.1688 | 59.2768 | 93.6176
1 | 4100 | 707 | 0.045 | 15 | 15 | 7 | 4.217e-09 | 5spot_SharedNeighbor | CO2 | Porous | Wet | R600a | MinimizeLCOE_Brownfield | IgnoreSilica | 2019 | 156.6191 | 37.6009 | 5.518 | 4 | 2906.2508 | 4589.7749 | 59.2479 | 93.5688 | 138.6286 | 13.4972 | 111.2532 | 8292089.9235 | 0 | 5188096.8217 | 0 | 0 | 0 | 1499574.3278 | 5842106.8185 | 15199963.5608 | 10374287.4582 | 46396118.9104 | 961560.8286 | 16789358.4475 | 16789358.4475 | 13352332.4781 | 7017209.4558 | 0 | 64147038.1865 | 101305938.5679 | 4216965.0343 | 22.0721 | 2906.2508 | 4589.7749 | 59.2479 | 93.5688
1 | 4100 | 707 | 0.045 | 15 | 15 | 7 | 5.6234e-09 | 5spot_SharedNeighbor | CO2 | Porous | Wet | R600a | MinimizeLCOE_Brownfield | IgnoreSilica | 2019 | 156.6682 | 37.6135 | 5.5202 | 4 | 2905.1873 | 4588.0333 | 59.2262 | 93.5333 | 138.6222 | 13.4953 | 105.3958 | 8293444.7819 | 0 | 5189397.5108 | 0 | 0 | 0 | 1497681.2801 | 5842404.1934 | 15200737.2693 | 10374815.5302 | 46398480.5658 | 961560.8286 | 16789358.4475 | 16789358.4475 | 13352332.4781 | 7017209.4558 | 0 | 64149399.8419 | 101308300.2233 | 5623413.2519 | 22.081 | 2905.1873 | 4588.0333 | 59.2262 | 93.5333
1 | 4100 | 707 | 0.045 | 15 | 15 | 7 | 7.4989e-09 | 5spot_SharedNeighbor | CO2 | Porous | Wet | R600a | MinimizeLCOE_Brownfield | IgnoreSilica | 2019 | 156.6922 | 37.6201 | 5.5217 | 4 | 2904.3896 | 4586.8007 | 59.2099 | 93.5081 | 138.619 | 13.4944 | 107.3785 | 8294106.4315 | 0 | 5190035.555 | 0 | 0 | 0 | 1496048.4814 | 5842274.2825 | 15200399.2677 | 10374584.8372 | 46397448.8553 | 961560.8286 | 16789358.4475 | 16789358.4475 | 13352332.4781 | 7017209.4558 | 0 | 64148368.1314 | 101307268.5127 | 7498942.0933 | 22.0867 | 2904.3896 | 4586.8007 | 59.2099 | 93.5081
1 | 4100 | 707 | 0.045 | 15 | 15 | 7 | 1e-08 | 5spot_SharedNeighbor | CO2 | Porous | Wet | R600a | MinimizeLCOE_Brownfield | IgnoreSilica | 2019 | 156.7239 | 37.6282 | 5.523 | 4 | 2903.7914 | 4585.798 | 59.1977 | 93.4877 | 138.6149 | 13.4931 | 113.7853 | 8294980.7872 | 0 | 5190874.5648 | 0 | 0 | 0 | 1495047.9412 | 5842552.2844 | 15201122.5717 | 10375078.507 | 46399656.6563 | 961560.8286 | 16789358.4475 | 16789358.4475 | 13352332.4781 | 7017209.4558 | 0 | 64150575.9324 | 101309476.3137 | 10000000 | 22.092 | 2903.7914 | 4585.798 | 59.1977 | 93.4877
1 | 4200 | 707 | 0.045 | 15 | 15 | 7 | 1e-13 | 5spot_SharedNeighbor | CO2 | Porous | Wet | R600a | MinimizeLCOE_Brownfield | IgnoreSilica | 2019 | 2.1182 | 0.17927 | 0.014035 | 4 | 365767.5992 | 1045926.901 | 7456.6672 | 21322.6346 | 101.5655 | 15.2026 | 234.8605 | 307902.9338 | 0 | 156434.1123 | 0 | 0 | 0 | 268369.9845 | 285755.742 | 743477.824 | 507438.8918 | 2269379.4885 | 961560.8286 | 17303179.5858 | 17303179.5858 | 13685062.912 | 7195764.7501 | 0 | 20534119.9029 | 58718127.1508 | 100 | 0.05614 | 365767.5992 | 1045926.901 | 7456.6672 | 21322.6346
1 | 4200 | 707 | 0.045 | 15 | 15 | 7 | 1.3335e-13 | 5spot_SharedNeighbor | CO2 | Porous | Wet | R600a | MinimizeLCOE_Brownfield | IgnoreSilica | 2019 | 2.9787 | 0.33466 | 0.028353 | 4 | 188264.7952 | 524946.043 | 3838.0325 | 10701.7351 | 111.9407 | 15.6629 | 44.073 | 427728.8097 | 0 | 217950.9069 | 0 | 0 | 0 | 350984.5126 | 388699.0494 | 1011315.1933 | 690243.3999 | 3086921.8718 | 961560.8286 | 17303179.5858 | 17303179.5858 | 13685062.912 | 7195764.7501 | 0 | 21351662.2862 | 59535669.5342 | 133.3521 | 0.11341 | 188264.7952 | 524946.043 | 3838.0325 | 10701.7351
1 | 4200 | 707 | 0.045 | 15 | 15 | 7 | 1.7783e-13 | 5spot_SharedNeighbor | CO2 | Porous | Wet | R600a | MinimizeLCOE_Brownfield | IgnoreSilica | 2019 | 3.9728 | 0.53682 | 0.049456 | 4 | 112060.6168 | 305079.9848 | 2284.5072 | 6219.4681 | 119.6892 | 15.964 | 52.571 | 556454.1094 | 0 | 274416.1887 | 0 | 0 | 0 | 429479.3594 | 491536.3664 | 1278876.7975 | 872859.6926 | 3903622.514 | 961560.8286 | 17303179.5858 | 17303179.5858 | 13685062.912 | 7195764.7501 | 0 | 22168362.9284 | 60352370.1764 | 177.8279 | 0.19782 | 112060.6168 | 305079.9848 | 2284.5072 | 6219.4681
1 | 4200 | 707 | 0.045 | 15 | 15 | 7 | 2.3714e-13 | 5spot_SharedNeighbor | CO2 | Porous | Wet | R600a | MinimizeLCOE_Brownfield | IgnoreSilica | 2019 | 5.2561 | 0.81184 | 0.078934 | 4 | 73286.7678 | 194223.8429 | 1494.0499 | 3959.5157 | 126.1924 | 16.1921 | 57.4901 | 710112.9104 | 0 | 343290.2899 | 0 | 0 | 0 | 520384.8668 | 613777.3462 | 1596922.7517 | 1089932.5915 | 4874420.7566 | 961560.8286 | 17303179.5858 | 17303179.5858 | 13685062.912 | 7195764.7501 | 0 | 23139161.1711 | 61323168.419 | 237.1374 | 0.31573 | 73286.7678 | 194223.8429 | 1494.0499 | 3959.5157
1 | 4200 | 707 | 0.045 | 15 | 15 | 7 | 3.1623e-13 | 5spot_SharedNeighbor | CO2 | Porous | Wet | R600a | MinimizeLCOE_Brownfield | IgnoreSilica | 2019 | 6.8614 | 1.1698 | 0.11897 | 4 | 50955.2131 | 131195.8191 | 1038.7909 | 2674.6042 | 131.4224 | 16.3606 | 62.1053 | 887543.006 | 0 | 424874.35 | 0 | 0 | 0 | 619377.8726 | 753400.1391 | 1960192.6184 | 1337871.74 | 5983259.7262 | 961560.8286 | 17303179.5858 | 17303179.5858 | 13685062.912 | 7195764.7501 | 0 | 24248000.1406 | 62432007.3885 | 316.2278 | 0.47587 | 50955.2131 | 131195.8191 | 1038.7909 | 2674.6042
1 | 4200 | 707 | 0.045 | 15 | 15 | 7 | 4.217e-13 | 5spot_SharedNeighbor | CO2 | Porous | Wet | R600a | MinimizeLCOE_Brownfield | IgnoreSilica | 2019 | 8.9102 | 1.6369 | 0.17266 | 4 | 36995.981 | 92285.021 | 754.2131 | 1881.355 | 135.6843 | 16.4879 | 56.0586 | 1096700.4558 | 0 | 523653.7039 | 0 | 0 | 0 | 731929.2832 | 917390.5427 | 2386862.0095 | 1629082.3666 | 7285618.3616 | 961560.8286 | 17303179.5858 | 17303179.5858 | 13685062.912 | 7195764.7501 | 0 | 25550358.7761 | 63734366.024 | 421.6965 | 0.69063 | 36995.981 | 92285.021 | 754.2131 | 1881.355
1 | 4200 | 707 | 0.045 | 15 | 15 | 7 | 5.6234e-13 | 5spot_SharedNeighbor | CO2 | Porous | Wet | R600a | MinimizeLCOE_Brownfield | IgnoreSilica | 2019 | 11.5024 | 2.2374 | 0.24381 | 4 | 27752.969 | 66906.9096 | 565.7818 | 1363.9879 | 139.099 | 16.5821 | 64.2976 | 1341323.6115 | 0 | 642335.4671 | 0 | 0 | 0 | 857801.3629 | 1108169.5722 | 2883229.9101 | 1967863.6581 | 8800723.5819 | 961560.8286 | 17303179.5858 | 17303179.5858 | 13685062.912 | 7195764.7501 | 0 | 27065463.9963 | 65249471.2443 | 562.3413 | 0.97523 | 27752.969 | 66906.9096 | 565.7818 | 1363.9879
1 | 4200 | 707 | 0.045 | 15 | 15 | 7 | 7.4989e-13 | 5spot_SharedNeighbor | CO2 | Porous | Wet | R600a | MinimizeLCOE_Brownfield | IgnoreSilica | 2019 | 14.8003 | 3.0091 | 0.33749 | 4 | 21367.3634 | 49652.8657 | 435.6026 | 1012.2408 | 141.8314 | 16.6498 | 75.1284 | 1629399.3824 | 0 | 785864.5911 | 0 | 0 | 0 | 1000706.5086 | 1332228.488 | 3466185.2482 | 2365742.6549 | 10580126.8732 | 961560.8286 | 17303179.5858 | 17303179.5858 | 13685062.912 | 7195764.7501 | 0 | 28844867.2877 | 67028874.5356 | 749.8942 | 1.3499 | 21367.3634 | 49652.8657 | 435.6026 | 1012.2408
1 | 4200 | 707 | 0.045 | 15 | 15 | 7 | 1e-12 | 5spot_SharedNeighbor | CO2 | Porous | Wet | R600a | MinimizeLCOE_Brownfield | IgnoreSilica | 2019 | 18.9445 | 3.9869 | 0.45962 | 4 | 16810.7056 | 37580.1148 | 342.709 | 766.1215 | 143.977 | 16.6935 | 48.3797 | 1964932.8141 | 0 | 957456.6127 | 0 | 0 | 0 | 1159063.7157 | 1591766.7256 | 4141450.5037 | 2826625.0671 | 12641295.4388 | 961560.8286 | 17303179.5858 | 17303179.5858 | 13685062.912 | 7195764.7501 | 0 | 30906035.8533 | 69090043.1012 | 1000 | 1.8385 | 16810.7056 | 37580.1148 | 342.709 | 766.1215
1 | 4200 | 707 | 0.045 | 15 | 15 | 7 | 1.3335e-12 | 5spot_SharedNeighbor | CO2 | Porous | Wet | R600a | MinimizeLCOE_Brownfield | IgnoreSilica | 2019 | 24.1307 | 5.2184 | 0.61754 | 4 | 13475.8784 | 28934.0237 | 274.724 | 589.8592 | 145.6431 | 16.7142 | 73.8775 | 2354692.2857 | 0 | 1161951.5858 | 0 | 0 | 0 | 1333705.3028 | 1891636.178 | 4921649.3072 | 3359126.7819 | 15022761.4414 | 961560.8286 | 17303179.5858 | 17303179.5858 | 13685062.912 | 7195764.7501 | 0 | 33287501.8558 | 71471509.1037 | 1333.5214 | 2.4702 | 13475.8784 | 28934.0237 | 274.724 | 589.8592
1 | 4200 | 707 | 0.045 | 15 | 15 | 7 | 1.7783e-12 | 5spot_SharedNeighbor | CO2 | Porous | Wet | R600a | MinimizeLCOE_Brownfield | IgnoreSilica | 2019 | 30.5498 | 6.7517 | 0.81942 | 4 | 10985.9965 | 22635.6918 | 223.9644 | 461.4592 | 146.9062 | 16.7099 | 53.305 | 2803062.4883 | 0 | 1403262.8425 | 0 | 0 | 0 | 1522580.0061 | 2234273.0814 | 5813120.2454 | 3967574.0151 | 17743872.6788 | 961560.8286 | 17303179.5858 | 17303179.5858 | 13685062.912 | 7195764.7501 | 0 | 36008613.0933 | 74192620.3412 | 1778.2794 | 3.2777 | 10985.9965 | 22635.6918 | 223.9644 | 461.4592
1 | 4200 | 707 | 0.045 | 15 | 15 | 7 | 2.3714e-12 | 5spot_SharedNeighbor | CO2 | Porous | Wet | R600a | MinimizeLCOE_Brownfield | IgnoreSilica | 2019 | 38.4038 | 8.6382 | 1.074 | 4 | 9097.6639 | 17986.0473 | 185.4682 | 366.6699 | 147.8257 | 16.6759 | 64.2417 | 3313447.0353 | 0 | 1685124.9163 | 0 | 0 | 0 | 1722971.4789 | 2621401.9379 | 6820350.1189 | 4655029.1003 | 20818324.5876 | 961560.8286 | 17303179.5858 | 17303179.5858 | 13685062.912 | 7195764.7501 | 0 | 39083065.002 | 77267072.25 | 2371.3737 | 4.2959 | 9097.6639 | 17986.0473 | 185.4682 | 366.6699
1 | 4200 | 707 | 0.045 | 15 | 15 | 7 | 3.1623e-12 | 5spot_SharedNeighbor | CO2 | Porous | Wet | R600a | MinimizeLCOE_Brownfield | IgnoreSilica | 2019 | 47.836 | 10.9169 | 1.3888 | 4 | 7648.6571 | 14522.4435 | 155.9282 | 296.0597 | 148.436 | 16.6038 | 68.5791 | 3883952.5635 | 0 | 2008796.7369 | 0 | 0 | 0 | 1928272.4583 | 3050198.4859 | 7935990.7785 | 5416476.7746 | 24223687.7977 | 961560.8286 | 17303179.5858 | 17303179.5858 | 13685062.912 | 7195764.7501 | 0 | 42488428.2121 | 80672435.4601 | 3162.2777 | 5.555 | 7648.6571 | 14522.4435 | 155.9282 | 296.0597
1 | 4200 | 707 | 0.045 | 15 | 15 | 7 | 4.217e-12 | 5spot_SharedNeighbor | CO2 | Porous | Wet | R600a | MinimizeLCOE_Brownfield | IgnoreSilica | 2019 | 58.7781 | 13.5781 | 1.7658 | 4 | 6529.1788 | 11935.2817 | 133.1061 | 243.3169 | 148.7479 | 16.4859 | 78.2101 | 4500109.81 | 0 | 2368670.6503 | 0 | 0 | 0 | 2123604.9621 | 3507030.3147 | 9124573.4881 | 6227708.8968 | 27851698.122 | 961560.8286 | 17303179.5858 | 17303179.5858 | 13685062.912 | 7195764.7501 | 0 | 46116438.5364 | 84300445.7844 | 4216.965 | 7.0631 | 6529.1788 | 11935.2817 | 133.1061 | 243.3169
1 | 4200 | 707 | 0.045 | 15 | 15 | 7 | 5.6234e-12 | 5spot_SharedNeighbor | CO2 | Porous | Wet | R600a | MinimizeLCOE_Brownfield | IgnoreSilica | 2019 | 70.9124 | 16.5511 | 2.1983 | 4 | 5662.1426 | 10004.5685 | 115.4304 | 203.9567 | 148.7602 | 16.315 | 68.0181 | 5135994.7825 | 0 | 2752389.1477 | 0 | 0 | 0 | 2289619.3262 | 3969421.27 | 10327619.9043 | 7048812.796 | 31523857.2267 | 961560.8286 | 17303179.5858 | 17303179.5858 | 13685062.912 | 7195764.7501 | 0 | 49788597.6412 | 87972604.8891 | 5623.4133 | 8.7932 | 5662.1426 | 10004.5685 | 115.4304 | 203.9567
1 | 4200 | 707 | 0.045 | 15 | 15 | 7 | 7.4989e-12 | 5spot_SharedNeighbor | CO2 | Porous | Wet | R600a | MinimizeLCOE_Brownfield | IgnoreSilica | 2019 | 83.6159 | 19.6884 | 2.6677 | 4 | 4991.9275 | 8570.2982 | 101.7672 | 174.7171 | 148.4848 | 16.0922 | 95.4659 | 5755310.8292 | 0 | 3140243.1669 | 0 | 0 | 0 | 2405755.3189 | 4407510.6329 | 11467438.562 | 7826762.4508 | 35003020.9607 | 961560.8286 | 17303179.5858 | 17303179.5858 | 13685062.912 | 7195764.7501 | 0 | 53267761.3751 | 91451768.6231 | 7498.9421 | 10.6708 | 4991.9275 | 8570.2982 | 101.7672 | 174.7171
1 | 4200 | 707 | 0.045 | 15 | 15 | 7 | 1e-11 | 5spot_SharedNeighbor | CO2 | Porous | Wet | R600a | MinimizeLCOE_Brownfield | IgnoreSilica | 2019 | 96.1781 | 22.8148 | 3.1477 | 4 | 4476.1856 | 7508.8792 | 91.2531 | 153.0787 | 147.9669 | 15.8283 | 97.8951 | 6325263.0076 | 0 | 3512313.1471 | 0 | 0 | 0 | 2461698.4065 | 4796717.0789 | 12480073.8973 | 8517906.8748 | 38093972.4122 | 961560.8286 | 17303179.5858 | 17303179.5858 | 13685062.912 | 7195764.7501 | 0 | 56358712.8266 | 94542720.0746 | 10000 | 12.5908 | 4476.1856 | 7508.8792 | 91.2531 | 153.0787
1 | 4200 | 707 | 0.045 | 15 | 15 | 7 | 1.3335e-11 | 5spot_SharedNeighbor | CO2 | Porous | Wet | R600a | MinimizeLCOE_Brownfield | IgnoreSilica | 2019 | 107.8519 | 25.7427 | 3.6087 | 4 | 4081.4089 | 6726.6555 | 83.205 | 137.132 | 147.2885 | 15.5446 | 87.593 | 6819117.0979 | 0 | 3849413.6046 | 0 | 0 | 0 | 2456064.431 | 5118592.102 | 13317526.6819 | 9089485.6082 | 40650199.5256 | 961560.8286 | 17303179.5858 | 17303179.5858 | 13685062.912 | 7195764.7501 | 0 | 58914939.9401 | 97098947.188 | 13335.2143 | 14.435 | 4081.4089 | 6726.6555 | 83.205 | 137.132
1 | 4200 | 707 | 0.045 | 15 | 15 | 7 | 1.7783e-11 | 5spot_SharedNeighbor | CO2 | Porous | Wet | R600a | MinimizeLCOE_Brownfield | IgnoreSilica | 2019 | 118.1855 | 28.3528 | 4.0283 | 4 | 3780.6765 | 6150.4023 | 77.0742 | 125.3843 | 146.5389 | 15.2623 | 102.5759 | 7228289.1036 | 0 | 4141747.4328 | 0 | 0 | 0 | 2401609.4508 | 5370941.935 | 13974089.1832 | 9537603.0063 | 42654280.1116 | 961560.8286 | 17303179.5858 | 17303179.5858 | 13685062.912 | 7195764.7501 | 0 | 60919020.5261 | 99103027.774 | 17782.7941 | 16.1133 | 3780.6765 | 6150.4023 | 77.0742 | 125.3843
1 | 4200 | 707 | 0.045 | 15 | 15 | 7 | 2.3714e-11 | 5spot_SharedNeighbor | CO2 | Porous | Wet | R600a | MinimizeLCOE_Brownfield | IgnoreSilica | 2019 | 126.8897 | 30.5666 | 4.3915 | 4 | 3552.4363 | 5726.2022 | 72.4212 | 116.7364 | 145.8018 | 15.0018 | 103.3457 | 7552700.2281 | 0 | 4384028.575 | 0 | 0 | 0 | 2313559.7565 | 5557612.5383 | 14459767.8014 | 9869088.643 | 44136757.5423 | 961560.8286 | 17303179.5858 | 17303179.5858 | 13685062.912 | 7195764.7501 | 0 | 62401497.9568 | 100585505.2047 | 23713.7371 | 17.5658 | 3552.4363 | 5726.2022 | 72.4212 | 116.7364
1 | 4200 | 707 | 0.045 | 15 | 15 | 7 | 3.1623e-11 | 5spot_SharedNeighbor | CO2 | Porous | Wet | R600a | MinimizeLCOE_Brownfield | IgnoreSilica | 2019 | 134.0197 | 32.3905 | 4.695 | 4 | 3379.6592 | 5412.8961 | 68.8989 | 110.3492 | 145.1267 | 14.7727 | 102.9112 | 7804581.9654 | 0 | 4580019.6974 | 0 | 0 | 0 | 2210572.942 | 5692118.0959 | 14809723.6715 | 10107940.7152 | 45204957.0875 | 961560.8286 | 17303179.5858 | 17303179.5858 | 13685062.912 | 7195764.7501 | 0 | 63469697.5019 | 101653704.7498 | 31622.7766 | 18.7799 | 3379.6592 | 5412.8961 | 68.8989 | 110.3492
1 | 4200 | 707 | 0.045 | 15 | 15 | 7 | 4.217e-11 | 5spot_SharedNeighbor | CO2 | Porous | Wet | R600a | MinimizeLCOE_Brownfield | IgnoreSilica | 2019 | 139.6929 | 33.8492 | 4.941 | 4 | 3249.0884 | 5181.0813 | 66.2371 | 105.6234 | 144.5433 | 14.5803 | 118.7609 | 7995971.446 | 0 | 4734473.68 | 0 | 0 | 0 | 2105412.2002 | 5785984.3572 | 15053944.4288 | 10274626.4003 | 45950412.5125 | 961560.8286 | 17303179.5858 | 17303179.5858 | 13685062.912 | 7195764.7501 | 0 | 64215152.927 | 102399160.1749 | 42169.6503 | 19.7641 | 3249.0884 | 5181.0813 | 66.2371 | 105.6234
1 | 4200 | 707 | 0.045 | 15 | 15 | 7 | 5.6234e-11 | 5spot_SharedNeighbor | CO2 | Porous | Wet | R600a | MinimizeLCOE_Brownfield | IgnoreSilica | 2019 | 144.1272 | 34.9944 | 5.1363 | 4 | 3150.5274 | 5009.0759 | 64.2278 | 102.1168 | 144.0584 | 14.4236 | 103.7299 | 8139920.6297 | 0 | 4854326.7973 | 0 | 0 | 0 | 2007127.2582 | 5850536.1272 | 15221894.893 | 10389256.0431 | 46463061.7485 | 961560.8286 | 17303179.5858 | 17303179.5858 | 13685062.912 | 7195764.7501 | 0 | 64727802.1629 | 102911809.4109 | 56234.1325 | 20.5451 | 3150.5274 | 5009.0759 | 64.2278 | 102.1168
1 | 4200 | 707 | 0.045 | 15 | 15 | 7 | 7.4989e-11 | 5spot_SharedNeighbor | CO2 | Porous | Wet | R600a | MinimizeLCOE_Brownfield | IgnoreSilica | 2019 | 147.5593 | 35.8837 | 5.289 | 4 | 3076.1946 | 4881.0644 | 62.7124 | 99.5071 | 143.6655 | 14.2984 | 109.9768 | 8247887.0218 | 0 | 4946585.1551 | 0 | 0 | 0 | 1920706.2104 | 5894919.571 | 15337371.5096 | 10468071.2067 | 46815540.6746 | 961560.8286 | 17303179.5858 | 17303179.5858 | 13685062.912 | 7195764.7501 | 0 | 65080281.089 | 103264288.337 | 74989.4209 | 21.1561 | 3076.1946 | 4881.0644 | 62.7124 | 99.5071
1 | 4200 | 707 | 0.045 | 15 | 15 | 7 | 1e-10 | 5spot_SharedNeighbor | CO2 | Porous | Wet | R600a | MinimizeLCOE_Brownfield | IgnoreSilica | 2019 | 150.1876 | 36.5667 | 5.4071 | 4 | 3020.1777 | 4785.6335 | 61.5704 | 97.5616 | 143.3541 | 14.2003 | 116.5978 | 8328507.9585 | 0 | 5016947.3047 | 0 | 0 | 0 | 1847653.043 | 5925312.2394 | 15416446.9983 | 10522041.8527 | 47056909.3966 | 961560.8286 | 17303179.5858 | 17303179.5858 | 13685062.912 | 7195764.7501 | 0 | 65321649.8111 | 103505657.059 | 100000 | 21.6284 | 3020.1777 | 4785.6335 | 61.5704 | 97.5616
1 | 4200 | 707 | 0.045 | 15 | 15 | 7 | 1.3335e-10 | 5spot_SharedNeighbor | CO2 | Porous | Wet | R600a | MinimizeLCOE_Brownfield | IgnoreSilica | 2019 | 152.1903 | 37.0882 | 5.4977 | 4 | 2977.9942 | 4714.3633 | 60.7104 | 96.1087 | 143.1107 | 14.1241 | 116.0852 | 8388728.0005 | 0 | 5070397.3228 | 0 | 0 | 0 | 1787768.2619 | 5946288.4982 | 15471022.9209 | 10559291.0412 | 47223496.0454 | 961560.8286 | 17303179.5858 | 17303179.5858 | 13685062.912 | 7195764.7501 | 0 | 65488236.4599 | 103672243.7078 | 133352.1432 | 21.9907 | 2977.9942 | 4714.3633 | 60.7104 | 96.1087
1 | 4200 | 707 | 0.045 | 15 | 15 | 7 | 1.7783e-10 | 5spot_SharedNeighbor | CO2 | Porous | Wet | R600a | MinimizeLCOE_Brownfield | IgnoreSilica | 2019 | 153.7102 | 37.4846 | 5.5668 | 4 | 2946.2496 | 4661.072 | 60.0633 | 95.0223 | 142.9223 | 14.0656 | 106.7524 | 8433723.5311 | 0 | 5110867.0379 | 0 | 0 | 0 | 1739757.0766 | 5960895.5818 | 15509027.5561 | 10585229.9857 | 47339500.7693 | 961560.8286 | 17303179.5858 | 17303179.5858 | 13685062.912 | 7195764.7501 | 0 | 65604241.1837 | 103788248.4317 | 177827.941 | 22.267 | 2946.2496 | 4661.072 | 60.0633 | 95.0223
1 | 4200 | 707 | 0.045 | 15 | 15 | 7 | 2.3714e-10 | 5spot_SharedNeighbor | CO2 | Porous | Wet | R600a | MinimizeLCOE_Brownfield | IgnoreSilica | 2019 | 154.848 | 37.782 | 5.619 | 4 | 2922.3758 | 4621.2623 | 59.5766 | 94.2107 | 142.7792 | 14.0213 | 116.1223 | 8467002.5866 | 0 | 5141109.6571 | 0 | 0 | 0 | 1701675.873 | 5970817.3655 | 15534842.0019 | 10602848.8754 | 47418296.3594 | 961560.8286 | 17303179.5858 | 17303179.5858 | 13685062.912 | 7195764.7501 | 0 | 65683036.7739 | 103867044.0218 | 237137.3706 | 22.4759 | 2922.3758 | 4621.2623 | 59.5766 | 94.2107
1 | 4200 | 707 | 0.045 | 15 | 15 | 7 | 3.1623e-10 | 5spot_SharedNeighbor | CO2 | Porous | Wet | R600a | MinimizeLCOE_Brownfield | IgnoreSilica | 2019 | 155.7176 | 38.0093 | 5.6587 | 4 | 2904.4313 | 4591.388 | 59.2108 | 93.6017 | 142.6686 | 13.9872 | 106.1321 | 8492207.1174 | 0 | 5164194.2532 | 0 | 0 | 0 | 1672217.4438 | 5978161.3377 | 15553949.5111 | 10615890.143 | 47476619.8063 | 961560.8286 | 17303179.5858 | 17303179.5858 | 13685062.912 | 7195764.7501 | 0 | 65741360.2208 | 103925367.4687 | 316227.766 | 22.6348 | 2904.4313 | 4591.388 | 59.2108 | 93.6017
1 | 4200 | 707 | 0.045 | 15 | 15 | 7 | 4.217e-10 | 5spot_SharedNeighbor | CO2 | Porous | Wet | R600a | MinimizeLCOE_Brownfield | IgnoreSilica | 2019 | 156.3561 | 38.1767 | 5.6884 | 4 | 2890.9499 | 4569.106 | 58.9359 | 93.1474 | 142.5867 | 13.9621 | 107.0659 | 8510578.8057 | 0 | 5181125.7015 | 0 | 0 | 0 | 1649187.8316 | 5982948.0121 | 15566403.4562 | 10624390.2164 | 47514634.0235 | 961560.8286 | 17303179.5858 | 17303179.5858 | 13685062.912 | 7195764.7501 | 0 | 65779374.438 | 103963381.6859 | 421696.5034 | 22.7536 | 2890.9499 | 4569.106 | 58.9359 | 93.1474
1 | 4200 | 707 | 0.045 | 15 | 15 | 7 | 5.6234e-10 | 5spot_SharedNeighbor | CO2 | Porous | Wet | R600a | MinimizeLCOE_Brownfield | IgnoreSilica | 2019 | 156.8554 | 38.3072 | 5.7111 | 4 | 2880.8257 | 4552.3003 | 58.7295 | 92.8048 | 142.5224 | 13.9423 | 116.9117 | 8524875.6135 | 0 | 5194358.7807 | 0 | 0 | 0 | 1631878.7599 | 5986934.1301 | 15576774.5174 | 10631468.6788 | 47546290.4804 | 961560.8286 | 17303179.5858 | 17303179.5858 | 13685062.912 | 7195764.7501 | 0 | 65811030.8948 | 103995038.1427 | 562341.3252 | 22.8445 | 2880.8257 | 4552.3003 | 58.7295 | 92.8048
1 | 4200 | 707 | 0.045 | 15 | 15 | 7 | 7.4989e-10 | 5spot_SharedNeighbor | CO2 | Porous | Wet | R600a | MinimizeLCOE_Brownfield | IgnoreSilica | 2019 | 157.223 | 38.4034 | 5.7281 | 4 | 2873.225 | 4539.7498 | 58.5746 | 92.5489 | 142.4747 | 13.9277 | 117.3782 | 8535355.3106 | 0 | 5204094.6389 | 0 | 0 | 0 | 1618547.1735 | 5989618.878 | 15583759.6808 | 10636236.1964 | 47567611.8782 | 961560.8286 | 17303179.5858 | 17303179.5858 | 13685062.912 | 7195764.7501 | 0 | 65832352.2926 | 104016359.5406 | 749894.2093 | 22.9124 | 2873.225 | 4539.7498 | 58.5746 | 92.5489
1 | 4200 | 707 | 0.045 | 15 | 15 | 7 | 1e-09 | 5spot_SharedNeighbor | CO2 | Porous | Wet | R600a | MinimizeLCOE_Brownfield | IgnoreSilica | 2019 | 157.5003 | 38.4761 | 5.7409 | 4 | 2867.5204 | 4530.3358 | 58.4583 | 92.357 | 142.4387 | 13.9166 | 126.4517 | 8543235.9414 | 0 | 5211435.1214 | 0 | 0 | 0 | 1608446.106 | 5991615.6958 | 15588954.9911 | 10639782.1024 | 47583469.958 | 961560.8286 | 17303179.5858 | 17303179.5858 | 13685062.912 | 7195764.7501 | 0 | 65848210.3725 | 104032217.6204 | 1000000 | 22.9635 | 2867.5204 | 4530.3358 | 58.4583 | 92.357
1 | 4200 | 707 | 0.045 | 15 | 15 | 7 | 1.3335e-09 | 5spot_SharedNeighbor | CO2 | Porous | Wet | R600a | MinimizeLCOE_Brownfield | IgnoreSilica | 2019 | 157.7003 | 38.5287 | 5.7503 | 4 | 2863.2397 | 4523.3244 | 58.371 | 92.2141 | 142.4126 | 13.9087 | 112.4303 | 8548907.0491 | 0 | 5216729.5922 | 0 | 0 | 0 | 1600661.0795 | 5992856.1111 | 15592182.2973 | 10641984.8052 | 47593320.9343 | 961560.8286 | 17303179.5858 | 17303179.5858 | 13685062.912 | 7195764.7501 | 0 | 65858061.3488 | 104042068.5967 | 1333521.4322 | 23.0012 | 2863.2397 | 4523.3244 | 58.371 | 92.2141
1 | 4200 | 707 | 0.045 | 15 | 15 | 7 | 1.7783e-09 | 5spot_SharedNeighbor | CO2 | Porous | Wet | R600a | MinimizeLCOE_Brownfield | IgnoreSilica | 2019 | 157.8512 | 38.5684 | 5.7574 | 4 | 2860.028 | 4518.0632 | 58.3055 | 92.1068 | 142.3929 | 13.9026 | 116.8764 | 8553179.6274 | 0 | 5220724.0675 | 0 | 0 | 0 | 1594797.5318 | 5993793.4784 | 15594621.1347 | 10643649.3619 | 47600765.2018 | 961560.8286 | 17303179.5858 | 17303179.5858 | 13685062.912 | 7195764.7501 | 0 | 65865505.6162 | 104049512.8642 | 1778279.41 | 23.0297 | 2860.028 | 4518.0632 | 58.3055 | 92.1068
1 | 4200 | 707 | 0.045 | 15 | 15 | 7 | 2.3714e-09 | 5spot_SharedNeighbor | CO2 | Porous | Wet | R600a | MinimizeLCOE_Brownfield | IgnoreSilica | 2019 | 157.9755 | 38.6008 | 5.763 | 4 | 2857.6186 | 4514.0568 | 58.2564 | 92.0252 | 142.3766 | 13.8977 | 120.4718 | 8556694.8736 | 0 | 5224011.9637 | 0 | 0 | 0 | 1590566.0885 | 5994796.4411 | 15597230.6378 | 10645430.4013 | 47608730.406 | 961560.8286 | 17303179.5858 | 17303179.5858 | 13685062.912 | 7195764.7501 | 0 | 65873470.8205 | 104057478.0684 | 2371373.7057 | 23.0519 | 2857.6186 | 4514.0568 | 58.2564 | 92.0252
1 | 4200 | 707 | 0.045 | 15 | 15 | 7 | 3.1623e-09 | 5spot_SharedNeighbor | CO2 | Porous | Wet | R600a | MinimizeLCOE_Brownfield | IgnoreSilica | 2019 | 158.0681 | 38.6249 | 5.7671 | 4 | 2855.8113 | 4511.0564 | 58.2196 | 91.964 | 142.3645 | 13.894 | 116.9852 | 8559311.6185 | 0 | 5226461.7984 | 0 | 0 | 0 | 1587369.0751 | 5995525.5719 | 15599127.6866 | 10646725.1761 | 47614520.9267 | 961560.8286 | 17303179.5858 | 17303179.5858 | 13685062.912 | 7195764.7501 | 0 | 65879261.3411 | 104063268.5891 | 3162277.6602 | 23.0685 | 2855.8113 | 4511.0564 | 58.2196 | 91.964
1 | 4200 | 707 | 0.045 | 15 | 15 | 7 | 4.217e-09 | 5spot_SharedNeighbor | CO2 | Porous | Wet | R600a | MinimizeLCOE_Brownfield | IgnoreSilica | 2019 | 158.1265 | 38.6405 | 5.77 | 4 | 2854.4558 | 4508.8689 | 58.1919 | 91.9194 | 142.3569 | 13.8916 | 124.2219 | 8560956.6707 | 0 | 5228005.0468 | 0 | 0 | 0 | 1584774.4981 | 5995757.1241 | 15599730.138 | 10647136.3616 | 47616359.8394 | 961560.8286 | 17303179.5858 | 17303179.5858 | 13685062.912 | 7195764.7501 | 0 | 65881100.2538 | 104065107.5018 | 4216965.0343 | 23.0801 | 2854.4558 | 4508.8689 | 58.1919 | 91.9194
1 | 4200 | 707 | 0.045 | 15 | 15 | 7 | 5.6234e-09 | 5spot_SharedNeighbor | CO2 | Porous | Wet | R600a | MinimizeLCOE_Brownfield | IgnoreSilica | 2019 | 158.1756 | 38.6533 | 5.7723 | 4 | 2853.4391 | 4507.1989 | 58.1712 | 91.8853 | 142.3504 | 13.8897 | 116.3896 | 8562341.2135 | 0 | 5229303.247 | 0 | 0 | 0 | 1582915.5281 | 5996078.3956 | 15600566.0205 | 10647706.8686 | 47618911.2733 | 961560.8286 | 17303179.5858 | 17303179.5858 | 13685062.912 | 7195764.7501 | 0 | 65883651.6878 | 104067658.9357 | 5623413.2519 | 23.0892 | 2853.4391 | 4507.1989 | 58.1712 | 91.8853
1 | 4200 | 707 | 0.045 | 15 | 15 | 7 | 7.4989e-09 | 5spot_SharedNeighbor | CO2 | Porous | Wet | R600a | MinimizeLCOE_Brownfield | IgnoreSilica | 2019 | 158.2191 | 38.6646 | 5.7741 | 4 | 2852.6766 | 4505.9092 | 58.1557 | 91.8591 | 142.3447 | 13.8879 | 122.5182 | 8563569.9293 | 0 | 5230454.4138 | 0 | 0 | 0 | 1581633.4448 | 5996506.5373 | 15601679.9573 | 10648467.1533 | 47622311.4358 | 961560.8286 | 17303179.5858 | 17303179.5858 | 13685062.912 | 7195764.7501 | 0 | 65887051.8502 | 104071059.0982 | 7498942.0933 | 23.0966 | 2852.6766 | 4505.9092 | 58.1557 | 91.8591
1 | 4200 | 707 | 0.045 | 15 | 15 | 7 | 1e-08 | 5spot_SharedNeighbor | CO2 | Porous | Wet | R600a | MinimizeLCOE_Brownfield | IgnoreSilica | 2019 | 158.2339 | 38.6688 | 5.7752 | 4 | 2852.1047 | 4505.0416 | 58.144 | 91.8414 | 142.3427 | 13.8873 | 113.5667 | 8563984.7774 | 0 | 5230846.2858 | 0 | 0 | 0 | 1580367.3203 | 5996327.3696 | 15601213.7997 | 10648148.9912 | 47620888.5439 | 961560.8286 | 17303179.5858 | 17303179.5858 | 13685062.912 | 7195764.7501 | 0 | 65885628.9584 | 104069636.2063 | 10000000 | 23.1007 | 2852.1047 | 4505.0416 | 58.144 | 91.8414
1 | 4300 | 707 | 0.045 | 15 | 15 | 7 | 1e-13 | 5spot_SharedNeighbor | CO2 | Porous | Wet | R600a | MinimizeLCOE_Brownfield | IgnoreSilica | 2019 | 2.196 | 0.18865 | 0.015044 | 4 | 351790.2189 | 1003576.7658 | 7171.7194 | 20459.2698 | 104.0269 | 15.6873 | 245.3631 | 323908.4033 | 0 | 163122.4314 | 0 | 0 | 0 | 283146.4825 | 300369.1537 | 781498.9237 | 533389.0736 | 2385434.4683 | 961560.8286 | 17822860.8151 | 17822860.8151 | 14023360.4323 | 7376664.0807 | 0 | 21169856.1119 | 60392741.44 | 100 | 0.060178 | 351790.2189 | 1003576.7658 | 7171.7194 | 20459.2698
1 | 4300 | 707 | 0.045 | 15 | 15 | 7 | 1.3335e-13 | 5spot_SharedNeighbor | CO2 | Porous | Wet | R600a | MinimizeLCOE_Brownfield | IgnoreSilica | 2019 | 3.0714 | 0.34975 | 0.030461 | 4 | 180573.7267 | 502484.4352 | 3681.2397 | 10243.8249 | 114.5667 | 16.1503 | 41.4522 | 447720.2865 | 0 | 223355.1868 | 0 | 0 | 0 | 367716.3813 | 405128.8233 | 1054062.0949 | 719419.0386 | 3217401.8114 | 961560.8286 | 17822860.8151 | 17822860.8151 | 14023360.4323 | 7376664.0807 | 0 | 22001823.4551 | 61224708.7831 | 133.3521 | 0.12184 | 180573.7267 | 502484.4352 | 3681.2397 | 10243.8249
1 | 4300 | 707 | 0.045 | 15 | 15 | 7 | 1.7783e-13 | 5spot_SharedNeighbor | CO2 | Porous | Wet | R600a | MinimizeLCOE_Brownfield | IgnoreSilica | 2019 | 4.1165 | 0.5647 | 0.053131 | 4 | 107631.2299 | 292189.8866 | 2194.2082 | 5956.6861 | 122.7 | 16.4632 | 59.0772 | 585117.1086 | 0 | 282329.7926 | 0 | 0 | 0 | 452963.8791 | 514960.2043 | 1339820.8188 | 914455.2394 | 4089647.0428 | 961560.8286 | 17822860.8151 | 17822860.8151 | 14023360.4323 | 7376664.0807 | 0 | 22874068.6865 | 62096954.0145 | 177.8279 | 0.21252 | 107631.2299 | 292189.8866 | 2194.2082 | 5956.6861
1 | 4300 | 707 | 0.045 | 15 | 15 | 7 | 2.3714e-13 | 5spot_SharedNeighbor | CO2 | Porous | Wet | R600a | MinimizeLCOE_Brownfield | IgnoreSilica | 2019 | 5.4265 | 0.85082 | 0.084669 | 4 | 70486.8018 | 186298.583 | 1436.9688 | 3797.9486 | 129.3193 | 16.693 | 65.7807 | 744307.5274 | 0 | 352165.3937 | 0 | 0 | 0 | 546239.519 | 640657.8517 | 1666860.313 | 1137666.4142 | 5087897.019 | 961560.8286 | 17822860.8151 | 17822860.8151 | 14023360.4323 | 7376664.0807 | 0 | 23872318.6627 | 63095203.9907 | 237.1374 | 0.33868 | 70486.8018 | 186298.583 | 1436.9688 | 3797.9486
1 | 4300 | 707 | 0.045 | 15 | 15 | 7 | 3.1623e-13 | 5spot_SharedNeighbor | CO2 | Porous | Wet | R600a | MinimizeLCOE_Brownfield | IgnoreSilica | 2019 | 7.0855 | 1.2268 | 0.12754 | 4 | 49067.0504 | 125953.1754 | 1000.2982 | 2567.7258 | 134.7205 | 16.8653 | 68.008 | 930484.4628 | 0 | 435940.8655 | 0 | 0 | 0 | 650448.4169 | 786580.7606 | 2046521.7893 | 1396793.173 | 6246769.4681 | 961560.8286 | 17822860.8151 | 17822860.8151 | 14023360.4323 | 7376664.0807 | 0 | 25031191.1118 | 64254076.4398 | 316.2278 | 0.51014 | 49067.0504 | 125953.1754 | 1000.2982 | 2567.7258
1 | 4300 | 707 | 0.045 | 15 | 15 | 7 | 4.217e-13 | 5spot_SharedNeighbor | CO2 | Porous | Wet | R600a | MinimizeLCOE_Brownfield | IgnoreSilica | 2019 | 9.2003 | 1.717 | 0.18499 | 4 | 35663.2739 | 88668.9411 | 727.0441 | 1807.6363 | 139.1145 | 16.9951 | 54.5279 | 1149678.1993 | 0 | 537246.6283 | 0 | 0 | 0 | 768644.4485 | 957672.0177 | 2491666.1444 | 1700613.3422 | 7605520.7804 | 961560.8286 | 17822860.8151 | 17822860.8151 | 14023360.4323 | 7376664.0807 | 0 | 26389942.4241 | 65612827.7521 | 421.6965 | 0.73998 | 35663.2739 | 88668.9411 | 727.0441 | 1807.6363
1 | 4300 | 707 | 0.045 | 15 | 15 | 7 | 5.6234e-13 | 5spot_SharedNeighbor | CO2 | Porous | Wet | R600a | MinimizeLCOE_Brownfield | IgnoreSilica | 2019 | 11.8728 | 2.3468 | 0.2611 | 4 | 26779.5826 | 64335.4228 | 545.938 | 1311.5646 | 142.6312 | 17.0909 | 57.2446 | 1405772.534 | 0 | 658832.2639 | 0 | 0 | 0 | 900559.1798 | 1156413.9513 | 3008751.8881 | 2053534.9873 | 9183864.8044 | 961560.8286 | 17822860.8151 | 17822860.8151 | 14023360.4323 | 7376664.0807 | 0 | 27968286.4481 | 67191171.7761 | 562.3413 | 1.0444 | 26779.5826 | 64335.4228 | 545.938 | 1311.5646
1 | 4300 | 707 | 0.045 | 15 | 15 | 7 | 7.4989e-13 | 5spot_SharedNeighbor | CO2 | Porous | Wet | R600a | MinimizeLCOE_Brownfield | IgnoreSilica | 2019 | 15.2561 | 3.1525 | 0.36113 | 4 | 20637.0849 | 47790.236 | 420.7149 | 974.2686 | 145.4347 | 17.1592 | 69.0434 | 1705943.0902 | 0 | 805168.0974 | 0 | 0 | 0 | 1048806.5812 | 1388367.9298 | 3612248.56 | 2465433.8665 | 11025968.1252 | 961560.8286 | 17822860.8151 | 17822860.8151 | 14023360.4323 | 7376664.0807 | 0 | 29810389.7689 | 69033275.0969 | 749.8942 | 1.4445 | 20637.0849 | 47790.236 | 420.7149 | 974.2686
1 | 4300 | 707 | 0.045 | 15 | 15 | 7 | 1e-12 | 5spot_SharedNeighbor | CO2 | Porous | Wet | R600a | MinimizeLCOE_Brownfield | IgnoreSilica | 2019 | 19.5144 | 4.1749 | 0.49151 | 4 | 16250.6211 | 36200.8398 | 331.2909 | 738.0031 | 147.6432 | 17.2029 | 71.4169 | 2056230.6562 | 0 | 980430.5066 | 0 | 0 | 0 | 1213851.2468 | 1657699.8398 | 4312994.9421 | 2943707.6711 | 13164914.8626 | 961560.8286 | 17822860.8151 | 17822860.8151 | 14023360.4323 | 7376664.0807 | 0 | 31949336.5063 | 71172221.8343 | 1000 | 1.966 | 16250.6211 | 36200.8398 | 331.2909 | 738.0031
1 | 4300 | 707 | 0.045 | 15 | 15 | 7 | 1.3335e-12 | 5spot_SharedNeighbor | CO2 | Porous | Wet | R600a | MinimizeLCOE_Brownfield | IgnoreSilica | 2019 | 24.8493 | 5.4638 | 0.66007 | 4 | 13038.2378 | 27893.8289 | 265.8021 | 568.6534 | 149.361 | 17.2227 | 72.8656 | 2463635.3856 | 0 | 1189554.1306 | 0 | 0 | 0 | 1396492.6517 | 1969376.0455 | 5123912.4959 | 3497175.5643 | 15640146.2737 | 961560.8286 | 17822860.8151 | 17822860.8151 | 14023360.4323 | 7376664.0807 | 0 | 34424567.9173 | 73647453.2454 | 1333.5214 | 2.6403 | 13038.2378 | 27893.8289 | 265.8021 | 568.6534
1 | 4300 | 707 | 0.045 | 15 | 15 | 7 | 1.7783e-12 | 5spot_SharedNeighbor | CO2 | Porous | Wet | R600a | MinimizeLCOE_Brownfield | IgnoreSilica | 2019 | 31.4512 | 7.0685 | 0.87541 | 4 | 10638.438 | 21839.6804 | 216.8789 | 445.2314 | 150.6628 | 17.216 | 60.4962 | 2932220.2729 | 0 | 1436291.6506 | 0 | 0 | 0 | 1594098.5593 | 2325418.0883 | 6050260.8568 | 4129427.3552 | 18467716.783 | 961560.8286 | 17822860.8151 | 17822860.8151 | 14023360.4323 | 7376664.0807 | 0 | 37252138.4267 | 76475023.7547 | 1778.2794 | 3.5017 | 10638.438 | 21839.6804 | 216.8789 | 445.2314
1 | 4300 | 707 | 0.045 | 15 | 15 | 7 | 2.3714e-12 | 5spot_SharedNeighbor | CO2 | Porous | Wet | R600a | MinimizeLCOE_Brownfield | IgnoreSilica | 2019 | 39.5144 | 9.0395 | 1.1466 | 4 | 8817.6461 | 17369.9853 | 179.7596 | 354.1106 | 151.6084 | 17.1776 | 74.5966 | 3464657.998 | 0 | 1723998.167 | 0 | 0 | 0 | 1803092.6629 | 2726782.0429 | 7094527.5356 | 4842160.821 | 21655219.2274 | 961560.8286 | 17822860.8151 | 17822860.8151 | 14023360.4323 | 7376664.0807 | 0 | 40439640.8711 | 79662526.1991 | 2371.3737 | 4.5862 | 8817.6461 | 17369.9853 | 179.7596 | 354.1106
1 | 4300 | 707 | 0.045 | 15 | 15 | 7 | 3.1623e-12 | 5spot_SharedNeighbor | CO2 | Porous | Wet | R600a | MinimizeLCOE_Brownfield | IgnoreSilica | 2019 | 49.1756 | 11.4154 | 1.4811 | 4 | 7420.1466 | 14040.638 | 151.2697 | 286.2374 | 152.2333 | 17.0988 | 76.7816 | 4058449.0034 | 0 | 2053675.2733 | 0 | 0 | 0 | 2016365.7783 | 3170111.1214 | 8247978.8588 | 5629415.0502 | 25175995.0854 | 961560.8286 | 17822860.8151 | 17822860.8151 | 14023360.4323 | 7376664.0807 | 0 | 43960416.7291 | 83183302.0571 | 3162.2777 | 5.9245 | 7420.1466 | 14040.638 | 151.2697 | 286.2374
1 | 4300 | 707 | 0.045 | 15 | 15 | 7 | 4.217e-12 | 5spot_SharedNeighbor | CO2 | Porous | Wet | R600a | MinimizeLCOE_Brownfield | IgnoreSilica | 2019 | 60.3445 | 14.181 | 1.8806 | 4 | 6340.5596 | 11554.7668 | 129.2609 | 235.5595 | 152.5482 | 16.9717 | 77.3477 | 4697501.3263 | 0 | 2419036.0643 | 0 | 0 | 0 | 2217937.4037 | 3640445.1698 | 9471691.5738 | 6464624.1229 | 28911235.6607 | 961560.8286 | 17822860.8151 | 17822860.8151 | 14023360.4323 | 7376664.0807 | 0 | 47695657.3044 | 86918542.6324 | 4216.965 | 7.5223 | 6340.5596 | 11554.7668 | 129.2609 | 235.5595
1 | 4300 | 707 | 0.045 | 15 | 15 | 7 | 5.6234e-12 | 5spot_SharedNeighbor | CO2 | Porous | Wet | R600a | MinimizeLCOE_Brownfield | IgnoreSilica | 2019 | 72.6561 | 17.2532 | 2.3365 | 4 | 5504.7661 | 9701.4449 | 112.2221 | 197.7771 | 152.5528 | 16.7892 | 87.6672 | 5353042.5925 | 0 | 2806401.8997 | 0 | 0 | 0 | 2386696.673 | 4112995.0544 | 10701169.4403 | 7303768.0301 | 32664073.69 | 961560.8286 | 17822860.8151 | 17822860.8151 | 14023360.4323 | 7376664.0807 | 0 | 51448495.3337 | 90671380.6617 | 5623.4133 | 9.3462 | 5504.7661 | 9701.4449 | 112.2221 | 197.7771
1 | 4300 | 707 | 0.045 | 15 | 15 | 7 | 7.4989e-12 | 5spot_SharedNeighbor | CO2 | Porous | Wet | R600a | MinimizeLCOE_Brownfield | IgnoreSilica | 2019 | 85.5138 | 20.487 | 2.8295 | 4 | 4859.1235 | 8324.6902 | 99.0598 | 169.7101 | 152.2621 | 16.5527 | 83.9334 | 5989910.048 | 0 | 3197137.3149 | 0 | 0 | 0 | 2504142.3112 | 4559563.9729 | 11863050.1623 | 8096775.4971 | 36210579.3063 | 961560.8286 | 17822860.8151 | 17822860.8151 | 14023360.4323 | 7376664.0807 | 0 | 54995000.95 | 94217886.278 | 7498.9421 | 11.3179 | 4859.1235 | 8324.6902 | 99.0598 | 169.7101
1 | 4300 | 707 | 0.045 | 15 | 15 | 7 | 1e-11 | 5spot_SharedNeighbor | CO2 | Porous | Wet | R600a | MinimizeLCOE_Brownfield | IgnoreSilica | 2019 | 98.1466 | 23.6896 | 3.3306 | 4 | 4362.6629 | 7306.835 | 88.9388 | 148.9597 | 151.727 | 16.2753 | 95.5755 | 6572232.3722 | 0 | 3569706.0982 | 0 | 0 | 0 | 2558313.4419 | 4953098.2458 | 12886945.6155 | 8795605.1828 | 39335900.9565 | 961560.8286 | 17822860.8151 | 17822860.8151 | 14023360.4323 | 7376664.0807 | 0 | 58120322.6002 | 97343207.9282 | 10000 | 13.3222 | 4362.6629 | 7306.835 | 88.9388 | 148.9597
1 | 4300 | 707 | 0.045 | 15 | 15 | 7 | 1.3335e-11 | 5spot_SharedNeighbor | CO2 | Porous | Wet | R600a | MinimizeLCOE_Brownfield | IgnoreSilica | 2019 | 109.8445 | 26.6785 | 3.8097 | 4 | 3982.9256 | 6556.8283 | 81.1973 | 133.6698 | 151.0327 | 15.9787 | 95.7916 | 7075090.834 | 0 | 3906203.8353 | 0 | 0 | 0 | 2550085.6674 | 5277238.3313 | 13730291.6276 | 9371206.1651 | 41910116.4606 | 961560.8286 | 17822860.8151 | 17822860.8151 | 14023360.4323 | 7376664.0807 | 0 | 60694538.1043 | 99917423.4323 | 13335.2143 | 15.2387 | 3982.9256 | 6556.8283 | 81.1973 | 133.6698
1 | 4300 | 707 | 0.045 | 15 | 15 | 7 | 1.7783e-11 | 5spot_SharedNeighbor | CO2 | Porous | Wet | R600a | MinimizeLCOE_Brownfield | IgnoreSilica | 2019 | 120.1345 | 29.327 | 4.2433 | 4 | 3693.843 | 6004.73 | 75.304 | 122.4145 | 150.2729 | 15.6862 | 97.0451 | 7489238.2959 | 0 | 4196300.5279 | 0 | 0 | 0 | 2492020.9605 | 5529248.3159 | 14385969.9131 | 9818720.0678 | 43911498.0811 | 961560.8286 | 17822860.8151 | 17822860.8151 | 14023360.4323 | 7376664.0807 | 0 | 62695919.7248 | 101918805.0528 | 17782.7941 | 16.9731 | 3693.843 | 6004.73 | 75.304 | 122.4145
1 | 4300 | 707 | 0.045 | 15 | 15 | 7 | 2.3714e-11 | 5spot_SharedNeighbor | CO2 | Porous | Wet | R600a | MinimizeLCOE_Brownfield | IgnoreSilica | 2019 | 128.7922 | 31.5707 | 4.6175 | 4 | 3474.5712 | 5598.1595 | 70.8338 | 114.1261 | 149.5287 | 15.4171 | 101.7841 | 7817362.9042 | 0 | 4436536.9534 | 0 | 0 | 0 | 2401423.3607 | 5715576.0551 | 14870756.4696 | 10149596.854 | 45391252.5971 | 961560.8286 | 17822860.8151 | 17822860.8151 | 14023360.4323 | 7376664.0807 | 0 | 64175674.2408 | 103398559.5688 | 23713.7371 | 18.4701 | 3474.5712 | 5598.1595 | 70.8338 | 114.1261
1 | 4300 | 707 | 0.045 | 15 | 15 | 7 | 3.1623e-11 | 5spot_SharedNeighbor | CO2 | Porous | Wet | R600a | MinimizeLCOE_Brownfield | IgnoreSilica | 2019 | 135.8445 | 33.4093 | 4.9289 | 4 | 3308.6656 | 5298.0805 | 67.4516 | 108.0085 | 148.8519 | 15.1821 | 93.9987 | 8070825.593 | 0 | 4629840.2585 | 0 | 0 | 0 | 2296017.5776 | 5848706.5374 | 15217134.6755 | 10386007.0969 | 46448531.7389 | 961560.8286 | 17822860.8151 | 17822860.8151 | 14023360.4323 | 7376664.0807 | 0 | 65232953.3826 | 104455838.7106 | 31622.7766 | 19.7158 | 3308.6656 | 5298.0805 | 67.4516 | 108.0085
1 | 4300 | 707 | 0.045 | 15 | 15 | 7 | 4.217e-11 | 5spot_SharedNeighbor | CO2 | Porous | Wet | R600a | MinimizeLCOE_Brownfield | IgnoreSilica | 2019 | 141.4445 | 34.8771 | 5.1808 | 4 | 3183.3422 | 5076.0473 | 64.8967 | 103.4821 | 148.2692 | 14.9854 | 113.3787 | 8263144.3715 | 0 | 4781906.9092 | 0 | 0 | 0 | 2189277.7907 | 5941388.3378 | 15458273.7087 | 10550589.4419 | 47184580.5597 | 961560.8286 | 17822860.8151 | 17822860.8151 | 14023360.4323 | 7376664.0807 | 0 | 65969002.2034 | 105191887.5315 | 42169.6503 | 20.7232 | 3183.3422 | 5076.0473 | 64.8967 | 103.4821
1 | 4300 | 707 | 0.045 | 15 | 15 | 7 | 5.6234e-11 | 5spot_SharedNeighbor | CO2 | Porous | Wet | R600a | MinimizeLCOE_Brownfield | IgnoreSilica | 2019 | 145.8297 | 36.0312 | 5.3806 | 4 | 3088.7789 | 4911.1971 | 62.9689 | 100.1214 | 147.7845 | 14.825 | 104.5705 | 8408136.8373 | 0 | 4900146.9107 | 0 | 0 | 0 | 2090402.7834 | 6005487.7472 | 15625047.2233 | 10664415.7925 | 47693637.2944 | 961560.8286 | 17822860.8151 | 17822860.8151 | 14023360.4323 | 7376664.0807 | 0 | 66478058.9381 | 105700944.2661 | 56234.1325 | 21.5224 | 3088.7789 | 4911.1971 | 62.9689 | 100.1214
1 | 4300 | 707 | 0.045 | 15 | 15 | 7 | 7.4989e-11 | 5spot_SharedNeighbor | CO2 | Porous | Wet | R600a | MinimizeLCOE_Brownfield | IgnoreSilica | 2019 | 149.2083 | 36.9237 | 5.5365 | 4 | 3017.4864 | 4788.5963 | 61.5155 | 97.622 | 147.3938 | 14.6976 | 115.0142 | 8516437.966 | 0 | 4990761.3335 | 0 | 0 | 0 | 2003522.4851 | 6049181.496 | 15738729.3949 | 10742006.2105 | 48040638.886 | 961560.8286 | 17822860.8151 | 17822860.8151 | 14023360.4323 | 7376664.0807 | 0 | 66825060.5297 | 106047945.8578 | 74989.4209 | 22.1459 | 3017.4864 | 4788.5963 | 61.5155 | 97.622
1 | 4300 | 707 | 0.045 | 15 | 15 | 7 | 1e-10 | 5spot_SharedNeighbor | CO2 | Porous | Wet | R600a | MinimizeLCOE_Brownfield | IgnoreSilica | 2019 | 151.7929 | 37.6083 | 5.6568 | 4 | 2963.7778 | 4697.2065 | 60.4206 | 95.7589 | 147.0846 | 14.5978 | 118.2808 | 8597255.095 | 0 | 5059800.7267 | 0 | 0 | 0 | 1930300.3357 | 6079068.9014 | 15816490.293 | 10795079.6213 | 48277994.9731 | 961560.8286 | 17822860.8151 | 17822860.8151 | 14023360.4323 | 7376664.0807 | 0 | 67062416.6168 | 106285301.9448 | 100000 | 22.6273 | 2963.7778 | 4697.2065 | 60.4206 | 95.7589
1 | 4300 | 707 | 0.045 | 15 | 15 | 7 | 1.3335e-10 | 5spot_SharedNeighbor | CO2 | Porous | Wet | R600a | MinimizeLCOE_Brownfield | IgnoreSilica | 2019 | 153.7614 | 38.1309 | 5.7491 | 4 | 2923.3441 | 4628.9557 | 59.5963 | 94.3675 | 146.8431 | 14.5205 | 113.0619 | 8657617 | 0 | 5112226.5696 | 0 | 0 | 0 | 1870432.0908 | 6099707.5075 | 15870187.7126 | 10831729.2136 | 48441900.0941 | 961560.8286 | 17822860.8151 | 17822860.8151 | 14023360.4323 | 7376664.0807 | 0 | 67226321.7378 | 106449207.0658 | 133352.1432 | 22.9964 | 2923.3441 | 4628.9557 | 59.5963 | 94.3675
1 | 4300 | 707 | 0.045 | 15 | 15 | 7 | 1.7783e-10 | 5spot_SharedNeighbor | CO2 | Porous | Wet | R600a | MinimizeLCOE_Brownfield | IgnoreSilica | 2019 | 155.2501 | 38.5269 | 5.8193 | 4 | 2892.924 | 4577.951 | 58.9762 | 93.3277 | 146.657 | 14.4613 | 112.5837 | 8702577.2547 | 0 | 5151787.0857 | 0 | 0 | 0 | 1822441.9232 | 6113954.4428 | 15907255.3157 | 10857028.6144 | 48555044.6365 | 961560.8286 | 17822860.8151 | 17822860.8151 | 14023360.4323 | 7376664.0807 | 0 | 67339466.2802 | 106562351.6082 | 177827.941 | 23.2773 | 2892.924 | 4577.951 | 58.9762 | 93.3277
1 | 4300 | 707 | 0.045 | 15 | 15 | 7 | 2.3714e-10 | 5spot_SharedNeighbor | CO2 | Porous | Wet | R600a | MinimizeLCOE_Brownfield | IgnoreSilica | 2019 | 156.3755 | 38.8266 | 5.8726 | 4 | 2870.0509 | 4539.7855 | 58.5099 | 92.5497 | 146.5142 | 14.4161 | 107.6875 | 8736165.9576 | 0 | 5181641.2519 | 0 | 0 | 0 | 1784647.3255 | 6123957.2687 | 15933280.6167 | 10874791.4171 | 48634483.8375 | 961560.8286 | 17822860.8151 | 17822860.8151 | 14023360.4323 | 7376664.0807 | 0 | 67418905.4812 | 106641790.8092 | 237137.3706 | 23.4905 | 2870.0509 | 4539.7855 | 58.5099 | 92.5497
1 | 4300 | 707 | 0.045 | 15 | 15 | 7 | 3.1623e-10 | 5spot_SharedNeighbor | CO2 | Porous | Wet | R600a | MinimizeLCOE_Brownfield | IgnoreSilica | 2019 | 157.225 | 39.053 | 5.913 | 4 | 2852.8616 | 4511.2064 | 58.1594 | 91.967 | 146.4053 | 14.3817 | 116.8381 | 8761292.7378 | 0 | 5204148.3563 | 0 | 0 | 0 | 1755250.9935 | 6131069.9141 | 15951786.2612 | 10887421.8997 | 48690970.1627 | 961560.8286 | 17822860.8151 | 17822860.8151 | 14023360.4323 | 7376664.0807 | 0 | 67475391.8064 | 106698277.1344 | 316227.766 | 23.6518 | 2852.8616 | 4511.2064 | 58.1594 | 91.967
1 | 4300 | 707 | 0.045 | 15 | 15 | 7 | 4.217e-10 | 5spot_SharedNeighbor | CO2 | Porous | Wet | R600a | MinimizeLCOE_Brownfield | IgnoreSilica | 2019 | 157.8707 | 39.2251 | 5.9435 | 4 | 2839.9494 | 4489.7663 | 57.8962 | 91.53 | 146.3219 | 14.3554 | 115.959 | 8780259.8935 | 0 | 5221238.6376 | 0 | 0 | 0 | 1732691.0319 | 6136333.9295 | 15965482.1495 | 10896769.6249 | 48732775.2669 | 961560.8286 | 17822860.8151 | 17822860.8151 | 14023360.4323 | 7376664.0807 | 0 | 67517196.9106 | 106740082.2386 | 421696.5034 | 23.7741 | 2839.9494 | 4489.7663 | 57.8962 | 91.53
1 | 4300 | 707 | 0.045 | 15 | 15 | 7 | 5.6234e-10 | 5spot_SharedNeighbor | CO2 | Porous | Wet | R600a | MinimizeLCOE_Brownfield | IgnoreSilica | 2019 | 158.3434 | 39.3515 | 5.9663 | 4 | 2830.2537 | 4473.7747 | 57.6986 | 91.2039 | 146.2604 | 14.3361 | 124.286 | 8794069.6917 | 0 | 5233740.7804 | 0 | 0 | 0 | 1715178.3268 | 6139765.6316 | 15974410.7342 | 10902863.5674 | 48760028.7321 | 961560.8286 | 17822860.8151 | 17822860.8151 | 14023360.4323 | 7376664.0807 | 0 | 67544450.3758 | 106767335.7038 | 562341.3252 | 23.8652 | 2830.2537 | 4473.7747 | 57.6986 | 91.2039
1 | 4300 | 707 | 0.045 | 15 | 15 | 7 | 7.4989e-10 | 5spot_SharedNeighbor | CO2 | Porous | Wet | R600a | MinimizeLCOE_Brownfield | IgnoreSilica | 2019 | 158.7092 | 39.449 | 5.9836 | 4 | 2822.9754 | 4461.7312 | 57.5502 | 90.9584 | 146.2127 | 14.3211 | 117.2138 | 8804717.78 | 0 | 5243411.4616 | 0 | 0 | 0 | 1702027.686 | 6142561.2018 | 15981684.2344 | 10907827.8808 | 48782230.2445 | 961560.8286 | 17822860.8151 | 17822860.8151 | 14023360.4323 | 7376664.0807 | 0 | 67566651.8882 | 106789537.2162 | 749894.2093 | 23.9346 | 2822.9754 | 4461.7312 | 57.5502 | 90.9584
1 | 4300 | 707 | 0.045 | 15 | 15 | 7 | 1e-09 | 5spot_SharedNeighbor | CO2 | Porous | Wet | R600a | MinimizeLCOE_Brownfield | IgnoreSilica | 2019 | 158.987 | 39.523 | 5.9967 | 4 | 2817.5131 | 4452.6873 | 57.4388 | 90.7741 | 146.1763 | 14.3097 | 124.9902 | 8812781.0449 | 0 | 5250753.3041 | 0 | 0 | 0 | 1692101.0712 | 6144697.8139 | 15987243.2609 | 10911622.0306 | 48799198.5255 | 961560.8286 | 17822860.8151 | 17822860.8151 | 14023360.4323 | 7376664.0807 | 0 | 67583620.1692 | 106806505.4972 | 1000000 | 23.987 | 2817.5131 | 4452.6873 | 57.4388 | 90.7741
1 | 4300 | 707 | 0.045 | 15 | 15 | 7 | 1.3335e-09 | 5spot_SharedNeighbor | CO2 | Porous | Wet | R600a | MinimizeLCOE_Brownfield | IgnoreSilica | 2019 | 159.1935 | 39.5782 | 6.0065 | 4 | 2813.4145 | 4445.9192 | 57.3553 | 90.6361 | 146.1492 | 14.3012 | 111.636 | 8818760.5667 | 0 | 5256209.1332 | 0 | 0 | 0 | 1684552.3463 | 6146213.598 | 15991187.0203 | 10914313.7274 | 48811236.3918 | 961560.8286 | 17822860.8151 | 17822860.8151 | 14023360.4323 | 7376664.0807 | 0 | 67595658.0355 | 106818543.3635 | 1333521.4322 | 24.0262 | 2813.4145 | 4445.9192 | 57.3553 | 90.6361
1 | 4300 | 707 | 0.045 | 15 | 15 | 7 | 1.7783e-09 | 5spot_SharedNeighbor | CO2 | Porous | Wet | R600a | MinimizeLCOE_Brownfield | IgnoreSilica | 2019 | 159.3445 | 39.6185 | 6.0138 | 4 | 2810.3395 | 4440.8673 | 57.2926 | 90.5331 | 146.1293 | 14.295 | 117.5772 | 8823122.8678 | 0 | 5260196.0902 | 0 | 0 | 0 | 1678781.6474 | 6147219.2361 | 15993803.4843 | 10916099.5178 | 48819222.8436 | 961560.8286 | 17822860.8151 | 17822860.8151 | 14023360.4323 | 7376664.0807 | 0 | 67603644.4873 | 106826529.8153 | 1778279.41 | 24.0553 | 2810.3395 | 4440.8673 | 57.2926 | 90.5331
1 | 4300 | 707 | 0.045 | 15 | 15 | 7 | 2.3714e-09 | 5spot_SharedNeighbor | CO2 | Porous | Wet | R600a | MinimizeLCOE_Brownfield | IgnoreSilica | 2019 | 159.4519 | 39.6475 | 6.0192 | 4 | 2808.0328 | 4437.1115 | 57.2455 | 90.4565 | 146.1151 | 14.2906 | 104.0482 | 8826222.1615 | 0 | 5263032.9738 | 0 | 0 | 0 | 1674329.8924 | 6147798.1608 | 15995309.7276 | 10917127.5598 | 48823820.4759 | 961560.8286 | 17822860.8151 | 17822860.8151 | 14023360.4323 | 7376664.0807 | 0 | 67608242.1196 | 106831127.4477 | 2371373.7057 | 24.0767 | 2808.0328 | 4437.1115 | 57.2455 | 90.4565
1 | 4300 | 707 | 0.045 | 15 | 15 | 7 | 3.1623e-09 | 5spot_SharedNeighbor | CO2 | Porous | Wet | R600a | MinimizeLCOE_Brownfield | IgnoreSilica | 2019 | 159.5445 | 39.672 | 6.0234 | 4 | 2806.3025 | 4434.2299 | 57.2103 | 90.3978 | 146.1029 | 14.2867 | 102.8405 | 8828894.2947 | 0 | 5265478.2563 | 0 | 0 | 0 | 1671190.1753 | 6148569.4632 | 15997316.4983 | 10918497.222 | 48829945.9097 | 961560.8286 | 17822860.8151 | 17822860.8151 | 14023360.4323 | 7376664.0807 | 0 | 67614367.5534 | 106837252.8814 | 3162277.6602 | 24.0938 | 2806.3025 | 4434.2299 | 57.2103 | 90.3978
1 | 4300 | 707 | 0.045 | 15 | 15 | 7 | 4.217e-09 | 5spot_SharedNeighbor | CO2 | Porous | Wet | R600a | MinimizeLCOE_Brownfield | IgnoreSilica | 2019 | 159.5956 | 39.6861 | 6.0263 | 4 | 2805.0047 | 4432.1692 | 57.1838 | 90.3558 | 146.0961 | 14.2846 | 110.5873 | 8830364.192 | 0 | 5266827.6977 | 0 | 0 | 0 | 1668506.9677 | 6148622.5544 | 15997454.6306 | 10918591.5002 | 48830367.5426 | 961560.8286 | 17822860.8151 | 17822860.8151 | 14023360.4323 | 7376664.0807 | 0 | 67614789.1863 | 106837674.5143 | 4216965.0343 | 24.1051 | 2805.0047 | 4432.1692 | 57.1838 | 90.3558
1 | 4300 | 707 | 0.045 | 15 | 15 | 7 | 5.6234e-09 | 5spot_SharedNeighbor | CO2 | Porous | Wet | R600a | MinimizeLCOE_Brownfield | IgnoreSilica | 2019 | 159.654 | 39.7014 | 6.0288 | 4 | 2804.0314 | 4430.5152 | 57.164 | 90.322 | 146.0884 | 14.2822 | 116.6937 | 8832046.9045 | 0 | 5268367.9812 | 0 | 0 | 0 | 1666841.3264 | 6149229.9227 | 15999034.8784 | 10919670.0518 | 48835191.065 | 961560.8286 | 17822860.8151 | 17822860.8151 | 14023360.4323 | 7376664.0807 | 0 | 67619612.7087 | 106842498.0367 | 5623413.2519 | 24.1151 | 2804.0314 | 4430.5152 | 57.164 | 90.322
1 | 4300 | 707 | 0.045 | 15 | 15 | 7 | 7.4989e-09 | 5spot_SharedNeighbor | CO2 | Porous | Wet | R600a | MinimizeLCOE_Brownfield | IgnoreSilica | 2019 | 159.6929 | 39.7117 | 6.0306 | 4 | 2803.3014 | 4429.3014 | 57.1491 | 90.2973 | 146.0833 | 14.2806 | 119.813 | 8833167.2792 | 0 | 5269394.7744 | 0 | 0 | 0 | 1665504.8149 | 6149546.0787 | 15999857.4515 | 10920231.4748 | 48837701.8736 | 961560.8286 | 17822860.8151 | 17822860.8151 | 14023360.4323 | 7376664.0807 | 0 | 67622123.5173 | 106845008.8453 | 7498942.0933 | 24.1223 | 2803.3014 | 4429.3014 | 57.1491 | 90.2973
1 | 4300 | 707 | 0.045 | 15 | 15 | 7 | 1e-08 | 5spot_SharedNeighbor | CO2 | Porous | Wet | R600a | MinimizeLCOE_Brownfield | IgnoreSilica | 2019 | 159.7077 | 39.7161 | 6.0316 | 4 | 2802.754 | 4428.4691 | 57.1379 | 90.2803 | 146.0813 | 14.28 | 111.0921 | 8833590.9435 | 0 | 5269785.9205 | 0 | 0 | 0 | 1664250.3786 | 6149374.6246 | 15999411.3631 | 10919927.0103 | 48836340.2406 | 961560.8286 | 17822860.8151 | 17822860.8151 | 14023360.4323 | 7376664.0807 | 0 | 67620761.8843 | 106843647.2123 | 10000000 | 24.1265 | 2802.754 | 4428.4691 | 57.1379 | 90.2803
1 | 4400 | 707 | 0.045 | 15 | 15 | 7 | 1e-13 | 5spot_SharedNeighbor | CO2 | Porous | Wet | R600a | MinimizeLCOE_Brownfield | IgnoreSilica | 2019 | 2.2738 | 0.19825 | 0.016112 | 4 | 338466.3584 | 963403.5713 | 6900.0945 | 19640.2849 | 106.4898 | 16.1721 | 257.1021 | 340214.4069 | 0 | 169878.5095 | 0 | 0 | 0 | 298136.0377 | 315209.2921 | 820109.9197 | 559741.8718 | 2503290.0376 | 961560.8286 | 18348402.1352 | 18348402.1352 | 14367225.0389 | 7559907.4476 | 0 | 21813253.0014 | 62088787.623 | 100 | 0.064447 | 338466.3584 | 963403.5713 | 6900.0945 | 19640.2849
1 | 4400 | 707 | 0.045 | 15 | 15 | 7 | 1.3335e-13 | 5spot_SharedNeighbor | CO2 | Porous | Wet | R600a | MinimizeLCOE_Brownfield | IgnoreSilica | 2019 | 3.1808 | 0.36764 | 0.03271 | 4 | 173325.239 | 481144.8901 | 3533.4694 | 9808.7894 | 117.3582 | 16.6444 | 58.4104 | 470408.6138 | 0 | 229700.7178 | 0 | 0 | 0 | 387351.8331 | 424109.8542 | 1103446.8439 | 753125.1445 | 3368143.0073 | 961560.8286 | 18348402.1352 | 18348402.1352 | 14367225.0389 | 7559907.4476 | 0 | 22678105.9711 | 62953640.5927 | 133.3521 | 0.13084 | 173325.239 | 481144.8901 | 3533.4694 | 9808.7894
1 | 4400 | 707 | 0.045 | 15 | 15 | 7 | 1.7783e-13 | 5spot_SharedNeighbor | CO2 | Porous | Wet | R600a | MinimizeLCOE_Brownfield | IgnoreSilica | 2019 | 4.248 | 0.59126 | 0.056956 | 4 | 103481.3072 | 280264.5317 | 2109.6064 | 5713.5716 | 125.6384 | 16.9598 | 62.5007 | 612743.301 | 0 | 289522.4654 | 0 | 0 | 0 | 474956.0561 | 537116.5108 | 1397466.9833 | 953799.9312 | 4265605.2479 | 961560.8286 | 18348402.1352 | 18348402.1352 | 14367225.0389 | 7559907.4476 | 0 | 23575568.2116 | 63851102.8333 | 177.8279 | 0.22782 | 103481.3072 | 280264.5317 | 2109.6064 | 5713.5716
1 | 4400 | 707 | 0.045 | 15 | 15 | 7 | 2.3714e-13 | 5spot_SharedNeighbor | CO2 | Porous | Wet | R600a | MinimizeLCOE_Brownfield | IgnoreSilica | 2019 | 5.5922 | 0.8899 | 0.090656 | 4 | 67865.1296 | 178931.5126 | 1383.5225 | 3647.7609 | 132.4325 | 17.1935 | 61.4187 | 778561.7769 | 0 | 360745.9784 | 0 | 0 | 0 | 571783.3578 | 667325.5341 | 1736244.1525 | 1185022.3103 | 5299683.1102 | 961560.8286 | 18348402.1352 | 18348402.1352 | 14367225.0389 | 7559907.4476 | 0 | 24609646.0739 | 64885180.6956 | 237.1374 | 0.36263 | 67865.1296 | 178931.5126 | 1383.5225 | 3647.7609
1 | 4400 | 707 | 0.045 | 15 | 15 | 7 | 3.1623e-13 | 5spot_SharedNeighbor | CO2 | Porous | Wet | R600a | MinimizeLCOE_Brownfield | IgnoreSilica | 2019 | 7.3024 | 1.2837 | 0.13646 | 4 | 47299.3105 | 121087.3666 | 964.2604 | 2468.5298 | 138.0056 | 17.3696 | 69.8652 | 973400.1412 | 0 | 446583.7725 | 0 | 0 | 0 | 681003.6932 | 819385.1667 | 2131872.1247 | 1455046.5307 | 6507291.429 | 961560.8286 | 18348402.1352 | 18348402.1352 | 14367225.0389 | 7559907.4476 | 0 | 25817254.3928 | 66092789.0144 | 316.2278 | 0.54583 | 47299.3105 | 121087.3666 | 964.2604 | 2468.5298
1 | 4400 | 707 | 0.045 | 15 | 15 | 7 | 4.217e-13 | 5spot_SharedNeighbor | CO2 | Porous | Wet | R600a | MinimizeLCOE_Brownfield | IgnoreSilica | 2019 | 9.4755 | 1.7961 | 0.19779 | 4 | 34415.2462 | 85323.1845 | 701.6013 | 1739.4285 | 142.5263 | 17.5019 | 63.8512 | 1202099.7236 | 0 | 550066.0647 | 0 | 0 | 0 | 804121.2543 | 996951.9466 | 2593864.4622 | 1770365.794 | 7917469.2455 | 961560.8286 | 18348402.1352 | 18348402.1352 | 14367225.0389 | 7559907.4476 | 0 | 27227432.2093 | 67502966.8309 | 421.6965 | 0.79114 | 34415.2462 | 85323.1845 | 701.6013 | 1739.4285
1 | 4400 | 707 | 0.045 | 15 | 15 | 7 | 5.6234e-13 | 5spot_SharedNeighbor | CO2 | Porous | Wet | R600a | MinimizeLCOE_Brownfield | IgnoreSilica | 2019 | 12.2406 | 2.4581 | 0.27911 | 4 | 25867.6588 | 61942.3347 | 527.3472 | 1262.7783 | 146.1671 | 17.5999 | 63.8249 | 1471121.5617 | 0 | 675111.6203 | 0 | 0 | 0 | 943587.4342 | 1205030.0403 | 3135240.9793 | 2139866.3911 | 9569958.0271 | 961560.8286 | 18348402.1352 | 18348402.1352 | 14367225.0389 | 7559907.4476 | 0 | 28879920.9909 | 69155455.6125 | 562.3413 | 1.1164 | 25867.6588 | 61942.3347 | 527.3472 | 1262.7783
1 | 4400 | 707 | 0.045 | 15 | 15 | 7 | 7.4989e-13 | 5spot_SharedNeighbor | CO2 | Porous | Wet | R600a | MinimizeLCOE_Brownfield | IgnoreSilica | 2019 | 15.7165 | 3.3002 | 0.3858 | 4 | 19952.5103 | 46051.3535 | 406.7589 | 938.8191 | 149.0477 | 17.6688 | 73.3901 | 1784223.8519 | 0 | 824550.9329 | 0 | 0 | 0 | 1097927.791 | 1445614.0046 | 3761191.1037 | 2567090.213 | 11480597.8972 | 961560.8286 | 18348402.1352 | 18348402.1352 | 14367225.0389 | 7559907.4476 | 0 | 30790560.861 | 71066095.4827 | 749.8942 | 1.5432 | 19952.5103 | 46051.3535 | 406.7589 | 938.8191
1 | 4400 | 707 | 0.045 | 15 | 15 | 7 | 1e-12 | 5spot_SharedNeighbor | CO2 | Porous | Wet | R600a | MinimizeLCOE_Brownfield | IgnoreSilica | 2019 | 20.1017 | 4.371 | 0.52489 | 4 | 15725.2336 | 34908.059 | 320.5802 | 711.648 | 151.3233 | 17.7125 | 63.8504 | 2150508.5285 | 0 | 1003966.6472 | 0 | 0 | 0 | 1270781.6266 | 1725850.1529 | 4490308.0773 | 3064727.5294 | 13706142.5619 | 961560.8286 | 18348402.1352 | 18348402.1352 | 14367225.0389 | 7559907.4476 | 0 | 33016105.5257 | 73291640.1474 | 1000 | 2.0996 | 15725.2336 | 34908.059 | 320.5802 | 711.648
1 | 4400 | 707 | 0.045 | 15 | 15 | 7 | 1.3335e-12 | 5spot_SharedNeighbor | CO2 | Porous | Wet | R600a | MinimizeLCOE_Brownfield | IgnoreSilica | 2019 | 25.5728 | 5.716 | 0.70438 | 4 | 12627.4097 | 26922.1195 | 257.4268 | 548.8438 | 153.087 | 17.731 | 68.1156 | 2574809.4396 | 0 | 1217180.4135 | 0 | 0 | 0 | 1460383.3176 | 2048425.5366 | 5329583.0564 | 3637549.9479 | 16267931.7116 | 961560.8286 | 18348402.1352 | 18348402.1352 | 14367225.0389 | 7559907.4476 | 0 | 35577894.6754 | 75853429.2971 | 1333.5214 | 2.8175 | 12627.4097 | 26922.1195 | 257.4268 | 548.8438
1 | 4400 | 707 | 0.045 | 15 | 15 | 7 | 1.7783e-12 | 5spot_SharedNeighbor | CO2 | Porous | Wet | R600a | MinimizeLCOE_Brownfield | IgnoreSilica | 2019 | 32.3667 | 7.3956 | 0.93382 | 4 | 10311.9218 | 21094.3799 | 210.2225 | 430.0375 | 154.4285 | 17.7217 | 66.9797 | 3064556.0743 | 0 | 1469639.7572 | 0 | 0 | 0 | 1667422.6348 | 2418631.2019 | 6292782.2577 | 4294953.1947 | 19207985.1206 | 961560.8286 | 18348402.1352 | 18348402.1352 | 14367225.0389 | 7559907.4476 | 0 | 38517948.0843 | 78793482.706 | 1778.2794 | 3.7353 | 10311.9218 | 21094.3799 | 210.2225 | 430.0375
1 | 4400 | 707 | 0.045 | 15 | 15 | 7 | 2.3714e-12 | 5spot_SharedNeighbor | CO2 | Porous | Wet | R600a | MinimizeLCOE_Brownfield | IgnoreSilica | 2019 | 40.6345 | 9.4522 | 1.2221 | 4 | 8554.3805 | 16793.4467 | 174.3926 | 342.3571 | 155.3989 | 17.6789 | 79.6055 | 3619033.5646 | 0 | 1762984.3229 | 0 | 0 | 0 | 1884723.9529 | 2834029.3177 | 7373562.9454 | 5032608.2218 | 22506942.3253 | 961560.8286 | 18348402.1352 | 18348402.1352 | 14367225.0389 | 7559907.4476 | 0 | 41816905.2891 | 82092439.9107 | 2371.3737 | 4.8884 | 8554.3805 | 16793.4467 | 174.3926 | 342.3571
1 | 4400 | 707 | 0.045 | 15 | 15 | 7 | 3.1623e-12 | 5spot_SharedNeighbor | CO2 | Porous | Wet | R600a | MinimizeLCOE_Brownfield | IgnoreSilica | 2019 | 50.5102 | 11.924 | 1.5769 | 4 | 7205.3652 | 13590.733 | 146.8911 | 277.0655 | 156.0377 | 17.5938 | 76.9767 | 4235565.6105 | 0 | 2098147.0732 | 0 | 0 | 0 | 2105274.2291 | 3291204.896 | 8563040.0204 | 5844450.7668 | 26137682.5961 | 961560.8286 | 18348402.1352 | 18348402.1352 | 14367225.0389 | 7559907.4476 | 0 | 45447645.5599 | 85723180.1815 | 3162.2777 | 6.3075 | 7205.3652 | 13590.733 | 146.8911 | 277.0655
1 | 4400 | 707 | 0.045 | 15 | 15 | 7 | 4.217e-12 | 5spot_SharedNeighbor | CO2 | Porous | Wet | R600a | MinimizeLCOE_Brownfield | IgnoreSilica | 2019 | 61.9038 | 14.7958 | 1.9994 | 4 | 6162.9799 | 11198.8648 | 125.6407 | 228.304 | 156.3546 | 17.4562 | 86.4221 | 4897632.0854 | 0 | 2468915.4555 | 0 | 0 | 0 | 2312913.8519 | 3774989.9432 | 9821749.4753 | 6703545.8337 | 29979746.645 | 961560.8286 | 18348402.1352 | 18348402.1352 | 14367225.0389 | 7559907.4476 | 0 | 49289709.6088 | 89565244.2305 | 4216.965 | 7.9977 | 6162.9799 | 11198.8648 | 125.6407 | 228.304
1 | 4400 | 707 | 0.045 | 15 | 15 | 7 | 5.6234e-12 | 5spot_SharedNeighbor | CO2 | Porous | Wet | R600a | MinimizeLCOE_Brownfield | IgnoreSilica | 2019 | 74.4077 | 17.9724 | 2.4797 | 4 | 5356.4997 | 9417.0551 | 109.1995 | 191.9794 | 156.351 | 17.2614 | 81.9656 | 5573755.6069 | 0 | 2860398.5795 | 0 | 0 | 0 | 2485096.5384 | 4258507.7827 | 11079763.7105 | 7562166.3988 | 33819688.6168 | 961560.8286 | 18348402.1352 | 18348402.1352 | 14367225.0389 | 7559907.4476 | 0 | 53129651.5805 | 93405186.2022 | 5623.4133 | 9.9187 | 5356.4997 | 9417.0551 | 109.1995 | 191.9794
1 | 4400 | 707 | 0.045 | 15 | 15 | 7 | 7.4989e-12 | 5spot_SharedNeighbor | CO2 | Porous | Wet | R600a | MinimizeLCOE_Brownfield | IgnoreSilica | 2019 | 87.3897 | 21.2974 | 2.9961 | 4 | 4733.9084 | 8094.621 | 96.5071 | 165.0198 | 156.0453 | 17.0113 | 82.9214 | 6226733.0259 | 0 | 3253122.8118 | 0 | 0 | 0 | 2602544.1532 | 4712135.9965 | 12260011.2708 | 8367709.6103 | 37422256.8685 | 961560.8286 | 18348402.1352 | 18348402.1352 | 14367225.0389 | 7559907.4476 | 0 | 56732219.8322 | 97007754.4539 | 7498.9421 | 11.9842 | 4733.9084 | 8094.621 | 96.5071 | 165.0198
1 | 4400 | 707 | 0.045 | 15 | 15 | 7 | 1e-11 | 5spot_SharedNeighbor | CO2 | Porous | Wet | R600a | MinimizeLCOE_Brownfield | IgnoreSilica | 2019 | 100.1003 | 24.5788 | 3.5186 | 4 | 4255.5257 | 7117.1219 | 86.7546 | 145.0922 | 155.4927 | 16.7198 | 99.1427 | 6821722.2712 | 0 | 3626439.827 | 0 | 0 | 0 | 2655198.4736 | 5110310.623 | 13295979.9722 | 9074779.5361 | 40584430.7032 | 961560.8286 | 18348402.1352 | 18348402.1352 | 14367225.0389 | 7559907.4476 | 0 | 59894393.6669 | 100169928.2886 | 10000 | 14.0745 | 4255.5257 | 7117.1219 | 86.7546 | 145.0922
1 | 4400 | 707 | 0.045 | 15 | 15 | 7 | 1.3335e-11 | 5spot_SharedNeighbor | CO2 | Porous | Wet | R600a | MinimizeLCOE_Brownfield | IgnoreSilica | 2019 | 111.7935 | 27.6222 | 4.0154 | 4 | 3889.8794 | 6397.4761 | 79.3005 | 130.4212 | 154.7843 | 16.4109 | 87.0079 | 7332252.9531 | 0 | 3961554.4986 | 0 | 0 | 0 | 2643371.4508 | 5435499.772 | 14142055.4325 | 9652243.4228 | 43166977.5299 | 961560.8286 | 18348402.1352 | 18348402.1352 | 14367225.0389 | 7559907.4476 | 0 | 62476940.4937 | 102752475.1154 | 13335.2143 | 16.0614 | 3889.8794 | 6397.4761 | 79.3005 | 130.4212
1 | 4400 | 707 | 0.045 | 15 | 15 | 7 | 1.7783e-11 | 5spot_SharedNeighbor | CO2 | Porous | Wet | R600a | MinimizeLCOE_Brownfield | IgnoreSilica | 2019 | 122.0512 | 30.3116 | 4.4632 | 4 | 3611.7038 | 5867.692 | 73.6295 | 119.6208 | 154.0143 | 16.1079 | 101.3816 | 7751700.8549 | 0 | 4249776.6309 | 0 | 0 | 0 | 2582019.3584 | 5687563.7692 | 14797874.2478 | 10099853.24 | 45168788.1013 | 961560.8286 | 18348402.1352 | 18348402.1352 | 14367225.0389 | 7559907.4476 | 0 | 64478751.0651 | 104754285.6867 | 17782.7941 | 17.8527 | 3611.7038 | 5867.692 | 73.6295 | 119.6208
1 | 4400 | 707 | 0.045 | 15 | 15 | 7 | 2.3714e-11 | 5spot_SharedNeighbor | CO2 | Porous | Wet | R600a | MinimizeLCOE_Brownfield | IgnoreSilica | 2019 | 130.646 | 32.5809 | 4.8481 | 4 | 3400.8223 | 5477.6791 | 69.3304 | 111.6699 | 153.2648 | 15.8306 | 112.4943 | 8082783.7294 | 0 | 4487549.1338 | 0 | 0 | 0 | 2488373.0243 | 5872895.2961 | 15280068.8641 | 10428960.9737 | 46640631.0215 | 961560.8286 | 18348402.1352 | 18348402.1352 | 14367225.0389 | 7559907.4476 | 0 | 65950593.9852 | 106226128.6069 | 23713.7371 | 19.3925 | 3400.8223 | 5477.6791 | 69.3304 | 111.6699
1 | 4400 | 707 | 0.045 | 15 | 15 | 7 | 3.1623e-11 | 5spot_SharedNeighbor | CO2 | Porous | Wet | R600a | MinimizeLCOE_Brownfield | IgnoreSilica | 2019 | 137.6324 | 34.4368 | 5.1676 | 4 | 3241.3405 | 5189.8059 | 66.0791 | 105.8012 | 152.5859 | 15.5895 | 102.2156 | 8338126.6111 | 0 | 4678524.5866 | 0 | 0 | 0 | 2380797.2398 | 6005004.8906 | 15623790.9295 | 10663558.3462 | 47689802.6038 | 961560.8286 | 18348402.1352 | 18348402.1352 | 14367225.0389 | 7559907.4476 | 0 | 66999765.5676 | 107275300.1893 | 31622.7766 | 20.6704 | 3241.3405 | 5189.8059 | 66.0791 | 105.8012
1 | 4400 | 707 | 0.045 | 15 | 15 | 7 | 4.217e-11 | 5spot_SharedNeighbor | CO2 | Porous | Wet | R600a | MinimizeLCOE_Brownfield | IgnoreSilica | 2019 | 143.165 | 35.9144 | 5.4253 | 4 | 3120.9191 | 4976.8419 | 63.6242 | 101.4597 | 152.0036 | 15.3883 | 112.0841 | 8531442.3349 | 0 | 4828382.7253 | 0 | 0 | 0 | 2272526.9062 | 6096617.2669 | 15862147.5403 | 10826241.6308 | 48417358.4044 | 961560.8286 | 18348402.1352 | 18348402.1352 | 14367225.0389 | 7559907.4476 | 0 | 67727321.3682 | 108002855.9899 | 42169.6503 | 21.7011 | 3120.9191 | 4976.8419 | 63.6242 | 101.4597
1 | 4400 | 707 | 0.045 | 15 | 15 | 7 | 5.6234e-11 | 5spot_SharedNeighbor | CO2 | Porous | Wet | R600a | MinimizeLCOE_Brownfield | IgnoreSilica | 2019 | 147.4887 | 37.0741 | 5.6293 | 4 | 3030.0876 | 4818.7434 | 61.7724 | 98.2366 | 151.5207 | 15.2248 | 99.6446 | 8676970.3338 | 0 | 4944692.7751 | 0 | 0 | 0 | 2172702.0729 | 6159802.4209 | 16026542.3499 | 10938444.4663 | 48919154.4188 | 961560.8286 | 18348402.1352 | 18348402.1352 | 14367225.0389 | 7559907.4476 | 0 | 68229117.3826 | 108504652.0042 | 56234.1325 | 22.5172 | 3030.0876 | 4818.7434 | 61.7724 | 98.2366
1 | 4400 | 707 | 0.045 | 15 | 15 | 7 | 7.4989e-11 | 5spot_SharedNeighbor | CO2 | Porous | Wet | R600a | MinimizeLCOE_Brownfield | IgnoreSilica | 2019 | 150.8138 | 37.9693 | 5.7882 | 4 | 2961.631 | 4701.1818 | 60.3769 | 95.8399 | 151.1325 | 15.0952 | 114.074 | 8785522.7539 | 0 | 5033675.2123 | 0 | 0 | 0 | 2085278.8384 | 6202745.9538 | 16138272.6137 | 11014702.6672 | 49260198.0393 | 961560.8286 | 18348402.1352 | 18348402.1352 | 14367225.0389 | 7559907.4476 | 0 | 68570161.0031 | 108845695.6247 | 74989.4209 | 23.1528 | 2961.631 | 4701.1818 | 60.3769 | 95.8399
1 | 4400 | 707 | 0.045 | 15 | 15 | 7 | 1e-10 | 5spot_SharedNeighbor | CO2 | Porous | Wet | R600a | MinimizeLCOE_Brownfield | IgnoreSilica | 2019 | 153.3593 | 38.6564 | 5.9109 | 4 | 2910.074 | 4613.5267 | 59.3258 | 94.053 | 150.8253 | 14.9938 | 116.0013 | 8866622.0475 | 0 | 5101528.5172 | 0 | 0 | 0 | 2011906.3828 | 6232222.2095 | 16214963.7846 | 11067045.9672 | 49494288.9087 | 961560.8286 | 18348402.1352 | 18348402.1352 | 14367225.0389 | 7559907.4476 | 0 | 68804251.8725 | 109079786.4941 | 100000 | 23.6435 | 2910.074 | 4613.5267 | 59.3258 | 94.053
1 | 4400 | 707 | 0.045 | 15 | 15 | 7 | 1.3335e-10 | 5spot_SharedNeighbor | CO2 | Porous | Wet | R600a | MinimizeLCOE_Brownfield | IgnoreSilica | 2019 | 155.289 | 39.1787 | 6.0047 | 4 | 2871.2701 | 4548.1141 | 58.5347 | 92.7195 | 150.5865 | 14.9156 | 118.5124 | 8926935.1723 | 0 | 5152819.6384 | 0 | 0 | 0 | 1951893.5234 | 6252342.8503 | 16267313.5645 | 11102775.7677 | 49654080.5165 | 961560.8286 | 18348402.1352 | 18348402.1352 | 14367225.0389 | 7559907.4476 | 0 | 68964043.4803 | 109239578.1019 | 133352.1432 | 24.0187 | 2871.2701 | 4548.1141 | 58.5347 | 92.7195
1 | 4400 | 707 | 0.045 | 15 | 15 | 7 | 1.7783e-10 | 5spot_SharedNeighbor | CO2 | Porous | Wet | R600a | MinimizeLCOE_Brownfield | IgnoreSilica | 2019 | 156.7575 | 39.5766 | 6.0762 | 4 | 2842.0826 | 4499.1765 | 57.9397 | 91.7218 | 150.4014 | 14.8553 | 127.0144 | 8972151.3938 | 0 | 5191765.1069 | 0 | 0 | 0 | 1904069.3901 | 6266514.4974 | 16304185.2834 | 11127941.4735 | 49766627.1452 | 961560.8286 | 18348402.1352 | 18348402.1352 | 14367225.0389 | 7559907.4476 | 0 | 69076590.109 | 109352124.7306 | 177827.941 | 24.3049 | 2842.0826 | 4499.1765 | 57.9397 | 91.7218
1 | 4400 | 707 | 0.045 | 15 | 15 | 7 | 2.3714e-10 | 5spot_SharedNeighbor | CO2 | Porous | Wet | R600a | MinimizeLCOE_Brownfield | IgnoreSilica | 2019 | 157.8707 | 39.8785 | 6.1306 | 4 | 2820.1406 | 4462.5409 | 57.4924 | 90.9749 | 150.2591 | 14.8091 | 117.4497 | 9006032.6686 | 0 | 5221238.6376 | 0 | 0 | 0 | 1866517.0564 | 6276577.4614 | 16330367.0515 | 11145811.0681 | 49846543.9435 | 961560.8286 | 18348402.1352 | 18348402.1352 | 14367225.0389 | 7559907.4476 | 0 | 69156506.9072 | 109432041.5289 | 237137.3706 | 24.5224 | 2820.1406 | 4462.5409 | 57.4924 | 90.9749
1 | 4400 | 707 | 0.045 | 15 | 15 | 7 | 3.1623e-10 | 5spot_SharedNeighbor | CO2 | Porous | Wet | R600a | MinimizeLCOE_Brownfield | IgnoreSilica | 2019 | 158.7092 | 40.1062 | 6.1717 | 4 | 2803.6534 | 4435.1182 | 57.1563 | 90.4159 | 150.1508 | 14.7741 | 118.6527 | 9031326.5647 | 0 | 5243411.4616 | 0 | 0 | 0 | 1837303.5771 | 6283696.2253 | 16348888.6149 | 11158452.4158 | 49903078.8594 | 961560.8286 | 18348402.1352 | 18348402.1352 | 14367225.0389 | 7559907.4476 | 0 | 69213041.8232 | 109488576.4448 | 316227.766 | 24.6867 | 2803.6534 | 4435.1182 | 57.1563 | 90.4159
1 | 4400 | 707 | 0.045 | 15 | 15 | 7 | 4.217e-10 | 5spot_SharedNeighbor | CO2 | Porous | Wet | R600a | MinimizeLCOE_Brownfield | IgnoreSilica | 2019 | 159.3445 | 40.2787 | 6.2028 | 4 | 2791.2703 | 4414.557 | 56.9038 | 89.9967 | 150.0681 | 14.7475 | 118.1626 | 9050362.5174 | 0 | 5260196.0902 | 0 | 0 | 0 | 1814867.1095 | 6288916.0297 | 16362469.4751 | 11167721.6319 | 49944532.8538 | 961560.8286 | 18348402.1352 | 18348402.1352 | 14367225.0389 | 7559907.4476 | 0 | 69254495.8176 | 109530030.4392 | 421696.5034 | 24.8111 | 2791.2703 | 4414.557 | 56.9038 | 89.9967
1 | 4400 | 707 | 0.045 | 15 | 15 | 7 | 5.6234e-10 | 5spot_SharedNeighbor | CO2 | Porous | Wet | R600a | MinimizeLCOE_Brownfield | IgnoreSilica | 2019 | 159.8003 | 40.4032 | 6.2257 | 4 | 2781.9727 | 4399.2709 | 56.7143 | 89.6851 | 150.0083 | 14.7282 | 109.9465 | 9063946.1733 | 0 | 5272230.4195 | 0 | 0 | 0 | 1797288.0245 | 6292051.2007 | 16370626.5471 | 11173289.0012 | 49969431.3663 | 961560.8286 | 18348402.1352 | 18348402.1352 | 14367225.0389 | 7559907.4476 | 0 | 69279394.3301 | 109554928.9517 | 562341.3252 | 24.903 | 2781.9727 | 4399.2709 | 56.7143 | 89.6851
1 | 4400 | 707 | 0.045 | 15 | 15 | 7 | 7.4989e-10 | 5spot_SharedNeighbor | CO2 | Porous | Wet | R600a | MinimizeLCOE_Brownfield | IgnoreSilica | 2019 | 160.1681 | 40.5029 | 6.2436 | 4 | 2774.9939 | 4387.6787 | 56.572 | 89.4488 | 149.96 | 14.7127 | 115.88 | 9074871.6024 | 0 | 5281936.9409 | 0 | 0 | 0 | 1784370.0667 | 6295059.6579 | 16378453.9356 | 11178631.3546 | 49993323.5582 | 961560.8286 | 18348402.1352 | 18348402.1352 | 14367225.0389 | 7559907.4476 | 0 | 69303286.522 | 109578821.1436 | 749894.2093 | 24.9742 | 2774.9939 | 4387.6787 | 56.572 | 89.4488
1 | 4400 | 707 | 0.045 | 15 | 15 | 7 | 1e-09 | 5spot_SharedNeighbor | CO2 | Porous | Wet | R600a | MinimizeLCOE_Brownfield | IgnoreSilica | 2019 | 160.4239 | 40.5729 | 6.2565 | 4 | 2769.7566 | 4379.0999 | 56.4652 | 89.2739 | 149.9261 | 14.7019 | 121.6209 | 9082441.8719 | 0 | 5288683.8421 | 0 | 0 | 0 | 1774194.4412 | 6296674.8605 | 16382656.3615 | 11181499.5966 | 50006150.9739 | 961560.8286 | 18348402.1352 | 18348402.1352 | 14367225.0389 | 7559907.4476 | 0 | 69316113.9377 | 109591648.5593 | 1000000 | 25.0261 | 2769.7566 | 4379.0999 | 56.4652 | 89.2739
1 | 4400 | 707 | 0.045 | 15 | 15 | 7 | 1.3335e-09 | 5spot_SharedNeighbor | CO2 | Porous | Wet | R600a | MinimizeLCOE_Brownfield | IgnoreSilica | 2019 | 160.6286 | 40.6285 | 6.2665 | 4 | 2765.827 | 4372.6014 | 56.3851 | 89.1414 | 149.8991 | 14.6932 | 118.2916 | 9088489.2066 | 0 | 5294080.9769 | 0 | 0 | 0 | 1766728.5843 | 6298226.5194 | 16386693.4597 | 11184254.9991 | 50018473.746 | 961560.8286 | 18348402.1352 | 18348402.1352 | 14367225.0389 | 7559907.4476 | 0 | 69328436.7098 | 109603971.3315 | 1333521.4322 | 25.0661 | 2765.827 | 4372.6014 | 56.3851 | 89.1414
1 | 4400 | 707 | 0.045 | 15 | 15 | 7 | 1.7783e-09 | 5spot_SharedNeighbor | CO2 | Porous | Wet | R600a | MinimizeLCOE_Brownfield | IgnoreSilica | 2019 | 160.7749 | 40.6685 | 6.2739 | 4 | 2762.8789 | 4367.7683 | 56.325 | 89.0429 | 149.8797 | 14.687 | 110.3144 | 9092803.7898 | 0 | 5297938.7188 | 0 | 0 | 0 | 1760961.0594 | 6299164.3915 | 16389133.6105 | 11185920.4522 | 50025922.0223 | 961560.8286 | 18348402.1352 | 18348402.1352 | 14367225.0389 | 7559907.4476 | 0 | 69335884.9861 | 109611419.6077 | 1778279.41 | 25.0955 | 2762.8789 | 4367.7683 | 56.325 | 89.0429
1 | 4400 | 707 | 0.045 | 15 | 15 | 7 | 2.3714e-09 | 5spot_SharedNeighbor | CO2 | Porous | Wet | R600a | MinimizeLCOE_Brownfield | IgnoreSilica | 2019 | 160.8844 | 40.6984 | 6.2794 | 4 | 2760.6675 | 4364.1465 | 56.2799 | 88.969 | 149.8651 | 14.6823 | 124.0864 | 9096027.2586 | 0 | 5300824.0088 | 0 | 0 | 0 | 1756609.1555 | 6299849.5649 | 16390916.2911 | 11187137.1683 | 50031363.4472 | 961560.8286 | 18348402.1352 | 18348402.1352 | 14367225.0389 | 7559907.4476 | 0 | 69341326.411 | 109616861.0326 | 2371373.7057 | 25.1176 | 2760.6675 | 4364.1465 | 56.2799 | 88.969
1 | 4400 | 707 | 0.045 | 15 | 15 | 7 | 3.1623e-09 | 5spot_SharedNeighbor | CO2 | Porous | Wet | R600a | MinimizeLCOE_Brownfield | IgnoreSilica | 2019 | 160.977 | 40.7234 | 6.2838 | 4 | 2759.0087 | 4361.3752 | 56.2461 | 88.9125 | 149.8528 | 14.6784 | 124.4869 | 9098754.4906 | 0 | 5303264.9225 | 0 | 0 | 0 | 1753522.7882 | 6300661.4585 | 16393028.6717 | 11188578.9115 | 50037811.2431 | 961560.8286 | 18348402.1352 | 18348402.1352 | 14367225.0389 | 7559907.4476 | 0 | 69347774.2069 | 109623308.8285 | 3162277.6602 | 25.135 | 2759.0087 | 4361.3752 | 56.2461 | 88.9125
1 | 4400 | 707 | 0.045 | 15 | 15 | 7 | 4.217e-09 | 5spot_SharedNeighbor | CO2 | Porous | Wet | R600a | MinimizeLCOE_Brownfield | IgnoreSilica | 2019 | 161.0501 | 40.743 | 6.2871 | 4 | 2757.7646 | 4359.2779 | 56.2208 | 88.8698 | 149.8431 | 14.6752 | 120.3709 | 9100908.0895 | 0 | 5305193.0458 | 0 | 0 | 0 | 1751267.7445 | 6301373.8631 | 16394882.2024 | 11189843.9843 | 50043468.9296 | 961560.8286 | 18348402.1352 | 18348402.1352 | 14367225.0389 | 7559907.4476 | 0 | 69353431.8934 | 109628966.515 | 4216965.0343 | 25.1484 | 2757.7646 | 4359.2779 | 56.2208 | 88.8698
1 | 4400 | 707 | 0.045 | 15 | 15 | 7 | 5.6234e-09 | 5spot_SharedNeighbor | CO2 | Porous | Wet | R600a | MinimizeLCOE_Brownfield | IgnoreSilica | 2019 | 161.089 | 40.7539 | 6.2893 | 4 | 2756.8315 | 4357.7898 | 56.2017 | 88.8394 | 149.8379 | 14.6736 | 122.4528 | 9102049.1986 | 0 | 5306218.0527 | 0 | 0 | 0 | 1749285.6254 | 6301445.6219 | 16395068.9039 | 11189971.4119 | 50044038.8144 | 961560.8286 | 18348402.1352 | 18348402.1352 | 14367225.0389 | 7559907.4476 | 0 | 69354001.7782 | 109629536.3998 | 5623413.2519 | 25.1571 | 2756.8315 | 4357.7898 | 56.2017 | 88.8394
1 | 4400 | 707 | 0.045 | 15 | 15 | 7 | 7.4989e-09 | 5spot_SharedNeighbor | CO2 | Porous | Wet | R600a | MinimizeLCOE_Brownfield | IgnoreSilica | 2019 | 161.1233 | 40.7633 | 6.291 | 4 | 2756.1317 | 4356.647 | 56.1875 | 88.8161 | 149.8334 | 14.6721 | 114.0859 | 9103055.5598 | 0 | 5307120.9939 | 0 | 0 | 0 | 1747888.6798 | 6301645.4411 | 16395588.7925 | 11190326.2465 | 50045625.7137 | 961560.8286 | 18348402.1352 | 18348402.1352 | 14367225.0389 | 7559907.4476 | 0 | 69355588.6775 | 109631123.2991 | 7498942.0933 | 25.1641 | 2756.1317 | 4356.647 | 56.1875 | 88.8161
1 | 4400 | 707 | 0.045 | 15 | 15 | 7 | 1e-08 | 5spot_SharedNeighbor | CO2 | Porous | Wet | R600a | MinimizeLCOE_Brownfield | IgnoreSilica | 2019 | 161.1498 | 40.7705 | 6.2923 | 4 | 2755.6069 | 4355.7858 | 56.1768 | 88.7986 | 149.8298 | 14.671 | 105.979 | 9103833.9989 | 0 | 5307819.4369 | 0 | 0 | 0 | 1746854.4152 | 6301818.0619 | 16396037.9165 | 11190632.7829 | 50046996.6123 | 961560.8286 | 18348402.1352 | 18348402.1352 | 14367225.0389 | 7559907.4476 | 0 | 69356959.5761 | 109632494.1977 | 10000000 | 25.1694 | 2755.6069 | 4355.7858 | 56.1768 | 88.7986
1 | 4500 | 707 | 0.045 | 15 | 15 | 7 | 1e-13 | 5spot_SharedNeighbor | CO2 | Porous | Wet | R600a | MinimizeLCOE_Brownfield | IgnoreSilica | 2019 | 2.3515 | 0.20809 | 0.01724 | 4 | 325766.2143 | 925287.1853 | 6641.1849 | 18863.2308 | 108.9544 | 16.6571 | 260.7479 | 356819.0981 | 0 | 176702.0571 | 0 | 0 | 0 | 313333.7478 | 330273.4122 | 859303.6702 | 586492.4118 | 2622924.3972 | 961560.8286 | 18879803.5461 | 18879803.5461 | 14716656.7318 | 7745494.8509 | 0 | 22464288.772 | 63806243.9008 | 100 | 0.068958 | 325766.2143 | 925287.1853 | 6641.1849 | 18863.2308
1 | 4500 | 707 | 0.045 | 15 | 15 | 7 | 1.3335e-13 | 5spot_SharedNeighbor | CO2 | Porous | Wet | R600a | MinimizeLCOE_Brownfield | IgnoreSilica | 2019 | 3.2734 | 0.38349 | 0.035048 | 4 | 166509.2924 | 461402.7044 | 3394.5171 | 9406.3182 | 119.9913 | 17.1322 | 55.5654 | 491143.0707 | 0 | 235035.5519 | 0 | 0 | 0 | 404517.2842 | 440971.4037 | 1147317.1367 | 783067.5208 | 3502051.968 | 961560.8286 | 18879803.5461 | 18879803.5461 | 14716656.7318 | 7745494.8509 | 0 | 23343416.3427 | 64685371.4715 | 133.3521 | 0.14019 | 166509.2924 | 461402.7044 | 3394.5171 | 9406.3182
1 | 4500 | 707 | 0.045 | 15 | 15 | 7 | 1.7783e-13 | 5spot_SharedNeighbor | CO2 | Porous | Wet | R600a | MinimizeLCOE_Brownfield | IgnoreSilica | 2019 | 4.3749 | 0.61767 | 0.060951 | 4 | 99589.0876 | 269158.9023 | 2030.2583 | 5487.1683 | 128.5522 | 17.4555 | 48.3122 | 640247.7123 | 0 | 296419.7718 | 0 | 0 | 0 | 496520.026 | 558943.1289 | 1454255.3665 | 992559.1696 | 4438945.1751 | 961560.8286 | 18879803.5461 | 18879803.5461 | 14716656.7318 | 7745494.8509 | 0 | 24280309.5499 | 65622264.6787 | 177.8279 | 0.2438 | 99589.0876 | 269158.9023 | 2030.2583 | 5487.1683
1 | 4500 | 707 | 0.045 | 15 | 15 | 7 | 2.3714e-13 | 5spot_SharedNeighbor | CO2 | Porous | Wet | R600a | MinimizeLCOE_Brownfield | IgnoreSilica | 2019 | 5.7749 | 0.9329 | 0.096976 | 4 | 65407.0482 | 171984.6791 | 1333.4111 | 3506.1403 | 135.6195 | 17.6965 | 71.1776 | 815431.2555 | 0 | 370139.892 | 0 | 0 | 0 | 599988.6953 | 696368.3387 | 1811807.5725 | 1236595.8971 | 5530331.6511 | 961560.8286 | 18879803.5461 | 18879803.5461 | 14716656.7318 | 7745494.8509 | 0 | 25371696.0258 | 66713651.1546 | 237.1374 | 0.3879 | 65407.0482 | 171984.6791 | 1333.4111 | 3506.1403
1 | 4500 | 707 | 0.045 | 15 | 15 | 7 | 3.1623e-13 | 5spot_SharedNeighbor | CO2 | Porous | Wet | R600a | MinimizeLCOE_Brownfield | IgnoreSilica | 2019 | 7.5413 | 1.3462 | 0.14587 | 4 | 45641.9925 | 116493.7643 | 930.4738 | 2374.883 | 141.3538 | 17.8759 | 55.6197 | 1019502.9025 | 0 | 458235.8196 | 0 | 0 | 0 | 714753.247 | 855071.868 | 2224721.6011 | 1518418.2062 | 6790703.6443 | 961560.8286 | 18879803.5461 | 18879803.5461 | 14716656.7318 | 7745494.8509 | 0 | 26632068.019 | 67974023.1478 | 316.2278 | 0.5835 | 45641.9925 | 116493.7643 | 930.4738 | 2374.883
1 | 4500 | 707 | 0.045 | 15 | 15 | 7 | 4.217e-13 | 5spot_SharedNeighbor | CO2 | Porous | Wet | R600a | MinimizeLCOE_Brownfield | IgnoreSilica | 2019 | 9.7682 | 1.8805 | 0.21123 | 4 | 33244.834 | 82175.3576 | 677.7409 | 1675.2558 | 145.973 | 18.0096 | 57.3259 | 1257200.7632 | 0 | 563615.4506 | 0 | 0 | 0 | 842050.4643 | 1038518.0045 | 2702010.8184 | 1844177.9043 | 8247573.4054 | 961560.8286 | 18879803.5461 | 18879803.5461 | 14716656.7318 | 7745494.8509 | 0 | 28088937.7802 | 69430892.909 | 421.6965 | 0.84491 | 33244.834 | 82175.3576 | 677.7409 | 1675.2558
1 | 4500 | 707 | 0.045 | 15 | 15 | 7 | 5.6234e-13 | 5spot_SharedNeighbor | CO2 | Porous | Wet | R600a | MinimizeLCOE_Brownfield | IgnoreSilica | 2019 | 12.6085 | 2.5721 | 0.29788 | 4 | 25012.0627 | 59709.0619 | 509.9047 | 1217.25 | 149.7093 | 18.109 | 68.7437 | 1537593.4783 | 0 | 691293.4133 | 0 | 0 | 0 | 987141.2255 | 1254250.9657 | 3263303.7304 | 2227271.8502 | 9960854.6632 | 961560.8286 | 18879803.5461 | 18879803.5461 | 14716656.7318 | 7745494.8509 | 0 | 29802219.038 | 71144174.1668 | 562.3413 | 1.1915 | 25012.0627 | 59709.0619 | 509.9047 | 1217.25
1 | 4500 | 707 | 0.045 | 15 | 15 | 7 | 7.4989e-13 | 5spot_SharedNeighbor | CO2 | Porous | Wet | R600a | MinimizeLCOE_Brownfield | IgnoreSilica | 2019 | 16.177 | 3.4514 | 0.41148 | 4 | 19309.8378 | 44427.9002 | 393.6572 | 905.7228 | 152.6671 | 18.1786 | 77.0093 | 1863835.355 | 0 | 843820.5107 | 0 | 0 | 0 | 1147631.4607 | 1503562.0573 | 3911960.0502 | 2669993.117 | 11940802.5509 | 961560.8286 | 18879803.5461 | 18879803.5461 | 14716656.7318 | 7745494.8509 | 0 | 31782166.9257 | 73124122.0544 | 749.8942 | 1.6459 | 19309.8378 | 44427.9002 | 393.6572 | 905.7228
1 | 4500 | 707 | 0.045 | 15 | 15 | 7 | 1e-12 | 5spot_SharedNeighbor | CO2 | Porous | Wet | R600a | MinimizeLCOE_Brownfield | IgnoreSilica | 2019 | 20.6935 | 4.5725 | 0.55966 | 4 | 15231.6732 | 33699.116 | 310.5183 | 687.0021 | 155.0117 | 18.2222 | 57.7144 | 2246750.3058 | 0 | 1027542.6567 | 0 | 0 | 0 | 1328774.6187 | 1795196.3567 | 4670732.6747 | 3187871.0244 | 14256867.637 | 961560.8286 | 18879803.5461 | 18879803.5461 | 14716656.7318 | 7745494.8509 | 0 | 34098232.0118 | 75440187.1406 | 1000 | 2.2386 | 15231.6732 | 33699.116 | 310.5183 | 687.0021
1 | 4500 | 707 | 0.045 | 15 | 15 | 7 | 1.3335e-12 | 5spot_SharedNeighbor | CO2 | Porous | Wet | R600a | MinimizeLCOE_Brownfield | IgnoreSilica | 2019 | 26.3085 | 5.9766 | 0.75058 | 4 | 12241.1852 | 26011.2096 | 249.5531 | 530.2737 | 156.8227 | 18.2393 | 81.5004 | 2688770.27 | 0 | 1245113.336 | 0 | 0 | 0 | 1525964.2753 | 2129340.6737 | 5540107.6452 | 3781237.3057 | 16910533.5061 | 961560.8286 | 18879803.5461 | 18879803.5461 | 14716656.7318 | 7745494.8509 | 0 | 36751897.8808 | 78093853.0096 | 1333.5214 | 3.0023 | 12241.1852 | 26011.2096 | 249.5531 | 530.2737
1 | 4500 | 707 | 0.045 | 15 | 15 | 7 | 1.7783e-12 | 5spot_SharedNeighbor | CO2 | Porous | Wet | R600a | MinimizeLCOE_Brownfield | IgnoreSilica | 2019 | 33.2681 | 7.7271 | 0.9943 | 4 | 10004.7305 | 20399.4838 | 203.96 | 415.8711 | 158.1988 | 18.2273 | 75.33 | 3198109.3049 | 0 | 1502294.4392 | 0 | 0 | 0 | 1740591.0082 | 2511987.9534 | 6535677.3752 | 4460734.1033 | 19949394.1844 | 961560.8286 | 18879803.5461 | 18879803.5461 | 14716656.7318 | 7745494.8509 | 0 | 39790758.5591 | 81132713.6879 | 1778.2794 | 3.9772 | 10004.7305 | 20399.4838 | 203.96 | 415.8711
1 | 4500 | 707 | 0.045 | 15 | 15 | 7 | 2.3714e-12 | 5spot_SharedNeighbor | CO2 | Porous | Wet | R600a | MinimizeLCOE_Brownfield | IgnoreSilica | 2019 | 41.7406 | 9.8711 | 1.3003 | 4 | 8306.5144 | 16255.2268 | 169.3395 | 331.3848 | 159.1947 | 18.1797 | 83.7439 | 3775021.3217 | 0 | 1801273.2272 | 0 | 0 | 0 | 1966371.5912 | 2941639.7946 | 7653543.3324 | 5223700.5889 | 23361549.8561 | 961560.8286 | 18879803.5461 | 18879803.5461 | 14716656.7318 | 7745494.8509 | 0 | 43202914.2308 | 84544869.3596 | 2371.3737 | 5.2011 | 8306.5144 | 16255.2268 | 169.3395 | 331.3848
1 | 4500 | 707 | 0.045 | 15 | 15 | 7 | 3.1623e-12 | 5spot_SharedNeighbor | CO2 | Porous | Wet | R600a | MinimizeLCOE_Brownfield | IgnoreSilica | 2019 | 51.8332 | 12.4414 | 1.676 | 4 | 7002.81 | 13169.7109 | 142.7618 | 268.4824 | 159.8473 | 18.0874 | 84.0721 | 4414754.2417 | 0 | 2141998.0231 | 0 | 0 | 0 | 2194354.5244 | 3412931.6478 | 8879748.059 | 6060610.5108 | 27104397.0067 | 961560.8286 | 18879803.5461 | 18879803.5461 | 14716656.7318 | 7745494.8509 | 0 | 46945761.3814 | 88287716.5102 | 3162.2777 | 6.7038 | 7002.81 | 13169.7109 | 142.7618 | 268.4824
1 | 4500 | 707 | 0.045 | 15 | 15 | 7 | 4.217e-12 | 5spot_SharedNeighbor | CO2 | Porous | Wet | R600a | MinimizeLCOE_Brownfield | IgnoreSilica | 2019 | 63.4339 | 15.4172 | 2.1219 | 4 | 5995.7262 | 10866.5963 | 122.231 | 221.5303 | 160.1671 | 17.9404 | 72.3156 | 5099220.7111 | 0 | 2517615.924 | 0 | 0 | 0 | 2407498.7273 | 3909490.7913 | 10171693.0922 | 6942389.5428 | 31047908.7888 | 961560.8286 | 18879803.5461 | 18879803.5461 | 14716656.7318 | 7745494.8509 | 0 | 50889273.1635 | 92231228.2923 | 4216.965 | 8.4876 | 5995.7262 | 10866.5963 | 122.231 | 221.5303
1 | 4500 | 707 | 0.045 | 15 | 15 | 7 | 5.6234e-12 | 5spot_SharedNeighbor | CO2 | Porous | Wet | R600a | MinimizeLCOE_Brownfield | IgnoreSilica | 2019 | 76.1445 | 18.7036 | 2.6273 | 4 | 5216.6297 | 9150.4931 | 106.3481 | 186.5452 | 160.1548 | 17.732 | 86.3023 | 5796896.6344 | 0 | 2913688.0166 | 0 | 0 | 0 | 2583777.2392 | 4404801.1372 | 11460389.0099 | 7821950.9867 | 34981503.024 | 961560.8286 | 18879803.5461 | 18879803.5461 | 14716656.7318 | 7745494.8509 | 0 | 54822867.3987 | 96164822.5275 | 5623.4133 | 10.5093 | 5216.6297 | 9150.4931 | 106.3481 | 186.5452
1 | 4500 | 707 | 0.045 | 15 | 15 | 7 | 7.4989e-12 | 5spot_SharedNeighbor | CO2 | Porous | Wet | R600a | MinimizeLCOE_Brownfield | IgnoreSilica | 2019 | 89.2527 | 22.1214 | 3.1676 | 4 | 4615.6936 | 7878.584 | 94.0972 | 160.6156 | 159.8338 | 17.4678 | 99.0414 | 6466125.6024 | 0 | 3308486.7538 | 0 | 0 | 0 | 2701303.6944 | 4865607.2597 | 12659312.0166 | 8640240.5742 | 38641075.9011 | 961560.8286 | 18879803.5461 | 18879803.5461 | 14716656.7318 | 7745494.8509 | 0 | 58482440.2759 | 99824395.4047 | 7498.9421 | 12.6703 | 4615.6936 | 7878.584 | 94.0972 | 160.6156
1 | 4500 | 707 | 0.045 | 15 | 15 | 7 | 1e-11 | 5spot_SharedNeighbor | CO2 | Porous | Wet | R600a | MinimizeLCOE_Brownfield | IgnoreSilica | 2019 | 102.0176 | 25.477 | 3.7114 | 4 | 4154.2851 | 6939.0656 | 84.6907 | 141.4622 | 159.2648 | 17.1624 | 88.5065 | 7072657.443 | 0 | 3681904.6386 | 0 | 0 | 0 | 2751537.6081 | 5267378.879 | 13704639.3552 | 9353697.9621 | 41831815.886 | 961560.8286 | 18879803.5461 | 18879803.5461 | 14716656.7318 | 7745494.8509 | 0 | 61673180.2608 | 103015135.3896 | 10000 | 14.8457 | 4154.2851 | 6939.0656 | 84.6907 | 141.4622
1 | 4500 | 707 | 0.045 | 15 | 15 | 7 | 1.3335e-11 | 5spot_SharedNeighbor | CO2 | Porous | Wet | R600a | MinimizeLCOE_Brownfield | IgnoreSilica | 2019 | 113.7102 | 28.576 | 4.2259 | 4 | 3801.8605 | 6247.6053 | 77.5061 | 127.3659 | 158.5427 | 16.841 | 98.0505 | 7590940.333 | 0 | 4015799.3947 | 0 | 0 | 0 | 2736246.0348 | 5593764.4474 | 14553827.6532 | 9933286.4246 | 44423864.2877 | 961560.8286 | 18879803.5461 | 18879803.5461 | 14716656.7318 | 7745494.8509 | 0 | 64265228.6624 | 105607183.7912 | 13335.2143 | 16.9036 | 3801.8605 | 6247.6053 | 77.5061 | 127.3659
1 | 4500 | 707 | 0.045 | 15 | 15 | 7 | 1.7783e-11 | 5spot_SharedNeighbor | CO2 | Porous | Wet | R600a | MinimizeLCOE_Brownfield | IgnoreSilica | 2019 | 123.9271 | 31.3041 | 4.6878 | 4 | 3533.9118 | 5738.6942 | 72.0436 | 116.991 | 157.7635 | 16.5276 | 102.1261 | 8015216.108 | 0 | 4301950.8388 | 0 | 0 | 0 | 2671319.3285 | 5845509.6474 | 15208817.0236 | 10380330.1286 | 46423143.075 | 961560.8286 | 18879803.5461 | 18879803.5461 | 14716656.7318 | 7745494.8509 | 0 | 66264507.4498 | 107606462.5786 | 17782.7941 | 18.751 | 3533.9118 | 5738.6942 | 72.0436 | 116.991
1 | 4500 | 707 | 0.045 | 15 | 15 | 7 | 2.3714e-11 | 5spot_SharedNeighbor | CO2 | Porous | Wet | R600a | MinimizeLCOE_Brownfield | IgnoreSilica | 2019 | 132.4534 | 33.5973 | 5.0832 | 4 | 3330.8918 | 5364.1539 | 67.9047 | 109.3555 | 157.0098 | 16.2425 | 104.5462 | 8348912.1202 | 0 | 4537145.2893 | 0 | 0 | 0 | 2574434.526 | 6029591.8548 | 15687761.1669 | 10707219.3477 | 47885064.3049 | 961560.8286 | 18879803.5461 | 18879803.5461 | 14716656.7318 | 7745494.8509 | 0 | 67726428.6796 | 109068383.8084 | 23713.7371 | 20.3328 | 3330.8918 | 5364.1539 | 67.9047 | 109.3555
1 | 4500 | 707 | 0.045 | 15 | 15 | 7 | 3.1623e-11 | 5spot_SharedNeighbor | CO2 | Porous | Wet | R600a | MinimizeLCOE_Brownfield | IgnoreSilica | 2019 | 139.3593 | 35.4663 | 5.4103 | 4 | 3177.4248 | 5087.7663 | 64.7761 | 103.721 | 156.3308 | 15.9957 | 103.635 | 8605489.6236 | 0 | 4725427.1638 | 0 | 0 | 0 | 2464274.0652 | 6160124.4325 | 16027380.1581 | 10939016.2877 | 48921711.7309 | 961560.8286 | 18879803.5461 | 18879803.5461 | 14716656.7318 | 7745494.8509 | 0 | 68763076.1056 | 110105031.2344 | 31622.7766 | 21.6411 | 3177.4248 | 5087.7663 | 64.7761 | 103.721
1 | 4500 | 707 | 0.045 | 15 | 15 | 7 | 4.217e-11 | 5spot_SharedNeighbor | CO2 | Porous | Wet | R600a | MinimizeLCOE_Brownfield | IgnoreSilica | 2019 | 144.846 | 36.9587 | 5.6741 | 4 | 3061.5901 | 4883.0964 | 62.4147 | 99.5485 | 155.7472 | 15.7895 | 111.4976 | 8800473.7657 | 0 | 4873685.8055 | 0 | 0 | 0 | 2354959.099 | 6251356.2814 | 16264746.7147 | 11101023.8399 | 49646245.5062 | 961560.8286 | 18879803.5461 | 18879803.5461 | 14716656.7318 | 7745494.8509 | 0 | 69487609.8809 | 110829565.0097 | 42169.6503 | 22.6966 | 3061.5901 | 4883.0964 | 62.4147 | 99.5485
1 | 4500 | 707 | 0.045 | 15 | 15 | 7 | 5.6234e-11 | 5spot_SharedNeighbor | CO2 | Porous | Wet | R600a | MinimizeLCOE_Brownfield | IgnoreSilica | 2019 | 149.1035 | 38.1222 | 5.8822 | 4 | 2974.2481 | 4731.3284 | 60.6341 | 96.4545 | 155.2671 | 15.6231 | 99.5698 | 8946278.0777 | 0 | 4987956.1455 | 0 | 0 | 0 | 2254000.1639 | 6313411.411 | 16426201.4326 | 11211220.0024 | 50139067.233 | 961560.8286 | 18879803.5461 | 18879803.5461 | 14716656.7318 | 7745494.8509 | 0 | 69980431.6078 | 111322386.7366 | 56234.1325 | 23.5288 | 2974.2481 | 4731.3284 | 60.6341 | 96.4545
1 | 4500 | 707 | 0.045 | 15 | 15 | 7 | 7.4989e-11 | 5spot_SharedNeighbor | CO2 | Porous | Wet | R600a | MinimizeLCOE_Brownfield | IgnoreSilica | 2019 | 152.3802 | 39.021 | 6.0442 | 4 | 2908.4414 | 4618.4363 | 59.2925 | 94.1531 | 154.8811 | 15.4913 | 112.8452 | 9055173.1069 | 0 | 5075456.7632 | 0 | 0 | 0 | 2166071.9576 | 6355713.7128 | 16536263.3445 | 11286339.5189 | 50475018.4039 | 961560.8286 | 18879803.5461 | 18879803.5461 | 14716656.7318 | 7745494.8509 | 0 | 70316382.7786 | 111658337.9074 | 74989.4209 | 24.1767 | 2908.4414 | 4618.4363 | 59.2925 | 94.1531
1 | 4500 | 707 | 0.045 | 15 | 15 | 7 | 1e-10 | 5spot_SharedNeighbor | CO2 | Porous | Wet | R600a | MinimizeLCOE_Brownfield | IgnoreSilica | 2019 | 154.8823 | 39.7093 | 6.169 | 4 | 2858.8935 | 4534.2913 | 58.2824 | 92.4377 | 154.5765 | 15.3884 | 107.7691 | 9136356.8525 | 0 | 5142019.7614 | 0 | 0 | 0 | 2092390.702 | 6384599.2532 | 16611417.5955 | 11337633.8394 | 50704418.004 | 961560.8286 | 18879803.5461 | 18879803.5461 | 14716656.7318 | 7745494.8509 | 0 | 70545782.3787 | 111887737.5075 | 100000 | 24.6759 | 2858.8935 | 4534.2913 | 58.2824 | 92.4377
1 | 4500 | 707 | 0.045 | 15 | 15 | 7 | 1.3335e-10 | 5spot_SharedNeighbor | CO2 | Porous | Wet | R600a | MinimizeLCOE_Brownfield | IgnoreSilica | 2019 | 156.7964 | 40.2367 | 6.2647 | 4 | 2821.6105 | 4471.3955 | 57.5223 | 91.1554 | 154.3378 | 15.3084 | 127.7221 | 9197301.5974 | 0 | 5192795.6663 | 0 | 0 | 0 | 2032634.1315 | 6404865.2442 | 16664145.5468 | 11373621.7496 | 50865363.9359 | 961560.8286 | 18879803.5461 | 18879803.5461 | 14716656.7318 | 7745494.8509 | 0 | 70706728.3107 | 112048683.4394 | 133352.1432 | 25.059 | 2821.6105 | 4471.3955 | 57.5223 | 91.1554
1 | 4500 | 707 | 0.045 | 15 | 15 | 7 | 1.7783e-10 | 5spot_SharedNeighbor | CO2 | Porous | Wet | R600a | MinimizeLCOE_Brownfield | IgnoreSilica | 2019 | 158.2339 | 40.6337 | 6.3374 | 4 | 2793.5727 | 4424.4481 | 56.9508 | 90.1984 | 154.1552 | 15.2475 | 109.9129 | 9242398.6891 | 0 | 5230846.2858 | 0 | 0 | 0 | 1984704.4968 | 6418600.294 | 16699881.329 | 11398012.1553 | 50974443.25 | 961560.8286 | 18879803.5461 | 18879803.5461 | 14716656.7318 | 7745494.8509 | 0 | 70815807.6248 | 112157762.7535 | 177827.941 | 25.3495 | 2793.5727 | 4424.4481 | 56.9508 | 90.1984
1 | 4500 | 707 | 0.045 | 15 | 15 | 7 | 2.3714e-10 | 5spot_SharedNeighbor | CO2 | Porous | Wet | R600a | MinimizeLCOE_Brownfield | IgnoreSilica | 2019 | 159.325 | 40.9354 | 6.3926 | 4 | 2772.4985 | 4389.2932 | 56.5211 | 89.4817 | 154.0147 | 15.2009 | 115.7099 | 9276244.9127 | 0 | 5259682.4756 | 0 | 0 | 0 | 1947160.9393 | 6428404.4478 | 16725389.7261 | 11415422.1605 | 51052304.662 | 961560.8286 | 18879803.5461 | 18879803.5461 | 14716656.7318 | 7745494.8509 | 0 | 70893669.0368 | 112235624.1655 | 237137.3706 | 25.5703 | 2772.4985 | 4389.2932 | 56.5211 | 89.4817
1 | 4500 | 707 | 0.045 | 15 | 15 | 7 | 3.1623e-10 | 5spot_SharedNeighbor | CO2 | Porous | Wet | R600a | MinimizeLCOE_Brownfield | IgnoreSilica | 2019 | 160.1487 | 41.1633 | 6.4343 | 4 | 2756.6657 | 4362.969 | 56.1984 | 88.945 | 153.9075 | 15.1654 | 113.3188 | 9301572.8279 | 0 | 5281423.8556 | 0 | 0 | 0 | 1918024.1231 | 6435398.1146 | 16743585.8124 | 11427841.3633 | 51107846.0968 | 961560.8286 | 18879803.5461 | 18879803.5461 | 14716656.7318 | 7745494.8509 | 0 | 70949210.4715 | 112291165.6003 | 316227.766 | 25.7373 | 2756.6657 | 4362.969 | 56.1984 | 88.945
1 | 4500 | 707 | 0.045 | 15 | 15 | 7 | 4.217e-10 | 5spot_SharedNeighbor | CO2 | Porous | Wet | R600a | MinimizeLCOE_Brownfield | IgnoreSilica | 2019 | 160.7749 | 41.3365 | 6.466 | 4 | 2744.7753 | 4343.2201 | 55.956 | 88.5424 | 153.8254 | 15.1383 | 111.7821 | 9320702.6722 | 0 | 5297938.7188 | 0 | 0 | 0 | 1895707.2125 | 6440595.9554 | 16757109.5279 | 11437071.577 | 51149125.6638 | 961560.8286 | 18879803.5461 | 18879803.5461 | 14716656.7318 | 7745494.8509 | 0 | 70990490.0385 | 112332445.1673 | 421696.5034 | 25.8639 | 2744.7753 | 4343.2201 | 55.956 | 88.5424
1 | 4500 | 707 | 0.045 | 15 | 15 | 7 | 5.6234e-10 | 5spot_SharedNeighbor | CO2 | Porous | Wet | R600a | MinimizeLCOE_Brownfield | IgnoreSilica | 2019 | 161.2398 | 41.4653 | 6.4897 | 4 | 2735.8485 | 4328.4559 | 55.774 | 88.2414 | 153.764 | 15.1181 | 117.2212 | 9334831.3828 | 0 | 5310190.9947 | 0 | 0 | 0 | 1878519.4951 | 6444181.3303 | 16766437.938 | 11443438.4086 | 51177599.5494 | 961560.8286 | 18879803.5461 | 18879803.5461 | 14716656.7318 | 7745494.8509 | 0 | 71018963.9241 | 112360919.0529 | 562341.3252 | 25.9587 | 2735.8485 | 4328.4559 | 55.774 | 88.2414
1 | 4500 | 707 | 0.045 | 15 | 15 | 7 | 7.4989e-10 | 5spot_SharedNeighbor | CO2 | Porous | Wet | R600a | MinimizeLCOE_Brownfield | IgnoreSilica | 2019 | 161.5862 | 41.5614 | 6.5074 | 4 | 2729.1484 | 4317.4073 | 55.6374 | 88.0162 | 153.7181 | 15.103 | 107.0652 | 9345316.8818 | 0 | 5319314.5502 | 0 | 0 | 0 | 1865381.0315 | 6446704.8608 | 16773003.6468 | 11447919.6397 | 51197640.6107 | 961560.8286 | 18879803.5461 | 18879803.5461 | 14716656.7318 | 7745494.8509 | 0 | 71039004.9855 | 112380960.1143 | 749894.2093 | 26.0297 | 2729.1484 | 4317.4073 | 55.6374 | 88.0162
1 | 4500 | 707 | 0.045 | 15 | 15 | 7 | 1e-09 | 5spot_SharedNeighbor | CO2 | Porous | Wet | R600a | MinimizeLCOE_Brownfield | IgnoreSilica | 2019 | 161.8466 | 41.6337 | 6.5208 | 4 | 2724.1206 | 4309.1245 | 55.5349 | 87.8473 | 153.6835 | 15.0917 | 113.403 | 9353177.9327 | 0 | 5326171.4849 | 0 | 0 | 0 | 1855423.6461 | 6448561.4949 | 16777834.2278 | 11451216.6105 | 51212385.3969 | 961560.8286 | 18879803.5461 | 18879803.5461 | 14716656.7318 | 7745494.8509 | 0 | 71053749.7717 | 112395704.9004 | 1000000 | 26.0832 | 2724.1206 | 4309.1245 | 55.5349 | 87.8473
1 | 4500 | 707 | 0.045 | 15 | 15 | 7 | 1.3335e-09 | 5spot_SharedNeighbor | CO2 | Porous | Wet | R600a | MinimizeLCOE_Brownfield | IgnoreSilica | 2019 | 162.0512 | 41.6903 | 6.531 | 4 | 2720.3483 | 4302.868 | 55.458 | 87.7198 | 153.6563 | 15.0827 | 111.3587 | 9359344.9033 | 0 | 5331559.1038 | 0 | 0 | 0 | 1848064.1952 | 6450197.5989 | 16782091.0349 | 11454121.9688 | 51225378.8049 | 961560.8286 | 18879803.5461 | 18879803.5461 | 14716656.7318 | 7745494.8509 | 0 | 71066743.1796 | 112408698.3084 | 1333521.4322 | 26.1241 | 2720.3483 | 4302.868 | 55.458 | 87.7198
1 | 4500 | 707 | 0.045 | 15 | 15 | 7 | 1.7783e-09 | 5spot_SharedNeighbor | CO2 | Porous | Wet | R600a | MinimizeLCOE_Brownfield | IgnoreSilica | 2019 | 162.1903 | 41.7291 | 6.5384 | 4 | 2717.5184 | 4298.2527 | 55.4003 | 87.6257 | 153.6376 | 15.0766 | 118.606 | 9363525.7989 | 0 | 5335219.7254 | 0 | 0 | 0 | 1842240.2929 | 6450984.4687 | 16784138.3086 | 11455519.2752 | 51231627.8697 | 961560.8286 | 18879803.5461 | 18879803.5461 | 14716656.7318 | 7745494.8509 | 0 | 71072992.2444 | 112414947.3732 | 1778279.41 | 26.1536 | 2717.5184 | 4298.2527 | 55.4003 | 87.6257
1 | 4500 | 707 | 0.045 | 15 | 15 | 7 | 2.3714e-09 | 5spot_SharedNeighbor | CO2 | Porous | Wet | R600a | MinimizeLCOE_Brownfield | IgnoreSilica | 2019 | 162.305 | 41.7608 | 6.5442 | 4 | 2715.3956 | 4294.7393 | 55.357 | 87.5541 | 153.6223 | 15.0716 | 117.2611 | 9366970.7707 | 0 | 5338236.8869 | 0 | 0 | 0 | 1838043.4902 | 6451867.9476 | 16786436.9397 | 11457088.1381 | 51238644.1732 | 961560.8286 | 18879803.5461 | 18879803.5461 | 14716656.7318 | 7745494.8509 | 0 | 71080008.5479 | 112421963.6767 | 2371373.7057 | 26.1767 | 2715.3956 | 4294.7393 | 55.357 | 87.5541
1 | 4500 | 707 | 0.045 | 15 | 15 | 7 | 3.1623e-09 | 5spot_SharedNeighbor | CO2 | Porous | Wet | R600a | MinimizeLCOE_Brownfield | IgnoreSilica | 2019 | 162.3802 | 41.782 | 6.5483 | 4 | 2713.8033 | 4292.1608 | 55.3246 | 87.5015 | 153.6122 | 15.0683 | 112.6811 | 9369225.3296 | 0 | 5340215.2171 | 0 | 0 | 0 | 1834684.8358 | 6452208.8992 | 16787324.0257 | 11457693.5925 | 51241351.8999 | 961560.8286 | 18879803.5461 | 18879803.5461 | 14716656.7318 | 7745494.8509 | 0 | 71082716.2746 | 112424671.4034 | 3162277.6602 | 26.193 | 2713.8033 | 4292.1608 | 55.3246 | 87.5015
1 | 4500 | 707 | 0.045 | 15 | 15 | 7 | 4.217e-09 | 5spot_SharedNeighbor | CO2 | Porous | Wet | R600a | MinimizeLCOE_Brownfield | IgnoreSilica | 2019 | 162.4534 | 41.8019 | 6.5517 | 4 | 2712.6091 | 4290.1411 | 55.3002 | 87.4603 | 153.6025 | 15.0651 | 110.7131 | 9371421.9532 | 0 | 5342139.9972 | 0 | 0 | 0 | 1832468.9516 | 6452952.0518 | 16789257.5562 | 11459013.2669 | 51247253.7769 | 961560.8286 | 18879803.5461 | 18879803.5461 | 14716656.7318 | 7745494.8509 | 0 | 71088618.1516 | 112430573.2804 | 4216965.0343 | 26.2067 | 2712.6091 | 4290.1411 | 55.3002 | 87.4603
1 | 4500 | 707 | 0.045 | 15 | 15 | 7 | 5.6234e-09 | 5spot_SharedNeighbor | CO2 | Porous | Wet | R600a | MinimizeLCOE_Brownfield | IgnoreSilica | 2019 | 162.4922 | 41.813 | 6.5539 | 4 | 2711.7135 | 4288.7089 | 55.2819 | 87.4311 | 153.5972 | 15.0634 | 115.0163 | 9372585.8841 | 0 | 5343163.2274 | 0 | 0 | 0 | 1830508.9891 | 6453040.6592 | 16789488.0947 | 11459170.6141 | 51247957.4686 | 961560.8286 | 18879803.5461 | 18879803.5461 | 14716656.7318 | 7745494.8509 | 0 | 71089321.8433 | 112431276.9721 | 5623413.2519 | 26.2156 | 2711.7135 | 4288.7089 | 55.2819 | 87.4311
1 | 4500 | 707 | 0.045 | 15 | 15 | 7 | 7.4989e-09 | 5spot_SharedNeighbor | CO2 | Porous | Wet | R600a | MinimizeLCOE_Brownfield | IgnoreSilica | 2019 | 162.5239 | 41.8219 | 6.5556 | 4 | 2711.0418 | 4287.6222 | 55.2683 | 87.409 | 153.593 | 15.062 | 122.7165 | 9373533.7907 | 0 | 5343996.161 | 0 | 0 | 0 | 1829083.1599 | 6453179.1135 | 16789848.3243 | 11459416.4782 | 51249057.0276 | 961560.8286 | 18879803.5461 | 18879803.5461 | 14716656.7318 | 7745494.8509 | 0 | 71090421.4023 | 112432376.5311 | 7498942.0933 | 26.2225 | 2711.0418 | 4287.6222 | 55.2683 | 87.409
1 | 4500 | 707 | 0.045 | 15 | 15 | 7 | 1e-08 | 5spot_SharedNeighbor | CO2 | Porous | Wet | R600a | MinimizeLCOE_Brownfield | IgnoreSilica | 2019 | 162.5628 | 41.8323 | 6.5573 | 4 | 2710.538 | 4286.7294 | 55.258 | 87.3908 | 153.5878 | 15.0603 | 126.3161 | 9374701.857 | 0 | 5345019.3023 | 0 | 0 | 0 | 1828291.5724 | 6453724.9653 | 16791268.5188 | 11460385.7901 | 51253392.0059 | 961560.8286 | 18879803.5461 | 18879803.5461 | 14716656.7318 | 7745494.8509 | 0 | 71094756.3807 | 112436711.5095 | 10000000 | 26.229 | 2710.538 | 4286.7294 | 55.258 | 87.3908
1 | 4600 | 707 | 0.045 | 15 | 15 | 7 | 1e-13 | 5spot_SharedNeighbor | CO2 | Porous | Wet | R600a | MinimizeLCOE_Brownfield | IgnoreSilica | 2019 | 1.6 | 0.11376 | 0.013208 | 4 | 418160.5228 | 1221094.5995 | 8524.7679 | 24893.6651 | 95.765 | 16.3431 | 25.1044 | 243299.5739 | 0 | 111522.3629 | 0 | 0 | 0 | 198710.2657 | 215877.559 | 561669.1259 | 383350.7196 | 1714429.607 | 961560.8286 | 19417065.0479 | 19417065.0479 | 15071655.511 | 7933426.2906 | 0 | 22093055.4836 | 64515202.333 | 100 | 0.052834 | 418160.5228 | 1221094.5995 | 8524.7679 | 24893.6651
1 | 4600 | 707 | 0.045 | 15 | 15 | 7 | 1.3335e-13 | 5spot_SharedNeighbor | CO2 | Porous | Wet | R600a | MinimizeLCOE_Brownfield | IgnoreSilica | 2019 | 3.3855 | 0.40258 | 0.037537 | 4 | 160094.5957 | 442627.1957 | 3263.7449 | 9023.5541 | 122.8145 | 17.6277 | 56.709 | 514995.4706 | 0 | 241450.5428 | 0 | 0 | 0 | 425087.1837 | 460797.9469 | 1198901.7351 | 818275.0692 | 3659507.9483 | 961560.8286 | 19417065.0479 | 19417065.0479 | 15071655.511 | 7933426.2906 | 0 | 24038133.8248 | 66460280.6743 | 133.3521 | 0.15015 | 160094.5957 | 442627.1957 | 3263.7449 | 9023.5541
1 | 4600 | 707 | 0.045 | 15 | 15 | 7 | 1.7783e-13 | 5spot_SharedNeighbor | CO2 | Porous | Wet | R600a | MinimizeLCOE_Brownfield | IgnoreSilica | 2019 | 4.5233 | 0.64828 | 0.06519 | 4 | 95932.9661 | 258618.7569 | 1955.7233 | 5272.2932 | 131.6051 | 17.9563 | 69.6353 | 671050.6743 | 0 | 304434.11 | 0 | 0 | 0 | 521639.0906 | 583878.3112 | 1519131.5958 | 1036838.5292 | 4636972.3111 | 961560.8286 | 19417065.0479 | 19417065.0479 | 15071655.511 | 7933426.2906 | 0 | 25015598.1877 | 67437745.0371 | 177.8279 | 0.26076 | 95932.9661 | 258618.7569 | 1955.7233 | 5272.2932
1 | 4600 | 707 | 0.045 | 15 | 15 | 7 | 2.3714e-13 | 5spot_SharedNeighbor | CO2 | Porous | Wet | R600a | MinimizeLCOE_Brownfield | IgnoreSilica | 2019 | 5.9406 | 0.97382 | 0.10351 | 4 | 63099.938 | 165558.2579 | 1286.3776 | 3375.129 | 138.7431 | 18.1974 | 62.8814 | 850881.3074 | 0 | 378615.8832 | 0 | 0 | 0 | 626166.0696 | 723708.6715 | 1882941.5101 | 1285146.2712 | 5747459.713 | 961560.8286 | 19417065.0479 | 19417065.0479 | 15071655.511 | 7933426.2906 | 0 | 26126085.5896 | 68548232.439 | 237.1374 | 0.41404 | 63099.938 | 165558.2579 | 1286.3776 | 3375.129
1 | 4600 | 707 | 0.045 | 15 | 15 | 7 | 3.1623e-13 | 5spot_SharedNeighbor | CO2 | Porous | Wet | R600a | MinimizeLCOE_Brownfield | IgnoreSilica | 2019 | 7.7628 | 1.4068 | 0.15561 | 4 | 44086.1251 | 112241.5717 | 898.7553 | 2288.1963 | 144.6622 | 18.381 | 73.9892 | 1064437.8021 | 0 | 468972.5523 | 0 | 0 | 0 | 746673.9862 | 889232.8928 | 2313601.5804 | 1579080.6184 | 7061999.4323 | 961560.8286 | 19417065.0479 | 19417065.0479 | 15071655.511 | 7933426.2906 | 0 | 27440625.3089 | 69862772.1583 | 316.2278 | 0.62243 | 44086.1251 | 112241.5717 | 898.7553 | 2288.1963
1 | 4600 | 707 | 0.045 | 15 | 15 | 7 | 4.217e-13 | 5spot_SharedNeighbor | CO2 | Porous | Wet | R600a | MinimizeLCOE_Brownfield | IgnoreSilica | 2019 | 10.048 | 1.9642 | 0.22514 | 4 | 32145.7541 | 79251.2818 | 655.3347 | 1615.6446 | 149.4045 | 18.517 | 68.4711 | 1311898.7666 | 0 | 576496.9484 | 0 | 0 | 0 | 878925.4396 | 1079255.2503 | 2808000.7756 | 1916518.228 | 8571095.4086 | 961560.8286 | 19417065.0479 | 19417065.0479 | 15071655.511 | 7933426.2906 | 0 | 28949721.2852 | 71371868.1347 | 421.6965 | 0.90058 | 32145.7541 | 79251.2818 | 655.3347 | 1615.6446
1 | 4600 | 707 | 0.045 | 15 | 15 | 7 | 5.6234e-13 | 5spot_SharedNeighbor | CO2 | Porous | Wet | R600a | MinimizeLCOE_Brownfield | IgnoreSilica | 2019 | 12.9593 | 2.685 | 0.31727 | 4 | 24208.1811 | 57635.736 | 493.5165 | 1174.9824 | 153.2398 | 18.6177 | 46.846 | 1603532.8218 | 0 | 706638.6778 | 0 | 0 | 0 | 1029375.5884 | 1302423.3643 | 3388638.4301 | 2312815.3581 | 10343424.2405 | 961560.8286 | 19417065.0479 | 19417065.0479 | 15071655.511 | 7933426.2906 | 0 | 30722050.1171 | 73144196.9665 | 562.3413 | 1.2691 | 24208.1811 | 57635.736 | 493.5165 | 1174.9824
1 | 4600 | 707 | 0.045 | 15 | 15 | 7 | 7.4989e-13 | 5spot_SharedNeighbor | CO2 | Porous | Wet | R600a | MinimizeLCOE_Brownfield | IgnoreSilica | 2019 | 16.6445 | 3.6074 | 0.43824 | 4 | 18705.6439 | 42906.017 | 381.3399 | 874.6972 | 156.2975 | 18.6885 | 68.4123 | 1945392.7344 | 0 | 863273.5589 | 0 | 0 | 0 | 1198597.4586 | 1562832.8632 | 4066170.529 | 2775244.9375 | 12411512.0816 | 961560.8286 | 19417065.0479 | 19417065.0479 | 15071655.511 | 7933426.2906 | 0 | 32790137.9581 | 75212284.8076 | 749.8942 | 1.753 | 18705.6439 | 42906.017 | 381.3399 | 874.6972
1 | 4600 | 707 | 0.045 | 15 | 15 | 7 | 1e-12 | 5spot_SharedNeighbor | CO2 | Porous | Wet | R600a | MinimizeLCOE_Brownfield | IgnoreSilica | 2019 | 21.266 | 4.7744 | 0.59557 | 4 | 14767.3496 | 32574.5912 | 301.0524 | 664.0771 | 158.6987 | 18.7317 | 64.2361 | 2342983.5067 | 0 | 1050222.7883 | 0 | 0 | 0 | 1385735.3122 | 1863787.2268 | 4849192.0488 | 3309673.2142 | 14801594.0969 | 961560.8286 | 19417065.0479 | 19417065.0479 | 15071655.511 | 7933426.2906 | 0 | 35180219.9735 | 77602366.8229 | 1000 | 2.3823 | 14767.3496 | 32574.5912 | 301.0524 | 664.0771
1 | 4600 | 707 | 0.045 | 15 | 15 | 7 | 1.3335e-12 | 5spot_SharedNeighbor | CO2 | Porous | Wet | R600a | MinimizeLCOE_Brownfield | IgnoreSilica | 2019 | 27.0419 | 6.2426 | 0.79852 | 4 | 11877.5813 | 25159.0476 | 242.1406 | 512.9012 | 160.5642 | 18.7475 | 68.3125 | 2804424.2479 | 0 | 1272807.504 | 0 | 0 | 0 | 1592110.669 | 2211043.5442 | 5752681.7545 | 3926323.5032 | 17559391.2228 | 961560.8286 | 19417065.0479 | 19417065.0479 | 15071655.511 | 7933426.2906 | 0 | 37938017.0994 | 80360163.9488 | 1333.5214 | 3.1941 | 11877.5813 | 25159.0476 | 242.1406 | 512.9012
1 | 4600 | 707 | 0.045 | 15 | 15 | 7 | 1.7783e-12 | 5spot_SharedNeighbor | CO2 | Porous | Wet | R600a | MinimizeLCOE_Brownfield | IgnoreSilica | 2019 | 34.1696 | 8.066 | 1.057 | 4 | 9715.3193 | 19748.5395 | 198.0599 | 402.6007 | 161.9754 | 18.7325 | 80.659 | 3333810.5154 | 0 | 1534772.6109 | 0 | 0 | 0 | 1814557.9627 | 2606425.0247 | 6781383.263 | 4628433.4205 | 20699382.7973 | 961560.8286 | 19417065.0479 | 19417065.0479 | 15071655.511 | 7933426.2906 | 0 | 41078008.6739 | 83500155.5233 | 1778.2794 | 4.2282 | 9715.3193 | 19748.5395 | 198.0599 | 402.6007
1 | 4600 | 707 | 0.045 | 15 | 15 | 7 | 2.3714e-12 | 5spot_SharedNeighbor | CO2 | Porous | Wet | R600a | MinimizeLCOE_Brownfield | IgnoreSilica | 2019 | 42.864 | 10.3032 | 1.3816 | 4 | 8072.8274 | 15749.1499 | 164.5755 | 321.0677 | 162.9984 | 18.6798 | 79.118 | 3934630.5872 | 0 | 1839951.9419 | 0 | 0 | 0 | 2050011.0944 | 3051591.5131 | 7939615.1497 | 5418950.4824 | 24234750.7687 | 961560.8286 | 19417065.0479 | 19417065.0479 | 15071655.511 | 7933426.2906 | 0 | 44613376.6453 | 87035523.4947 | 2371.3737 | 5.5264 | 8072.8274 | 15749.1499 | 164.5755 | 321.0677
1 | 4600 | 707 | 0.045 | 15 | 15 | 7 | 3.1623e-12 | 5spot_SharedNeighbor | CO2 | Porous | Wet | R600a | MinimizeLCOE_Brownfield | IgnoreSilica | 2019 | 53.1755 | 12.9747 | 1.7789 | 4 | 6811.7164 | 12773.5469 | 138.8661 | 260.406 | 163.664 | 18.5798 | 80.6261 | 4597903.4809 | 0 | 2186259.6268 | 0 | 0 | 0 | 2285481.5142 | 3537161.4026 | 9202968.3979 | 6281215.0337 | 28090989.4561 | 961560.8286 | 19417065.0479 | 19417065.0479 | 15071655.511 | 7933426.2906 | 0 | 48469615.3326 | 90891762.1821 | 3162.2777 | 7.1156 | 6811.7164 | 12773.5469 | 138.8661 | 260.406
1 | 4600 | 707 | 0.045 | 15 | 15 | 7 | 4.217e-12 | 5spot_SharedNeighbor | CO2 | Porous | Wet | R600a | MinimizeLCOE_Brownfield | IgnoreSilica | 2019 | 64.9802 | 16.0559 | 2.2489 | 4 | 5837.6911 | 10553.6451 | 119.0092 | 215.1503 | 163.985 | 18.4224 | 92.4495 | 5304681.6702 | 0 | 2566593.5994 | 0 | 0 | 0 | 2503740.6753 | 4046256.2185 | 10527528.6793 | 7185254.6427 | 32134055.4854 | 961560.8286 | 19417065.0479 | 19417065.0479 | 15071655.511 | 7933426.2906 | 0 | 52512681.3619 | 94934828.2114 | 4216.965 | 8.9955 | 5837.6911 | 10553.6451 | 119.0092 | 215.1503
1 | 4600 | 707 | 0.045 | 15 | 15 | 7 | 5.6234e-12 | 5spot_SharedNeighbor | CO2 | Porous | Wet | R600a | MinimizeLCOE_Brownfield | IgnoreSilica | 2019 | 77.8501 | 19.4427 | 2.7791 | 4 | 5084.5107 | 8900.7054 | 103.6546 | 181.4529 | 163.964 | 18.2012 | 87.1607 | 6021502.0531 | 0 | 2965785.9752 | 0 | 0 | 0 | 2681941.0436 | 4550999.338 | 11840766.7393 | 8081566.603 | 36142561.7522 | 961560.8286 | 19417065.0479 | 19417065.0479 | 15071655.511 | 7933426.2906 | 0 | 56521187.6287 | 98943334.4782 | 5623.4133 | 11.1163 | 5084.5107 | 8900.7054 | 103.6546 | 181.4529
1 | 4600 | 707 | 0.045 | 15 | 15 | 7 | 7.4989e-12 | 5spot_SharedNeighbor | CO2 | Porous | Wet | R600a | MinimizeLCOE_Brownfield | IgnoreSilica | 2019 | 91.0897 | 22.9559 | 3.3438 | 4 | 4503.9467 | 7675.6891 | 91.819 | 156.4793 | 163.6279 | 17.9224 | 93.9329 | 6707346.8499 | 0 | 3362851.4263 | 0 | 0 | 0 | 2799847.0011 | 5019317.6582 | 13059234.9429 | 8913196.189 | 39861794.0673 | 961560.8286 | 19417065.0479 | 19417065.0479 | 15071655.511 | 7933426.2906 | 0 | 60240419.9439 | 102662566.7934 | 7498.9421 | 13.375 | 4503.9467 | 7675.6891 | 91.819 | 156.4793
1 | 4600 | 707 | 0.045 | 15 | 15 | 7 | 1e-11 | 5spot_SharedNeighbor | CO2 | Porous | Wet | R600a | MinimizeLCOE_Brownfield | IgnoreSilica | 2019 | 103.9083 | 26.386 | 3.9091 | 4 | 4058.4983 | 6771.5689 | 82.738 | 138.0476 | 163.0427 | 17.6028 | 86.9261 | 7325354.5835 | 0 | 3736393.8461 | 0 | 0 | 0 | 2847643.4667 | 5424662.8396 | 14113859.9572 | 9632999.4316 | 43080914.1248 | 961560.8286 | 19417065.0479 | 19417065.0479 | 15071655.511 | 7933426.2906 | 0 | 63459540.0014 | 105881686.8508 | 10000 | 15.6362 | 4058.4983 | 6771.5689 | 82.738 | 138.0476
1 | 4600 | 707 | 0.045 | 15 | 15 | 7 | 1.3335e-11 | 5spot_SharedNeighbor | CO2 | Porous | Wet | R600a | MinimizeLCOE_Brownfield | IgnoreSilica | 2019 | 115.601 | 29.5411 | 4.4414 | 4 | 3718.4973 | 6106.3899 | 75.8066 | 124.487 | 162.3073 | 17.2688 | 97.2027 | 7851308.6738 | 0 | 4069128.8789 | 0 | 0 | 0 | 2828888.6123 | 5752237.2043 | 14966141.2595 | 10214698.9331 | 45682403.5619 | 961560.8286 | 19417065.0479 | 19417065.0479 | 15071655.511 | 7933426.2906 | 0 | 66061029.4384 | 108483176.2879 | 13335.2143 | 17.7655 | 3718.4973 | 6106.3899 | 75.8066 | 124.487
1 | 4600 | 707 | 0.045 | 15 | 15 | 7 | 1.7783e-11 | 5spot_SharedNeighbor | CO2 | Porous | Wet | R600a | MinimizeLCOE_Brownfield | IgnoreSilica | 2019 | 125.7714 | 32.3064 | 4.9171 | 4 | 3460.1515 | 5617.0231 | 70.5399 | 114.5106 | 161.5197 | 16.9451 | 95.2126 | 8280030.2633 | 0 | 4353090.6126 | 0 | 0 | 0 | 2760165.1233 | 6003381.5397 | 15619567.3033 | 10660675.6345 | 47676910.4767 | 961560.8286 | 19417065.0479 | 19417065.0479 | 15071655.511 | 7933426.2906 | 0 | 68055536.3533 | 110477683.2027 | 17782.7941 | 19.6684 | 3460.1515 | 5617.0231 | 70.5399 | 114.5106
1 | 4600 | 707 | 0.045 | 15 | 15 | 7 | 2.3714e-11 | 5spot_SharedNeighbor | CO2 | Porous | Wet | R600a | MinimizeLCOE_Brownfield | IgnoreSilica | 2019 | 134.2218 | 34.6212 | 5.3228 | 4 | 3264.5084 | 5256.9939 | 66.5514 | 107.1709 | 160.763 | 16.6524 | 114.4388 | 8615904.4476 | 0 | 4585543.2283 | 0 | 0 | 0 | 2659780.798 | 6185879.1048 | 16094388.5324 | 10984750.8799 | 49126246.9909 | 961560.8286 | 19417065.0479 | 19417065.0479 | 15071655.511 | 7933426.2906 | 0 | 69504872.8674 | 111927019.7169 | 23713.7371 | 21.2911 | 3264.5084 | 5256.9939 | 66.5514 | 107.1709
1 | 4600 | 707 | 0.045 | 15 | 15 | 7 | 3.1623e-11 | 5spot_SharedNeighbor | CO2 | Porous | Wet | R600a | MinimizeLCOE_Brownfield | IgnoreSilica | 2019 | 141.0696 | 36.5083 | 5.6578 | 4 | 3116.6817 | 4991.1681 | 63.5378 | 101.7517 | 160.0821 | 16.3994 | 119.1274 | 8874402.6197 | 0 | 4771764.728 | 0 | 0 | 0 | 2547557.9878 | 6315552.8808 | 16431773.0979 | 11215022.7785 | 50156074.0928 | 961560.8286 | 19417065.0479 | 19417065.0479 | 15071655.511 | 7933426.2906 | 0 | 70534699.9693 | 112956846.8188 | 31622.7766 | 22.6313 | 3116.6817 | 4991.1681 | 63.5378 | 101.7517
1 | 4600 | 707 | 0.045 | 15 | 15 | 7 | 4.217e-11 | 5spot_SharedNeighbor | CO2 | Porous | Wet | R600a | MinimizeLCOE_Brownfield | IgnoreSilica | 2019 | 146.4681 | 38.0045 | 5.9269 | 4 | 3005.1454 | 4794.549 | 61.264 | 97.7434 | 159.5021 | 16.1897 | 107.0038 | 9069431.7522 | 0 | 4917301.5044 | 0 | 0 | 0 | 2436081.9954 | 6404897.9483 | 16664230.6362 | 11373679.8249 | 50865623.6614 | 961560.8286 | 19417065.0479 | 19417065.0479 | 15071655.511 | 7933426.2906 | 0 | 71244249.538 | 113666396.3874 | 42169.6503 | 23.7074 | 3005.1454 | 4794.549 | 61.264 | 97.7434
1 | 4600 | 707 | 0.045 | 15 | 15 | 7 | 5.6234e-11 | 5spot_SharedNeighbor | CO2 | Porous | Wet | R600a | MinimizeLCOE_Brownfield | IgnoreSilica | 2019 | 150.6823 | 39.1771 | 6.1393 | 4 | 2921.0715 | 4648.5449 | 59.55 | 94.7669 | 159.0226 | 16.0197 | 112.8734 | 9216221.8193 | 0 | 5030163.5059 | 0 | 0 | 0 | 2334470.6881 | 6466533.8452 | 16824594.5967 | 11483131.5231 | 51355115.9782 | 961560.8286 | 19417065.0479 | 19417065.0479 | 15071655.511 | 7933426.2906 | 0 | 71733741.8547 | 114155888.7042 | 56234.1325 | 24.5573 | 2921.0715 | 4648.5449 | 59.55 | 94.7669
1 | 4600 | 707 | 0.045 | 15 | 15 | 7 | 7.4989e-11 | 5spot_SharedNeighbor | CO2 | Porous | Wet | R600a | MinimizeLCOE_Brownfield | IgnoreSilica | 2019 | 153.9077 | 40.0784 | 6.3042 | 4 | 2857.7451 | 4540.0357 | 58.259 | 92.5548 | 158.6394 | 15.8858 | 105.1021 | 9325287.5985 | 0 | 5116118.1546 | 0 | 0 | 0 | 2245904.8657 | 6508051.1413 | 16932614.0849 | 11556857.0434 | 51684832.8885 | 961560.8286 | 19417065.0479 | 19417065.0479 | 15071655.511 | 7933426.2906 | 0 | 72063458.765 | 114485605.6145 | 74989.4209 | 25.2169 | 2857.7451 | 4540.0357 | 58.259 | 92.5548
1 | 4600 | 707 | 0.045 | 15 | 15 | 7 | 1e-10 | 5spot_SharedNeighbor | CO2 | Porous | Wet | R600a | MinimizeLCOE_Brownfield | IgnoreSilica | 2019 | 156.3903 | 40.7735 | 6.4317 | 4 | 2810.0765 | 4459.0356 | 57.2872 | 90.9035 | 158.3348 | 15.7806 | 110.2866 | 9407279.3692 | 0 | 5182034.0436 | 0 | 0 | 0 | 2172358.1457 | 6537051.9078 | 17008068.1304 | 11608355.9799 | 51915147.5767 | 961560.8286 | 19417065.0479 | 19417065.0479 | 15071655.511 | 7933426.2906 | 0 | 72293773.4533 | 114715920.3027 | 100000 | 25.7266 | 2810.0765 | 4459.0356 | 57.2872 | 90.9035
1 | 4600 | 707 | 0.045 | 15 | 15 | 7 | 1.3335e-10 | 5spot_SharedNeighbor | CO2 | Porous | Wet | R600a | MinimizeLCOE_Brownfield | IgnoreSilica | 2019 | 158.2682 | 41.3007 | 6.5289 | 4 | 2774.2154 | 4398.6096 | 56.5561 | 89.6716 | 158.0988 | 15.6996 | 114.7422 | 9468148.1378 | 0 | 5231752.4619 | 0 | 0 | 0 | 2112373.5291 | 6556786.9102 | 17059414.5584 | 11643400.9721 | 52071876.5694 | 961560.8286 | 19417065.0479 | 19417065.0479 | 15071655.511 | 7933426.2906 | 0 | 72450502.446 | 114872649.2955 | 133352.1432 | 26.1157 | 2774.2154 | 4398.6096 | 56.5561 | 89.6716
1 | 4600 | 707 | 0.045 | 15 | 15 | 7 | 1.7783e-10 | 5spot_SharedNeighbor | CO2 | Porous | Wet | R600a | MinimizeLCOE_Brownfield | IgnoreSilica | 2019 | 159.6734 | 41.6964 | 6.6026 | 4 | 2747.2519 | 4353.5296 | 56.0064 | 88.7526 | 157.9189 | 15.6383 | 118.6733 | 9513043.0726 | 0 | 5268881.3841 | 0 | 0 | 0 | 2064257.5529 | 6570010.9837 | 17093820.885 | 11666883.9969 | 52176897.8752 | 961560.8286 | 19417065.0479 | 19417065.0479 | 15071655.511 | 7933426.2906 | 0 | 72555523.7517 | 114977670.6012 | 177827.941 | 26.4102 | 2747.2519 | 4353.5296 | 56.0064 | 88.7526
1 | 4600 | 707 | 0.045 | 15 | 15 | 7 | 2.3714e-10 | 5spot_SharedNeighbor | CO2 | Porous | Wet | R600a | MinimizeLCOE_Brownfield | IgnoreSilica | 2019 | 160.7601 | 42.002 | 6.6589 | 4 | 2726.9882 | 4319.6657 | 55.5933 | 88.0622 | 157.778 | 15.5904 | 119.6366 | 9547380.6055 | 0 | 5297548.0934 | 0 | 0 | 0 | 2027028.6985 | 6580063.385 | 17119975.1712 | 11684734.8346 | 52256730.7883 | 961560.8286 | 19417065.0479 | 19417065.0479 | 15071655.511 | 7933426.2906 | 0 | 72635356.6648 | 115057503.5143 | 237137.3706 | 26.6357 | 2726.9882 | 4319.6657 | 55.5933 | 88.0622
1 | 4600 | 707 | 0.045 | 15 | 15 | 7 | 3.1623e-10 | 5spot_SharedNeighbor | CO2 | Porous | Wet | R600a | MinimizeLCOE_Brownfield | IgnoreSilica | 2019 | 161.5519 | 42.2257 | 6.7009 | 4 | 2711.7663 | 4294.458 | 55.283 | 87.5483 | 157.6742 | 15.5553 | 101.2306 | 9572182.2167 | 0 | 5318412.1269 | 0 | 0 | 0 | 1997595.6673 | 6586394.1042 | 17136446.404 | 11695976.7895 | 52307007.3085 | 961560.8286 | 19417065.0479 | 19417065.0479 | 15071655.511 | 7933426.2906 | 0 | 72685633.1851 | 115107780.0345 | 316227.766 | 26.8038 | 2711.7663 | 4294.458 | 55.283 | 87.5483
1 | 4600 | 707 | 0.045 | 15 | 15 | 7 | 4.217e-10 | 5spot_SharedNeighbor | CO2 | Porous | Wet | R600a | MinimizeLCOE_Brownfield | IgnoreSilica | 2019 | 162.1755 | 42.4011 | 6.7333 | 4 | 2700.3358 | 4275.4345 | 55.05 | 87.1605 | 157.5919 | 15.5275 | 112.8909 | 9591595.2523 | 0 | 5334829.7842 | 0 | 0 | 0 | 1975499.0288 | 6591750.3855 | 17150382.349 | 11705488.3583 | 52349545.1581 | 961560.8286 | 19417065.0479 | 19417065.0479 | 15071655.511 | 7933426.2906 | 0 | 72728171.0346 | 115150317.8841 | 421696.5034 | 26.933 | 2700.3358 | 4275.4345 | 55.05 | 87.1605
1 | 4600 | 707 | 0.045 | 15 | 15 | 7 | 5.6234e-10 | 5spot_SharedNeighbor | CO2 | Porous | Wet | R600a | MinimizeLCOE_Brownfield | IgnoreSilica | 2019 | 162.6313 | 42.5299 | 6.7573 | 4 | 2691.755 | 4261.25 | 54.8751 | 86.8713 | 157.5314 | 15.5072 | 114.9324 | 9605710.7873 | 0 | 5346821.8608 | 0 | 0 | 0 | 1958345.8088 | 6595242.5982 | 17159468.3702 | 11711689.7545 | 52377279.1798 | 961560.8286 | 19417065.0479 | 19417065.0479 | 15071655.511 | 7933426.2906 | 0 | 72755905.0563 | 115178051.9058 | 562341.3252 | 27.0292 | 2691.755 | 4261.25 | 54.8751 | 86.8713
1 | 4600 | 707 | 0.045 | 15 | 15 | 7 | 7.4989e-10 | 5spot_SharedNeighbor | CO2 | Porous | Wet | R600a | MinimizeLCOE_Brownfield | IgnoreSilica | 2019 | 162.9649 | 42.6244 | 6.7752 | 4 | 2685.315 | 4250.6657 | 54.7438 | 86.6556 | 157.4868 | 15.4922 | 119.5433 | 9616000.4729 | 0 | 5355593.5363 | 0 | 0 | 0 | 1945124.3695 | 6597520.1677 | 17165394.1389 | 11715734.2134 | 52395366.8986 | 961560.8286 | 19417065.0479 | 19417065.0479 | 15071655.511 | 7933426.2906 | 0 | 72773992.7752 | 115196139.6246 | 749894.2093 | 27.1007 | 2685.315 | 4250.6657 | 54.7438 | 86.6556
1 | 4600 | 707 | 0.045 | 15 | 15 | 7 | 1e-09 | 5spot_SharedNeighbor | CO2 | Porous | Wet | R600a | MinimizeLCOE_Brownfield | IgnoreSilica | 2019 | 163.2233 | 42.6974 | 6.7888 | 4 | 2680.4826 | 4242.6925 | 54.6453 | 86.493 | 157.4523 | 15.4806 | 111.8299 | 9623950.5738 | 0 | 5362385.5219 | 0 | 0 | 0 | 1935254.1789 | 6599420.2071 | 17170337.6517 | 11719108.2624 | 52410456.3958 | 961560.8286 | 19417065.0479 | 19417065.0479 | 15071655.511 | 7933426.2906 | 0 | 72789082.2724 | 115211229.1218 | 1000000 | 27.1552 | 2680.4826 | 4242.6925 | 54.6453 | 86.493
1 | 4600 | 707 | 0.045 | 15 | 15 | 7 | 1.3335e-09 | 5spot_SharedNeighbor | CO2 | Porous | Wet | R600a | MinimizeLCOE_Brownfield | IgnoreSilica | 2019 | 163.413 | 42.7511 | 6.7989 | 4 | 2676.857 | 4236.7373 | 54.5714 | 86.3716 | 157.4268 | 15.472 | 108.4559 | 9629773.3138 | 0 | 5367370.0985 | 0 | 0 | 0 | 1927710.0198 | 6600692.8385 | 17173648.7775 | 11721368.1738 | 52420563.2219 | 961560.8286 | 19417065.0479 | 19417065.0479 | 15071655.511 | 7933426.2906 | 0 | 72799189.0984 | 115221335.9479 | 1333521.4322 | 27.1958 | 2676.857 | 4236.7373 | 54.5714 | 86.3716
1 | 4600 | 707 | 0.045 | 15 | 15 | 7 | 1.7783e-09 | 5spot_SharedNeighbor | CO2 | Porous | Wet | R600a | MinimizeLCOE_Brownfield | IgnoreSilica | 2019 | 163.5593 | 42.7924 | 6.8066 | 4 | 2674.1372 | 4232.2527 | 54.5159 | 86.2802 | 157.4072 | 15.4654 | 102.904 | 9634259.0638 | 0 | 5371214.6094 | 0 | 0 | 0 | 1922093.8417 | 6601751.3308 | 17176402.7574 | 11723247.8217 | 52428969.4249 | 961560.8286 | 19417065.0479 | 19417065.0479 | 15071655.511 | 7933426.2906 | 0 | 72807595.3015 | 115229742.1509 | 1778279.41 | 27.2266 | 2674.1372 | 4232.2527 | 54.5159 | 86.2802
1 | 4600 | 707 | 0.045 | 15 | 15 | 7 | 2.3714e-09 | 5spot_SharedNeighbor | CO2 | Porous | Wet | R600a | MinimizeLCOE_Brownfield | IgnoreSilica | 2019 | 163.6714 | 42.824 | 6.8125 | 4 | 2672.0971 | 4228.879 | 54.4743 | 86.2114 | 157.3921 | 15.4604 | 103.6429 | 9637690.703 | 0 | 5374158.3584 | 0 | 0 | 0 | 1917905.6099 | 6602604.3218 | 17178622.065 | 11724762.5447 | 52435743.6028 | 961560.8286 | 19417065.0479 | 19417065.0479 | 15071655.511 | 7933426.2906 | 0 | 72814369.4794 | 115236516.3288 | 2371373.7057 | 27.2499 | 2672.0971 | 4228.879 | 54.4743 | 86.2114
1 | 4600 | 707 | 0.045 | 15 | 15 | 7 | 3.1623e-09 | 5spot_SharedNeighbor | CO2 | Porous | Wet | R600a | MinimizeLCOE_Brownfield | IgnoreSilica | 2019 | 163.7567 | 42.848 | 6.8169 | 4 | 2670.5669 | 4226.343 | 54.4431 | 86.1597 | 157.3806 | 15.4565 | 115.0138 | 9640303.1519 | 0 | 5376400.9442 | 0 | 0 | 0 | 1914778.4619 | 6603278.1976 | 17180375.3516 | 11725959.1989 | 52441095.306 | 961560.8286 | 19417065.0479 | 19417065.0479 | 15071655.511 | 7933426.2906 | 0 | 72819721.1826 | 115241868.0321 | 3162277.6602 | 27.2675 | 2670.5669 | 4226.343 | 54.4431 | 86.1597
1 | 4600 | 707 | 0.045 | 15 | 15 | 7 | 4.217e-09 | 5spot_SharedNeighbor | CO2 | Porous | Wet | R600a | MinimizeLCOE_Brownfield | IgnoreSilica | 2019 | 163.8151 | 42.8646 | 6.8201 | 4 | 2669.4192 | 4224.4701 | 54.4197 | 86.1215 | 157.3727 | 15.4539 | 107.8583 | 9642085.8484 | 0 | 5377933.3206 | 0 | 0 | 0 | 1912319.3928 | 6603612.039 | 17181243.9385 | 11726552.0273 | 52443746.5665 | 961560.8286 | 19417065.0479 | 19417065.0479 | 15071655.511 | 7933426.2906 | 0 | 72822372.4431 | 115244519.2925 | 4216965.0343 | 27.2802 | 2669.4192 | 4224.4701 | 54.4197 | 86.1215
1 | 4600 | 707 | 0.045 | 15 | 15 | 7 | 5.6234e-09 | 5spot_SharedNeighbor | CO2 | Porous | Wet | R600a | MinimizeLCOE_Brownfield | IgnoreSilica | 2019 | 163.854 | 42.8758 | 6.8223 | 4 | 2668.5585 | 4223.0902 | 54.4022 | 86.0934 | 157.3675 | 15.4521 | 113.0845 | 9643272.4959 | 0 | 5378954.8441 | 0 | 0 | 0 | 1910380.0508 | 6603716.8824 | 17181516.7194 | 11726738.2059 | 52444579.1985 | 961560.8286 | 19417065.0479 | 19417065.0479 | 15071655.511 | 7933426.2906 | 0 | 72823205.0751 | 115245351.9245 | 5623413.2519 | 27.2893 | 2668.5585 | 4223.0902 | 54.4022 | 86.0934
1 | 4600 | 707 | 0.045 | 15 | 15 | 7 | 7.4989e-09 | 5spot_SharedNeighbor | CO2 | Porous | Wet | R600a | MinimizeLCOE_Brownfield | IgnoreSilica | 2019 | 163.8882 | 42.8855 | 6.8242 | 4 | 2667.913 | 4222.0299 | 54.389 | 86.0718 | 157.3628 | 15.4506 | 104.9042 | 9644319 | 0 | 5379854.7176 | 0 | 0 | 0 | 1909019.9524 | 6603945.5313 | 17182111.6169 | 11727144.2357 | 52446395.0539 | 961560.8286 | 19417065.0479 | 19417065.0479 | 15071655.511 | 7933426.2906 | 0 | 72825020.9304 | 115247167.7799 | 7498942.0933 | 27.2966 | 2667.913 | 4222.0299 | 54.389 | 86.0718
1 | 4600 | 707 | 0.045 | 15 | 15 | 7 | 1e-08 | 5spot_SharedNeighbor | CO2 | Porous | Wet | R600a | MinimizeLCOE_Brownfield | IgnoreSilica | 2019 | 163.9271 | 42.8961 | 6.8258 | 4 | 2667.4289 | 4221.1686 | 54.3791 | 86.0542 | 157.3576 | 15.4488 | 108.5664 | 9645509.8016 | 0 | 5380876.15 | 0 | 0 | 0 | 1908247.7414 | 6604507.1403 | 17183572.8083 | 11728141.5288 | 52450855.1704 | 961560.8286 | 19417065.0479 | 19417065.0479 | 15071655.511 | 7933426.2906 | 0 | 72829481.047 | 115251627.8964 | 10000000 | 27.3033 | 2667.4289 | 4221.1686 | 54.3791 | 86.0542
1 | 4700 | 707 | 0.045 | 15 | 15 | 7 | 1e-13 | 5spot_SharedNeighbor | CO2 | Porous | Wet | R600a | MinimizeLCOE_Brownfield | IgnoreSilica | 2019 | 1.6 | 0.11298 | 0.013513 | 4 | 419046.2013 | 1224104.2112 | 8542.8236 | 24955.0201 | 96.5389 | 16.7424 | 24.8021 | 246047.9561 | 0 | 111269.4663 | 0 | 0 | 0 | 200957.1025 | 217727.0647 | 566481.1604 | 386635.032 | 1729117.782 | 961560.8286 | 19960186.6406 | 19960186.6406 | 15432221.3765 | 8123701.7665 | 0 | 22650865.2513 | 66166975.0349 | 100 | 0.054053 | 419046.2013 | 1224104.2112 | 8542.8236 | 24955.0201
1 | 4700 | 707 | 0.045 | 15 | 15 | 7 | 1.3335e-13 | 5spot_SharedNeighbor | CO2 | Porous | Wet | R600a | MinimizeLCOE_Brownfield | IgnoreSilica | 2019 | 3.4929 | 0.42142 | 0.040139 | 4 | 154060.3706 | 425092.9314 | 3140.729 | 8666.0944 | 125.5966 | 18.1215 | 42.1468 | 538593.3083 | 0 | 247560.683 | 0 | 0 | 0 | 445158.3115 | 480211.7981 | 1249412.5936 | 852749.768 | 3813686.4625 | 961560.8286 | 19960186.6406 | 19960186.6406 | 15432221.3765 | 8123701.7665 | 0 | 24735433.9317 | 68251543.7154 | 133.3521 | 0.16056 | 154060.3706 | 425092.9314 | 3140.729 | 8666.0944
1 | 4700 | 707 | 0.045 | 15 | 15 | 7 | 1.7783e-13 | 5spot_SharedNeighbor | CO2 | Porous | Wet | R600a | MinimizeLCOE_Brownfield | IgnoreSilica | 2019 | 4.6501 | 0.67594 | 0.06956 | 4 | 92497.0002 | 248894.4147 | 1885.6765 | 5074.0493 | 134.528 | 18.4524 | 59.1558 | 699509.8207 | 0 | 311246.5724 | 0 | 0 | 0 | 543741.1028 | 606254.0234 | 1577348.6091 | 1076572.837 | 4814672.9655 | 961560.8286 | 19960186.6406 | 19960186.6406 | 15432221.3765 | 8123701.7665 | 0 | 25736420.4347 | 69252530.2184 | 177.8279 | 0.27824 | 92497.0002 | 248894.4147 | 1885.6765 | 5074.0493
1 | 4700 | 707 | 0.045 | 15 | 15 | 7 | 2.3714e-13 | 5spot_SharedNeighbor | CO2 | Porous | Wet | R600a | MinimizeLCOE_Brownfield | IgnoreSilica | 2019 | 6.1233 | 1.0188 | 0.11039 | 4 | 60931.5643 | 159480.4231 | 1242.1724 | 3251.2241 | 141.9402 | 18.7007 | 75.9862 | 888990.9397 | 0 | 387898.6747 | 0 | 0 | 0 | 655059.2248 | 753460.0473 | 1960348.4872 | 1337978.1236 | 5983735.4974 | 961560.8286 | 19960186.6406 | 19960186.6406 | 15432221.3765 | 8123701.7665 | 0 | 26905482.9666 | 70421592.7503 | 237.1374 | 0.44157 | 60931.5643 | 159480.4231 | 1242.1724 | 3251.2241
1 | 4700 | 707 | 0.045 | 15 | 15 | 7 | 3.1623e-13 | 5spot_SharedNeighbor | CO2 | Porous | Wet | R600a | MinimizeLCOE_Brownfield | IgnoreSilica | 2019 | 7.9823 | 1.4683 | 0.16573 | 4 | 42623.6958 | 108266.044 | 868.9417 | 2207.1497 | 147.9709 | 18.8861 | 58.3575 | 1109873.6917 | 0 | 479550.6802 | 0 | 0 | 0 | 778695.3758 | 923566.7016 | 2402931.108 | 1640049.8565 | 7334667.4139 | 961560.8286 | 19960186.6406 | 19960186.6406 | 15432221.3765 | 8123701.7665 | 0 | 28256414.8832 | 71772524.6668 | 316.2278 | 0.66293 | 42623.6958 | 108266.044 | 868.9417 | 2207.1497
1 | 4700 | 707 | 0.045 | 15 | 15 | 7 | 4.217e-13 | 5spot_SharedNeighbor | CO2 | Porous | Wet | R600a | MinimizeLCOE_Brownfield | IgnoreSilica | 2019 | 10.3381 | 2.0518 | 0.23969 | 4 | 31112.2284 | 76500.7944 | 634.2649 | 1559.5722 | 152.8586 | 19.0249 | 65.2881 | 1368556.1573 | 0 | 589771.8532 | 0 | 0 | 0 | 917438.9239 | 1121549.1044 | 2918040.7083 | 1991622.7432 | 8906979.4903 | 961560.8286 | 19960186.6406 | 19960186.6406 | 15432221.3765 | 8123701.7665 | 0 | 29828726.9596 | 73344836.7432 | 421.6965 | 0.95875 | 31112.2284 | 76500.7944 | 634.2649 | 1559.5722
1 | 4700 | 707 | 0.045 | 15 | 15 | 7 | 5.6234e-13 | 5spot_SharedNeighbor | CO2 | Porous | Wet | R600a | MinimizeLCOE_Brownfield | IgnoreSilica | 2019 | 13.3271 | 2.804 | 0.33756 | 4 | 23451.861 | 55680.5696 | 478.0979 | 1135.1237 | 156.7942 | 19.1271 | 53.6089 | 1672187.8082 | 0 | 722639.493 | 0 | 0 | 0 | 1073928.2377 | 1352814.6602 | 3519746.2454 | 2402299.136 | 10743615.5805 | 961560.8286 | 19960186.6406 | 19960186.6406 | 15432221.3765 | 8123701.7665 | 0 | 31665363.0498 | 75181472.8334 | 562.3413 | 1.3502 | 23451.861 | 55680.5696 | 478.0979 | 1135.1237
1 | 4700 | 707 | 0.045 | 15 | 15 | 7 | 7.4989e-13 | 5spot_SharedNeighbor | CO2 | Porous | Wet | R600a | MinimizeLCOE_Brownfield | IgnoreSilica | 2019 | 17.1197 | 3.7686 | 0.46611 | 4 | 18136.8546 | 41476.9076 | 369.7443 | 845.5629 | 159.939 | 19.1985 | 60.9466 | 2028970.944 | 0 | 882937.786 | 0 | 0 | 0 | 1250913.1801 | 1623500.5449 | 4224015.3922 | 2882977.3 | 12893315.1472 | 961560.8286 | 19960186.6406 | 19960186.6406 | 15432221.3765 | 8123701.7665 | 0 | 33815062.6164 | 77331172.4001 | 749.8942 | 1.8644 | 18136.8546 | 41476.9076 | 369.7443 | 845.5629
1 | 4700 | 707 | 0.045 | 15 | 15 | 7 | 1e-12 | 5spot_SharedNeighbor | CO2 | Porous | Wet | R600a | MinimizeLCOE_Brownfield | IgnoreSilica | 2019 | 21.8534 | 4.9839 | 0.63301 | 4 | 14329.9368 | 31516.0601 | 292.1351 | 642.4975 | 162.3979 | 19.2413 | 55.8879 | 2441989.4005 | 0 | 1073363.389 | 0 | 0 | 0 | 1444640.6033 | 1934397.4232 | 5032905.2956 | 3435061.2801 | 15362357.3917 | 961560.8286 | 19960186.6406 | 19960186.6406 | 15432221.3765 | 8123701.7665 | 0 | 36284104.8609 | 79800214.6446 | 1000 | 2.532 | 14329.9368 | 31516.0601 | 292.1351 | 642.4975
1 | 4700 | 707 | 0.045 | 15 | 15 | 7 | 1.3335e-12 | 5spot_SharedNeighbor | CO2 | Porous | Wet | R600a | MinimizeLCOE_Brownfield | IgnoreSilica | 2019 | 27.7823 | 6.516 | 0.84834 | 4 | 11534.8083 | 24358.7526 | 235.1527 | 496.5861 | 164.3137 | 19.2556 | 81.5189 | 2922447.8525 | 0 | 1300607.753 | 0 | 0 | 0 | 1659534.9179 | 2294210.3041 | 5969064.6041 | 4074009.2443 | 18219874.6761 | 961560.8286 | 19960186.6406 | 19960186.6406 | 15432221.3765 | 8123701.7665 | 0 | 39141622.1453 | 82657731.929 | 1333.5214 | 3.3933 | 11534.8083 | 24358.7526 | 235.1527 | 496.5861
1 | 4700 | 707 | 0.045 | 15 | 15 | 7 | 1.7783e-12 | 5spot_SharedNeighbor | CO2 | Porous | Wet | R600a | MinimizeLCOE_Brownfield | IgnoreSilica | 2019 | 35.0929 | 8.4173 | 1.1224 | 4 | 9442.2929 | 19134.9932 | 192.4939 | 390.0927 | 165.7616 | 19.2373 | 62.5375 | 3473223.9926 | 0 | 1567861.7763 | 0 | 0 | 0 | 1890906.995 | 2703477.1779 | 7033893.0576 | 4800776.5439 | 21470139.5434 | 961560.8286 | 19960186.6406 | 19960186.6406 | 15432221.3765 | 8123701.7665 | 0 | 42391887.0126 | 85907996.7963 | 1778.2794 | 4.4896 | 9442.2929 | 19134.9932 | 192.4939 | 390.0927
1 | 4700 | 707 | 0.045 | 15 | 15 | 7 | 2.3714e-12 | 5spot_SharedNeighbor | CO2 | Porous | Wet | R600a | MinimizeLCOE_Brownfield | IgnoreSilica | 2019 | 43.9649 | 10.7395 | 1.4654 | 4 | 7852.2187 | 15275.9433 | 160.0781 | 311.4208 | 166.8062 | 19.1794 | 86.1439 | 4095192.0918 | 0 | 1877661.4609 | 0 | 0 | 0 | 2133067.3277 | 3161309.1434 | 8225077.9174 | 5613784.6871 | 25106092.6283 | 961560.8286 | 19960186.6406 | 19960186.6406 | 15432221.3765 | 8123701.7665 | 0 | 46027840.0975 | 89543949.8812 | 2371.3737 | 5.8618 | 7852.2187 | 15275.9433 | 160.0781 | 311.4208
1 | 4700 | 707 | 0.045 | 15 | 15 | 7 | 3.1623e-12 | 5spot_SharedNeighbor | CO2 | Porous | Wet | R600a | MinimizeLCOE_Brownfield | IgnoreSilica | 2019 | 54.501 | 13.5155 | 1.8851 | 4 | 6631.2039 | 12402.2537 | 135.1861 | 252.8367 | 167.4858 | 19.0715 | 73.1424 | 4782751.2623 | 0 | 2229746.9611 | 0 | 0 | 0 | 2376555.7786 | 3661731.0608 | 9527073.0958 | 6502423.1497 | 29080281.3083 | 961560.8286 | 19960186.6406 | 19960186.6406 | 15432221.3765 | 8123701.7665 | 0 | 50002028.7776 | 93518138.5612 | 3162.2777 | 7.5404 | 6631.2039 | 12402.2537 | 135.1861 | 252.8367
1 | 4700 | 707 | 0.045 | 15 | 15 | 7 | 4.217e-12 | 5spot_SharedNeighbor | CO2 | Porous | Wet | R600a | MinimizeLCOE_Brownfield | IgnoreSilica | 2019 | 66.5077 | 16.7036 | 2.3797 | 4 | 5688.3198 | 10259.9974 | 115.9641 | 209.1639 | 167.8082 | 18.9033 | 85.6836 | 5512003.4083 | 0 | 2614747.666 | 0 | 0 | 0 | 2599934.6652 | 4183407.4384 | 10884368.0198 | 7428804.8249 | 33223266.0226 | 961560.8286 | 19960186.6406 | 19960186.6406 | 15432221.3765 | 8123701.7665 | 0 | 54145013.4918 | 97661123.2754 | 4216.965 | 9.5186 | 5688.3198 | 10259.9974 | 115.9641 | 209.1639
1 | 4700 | 707 | 0.045 | 15 | 15 | 7 | 5.6234e-12 | 5spot_SharedNeighbor | CO2 | Porous | Wet | R600a | MinimizeLCOE_Brownfield | IgnoreSilica | 2019 | 79.548 | 20.1948 | 2.9354 | 4 | 4959.68 | 8665.8426 | 101.1098 | 176.6649 | 167.7789 | 18.6693 | 94.5319 | 6248781.4362 | 0 | 3017420.6607 | 0 | 0 | 0 | 2780794.5045 | 4698328.6745 | 12224087.4514 | 8343190.8654 | 37312603.5927 | 961560.8286 | 19960186.6406 | 19960186.6406 | 15432221.3765 | 8123701.7665 | 0 | 58234351.0619 | 101750460.8456 | 5623.4133 | 11.7416 | 4959.68 | 8665.8426 | 101.1098 | 176.6649
1 | 4700 | 707 | 0.045 | 15 | 15 | 7 | 7.4989e-12 | 5spot_SharedNeighbor | CO2 | Porous | Wet | R600a | MinimizeLCOE_Brownfield | IgnoreSilica | 2019 | 92.8996 | 23.8002 | 3.5245 | 4 | 4398.1852 | 7484.885 | 89.663 | 152.5895 | 167.4274 | 18.3753 | 93.1284 | 6950236.1814 | 0 | 3416201.9977 | 0 | 0 | 0 | 2898088.7215 | 5173165.4912 | 13459515.4461 | 9186395.8573 | 41083603.6953 | 961560.8286 | 19960186.6406 | 19960186.6406 | 15432221.3765 | 8123701.7665 | 0 | 62005351.1645 | 105521460.9482 | 7498.9421 | 14.0979 | 4398.1852 | 7484.885 | 89.663 | 152.5895
1 | 4700 | 707 | 0.045 | 15 | 15 | 7 | 1e-11 | 5spot_SharedNeighbor | CO2 | Porous | Wet | R600a | MinimizeLCOE_Brownfield | IgnoreSilica | 2019 | 105.7519 | 27.3006 | 4.111 | 4 | 3967.7635 | 6614.0874 | 80.8882 | 134.8371 | 166.8274 | 18.0417 | 91.1059 | 7578739.3028 | 0 | 3789333.9421 | 0 | 0 | 0 | 2942700.1314 | 5581201.6168 | 14521141.7449 | 9910977.6205 | 44324094.3585 | 961560.8286 | 19960186.6406 | 19960186.6406 | 15432221.3765 | 8123701.7665 | 0 | 65245841.8278 | 108761951.6114 | 10000 | 16.444 | 3967.7635 | 6614.0874 | 80.8882 | 134.8371
1 | 4700 | 707 | 0.045 | 15 | 15 | 7 | 1.3335e-11 | 5spot_SharedNeighbor | CO2 | Porous | Wet | R600a | MinimizeLCOE_Brownfield | IgnoreSilica | 2019 | 117.4498 | 30.5131 | 4.6613 | 4 | 3639.4521 | 5973.3413 | 74.1952 | 121.7746 | 166.0789 | 17.6947 | 88.6236 | 8112555.5743 | 0 | 4121109.4559 | 0 | 0 | 0 | 2920728.2534 | 5910213.3806 | 15377162.8649 | 10495229.6244 | 46936999.1535 | 961560.8286 | 19960186.6406 | 19960186.6406 | 15432221.3765 | 8123701.7665 | 0 | 67858746.6228 | 111374856.4064 | 13335.2143 | 18.6453 | 3639.4521 | 5973.3413 | 74.1952 | 121.7746
1 | 4700 | 707 | 0.045 | 15 | 15 | 7 | 1.7783e-11 | 5spot_SharedNeighbor | CO2 | Porous | Wet | R600a | MinimizeLCOE_Brownfield | IgnoreSilica | 2019 | 127.5741 | 33.3155 | 5.1509 | 4 | 3390.1358 | 5502.2177 | 69.1125 | 112.1701 | 165.2837 | 17.3607 | 95.1265 | 8545625.3844 | 0 | 4402934.8906 | 0 | 0 | 0 | 2848222.4274 | 6160745.2539 | 16028995.4081 | 10940118.7289 | 48926642.0932 | 961560.8286 | 19960186.6406 | 19960186.6406 | 15432221.3765 | 8123701.7665 | 0 | 69848389.5624 | 113364499.3461 | 17782.7941 | 20.6034 | 3390.1358 | 5502.2177 | 69.1125 | 112.1701
1 | 4700 | 707 | 0.045 | 15 | 15 | 7 | 2.3714e-11 | 5spot_SharedNeighbor | CO2 | Porous | Wet | R600a | MinimizeLCOE_Brownfield | IgnoreSilica | 2019 | 135.9734 | 35.6576 | 5.5672 | 4 | 3201.4246 | 5155.5501 | 65.2654 | 105.1029 | 164.5223 | 17.0597 | 106.4342 | 8884511.4318 | 0 | 4633354.5687 | 0 | 0 | 0 | 2745014.5967 | 6342523.433 | 16501944.9421 | 11262916.504 | 50370265.4764 | 961560.8286 | 19960186.6406 | 19960186.6406 | 15432221.3765 | 8123701.7665 | 0 | 71292012.9456 | 114808122.7293 | 23713.7371 | 22.2688 | 3201.4246 | 5155.5501 | 65.2654 | 105.1029
1 | 4700 | 707 | 0.045 | 15 | 15 | 7 | 3.1623e-11 | 5spot_SharedNeighbor | CO2 | Porous | Wet | R600a | MinimizeLCOE_Brownfield | IgnoreSilica | 2019 | 142.7286 | 37.5538 | 5.9094 | 4 | 3058.8947 | 4899.8718 | 62.3597 | 99.8905 | 163.8433 | 16.8017 | 113.9656 | 9143488.141 | 0 | 4816605.5301 | 0 | 0 | 0 | 2629733.0993 | 6470032.4404 | 16833697.2239 | 11489344.2532 | 51382900.6879 | 961560.8286 | 19960186.6406 | 19960186.6406 | 15432221.3765 | 8123701.7665 | 0 | 72304648.1571 | 115820757.9408 | 31622.7766 | 23.6375 | 3058.8947 | 4899.8718 | 62.3597 | 99.8905
1 | 4700 | 707 | 0.045 | 15 | 15 | 7 | 4.217e-11 | 5spot_SharedNeighbor | CO2 | Porous | Wet | R600a | MinimizeLCOE_Brownfield | IgnoreSilica | 2019 | 148.083 | 39.0641 | 6.1844 | 4 | 2951.3926 | 4710.4918 | 60.1681 | 96.0297 | 163.2625 | 16.587 | 115.0766 | 9340037.2963 | 0 | 4960624.6698 | 0 | 0 | 0 | 2517136.4702 | 6558941.3902 | 17065020.0733 | 11647226.8511 | 52088986.7509 | 961560.8286 | 19960186.6406 | 19960186.6406 | 15432221.3765 | 8123701.7665 | 0 | 73010734.2201 | 116526844.0038 | 42169.6503 | 24.7377 | 2951.3926 | 4710.4918 | 60.1681 | 96.0297
1 | 4700 | 707 | 0.045 | 15 | 15 | 7 | 5.6234e-11 | 5spot_SharedNeighbor | CO2 | Porous | Wet | R600a | MinimizeLCOE_Brownfield | IgnoreSilica | 2019 | 152.2339 | 40.2406 | 6.4008 | 4 | 2870.3842 | 4570.0187 | 58.5167 | 93.166 | 162.786 | 16.4143 | 118.9775 | 9487009.3932 | 0 | 5071557.4035 | 0 | 0 | 0 | 2414314.5616 | 6619423.7297 | 17222382.7143 | 11754630.0871 | 52569317.8893 | 961560.8286 | 19960186.6406 | 19960186.6406 | 15432221.3765 | 8123701.7665 | 0 | 73491065.3586 | 117007175.1422 | 56234.1325 | 25.6032 | 2870.3842 | 4570.0187 | 58.5167 | 93.166
1 | 4700 | 707 | 0.045 | 15 | 15 | 7 | 7.4989e-11 | 5spot_SharedNeighbor | CO2 | Porous | Wet | R600a | MinimizeLCOE_Brownfield | IgnoreSilica | 2019 | 155.4157 | 41.1459 | 6.5687 | 4 | 2809.3828 | 4465.5721 | 57.2731 | 91.0367 | 162.4049 | 16.2781 | 108.7836 | 9596426.2438 | 0 | 5156182.7412 | 0 | 0 | 0 | 2325211.2599 | 6660349.8955 | 17328864.2025 | 11827305.8908 | 52894340.2337 | 961560.8286 | 19960186.6406 | 19960186.6406 | 15432221.3765 | 8123701.7665 | 0 | 73816087.703 | 117332197.4866 | 74989.4209 | 26.2748 | 2809.3828 | 4465.5721 | 57.2731 | 91.0367
1 | 4700 | 707 | 0.045 | 15 | 15 | 7 | 1e-10 | 5spot_SharedNeighbor | CO2 | Porous | Wet | R600a | MinimizeLCOE_Brownfield | IgnoreSilica | 2019 | 157.8512 | 41.8406 | 6.6981 | 4 | 2763.4751 | 4387.6736 | 56.3372 | 89.4487 | 162.1039 | 16.1717 | 114.6521 | 9678253.0119 | 0 | 5220724.0675 | 0 | 0 | 0 | 2251142.073 | 6688546.4694 | 17402225.9039 | 11877376.7594 | 53118268.2851 | 961560.8286 | 19960186.6406 | 19960186.6406 | 15432221.3765 | 8123701.7665 | 0 | 74040015.7544 | 117556125.538 | 100000 | 26.7924 | 2763.4751 | 4387.6736 | 56.3372 | 89.4487
1 | 4700 | 707 | 0.045 | 15 | 15 | 7 | 1.3335e-10 | 5spot_SharedNeighbor | CO2 | Porous | Wet | R600a | MinimizeLCOE_Brownfield | IgnoreSilica | 2019 | 159.6929 | 42.3674 | 6.7968 | 4 | 2728.9456 | 4329.5583 | 55.6332 | 88.2639 | 161.8708 | 16.0899 | 120.4132 | 9739003.1733 | 0 | 5269394.7744 | 0 | 0 | 0 | 2190880.86 | 6707718.735 | 17452108.2061 | 11911422.4557 | 53270528.2044 | 961560.8286 | 19960186.6406 | 19960186.6406 | 15432221.3765 | 8123701.7665 | 0 | 74192275.6737 | 117708385.4573 | 133352.1432 | 27.1872 | 2728.9456 | 4329.5583 | 55.6332 | 88.2639
1 | 4700 | 707 | 0.045 | 15 | 15 | 7 | 1.7783e-10 | 5spot_SharedNeighbor | CO2 | Porous | Wet | R600a | MinimizeLCOE_Brownfield | IgnoreSilica | 2019 | 161.089 | 42.7673 | 6.8719 | 4 | 2702.9876 | 4286.1043 | 55.1041 | 87.378 | 161.6909 | 16.0271 | 122.1984 | 9784410.0969 | 0 | 5306218.0527 | 0 | 0 | 0 | 2143010.7964 | 6721119.189 | 17486973.4386 | 11935218.6932 | 53376950.2668 | 961560.8286 | 19960186.6406 | 19960186.6406 | 15432221.3765 | 8123701.7665 | 0 | 74298697.7361 | 117814807.5197 | 177827.941 | 27.4876 | 2702.9876 | 4286.1043 | 55.1041 | 87.378
1 | 4700 | 707 | 0.045 | 15 | 15 | 7 | 2.3714e-10 | 5spot_SharedNeighbor | CO2 | Porous | Wet | R600a | MinimizeLCOE_Brownfield | IgnoreSilica | 2019 | 162.1413 | 43.0692 | 6.9288 | 4 | 2683.4824 | 4253.6039 | 54.7064 | 86.7155 | 161.5534 | 15.9794 | 122.6808 | 9818258.2871 | 0 | 5333928.0178 | 0 | 0 | 0 | 2105457.7249 | 6730481.1716 | 17511331.3971 | 11951843.5004 | 53451300.099 | 961560.8286 | 19960186.6406 | 19960186.6406 | 15432221.3765 | 8123701.7665 | 0 | 74373047.5682 | 117889157.3519 | 237137.3706 | 27.7151 | 2683.4824 | 4253.6039 | 54.7064 | 86.7155
1 | 4700 | 707 | 0.045 | 15 | 15 | 7 | 3.1623e-10 | 5spot_SharedNeighbor | CO2 | Porous | Wet | R600a | MinimizeLCOE_Brownfield | IgnoreSilica | 2019 | 162.9332 | 43.2966 | 6.9717 | 4 | 2668.8319 | 4229.2785 | 54.4077 | 86.2196 | 161.449 | 15.9433 | 113.9107 | 9843522.4911 | 0 | 5354761.0541 | 0 | 0 | 0 | 2076330.1132 | 6737099.3268 | 17528550.4791 | 11963595.8777 | 53503859.342 | 961560.8286 | 19960186.6406 | 19960186.6406 | 15432221.3765 | 8123701.7665 | 0 | 74425606.8112 | 117941716.5949 | 316227.766 | 27.887 | 2668.8319 | 4229.2785 | 54.4077 | 86.2196
1 | 4700 | 707 | 0.045 | 15 | 15 | 7 | 4.217e-10 | 5spot_SharedNeighbor | CO2 | Porous | Wet | R600a | MinimizeLCOE_Brownfield | IgnoreSilica | 2019 | 163.5445 | 43.4718 | 7.0045 | 4 | 2657.8315 | 4210.9833 | 54.1835 | 85.8466 | 161.3678 | 15.9152 | 113.2231 | 9862898.8562 | 0 | 5370825.3232 | 0 | 0 | 0 | 2054239.5313 | 6742305.8472 | 17542096.7773 | 11972841.5045 | 53545207.8398 | 961560.8286 | 19960186.6406 | 19960186.6406 | 15432221.3765 | 8123701.7665 | 0 | 74466955.309 | 117983065.0927 | 421696.5034 | 28.0179 | 2657.8315 | 4210.9833 | 54.1835 | 85.8466
1 | 4700 | 707 | 0.045 | 15 | 15 | 7 | 5.6234e-10 | 5spot_SharedNeighbor | CO2 | Porous | Wet | R600a | MinimizeLCOE_Brownfield | IgnoreSilica | 2019 | 163.9855 | 43.5989 | 7.0287 | 4 | 2649.5741 | 4197.3703 | 54.0152 | 85.5691 | 161.3088 | 15.8949 | 114.4745 | 9876806.4188 | 0 | 5382408.2077 | 0 | 0 | 0 | 2036987.3147 | 6745518.7571 | 17550456.1097 | 11978546.9207 | 53570723.7286 | 961560.8286 | 19960186.6406 | 19960186.6406 | 15432221.3765 | 8123701.7665 | 0 | 74492471.1979 | 118008580.9815 | 562341.3252 | 28.1149 | 2649.5741 | 4197.3703 | 54.0152 | 85.5691
1 | 4700 | 707 | 0.045 | 15 | 15 | 7 | 7.4989e-10 | 5spot_SharedNeighbor | CO2 | Porous | Wet | R600a | MinimizeLCOE_Brownfield | IgnoreSilica | 2019 | 164.3144 | 43.6938 | 7.0469 | 4 | 2643.3772 | 4187.1806 | 53.8888 | 85.3613 | 161.2647 | 15.8797 | 116.7223 | 9887142.2251 | 0 | 5391043.8247 | 0 | 0 | 0 | 2023822.502 | 6747783.3352 | 17556348.0775 | 11982568.3098 | 53588708.2742 | 961560.8286 | 19960186.6406 | 19960186.6406 | 15432221.3765 | 8123701.7665 | 0 | 74510455.7434 | 118026565.5271 | 749894.2093 | 28.1876 | 2643.3772 | 4187.1806 | 53.8888 | 85.3613
1 | 4700 | 707 | 0.045 | 15 | 15 | 7 | 1e-09 | 5spot_SharedNeighbor | CO2 | Porous | Wet | R600a | MinimizeLCOE_Brownfield | IgnoreSilica | 2019 | 164.5728 | 43.768 | 7.0608 | 4 | 2638.7274 | 4179.4868 | 53.794 | 85.2045 | 161.2299 | 15.8678 | 108.8243 | 9895241.5098 | 0 | 5397824.6258 | 0 | 0 | 0 | 2014069.5968 | 6749782.9357 | 17561550.6278 | 11986119.1572 | 53604588.4532 | 961560.8286 | 19960186.6406 | 19960186.6406 | 15432221.3765 | 8123701.7665 | 0 | 74526335.9224 | 118042445.7061 | 1000000 | 28.2433 | 2638.7274 | 4179.4868 | 53.794 | 85.2045
1 | 4700 | 707 | 0.045 | 15 | 15 | 7 | 1.3335e-09 | 5spot_SharedNeighbor | CO2 | Porous | Wet | R600a | MinimizeLCOE_Brownfield | IgnoreSilica | 2019 | 164.7749 | 43.8257 | 7.0715 | 4 | 2635.239 | 4173.6796 | 53.7229 | 85.0861 | 161.2027 | 15.8584 | 119.8934 | 9901563.8133 | 0 | 5403126.0319 | 0 | 0 | 0 | 2006854.3243 | 6751502.2261 | 17566023.8688 | 11989172.2362 | 53618242.5006 | 961560.8286 | 19960186.6406 | 19960186.6406 | 15432221.3765 | 8123701.7665 | 0 | 74539989.9698 | 118056099.7535 | 1333521.4322 | 28.2859 | 2635.239 | 4173.6796 | 53.7229 | 85.0861
1 | 4700 | 707 | 0.045 | 15 | 15 | 7 | 1.7783e-09 | 5spot_SharedNeighbor | CO2 | Porous | Wet | R600a | MinimizeLCOE_Brownfield | IgnoreSilica | 2019 | 164.9017 | 43.8628 | 7.0789 | 4 | 2632.6222 | 4169.4483 | 53.6696 | 84.9998 | 161.1854 | 15.8525 | 109.2025 | 9905521.4876 | 0 | 5406454.0765 | 0 | 0 | 0 | 2000928.1839 | 6752032.4617 | 17567403.433 | 11990113.8171 | 53622453.4597 | 961560.8286 | 19960186.6406 | 19960186.6406 | 15432221.3765 | 8123701.7665 | 0 | 74544200.9289 | 118060310.7126 | 1778279.41 | 28.3156 | 2632.6222 | 4169.4483 | 53.6696 | 84.9998
1 | 4700 | 707 | 0.045 | 15 | 15 | 7 | 2.3714e-09 | 5spot_SharedNeighbor | CO2 | Porous | Wet | R600a | MinimizeLCOE_Brownfield | IgnoreSilica | 2019 | 165.0138 | 43.8949 | 7.0849 | 4 | 2630.6593 | 4166.1928 | 53.6295 | 84.9335 | 161.1703 | 15.8473 | 109.3051 | 9909017.7923 | 0 | 5409393.0185 | 0 | 0 | 0 | 1996793.0443 | 6752929.5035 | 17569737.3517 | 11991706.7645 | 53629577.4747 | 961560.8286 | 19960186.6406 | 19960186.6406 | 15432221.3765 | 8123701.7665 | 0 | 74551324.9439 | 118067434.7275 | 2371373.7057 | 28.3394 | 2630.6593 | 4166.1928 | 53.6295 | 84.9335
1 | 4700 | 707 | 0.045 | 15 | 15 | 7 | 3.1623e-09 | 5spot_SharedNeighbor | CO2 | Porous | Wet | R600a | MinimizeLCOE_Brownfield | IgnoreSilica | 2019 | 165.1038 | 43.9205 | 7.0895 | 4 | 2629.1871 | 4163.7228 | 53.5995 | 84.8831 | 161.1582 | 15.8431 | 121.0533 | 9911824.8788 | 0 | 5411753.3672 | 0 | 0 | 0 | 1993796.2555 | 6753776.0556 | 17571939.9067 | 11993210.0536 | 53636300.5173 | 961560.8286 | 19960186.6406 | 19960186.6406 | 15432221.3765 | 8123701.7665 | 0 | 74558047.9865 | 118074157.7702 | 3162277.6602 | 28.3578 | 2629.1871 | 4163.7228 | 53.5995 | 84.8831
1 | 4700 | 707 | 0.045 | 15 | 15 | 7 | 4.217e-09 | 5spot_SharedNeighbor | CO2 | Porous | Wet | R600a | MinimizeLCOE_Brownfield | IgnoreSilica | 2019 | 165.1575 | 43.9362 | 7.0926 | 4 | 2628.0829 | 4161.9386 | 53.577 | 84.8467 | 161.1508 | 15.8406 | 116.5826 | 9913495.7799 | 0 | 5413161.8211 | 0 | 0 | 0 | 1991275.6498 | 6753993.9678 | 17572506.8695 | 11993597.0173 | 53638031.1053 | 961560.8286 | 19960186.6406 | 19960186.6406 | 15432221.3765 | 8123701.7665 | 0 | 74559778.5745 | 118075888.3582 | 4216965.0343 | 28.3704 | 2628.0829 | 4161.9386 | 53.577 | 84.8467
1 | 4700 | 707 | 0.045 | 15 | 15 | 7 | 5.6234e-09 | 5spot_SharedNeighbor | CO2 | Porous | Wet | R600a | MinimizeLCOE_Brownfield | IgnoreSilica | 2019 | 165.1964 | 43.9476 | 7.0949 | 4 | 2627.2548 | 4160.6075 | 53.5601 | 84.8196 | 161.1455 | 15.8388 | 118.677 | 9914704.8092 | 0 | 5414181.6788 | 0 | 0 | 0 | 1989355.2937 | 6754114.2949 | 17572819.9359 | 11993810.6916 | 53638986.7041 | 961560.8286 | 19960186.6406 | 19960186.6406 | 15432221.3765 | 8123701.7665 | 0 | 74560734.1734 | 118076843.957 | 5623413.2519 | 28.3797 | 2627.2548 | 4160.6075 | 53.5601 | 84.8196
1 | 4700 | 707 | 0.045 | 15 | 15 | 7 | 7.4989e-09 | 5spot_SharedNeighbor | CO2 | Porous | Wet | R600a | MinimizeLCOE_Brownfield | IgnoreSilica | 2019 | 165.2307 | 43.9574 | 7.0968 | 4 | 2626.6337 | 4159.5844 | 53.5475 | 84.7988 | 161.1409 | 15.8372 | 112.5063 | 9915771.0424 | 0 | 5415080.0851 | 0 | 0 | 0 | 1988011.7817 | 6754356.5346 | 17573450.194 | 11994240.8557 | 53640910.4934 | 961560.8286 | 19960186.6406 | 19960186.6406 | 15432221.3765 | 8123701.7665 | 0 | 74562657.9626 | 118078767.7463 | 7498942.0933 | 28.3872 | 2626.6337 | 4159.5844 | 53.5475 | 84.7988
1 | 4700 | 707 | 0.045 | 15 | 15 | 7 | 1e-08 | 5spot_SharedNeighbor | CO2 | Porous | Wet | R600a | MinimizeLCOE_Brownfield | IgnoreSilica | 2019 | 165.265 | 43.967 | 7.0984 | 4 | 2626.168 | 4158.7754 | 53.538 | 84.7823 | 161.1363 | 15.8356 | 112.1815 | 9916839.091 | 0 | 5415978.4541 | 0 | 0 | 0 | 1987168.5951 | 6754794.5947 | 17574589.9364 | 11995018.7533 | 53644389.4246 | 961560.8286 | 19960186.6406 | 19960186.6406 | 15432221.3765 | 8123701.7665 | 0 | 74566136.8939 | 118082246.6775 | 10000000 | 28.3935 | 2626.168 | 4158.7754 | 53.538 | 84.7823
1 | 4800 | 707 | 0.045 | 15 | 15 | 7 | 1e-13 | 5spot_SharedNeighbor | CO2 | Porous | Wet | R600a | MinimizeLCOE_Brownfield | IgnoreSilica | 2019 | 1.6 | 0.11219 | 0.013799 | 4 | 420571.6064 | 1229016.2649 | 8573.9211 | 25055.1589 | 97.2817 | 17.14 | 23.6395 | 248731.6539 | 0 | 111009.1097 | 0 | 0 | 0 | 203218.1016 | 219553.9574 | 571234.3605 | 389879.1887 | 1743626.3717 | 961560.8286 | 20509168.3242 | 20509168.3242 | 15798354.3283 | 8316321.2789 | 0 | 23214355.5245 | 67838199.4559 | 100 | 0.055197 | 420571.6064 | 1229016.2649 | 8573.9211 | 25055.1589
1 | 4800 | 707 | 0.045 | 15 | 15 | 7 | 1.3335e-13 | 5spot_SharedNeighbor | CO2 | Porous | Wet | R600a | MinimizeLCOE_Brownfield | IgnoreSilica | 2019 | 3.5977 | 0.44029 | 0.042859 | 4 | 148377.8417 | 408670.6575 | 3024.883 | 8331.3041 | 128.3574 | 18.6144 | 57.147 | 562203.4681 | 0 | 253486.6995 | 0 | 0 | 0 | 465037.0061 | 499483.5977 | 1299553.8632 | 886972.2148 | 3966736.8494 | 961560.8286 | 20509168.3242 | 20509168.3242 | 15798354.3283 | 8316321.2789 | 0 | 25437466.0021 | 70061309.9335 | 133.3521 | 0.17144 | 148377.8417 | 408670.6575 | 3024.883 | 8331.3041
1 | 4800 | 707 | 0.045 | 15 | 15 | 7 | 1.7783e-13 | 5spot_SharedNeighbor | CO2 | Porous | Wet | R600a | MinimizeLCOE_Brownfield | IgnoreSilica | 2019 | 4.7841 | 0.70543 | 0.074142 | 4 | 89264.144 | 239732.6244 | 1819.7703 | 4887.2738 | 137.4996 | 18.9503 | 32.2308 | 729377.5946 | 0 | 318397.8065 | 0 | 0 | 0 | 567199.2525 | 629840.115 | 1638714.7811 | 1118456.5104 | 5001986.0602 | 961560.8286 | 20509168.3242 | 20509168.3242 | 15798354.3283 | 8316321.2789 | 0 | 26472715.213 | 71096559.1443 | 177.8279 | 0.29657 | 89264.144 | 239732.6244 | 1819.7703 | 4887.2738
1 | 4800 | 707 | 0.045 | 15 | 15 | 7 | 2.3714e-13 | 5spot_SharedNeighbor | CO2 | Porous | Wet | R600a | MinimizeLCOE_Brownfield | IgnoreSilica | 2019 | 6.3085 | 1.0652 | 0.11757 | 4 | 58891.6698 | 153777.4036 | 1200.5863 | 3134.9604 | 145.1527 | 19.2044 | 70.3248 | 928050.8149 | 0 | 397257.3355 | 0 | 0 | 0 | 684683.6136 | 783896.788 | 2039538.643 | 1392027.0322 | 6225454.2272 | 961560.8286 | 20509168.3242 | 20509168.3242 | 15798354.3283 | 8316321.2789 | 0 | 27696183.3799 | 72320027.3113 | 237.1374 | 0.47029 | 58891.6698 | 153777.4036 | 1200.5863 | 3134.9604
1 | 4800 | 707 | 0.045 | 15 | 15 | 7 | 3.1623e-13 | 5spot_SharedNeighbor | CO2 | Porous | Wet | R600a | MinimizeLCOE_Brownfield | IgnoreSilica | 2019 | 8.2038 | 1.5315 | 0.17627 | 4 | 41247.4027 | 104535.6726 | 840.8841 | 2131.1011 | 151.2903 | 19.3915 | 73.8332 | 1156263.337 | 0 | 490167.7549 | 0 | 0 | 0 | 811342.5825 | 958531.733 | 2493902.9473 | 1702140.0061 | 7612348.3608 | 961560.8286 | 20509168.3242 | 20509168.3242 | 15798354.3283 | 8316321.2789 | 0 | 29083077.5136 | 73706921.4449 | 316.2278 | 0.70509 | 41247.4027 | 104535.6726 | 840.8841 | 2131.1011
1 | 4800 | 707 | 0.045 | 15 | 15 | 7 | 4.217e-13 | 5spot_SharedNeighbor | CO2 | Porous | Wet | R600a | MinimizeLCOE_Brownfield | IgnoreSilica | 2019 | 10.6398 | 2.1438 | 0.25488 | 4 | 30139.1265 | 73908.5819 | 614.4269 | 1506.7264 | 156.3378 | 19.5334 | 61.4161 | 1427368.0713 | 0 | 603502.9191 | 0 | 0 | 0 | 957815.2226 | 1165587.6231 | 3032619.9003 | 2069825.3961 | 9256719.1325 | 961560.8286 | 20509168.3242 | 20509168.3242 | 15798354.3283 | 8316321.2789 | 0 | 30727448.2853 | 75351292.2167 | 421.6965 | 1.0195 | 30139.1265 | 73908.5819 | 614.4269 | 1506.7264
1 | 4800 | 707 | 0.045 | 15 | 15 | 7 | 5.6234e-13 | 5spot_SharedNeighbor | CO2 | Porous | Wet | R600a | MinimizeLCOE_Brownfield | IgnoreSilica | 2019 | 13.7 | 2.9267 | 0.35866 | 4 | 22739.3531 | 53843.6029 | 463.5725 | 1097.6747 | 160.3596 | 19.6366 | 60.3092 | 1742426.0923 | 0 | 738769.1923 | 0 | 0 | 0 | 1119536.7048 | 1404285.4758 | 3653662.7496 | 2493699.9019 | 11152380.1166 | 961560.8286 | 20509168.3242 | 20509168.3242 | 15798354.3283 | 8316321.2789 | 0 | 32623109.2694 | 77246953.2008 | 562.3413 | 1.4347 | 22739.3531 | 53843.6029 | 463.5725 | 1097.6747
1 | 4800 | 707 | 0.045 | 15 | 15 | 7 | 7.4989e-13 | 5spot_SharedNeighbor | CO2 | Porous | Wet | R600a | MinimizeLCOE_Brownfield | IgnoreSilica | 2019 | 17.5756 | 3.929 | 0.49483 | 4 | 17600.6755 | 40145.7064 | 358.8136 | 818.4245 | 163.5737 | 19.7084 | 64.1712 | 2112082.4502 | 0 | 901694.9969 | 0 | 0 | 0 | 1301868.5977 | 1683101.9575 | 4379086.0417 | 2988816.2047 | 13366650.2488 | 961560.8286 | 20509168.3242 | 20509168.3242 | 15798354.3283 | 8316321.2789 | 0 | 34837379.4016 | 79461223.333 | 749.8942 | 1.9793 | 17600.6755 | 40145.7064 | 358.8136 | 818.4245
1 | 4800 | 707 | 0.045 | 15 | 15 | 7 | 1e-12 | 5spot_SharedNeighbor | CO2 | Porous | Wet | R600a | MinimizeLCOE_Brownfield | IgnoreSilica | 2019 | 22.4381 | 5.1975 | 0.6718 | 4 | 13917.3317 | 30523.477 | 283.7236 | 622.2624 | 166.1021 | 19.7508 | 64.7697 | 2542315.7454 | 0 | 1096278.2255 | 0 | 0 | 0 | 1503950.8005 | 2005592.4608 | 5218140.1795 | 3561487.8946 | 15927765.3062 | 961560.8286 | 20509168.3242 | 20509168.3242 | 15798354.3283 | 8316321.2789 | 0 | 37398494.459 | 82022338.3904 | 1000 | 2.6872 | 13917.3317 | 30523.477 | 283.7236 | 622.2624
1 | 4800 | 707 | 0.045 | 15 | 15 | 7 | 1.3335e-12 | 5spot_SharedNeighbor | CO2 | Porous | Wet | R600a | MinimizeLCOE_Brownfield | IgnoreSilica | 2019 | 28.5157 | 6.7937 | 0.89986 | 4 | 11211.2496 | 23608.6521 | 228.5565 | 481.2943 | 168.0675 | 19.7634 | 66.3382 | 3041757.6171 | 0 | 1328005.6352 | 0 | 0 | 0 | 1727127.0538 | 2377787.2193 | 6186514.5935 | 4222423.3302 | 18883615.4491 | 961560.8286 | 20509168.3242 | 20509168.3242 | 15798354.3283 | 8316321.2789 | 0 | 40354344.6019 | 84978188.5332 | 1333.5214 | 3.5995 | 11211.2496 | 23608.6521 | 228.5565 | 481.2943
1 | 4800 | 707 | 0.045 | 15 | 15 | 7 | 1.7783e-12 | 5spot_SharedNeighbor | CO2 | Porous | Wet | R600a | MinimizeLCOE_Brownfield | IgnoreSilica | 2019 | 35.9944 | 8.7711 | 1.1897 | 4 | 9184.3916 | 18561.2669 | 187.2362 | 378.3965 | 169.5505 | 19.7418 | 68.5292 | 3613163.51 | 0 | 1599999.3791 | 0 | 0 | 0 | 1966455.5974 | 2800051.2097 | 7285158.8783 | 4972270.6295 | 22237099.204 | 961560.8286 | 20509168.3242 | 20509168.3242 | 15798354.3283 | 8316321.2789 | 0 | 43707828.3568 | 88331672.2882 | 1778.2794 | 4.7589 | 9184.3916 | 18561.2669 | 187.2362 | 378.3965
1 | 4800 | 707 | 0.045 | 15 | 15 | 7 | 2.3714e-12 | 5spot_SharedNeighbor | CO2 | Porous | Wet | R600a | MinimizeLCOE_Brownfield | IgnoreSilica | 2019 | 45.0781 | 11.188 | 1.5524 | 4 | 7643.6924 | 14829.9956 | 155.827 | 302.3295 | 170.6211 | 19.6784 | 75.5176 | 4258992.2632 | 0 | 1915599.4441 | 0 | 0 | 0 | 2217780.2818 | 3273025.0757 | 8515739.8573 | 5812167.4336 | 25993304.3557 | 961560.8286 | 20509168.3242 | 20509168.3242 | 15798354.3283 | 8316321.2789 | 0 | 47464033.5085 | 92087877.4399 | 2371.3737 | 6.2096 | 7643.6924 | 14829.9956 | 155.827 | 302.3295
1 | 4800 | 707 | 0.045 | 15 | 15 | 7 | 3.1623e-12 | 5spot_SharedNeighbor | CO2 | Porous | Wet | R600a | MinimizeLCOE_Brownfield | IgnoreSilica | 2019 | 55.8233 | 14.0669 | 1.9948 | 4 | 6460.475 | 12053.0093 | 131.7055 | 245.7169 | 171.3132 | 19.5621 | 87.6609 | 4970094.0642 | 0 | 2272922.8373 | 0 | 0 | 0 | 2468351.2948 | 3787433.5966 | 9854125.3089 | 6725643.0053 | 30078570.1073 | 961560.8286 | 20509168.3242 | 20509168.3242 | 15798354.3283 | 8316321.2789 | 0 | 51549299.26 | 96173143.1914 | 3162.2777 | 7.9792 | 6460.475 | 12053.0093 | 131.7055 | 245.7169
1 | 4800 | 707 | 0.045 | 15 | 15 | 7 | 4.217e-12 | 5spot_SharedNeighbor | CO2 | Porous | Wet | R600a | MinimizeLCOE_Brownfield | IgnoreSilica | 2019 | 68.0398 | 17.3658 | 2.5147 | 4 | 5546.9654 | 9983.2205 | 113.0824 | 203.5215 | 171.6366 | 19.3825 | 90.1764 | 5722487.9003 | 0 | 2662826.0033 | 0 | 0 | 0 | 2697291.0445 | 4322215.9298 | 11245519.2409 | 7675297.9542 | 34325638.073 | 961560.8286 | 20509168.3242 | 20509168.3242 | 15798354.3283 | 8316321.2789 | 0 | 55796367.2257 | 100420211.1571 | 4216.965 | 10.0589 | 5546.9654 | 9983.2205 | 113.0824 | 203.5215
1 | 4800 | 707 | 0.045 | 15 | 15 | 7 | 5.6234e-12 | 5spot_SharedNeighbor | CO2 | Porous | Wet | R600a | MinimizeLCOE_Brownfield | IgnoreSilica | 2019 | 81.2406 | 20.9608 | 3.0963 | 4 | 4841.3649 | 8444.3266 | 98.6978 | 172.149 | 171.5981 | 19.1349 | 103.4499 | 6478695.2124 | 0 | 3068675.6384 | 0 | 0 | 0 | 2880134.7774 | 4846727.195 | 12610189.961 | 8606713.7619 | 38491136.5461 | 961560.8286 | 20509168.3242 | 20509168.3242 | 15798354.3283 | 8316321.2789 | 0 | 59961865.6989 | 104585709.6303 | 5623.4133 | 12.3853 | 4841.3649 | 8444.3266 | 98.6978 | 172.149
1 | 4800 | 707 | 0.045 | 15 | 15 | 7 | 7.4989e-12 | 5spot_SharedNeighbor | CO2 | Porous | Wet | R600a | MinimizeLCOE_Brownfield | IgnoreSilica | 2019 | 94.6977 | 24.6578 | 3.71 | 4 | 4297.9706 | 7304.9333 | 87.6199 | 148.9209 | 171.2316 | 18.8258 | 91.8398 | 7195464.4119 | 0 | 3468997.4263 | 0 | 0 | 0 | 2996639.3346 | 5327829.4574 | 13861919.3601 | 9461044.7972 | 42311894.7876 | 961560.8286 | 20509168.3242 | 20509168.3242 | 15798354.3283 | 8316321.2789 | 0 | 63782623.9404 | 108406467.8717 | 7498.9421 | 14.8402 | 4297.9706 | 7304.9333 | 87.6199 | 148.9209
1 | 4800 | 707 | 0.045 | 15 | 15 | 7 | 1e-11 | 5spot_SharedNeighbor | CO2 | Porous | Wet | R600a | MinimizeLCOE_Brownfield | IgnoreSilica | 2019 | 107.5935 | 28.2316 | 4.3182 | 4 | 3881.7153 | 6465.2087 | 79.134 | 131.802 | 170.6164 | 18.4779 | 93.9913 | 7834829.9858 | 0 | 3842034.1721 | 0 | 0 | 0 | 3038391.8897 | 5738949.8585 | 14931570.3114 | 10191103.5507 | 45576879.7682 | 961560.8286 | 20509168.3242 | 20509168.3242 | 15798354.3283 | 8316321.2789 | 0 | 67047608.921 | 111671452.8523 | 10000 | 17.2727 | 3881.7153 | 6465.2087 | 79.134 | 131.802
1 | 4800 | 707 | 0.045 | 15 | 15 | 7 | 1.3335e-11 | 5spot_SharedNeighbor | CO2 | Porous | Wet | R600a | MinimizeLCOE_Brownfield | IgnoreSilica | 2019 | 119.2649 | 31.4938 | 4.8858 | 4 | 3564.4174 | 5847.7461 | 72.6655 | 119.2142 | 169.8571 | 18.1186 | 105.1703 | 8374914.2628 | 0 | 4171982.4951 | 0 | 0 | 0 | 3012000.2914 | 6067969.8492 | 15787612.8359 | 10775370.1635 | 48189849.898 | 961560.8286 | 20509168.3242 | 20509168.3242 | 15798354.3283 | 8316321.2789 | 0 | 69660579.0508 | 114284422.9821 | 13335.2143 | 19.5433 | 3564.4174 | 5847.7461 | 72.6655 | 119.2142
1 | 4800 | 707 | 0.045 | 15 | 15 | 7 | 1.7783e-11 | 5spot_SharedNeighbor | CO2 | Porous | Wet | R600a | MinimizeLCOE_Brownfield | IgnoreSilica | 2019 | 129.3381 | 34.3316 | 5.389 | 4 | 3323.6027 | 5393.7415 | 67.7561 | 109.9587 | 169.055 | 17.7745 | 102.2485 | 8811994.3301 | 0 | 4451572.3387 | 0 | 0 | 0 | 2935539.0857 | 6317651.2442 | 16437232.609 | 11218749.007 | 50172738.6146 | 961560.8286 | 20509168.3242 | 20509168.3242 | 15798354.3283 | 8316321.2789 | 0 | 71643467.7674 | 116267311.6988 | 17782.7941 | 21.556 | 3323.6027 | 5393.7415 | 67.7561 | 109.9587
1 | 4800 | 707 | 0.045 | 15 | 15 | 7 | 2.3714e-11 | 5spot_SharedNeighbor | CO2 | Porous | Wet | R600a | MinimizeLCOE_Brownfield | IgnoreSilica | 2019 | 137.6667 | 36.6957 | 5.8155 | 4 | 3141.4141 | 5059.7375 | 64.042 | 103.1496 | 168.2913 | 17.4659 | 93.9711 | 9152999.4617 | 0 | 4679456.3957 | 0 | 0 | 0 | 2828925.876 | 6497938.876 | 16906304.0449 | 11538899.9004 | 51604524.5547 | 961560.8286 | 20509168.3242 | 20509168.3242 | 15798354.3283 | 8316321.2789 | 0 | 73075253.7075 | 117699097.6389 | 23713.7371 | 23.2619 | 3141.4141 | 5059.7375 | 64.042 | 103.1496
1 | 4800 | 707 | 0.045 | 15 | 15 | 7 | 3.1623e-11 | 5spot_SharedNeighbor | CO2 | Porous | Wet | R600a | MinimizeLCOE_Brownfield | IgnoreSilica | 2019 | 144.3681 | 38.6101 | 6.1655 | 4 | 3003.8654 | 4813.2783 | 61.2379 | 98.1252 | 167.6109 | 17.2016 | 106.8291 | 9413829.522 | 0 | 4860818.3689 | 0 | 0 | 0 | 2711618.1007 | 6624643.7367 | 17235964.1016 | 11763899.663 | 52610773.4929 | 961560.8286 | 20509168.3242 | 20509168.3242 | 15798354.3283 | 8316321.2789 | 0 | 74081502.6457 | 118705346.5771 | 31622.7766 | 24.6621 | 3003.8654 | 4813.2783 | 61.2379 | 98.1252
1 | 4800 | 707 | 0.045 | 15 | 15 | 7 | 4.217e-11 | 5spot_SharedNeighbor | CO2 | Porous | Wet | R600a | MinimizeLCOE_Brownfield | IgnoreSilica | 2019 | 149.6493 | 40.127 | 6.4458 | 4 | 2900.1549 | 4630.8791 | 59.1236 | 94.4067 | 167.0329 | 16.9831 | 111.6621 | 9610728.7305 | 0 | 5002558.4007 | 0 | 0 | 0 | 2597103.1584 | 6712052.213 | 17463383.0269 | 11919117.7525 | 53304943.282 | 961560.8286 | 20509168.3242 | 20509168.3242 | 15798354.3283 | 8316321.2789 | 0 | 74775672.4348 | 119399516.3662 | 42169.6503 | 25.7833 | 2900.1549 | 4630.8791 | 59.1236 | 94.4067
1 | 4800 | 707 | 0.045 | 15 | 15 | 7 | 5.6234e-11 | 5spot_SharedNeighbor | CO2 | Porous | Wet | R600a | MinimizeLCOE_Brownfield | IgnoreSilica | 2019 | 153.7251 | 41.3037 | 6.6657 | 4 | 2822.0261 | 4495.6587 | 57.5308 | 91.6501 | 166.5611 | 16.8083 | 95 | 9757376.5226 | 0 | 5111261.1824 | 0 | 0 | 0 | 2492736.8449 | 6770936.0744 | 17616586.7557 | 12023682.4454 | 53772579.8254 | 961560.8286 | 20509168.3242 | 20509168.3242 | 15798354.3283 | 8316321.2789 | 0 | 75243308.9781 | 119867152.9095 | 56234.1325 | 26.6629 | 2822.0261 | 4495.6587 | 57.5308 | 91.6501
1 | 4800 | 707 | 0.045 | 15 | 15 | 7 | 7.4989e-11 | 5spot_SharedNeighbor | CO2 | Porous | Wet | R600a | MinimizeLCOE_Brownfield | IgnoreSilica | 2019 | 156.8696 | 42.2143 | 6.8367 | 4 | 2763.2078 | 4394.9798 | 56.3317 | 89.5976 | 166.1818 | 16.6696 | 124.5358 | 9867314.625 | 0 | 5194733.961 | 0 | 0 | 0 | 2403209.4698 | 6811450.6418 | 17721997.3492 | 12095627.3415 | 54094333.3882 | 961560.8286 | 20509168.3242 | 20509168.3242 | 15798354.3283 | 8316321.2789 | 0 | 75565062.541 | 120188906.4723 | 74989.4209 | 27.3469 | 2763.2078 | 4394.9798 | 56.3317 | 89.5976
1 | 4800 | 707 | 0.045 | 15 | 15 | 7 | 1e-10 | 5spot_SharedNeighbor | CO2 | Porous | Wet | R600a | MinimizeLCOE_Brownfield | IgnoreSilica | 2019 | 159.2667 | 42.9105 | 6.9682 | 4 | 2718.9524 | 4319.9396 | 55.4295 | 88.0678 | 165.8834 | 16.5618 | 107.6697 | 9949220.2255 | 0 | 5258141.5565 | 0 | 0 | 0 | 2328765.0254 | 6839089.4549 | 17793907.8714 | 12144707.7505 | 54313831.8841 | 961560.8286 | 20509168.3242 | 20509168.3242 | 15798354.3283 | 8316321.2789 | 0 | 75784561.0369 | 120408404.9683 | 100000 | 27.8727 | 2718.9524 | 4319.9396 | 55.4295 | 88.0678
1 | 4800 | 707 | 0.045 | 15 | 15 | 7 | 1.3335e-10 | 5spot_SharedNeighbor | CO2 | Porous | Wet | R600a | MinimizeLCOE_Brownfield | IgnoreSilica | 2019 | 161.089 | 43.4409 | 7.0687 | 4 | 2685.6719 | 4263.9014 | 54.7511 | 86.9254 | 165.6512 | 16.4785 | 122.634 | 10010374.8975 | 0 | 5306218.0527 | 0 | 0 | 0 | 2268546.5208 | 6858204.3937 | 17843641.0212 | 12178651.6471 | 54465636.5329 | 961560.8286 | 20509168.3242 | 20509168.3242 | 15798354.3283 | 8316321.2789 | 0 | 75936365.6857 | 120560209.6171 | 133352.1432 | 28.2746 | 2685.6719 | 4263.9014 | 54.7511 | 86.9254
1 | 4800 | 707 | 0.045 | 15 | 15 | 7 | 1.7783e-10 | 5spot_SharedNeighbor | CO2 | Porous | Wet | R600a | MinimizeLCOE_Brownfield | IgnoreSilica | 2019 | 162.4682 | 43.843 | 7.145 | 4 | 2660.6568 | 4222.0128 | 54.2411 | 86.0714 | 165.4724 | 16.4147 | 109.6585 | 10056011.8616 | 0 | 5342529.805 | 0 | 0 | 0 | 2220723.9261 | 6871513.5812 | 17878268.7969 | 12202285.8156 | 54571333.7864 | 961560.8286 | 20509168.3242 | 20509168.3242 | 15798354.3283 | 8316321.2789 | 0 | 76042062.9391 | 120665906.8705 | 177827.941 | 28.5802 | 2660.6568 | 4222.0128 | 54.2411 | 86.0714
1 | 4800 | 707 | 0.045 | 15 | 15 | 7 | 2.3714e-10 | 5spot_SharedNeighbor | CO2 | Porous | Wet | R600a | MinimizeLCOE_Brownfield | IgnoreSilica | 2019 | 163.501 | 44.1447 | 7.2027 | 4 | 2641.8625 | 4190.7166 | 53.8579 | 85.4334 | 165.3367 | 16.3665 | 109.4294 | 10089819.1617 | 0 | 5369681.754 | 0 | 0 | 0 | 2183110.7027 | 6880618.5312 | 17901958.0093 | 12218454.1898 | 54643642.3488 | 961560.8286 | 20509168.3242 | 20509168.3242 | 15798354.3283 | 8316321.2789 | 0 | 76114371.5015 | 120738215.4329 | 237137.3706 | 28.8109 | 2641.8625 | 4190.7166 | 53.8579 | 85.4334
1 | 4800 | 707 | 0.045 | 15 | 15 | 7 | 3.1623e-10 | 5spot_SharedNeighbor | CO2 | Porous | Wet | R600a | MinimizeLCOE_Brownfield | IgnoreSilica | 2019 | 164.2903 | 44.3752 | 7.2466 | 4 | 2627.7474 | 4167.2323 | 53.5702 | 84.9547 | 165.2319 | 16.3294 | 112.6147 | 10115449.3599 | 0 | 5390411.8135 | 0 | 0 | 0 | 2154213.2186 | 6887429.0129 | 17919677.4856 | 12230548.0965 | 54697728.9869 | 961560.8286 | 20509168.3242 | 20509168.3242 | 15798354.3283 | 8316321.2789 | 0 | 76168458.1397 | 120792302.0711 | 316227.766 | 28.9862 | 2627.7474 | 4167.2323 | 53.5702 | 84.9547
1 | 4800 | 707 | 0.045 | 15 | 15 | 7 | 4.217e-10 | 5spot_SharedNeighbor | CO2 | Porous | Wet | R600a | MinimizeLCOE_Brownfield | IgnoreSilica | 2019 | 164.8628 | 44.5432 | 7.2791 | 4 | 2617.1499 | 4149.7503 | 53.3541 | 84.5983 | 165.1553 | 16.3024 | 105.8319 | 10133916.5742 | 0 | 5405433.8545 | 0 | 0 | 0 | 2131567.8619 | 6891658.1333 | 17930680.7895 | 12238058.0775 | 54731315.291 | 961560.8286 | 20509168.3242 | 20509168.3242 | 15798354.3283 | 8316321.2789 | 0 | 76202044.4438 | 120825888.3751 | 421696.5034 | 29.1164 | 2617.1499 | 4149.7503 | 53.3541 | 84.5983
1 | 4800 | 707 | 0.045 | 15 | 15 | 7 | 5.6234e-10 | 5spot_SharedNeighbor | CO2 | Porous | Wet | R600a | MinimizeLCOE_Brownfield | IgnoreSilica | 2019 | 165.3233 | 44.6774 | 7.3043 | 4 | 2609.1955 | 4136.5057 | 53.192 | 84.3283 | 165.0935 | 16.2806 | 111.2444 | 10148706.1013 | 0 | 5417508.0238 | 0 | 0 | 0 | 2114887.3603 | 6895629.5793 | 17941013.6772 | 12245110.4857 | 54762855.2276 | 961560.8286 | 20509168.3242 | 20509168.3242 | 15798354.3283 | 8316321.2789 | 0 | 76233584.3803 | 120857428.3117 | 562341.3252 | 29.2173 | 2609.1955 | 4136.5057 | 53.192 | 84.3283
1 | 4800 | 707 | 0.045 | 15 | 15 | 7 | 7.4989e-10 | 5spot_SharedNeighbor | CO2 | Porous | Wet | R600a | MinimizeLCOE_Brownfield | IgnoreSilica | 2019 | 165.6392 | 44.7704 | 7.3226 | 4 | 2603.2262 | 4126.7271 | 53.0703 | 84.1289 | 165.0508 | 16.2656 | 119.5182 | 10158808.6553 | 0 | 5425787.769 | 0 | 0 | 0 | 2101596.267 | 6897615.1496 | 17946179.7239 | 12248636.4187 | 54778623.9836 | 961560.8286 | 20509168.3242 | 20509168.3242 | 15798354.3283 | 8316321.2789 | 0 | 76249353.1364 | 120873197.0678 | 749894.2093 | 29.2903 | 2603.2262 | 4126.7271 | 53.0703 | 84.1289
1 | 4800 | 707 | 0.045 | 15 | 15 | 7 | 1e-09 | 5spot_SharedNeighbor | CO2 | Porous | Wet | R600a | MinimizeLCOE_Brownfield | IgnoreSilica | 2019 | 165.895 | 44.8451 | 7.3367 | 4 | 2598.7474 | 4119.3078 | 52.979 | 83.9777 | 165.0162 | 16.2534 | 125.4614 | 10166971.7788 | 0 | 5432489.5348 | 0 | 0 | 0 | 2091901.6764 | 6899631.5661 | 17951426.026 | 12252217.1276 | 54794637.7097 | 961560.8286 | 20509168.3242 | 20509168.3242 | 15798354.3283 | 8316321.2789 | 0 | 76265366.8625 | 120889210.7939 | 1000000 | 29.347 | 2598.7474 | 4119.3078 | 52.979 | 83.9777
1 | 4800 | 707 | 0.045 | 15 | 15 | 7 | 1.3335e-09 | 5spot_SharedNeighbor | CO2 | Porous | Wet | R600a | MinimizeLCOE_Brownfield | IgnoreSilica | 2019 | 166.0802 | 44.8995 | 7.3472 | 4 | 2595.3874 | 4113.7792 | 52.9105 | 83.865 | 164.9911 | 16.2446 | 122.2807 | 10172869.0612 | 0 | 5437341.2475 | 0 | 0 | 0 | 2084438.8003 | 6900913.1525 | 17954760.4508 | 12254492.9411 | 54804815.6534 | 961560.8286 | 20509168.3242 | 20509168.3242 | 15798354.3283 | 8316321.2789 | 0 | 76275544.8062 | 120899388.7375 | 1333521.4322 | 29.3889 | 2595.3874 | 4113.7792 | 52.9105 | 83.865
1 | 4800 | 707 | 0.045 | 15 | 15 | 7 | 1.7783e-09 | 5spot_SharedNeighbor | CO2 | Porous | Wet | R600a | MinimizeLCOE_Brownfield | IgnoreSilica | 2019 | 166.2265 | 44.9422 | 7.3553 | 4 | 2592.8669 | 4109.5992 | 52.8591 | 83.7797 | 164.9712 | 16.2376 | 113.1933 | 10177522.5601 | 0 | 5441173.3354 | 0 | 0 | 0 | 2078955.6616 | 6902084.1072 | 17957807.0349 | 12256572.2974 | 54814114.9965 | 961560.8286 | 20509168.3242 | 20509168.3242 | 15798354.3283 | 8316321.2789 | 0 | 76284844.1493 | 120908688.0807 | 1778279.41 | 29.421 | 2592.8669 | 4109.5992 | 52.8591 | 83.7797
1 | 4800 | 707 | 0.045 | 15 | 15 | 7 | 2.3714e-09 | 5spot_SharedNeighbor | CO2 | Porous | Wet | R600a | MinimizeLCOE_Brownfield | IgnoreSilica | 2019 | 166.3313 | 44.9729 | 7.3612 | 4 | 2590.9763 | 4106.4892 | 52.8206 | 83.7163 | 164.9569 | 16.2326 | 126.8495 | 10180851.1154 | 0 | 5443918.2108 | 0 | 0 | 0 | 2074726.7693 | 6902803.4772 | 17959678.688 | 12257849.7391 | 54819827.9997 | 961560.8286 | 20509168.3242 | 20509168.3242 | 15798354.3283 | 8316321.2789 | 0 | 76290557.1525 | 120914401.0839 | 2371373.7057 | 29.4447 | 2590.9763 | 4106.4892 | 52.8206 | 83.7163
1 | 4800 | 707 | 0.045 | 15 | 15 | 7 | 3.1623e-09 | 5spot_SharedNeighbor | CO2 | Porous | Wet | R600a | MinimizeLCOE_Brownfield | IgnoreSilica | 2019 | 166.4091 | 44.9958 | 7.3656 | 4 | 2589.5584 | 4104.1616 | 52.7917 | 83.6689 | 164.9463 | 16.2288 | 122.8094 | 10183318.9177 | 0 | 5445954.9919 | 0 | 0 | 0 | 2071528.3933 | 6903312.8981 | 17961004.0968 | 12258754.3578 | 54823873.6556 | 961560.8286 | 20509168.3242 | 20509168.3242 | 15798354.3283 | 8316321.2789 | 0 | 76294602.8084 | 120918446.7398 | 3162277.6602 | 29.4624 | 2589.5584 | 4104.1616 | 52.7917 | 83.6689
1 | 4800 | 707 | 0.045 | 15 | 15 | 7 | 4.217e-09 | 5spot_SharedNeighbor | CO2 | Porous | Wet | R600a | MinimizeLCOE_Brownfield | IgnoreSilica | 2019 | 166.4675 | 45.0129 | 7.3689 | 4 | 2588.4949 | 4102.4163 | 52.77 | 83.6333 | 164.9384 | 16.2261 | 128.2938 | 10185168.573 | 0 | 5447482.4527 | 0 | 0 | 0 | 2069123.9422 | 6903692.2375 | 17961991.06 | 12259427.9805 | 54826886.2459 | 961560.8286 | 20509168.3242 | 20509168.3242 | 15798354.3283 | 8316321.2789 | 0 | 76297615.3987 | 120921459.3301 | 4216965.0343 | 29.4757 | 2588.4949 | 4102.4163 | 52.77 | 83.6333
1 | 4800 | 707 | 0.045 | 15 | 15 | 7 | 5.6234e-09 | 5spot_SharedNeighbor | CO2 | Porous | Wet | R600a | MinimizeLCOE_Brownfield | IgnoreSilica | 2019 | 166.5166 | 45.0271 | 7.3715 | 4 | 2587.6973 | 4101.0822 | 52.7537 | 83.6061 | 164.9317 | 16.2237 | 120.87 | 10186725.2553 | 0 | 5448767.3766 | 0 | 0 | 0 | 2067422.7983 | 6904137.0178 | 17963148.287 | 12260217.8117 | 54830418.5466 | 961560.8286 | 20509168.3242 | 20509168.3242 | 15798354.3283 | 8316321.2789 | 0 | 76301147.6994 | 120924991.6308 | 5623413.2519 | 29.4861 | 2587.6973 | 4101.0822 | 52.7537 | 83.6061
1 | 4800 | 707 | 0.045 | 15 | 15 | 7 | 7.4989e-09 | 5spot_SharedNeighbor | CO2 | Porous | Wet | R600a | MinimizeLCOE_Brownfield | IgnoreSilica | 2019 | 166.5406 | 45.0345 | 7.3732 | 4 | 2587.0992 | 4100.1427 | 52.7415 | 83.587 | 164.9283 | 16.2226 | 124.9384 | 10187485.622 | 0 | 5449397.6889 | 0 | 0 | 0 | 2065893.513 | 6904082.9613 | 17963007.6431 | 12260121.8193 | 54829989.2475 | 961560.8286 | 20509168.3242 | 20509168.3242 | 15798354.3283 | 8316321.2789 | 0 | 76300718.4002 | 120924562.3316 | 7498942.0933 | 29.4928 | 2587.0992 | 4100.1427 | 52.7415 | 83.587
1 | 4800 | 707 | 0.045 | 15 | 15 | 7 | 1e-08 | 5spot_SharedNeighbor | CO2 | Porous | Wet | R600a | MinimizeLCOE_Brownfield | IgnoreSilica | 2019 | 166.5749 | 45.0442 | 7.3748 | 4 | 2586.6506 | 4099.3608 | 52.7324 | 83.571 | 164.9237 | 16.2209 | 117.6025 | 10188573.2668 | 0 | 5450294.6403 | 0 | 0 | 0 | 2065065.9258 | 6904534.1948 | 17964181.6603 | 12260923.1102 | 54833572.7982 | 961560.8286 | 20509168.3242 | 20509168.3242 | 15798354.3283 | 8316321.2789 | 0 | 76304301.951 | 120928145.8824 | 10000000 | 29.4993 | 2586.6506 | 4099.3608 | 52.7324 | 83.571
1 | 4900 | 707 | 0.045 | 15 | 15 | 7 | 1e-13 | 5spot_SharedNeighbor | CO2 | Porous | Wet | R600a | MinimizeLCOE_Brownfield | IgnoreSilica | 2019 | 2.7009 | 0.25474 | 0.022568 | 4 | 278879.4952 | 785629.8061 | 5685.3357 | 16016.1262 | 119.3906 | 18.6226 | 50.4309 | 432270.5118 | 0 | 201530.4718 | 0 | 0 | 0 | 383045.2719 | 396570.0397 | 1031793.8956 | 704220.535 | 3149430.7258 | 961560.8286 | 21064010.0986 | 21064010.0986 | 16170054.3665 | 8511284.8276 | 0 | 25175001.653 | 70920350.9457 | 100 | 0.090272 | 278879.4952 | 785629.8061 | 5685.3357 | 16016.1262
1 | 4900 | 707 | 0.045 | 15 | 15 | 7 | 1.3335e-13 | 5spot_SharedNeighbor | CO2 | Porous | Wet | R600a | MinimizeLCOE_Brownfield | IgnoreSilica | 2019 | 3.7 | 0.45919 | 0.045699 | 4 | 143022.8268 | 393274.7773 | 2915.7138 | 8017.4383 | 131.0977 | 19.1066 | 57.5683 | 585814.2186 | 0 | 259235.0391 | 0 | 0 | 0 | 484708.6931 | 518605.6008 | 1349305.3927 | 920928.656 | 4118597.6004 | 961560.8286 | 21064010.0986 | 21064010.0986 | 16170054.3665 | 8511284.8276 | 0 | 26144168.5275 | 71889517.8202 | 133.3521 | 0.1828 | 143022.8268 | 393274.7773 | 2915.7138 | 8017.4383
1 | 4900 | 707 | 0.045 | 15 | 15 | 7 | 1.7783e-13 | 5spot_SharedNeighbor | CO2 | Porous | Wet | R600a | MinimizeLCOE_Brownfield | IgnoreSilica | 2019 | 4.9324 | 0.73807 | 0.078964 | 4 | 86218.6372 | 231048.3167 | 1757.6835 | 4710.2325 | 140.5655 | 19.4514 | 53.7724 | 761699.6262 | 0 | 326272.3449 | 0 | 0 | 0 | 593233.0924 | 655669.9748 | 1705918.7779 | 1164324.6191 | 5207118.4352 | 961560.8286 | 21064010.0986 | 21064010.0986 | 16170054.3665 | 8511284.8276 | 0 | 27232689.3624 | 72978038.655 | 177.8279 | 0.31586 | 86218.6372 | 231048.3167 | 1757.6835 | 4710.2325
1 | 4900 | 707 | 0.045 | 15 | 15 | 7 | 2.3714e-13 | 5spot_SharedNeighbor | CO2 | Porous | Wet | R600a | MinimizeLCOE_Brownfield | IgnoreSilica | 2019 | 6.4741 | 1.1089 | 0.12496 | 4 | 56969.894 | 148489.7839 | 1161.4083 | 3027.1651 | 148.291 | 19.7058 | 52.6158 | 965243.5374 | 0 | 405578.0718 | 0 | 0 | 0 | 711762.2799 | 812207.7168 | 2113197.8723 | 1442300.9697 | 6450290.4479 | 961560.8286 | 21064010.0986 | 21064010.0986 | 16170054.3665 | 8511284.8276 | 0 | 28475861.3751 | 74221210.6677 | 237.1374 | 0.49984 | 56969.894 | 148489.7839 | 1161.4083 | 3027.1651
1 | 4900 | 707 | 0.045 | 15 | 15 | 7 | 3.1623e-13 | 5spot_SharedNeighbor | CO2 | Porous | Wet | R600a | MinimizeLCOE_Brownfield | IgnoreSilica | 2019 | 8.4427 | 1.5996 | 0.18733 | 4 | 39950.5404 | 101001.3047 | 814.4458 | 2059.0482 | 154.6603 | 19.8983 | 64.3059 | 1205416.0813 | 0 | 501555.6806 | 0 | 0 | 0 | 846702.4076 | 995932.9261 | 2591213.1798 | 1768556.2393 | 7909376.5148 | 961560.8286 | 21064010.0986 | 21064010.0986 | 16170054.3665 | 8511284.8276 | 0 | 29934947.4419 | 75680296.7346 | 316.2278 | 0.7493 | 39950.5404 | 101001.3047 | 814.4458 | 2059.0482
1 | 4900 | 707 | 0.045 | 15 | 15 | 7 | 4.217e-13 | 5spot_SharedNeighbor | CO2 | Porous | Wet | R600a | MinimizeLCOE_Brownfield | IgnoreSilica | 2019 | 10.9176 | 2.2327 | 0.27048 | 4 | 29221.7445 | 71503.3809 | 595.7248 | 1457.6931 | 159.783 | 20.041 | 55.7886 | 1484509.7636 | 0 | 616077.4232 | 0 | 0 | 0 | 995710.6731 | 1207556.1654 | 3141813.4385 | 2144352.2296 | 9590019.6934 | 961560.8286 | 21064010.0986 | 21064010.0986 | 16170054.3665 | 8511284.8276 | 0 | 31615590.6206 | 77360939.9132 | 421.6965 | 1.0819 | 29221.7445 | 71503.3809 | 595.7248 | 1457.6931
1 | 4900 | 707 | 0.045 | 15 | 15 | 7 | 5.6234e-13 | 5spot_SharedNeighbor | CO2 | Porous | Wet | R600a | MinimizeLCOE_Brownfield | IgnoreSilica | 2019 | 14.0628 | 3.0498 | 0.38047 | 4 | 22067.281 | 52126.0353 | 449.8714 | 1062.6597 | 163.9202 | 20.1459 | 68.2903 | 1812738.5945 | 0 | 754379.6691 | 0 | 0 | 0 | 1164523.0155 | 1455340.0989 | 3786496.4059 | 2584361.6018 | 11557839.3856 | 961560.8286 | 21064010.0986 | 21064010.0986 | 16170054.3665 | 8511284.8276 | 0 | 33583410.3128 | 79328759.6054 | 562.3413 | 1.5219 | 22067.281 | 52126.0353 | 449.8714 | 1062.6597
1 | 4900 | 707 | 0.045 | 15 | 15 | 7 | 7.4989e-13 | 5spot_SharedNeighbor | CO2 | Porous | Wet | R600a | MinimizeLCOE_Brownfield | IgnoreSilica | 2019 | 18.0406 | 4.0948 | 0.52469 | 4 | 17094.6028 | 38890.9169 | 348.4966 | 792.8439 | 167.2203 | 20.2183 | 71.2439 | 2197314.6823 | 0 | 920733.2947 | 0 | 0 | 0 | 1354297.9383 | 1744214.9069 | 4538089.4002 | 3097339.2641 | 13851989.4865 | 961560.8286 | 21064010.0986 | 21064010.0986 | 16170054.3665 | 8511284.8276 | 0 | 35877560.4137 | 81622909.7063 | 749.8942 | 2.0988 | 17094.6028 | 38890.9169 | 348.4966 | 792.8439
1 | 4900 | 707 | 0.045 | 15 | 15 | 7 | 1e-12 | 5spot_SharedNeighbor | CO2 | Porous | Wet | R600a | MinimizeLCOE_Brownfield | IgnoreSilica | 2019 | 23.0371 | 5.4188 | 0.71215 | 4 | 13527.631 | 29586.5931 | 275.7791 | 603.1627 | 169.8179 | 20.2603 | 58.1307 | 2645396.9458 | 0 | 1119629.5913 | 0 | 0 | 0 | 1565199.3845 | 2078788.1094 | 5408580.2426 | 3691467.1508 | 16509061.4245 | 961560.8286 | 21064010.0986 | 21064010.0986 | 16170054.3665 | 8511284.8276 | 0 | 38534632.3517 | 84279981.6443 | 1000 | 2.8486 | 13527.631 | 29586.5931 | 275.7791 | 603.1627
1 | 4900 | 707 | 0.045 | 15 | 15 | 7 | 1.3335e-12 | 5spot_SharedNeighbor | CO2 | Porous | Wet | R600a | MinimizeLCOE_Brownfield | IgnoreSilica | 2019 | 29.2392 | 7.0749 | 0.95306 | 4 | 10905.444 | 22905.0908 | 222.3222 | 466.9513 | 171.8246 | 20.271 | 62.127 | 3162053.7978 | 0 | 1354891.7507 | 0 | 0 | 0 | 1794591.7774 | 2461499.5571 | 6404316.9246 | 4371077.8966 | 19548431.7042 | 961560.8286 | 21064010.0986 | 21064010.0986 | 16170054.3665 | 8511284.8276 | 0 | 41574002.6314 | 87319351.924 | 1333.5214 | 3.8122 | 10905.444 | 22905.0908 | 222.3222 | 466.9513
1 | 4900 | 707 | 0.045 | 15 | 15 | 7 | 1.7783e-12 | 5spot_SharedNeighbor | CO2 | Porous | Wet | R600a | MinimizeLCOE_Brownfield | IgnoreSilica | 2019 | 36.9151 | 9.1369 | 1.2597 | 4 | 8940.4749 | 18019.1588 | 182.2637 | 367.3449 | 173.3482 | 20.2459 | 67.6054 | 3756613.393 | 0 | 1632658.3741 | 0 | 0 | 0 | 2044209.3277 | 2899057.627 | 7542753.267 | 5148084.0928 | 23023376.0816 | 961560.8286 | 21064010.0986 | 21064010.0986 | 16170054.3665 | 8511284.8276 | 0 | 45048947.0088 | 90794296.3014 | 1778.2794 | 5.0388 | 8940.4749 | 18019.1588 | 182.2637 | 367.3449
1 | 4900 | 707 | 0.045 | 15 | 15 | 7 | 2.3714e-12 | 5spot_SharedNeighbor | CO2 | Porous | Wet | R600a | MinimizeLCOE_Brownfield | IgnoreSilica | 2019 | 46.1964 | 11.6471 | 1.6424 | 4 | 7446.3463 | 14409.71 | 151.8038 | 293.7614 | 174.4422 | 20.1765 | 84.9383 | 4425540.9919 | 0 | 1953524.9805 | 0 | 0 | 0 | 2303691.0876 | 3386275.2534 | 8810393.5888 | 6013274.6598 | 26892700.562 | 961560.8286 | 21064010.0986 | 21064010.0986 | 16170054.3665 | 8511284.8276 | 0 | 48918271.4892 | 94663620.7818 | 2371.3737 | 6.5694 | 7446.3463 | 14409.71 | 151.8038 | 293.7614
1 | 4900 | 707 | 0.045 | 15 | 15 | 7 | 3.1623e-12 | 5spot_SharedNeighbor | CO2 | Porous | Wet | R600a | MinimizeLCOE_Brownfield | IgnoreSilica | 2019 | 57.1339 | 14.6268 | 2.1078 | 4 | 6298.8063 | 11724.4735 | 128.4097 | 239.0193 | 175.1455 | 20.0518 | 79.5366 | 5159326.9749 | 0 | 2315514.1811 | 0 | 0 | 0 | 2560328.1584 | 3913716.0326 | 10182686.3033 | 6949892.6353 | 31081464.2856 | 961560.8286 | 21064010.0986 | 21064010.0986 | 16170054.3665 | 8511284.8276 | 0 | 53107035.2128 | 98852384.5054 | 3162.2777 | 8.4313 | 6298.8063 | 11724.4735 | 128.4097 | 239.0193
1 | 4900 | 707 | 0.045 | 15 | 15 | 7 | 4.217e-12 | 5spot_SharedNeighbor | CO2 | Porous | Wet | R600a | MinimizeLCOE_Brownfield | IgnoreSilica | 2019 | 69.546 | 18.035 | 2.6534 | 4 | 5413.0409 | 9723.0333 | 110.3522 | 198.2172 | 175.4697 | 19.8606 | 90.7156 | 5934263.0607 | 0 | 2709879.9251 | 0 | 0 | 0 | 2794152.7331 | 4460935.3303 | 11606438.6659 | 7921632.8779 | 35427302.593 | 961560.8286 | 21064010.0986 | 21064010.0986 | 16170054.3665 | 8511284.8276 | 0 | 57452873.5202 | 103198222.8129 | 4216.965 | 10.6138 | 5413.0409 | 9723.0333 | 110.3522 | 198.2172
1 | 4900 | 707 | 0.045 | 15 | 15 | 7 | 5.6234e-12 | 5spot_SharedNeighbor | CO2 | Porous | Wet | R600a | MinimizeLCOE_Brownfield | IgnoreSilica | 2019 | 82.8996 | 21.7335 | 3.2612 | 4 | 4729.2044 | 8235.9469 | 96.4112 | 167.9009 | 175.4222 | 19.5991 | 98.5006 | 6709651.0996 | 0 | 3118705.9764 | 0 | 0 | 0 | 2978717.4586 | 4994759.0685 | 12995338.5302 | 8869585.5744 | 39666757.7076 | 961560.8286 | 21064010.0986 | 21064010.0986 | 16170054.3665 | 8511284.8276 | 0 | 61692328.6348 | 107437677.9274 | 5623.4133 | 13.045 | 4729.2044 | 8235.9469 | 96.4112 | 167.9009
1 | 4900 | 707 | 0.045 | 15 | 15 | 7 | 7.4989e-12 | 5spot_SharedNeighbor | CO2 | Porous | Wet | R600a | MinimizeLCOE_Brownfield | IgnoreSilica | 2019 | 96.4681 | 25.5246 | 3.9 | 4 | 4202.9045 | 7135.2742 | 85.6819 | 145.4622 | 175.0411 | 19.2746 | 100.9813 | 7442132.8259 | 0 | 3520784.3032 | 0 | 0 | 0 | 3094790.756 | 5482506.0752 | 14264356.191 | 9735716.2036 | 43540286.3548 | 961560.8286 | 21064010.0986 | 21064010.0986 | 16170054.3665 | 8511284.8276 | 0 | 65565857.282 | 111311206.5746 | 7498.9421 | 15.6001 | 4202.9045 | 7135.2742 | 85.6819 | 145.4622
1 | 4900 | 707 | 0.045 | 15 | 15 | 7 | 1e-11 | 5spot_SharedNeighbor | CO2 | Porous | Wet | R600a | MinimizeLCOE_Brownfield | IgnoreSilica | 2019 | 109.3964 | 29.1695 | 4.5297 | 4 | 3800.0211 | 6324.7793 | 77.4686 | 128.9392 | 174.4116 | 18.9122 | 105.5625 | 8091787.6316 | 0 | 3893451.8324 | 0 | 0 | 0 | 3133280.9014 | 5896222.9425 | 15340762.6148 | 10470385.7057 | 46825891.6285 | 961560.8286 | 21064010.0986 | 21064010.0986 | 16170054.3665 | 8511284.8276 | 0 | 68851462.5557 | 114596811.8483 | 10000 | 18.1187 | 3800.0211 | 6324.7793 | 77.4686 | 128.9392
1 | 4900 | 707 | 0.045 | 15 | 15 | 7 | 1.3335e-11 | 5spot_SharedNeighbor | CO2 | Porous | Wet | R600a | MinimizeLCOE_Brownfield | IgnoreSilica | 2019 | 121.0501 | 32.4835 | 5.1149 | 4 | 3493.1127 | 5729.0086 | 71.2118 | 116.7936 | 173.6413 | 18.5404 | 111.1976 | 8638447.7146 | 0 | 4221866.9027 | 0 | 0 | 0 | 3102804.573 | 6225616.4842 | 16197777.0423 | 11055315.6624 | 49441828.3792 | 961560.8286 | 21064010.0986 | 21064010.0986 | 16170054.3665 | 8511284.8276 | 0 | 71467399.3064 | 117212748.599 | 13335.2143 | 20.4595 | 3493.1127 | 5729.0086 | 71.2118 | 116.7936
1 | 4900 | 707 | 0.045 | 15 | 15 | 7 | 1.7783e-11 | 5spot_SharedNeighbor | CO2 | Porous | Wet | R600a | MinimizeLCOE_Brownfield | IgnoreSilica | 2019 | 131.0696 | 35.3559 | 5.6315 | 4 | 3260.3131 | 5291.0794 | 66.4659 | 107.8658 | 172.8332 | 18.1862 | 114.3895 | 9079287.4843 | 0 | 4499184.9914 | 0 | 0 | 0 | 3022278.8971 | 6474293.0354 | 16844782.4179 | 11496910.1259 | 51416736.952 | 961560.8286 | 21064010.0986 | 21064010.0986 | 16170054.3665 | 8511284.8276 | 0 | 73442307.8792 | 119187657.1718 | 17782.7941 | 22.5262 | 3260.3131 | 5291.0794 | 66.4659 | 107.8658
1 | 4900 | 707 | 0.045 | 15 | 15 | 7 | 2.3714e-11 | 5spot_SharedNeighbor | CO2 | Porous | Wet | R600a | MinimizeLCOE_Brownfield | IgnoreSilica | 2019 | 139.325 | 37.7408 | 6.068 | 4 | 3084.2701 | 4968.975 | 62.877 | 101.2993 | 172.0679 | 17.8702 | 108.5033 | 9422172.3697 | 0 | 4724497.6295 | 0 | 0 | 0 | 2912150.103 | 6652939.8399 | 17309584.7577 | 11814147.2735 | 52835491.9734 | 961560.8286 | 21064010.0986 | 21064010.0986 | 16170054.3665 | 8511284.8276 | 0 | 74861062.9006 | 120606412.1932 | 23713.7371 | 24.2719 | 3084.2701 | 4968.975 | 62.877 | 101.2993
1 | 4900 | 707 | 0.045 | 15 | 15 | 7 | 3.1623e-11 | 5spot_SharedNeighbor | CO2 | Porous | Wet | R600a | MinimizeLCOE_Brownfield | IgnoreSilica | 2019 | 145.954 | 39.6683 | 6.4253 | 4 | 2951.412 | 4731.2956 | 60.1685 | 96.4539 | 171.3885 | 17.6004 | 106.3118 | 9684025.5264 | 0 | 4903487.2893 | 0 | 0 | 0 | 2792271.7924 | 6778115.9971 | 17635267.4418 | 12036432.3975 | 53829600.4444 | 961560.8286 | 21064010.0986 | 21064010.0986 | 16170054.3665 | 8511284.8276 | 0 | 75855171.3716 | 121600520.6643 | 31622.7766 | 25.7013 | 2951.412 | 4731.2956 | 60.1685 | 96.4539
1 | 4900 | 707 | 0.045 | 15 | 15 | 7 | 4.217e-11 | 5spot_SharedNeighbor | CO2 | Porous | Wet | R600a | MinimizeLCOE_Brownfield | IgnoreSilica | 2019 | 151.1692 | 41.193 | 6.711 | 4 | 2851.27 | 4555.3958 | 58.127 | 92.8679 | 170.8128 | 17.378 | 104.1314 | 9881458.1696 | 0 | 5043163.9407 | 0 | 0 | 0 | 2675998.4969 | 6864242.0368 | 17859349.7302 | 12189373.1638 | 54513585.538 | 961560.8286 | 21064010.0986 | 21064010.0986 | 16170054.3665 | 8511284.8276 | 0 | 76539156.4652 | 122284505.7578 | 42169.6503 | 26.8439 | 2851.27 | 4555.3958 | 58.127 | 92.8679
1 | 4900 | 707 | 0.045 | 15 | 15 | 7 | 5.6234e-11 | 5spot_SharedNeighbor | CO2 | Porous | Wet | R600a | MinimizeLCOE_Brownfield | IgnoreSilica | 2019 | 155.2159 | 42.3813 | 6.9354 | 4 | 2775.85 | 4424.8385 | 56.5895 | 90.2063 | 170.3409 | 17.1992 | 120.2737 | 10029354.7933 | 0 | 5150877.4131 | 0 | 0 | 0 | 2571159.2567 | 6923042.6706 | 18012336.9176 | 12293790.0628 | 54980561.114 | 961560.8286 | 21064010.0986 | 21064010.0986 | 16170054.3665 | 8511284.8276 | 0 | 77006132.0412 | 122751481.3338 | 56234.1325 | 27.7415 | 2775.85 | 4424.8385 | 56.5895 | 90.2063
1 | 4900 | 707 | 0.045 | 15 | 15 | 7 | 7.4989e-11 | 5spot_SharedNeighbor | CO2 | Porous | Wet | R600a | MinimizeLCOE_Brownfield | IgnoreSilica | 2019 | 158.3117 | 43.294 | 7.1091 | 4 | 2719.0842 | 4327.7709 | 55.4322 | 88.2275 | 169.9647 | 17.0586 | 117.4552 | 10139326.096 | 0 | 5232903.4939 | 0 | 0 | 0 | 2480862.3809 | 6962705.8686 | 18115532.4228 | 12364223.1155 | 55295553.3777 | 961560.8286 | 21064010.0986 | 21064010.0986 | 16170054.3665 | 8511284.8276 | 0 | 77321124.3049 | 123066473.5975 | 74989.4209 | 28.4365 | 2719.0842 | 4327.7709 | 55.4322 | 88.2275
1 | 4900 | 707 | 0.045 | 15 | 15 | 7 | 1e-10 | 5spot_SharedNeighbor | CO2 | Porous | Wet | R600a | MinimizeLCOE_Brownfield | IgnoreSilica | 2019 | 160.6675 | 43.9907 | 7.2425 | 4 | 2676.3819 | 4255.4361 | 54.5617 | 86.7528 | 169.6695 | 16.9495 | 121.1857 | 10221139.5967 | 0 | 5295106.5212 | 0 | 0 | 0 | 2405909.1156 | 6989640.541 | 18185610.9154 | 12412053.1267 | 55509459.8165 | 961560.8286 | 21064010.0986 | 21064010.0986 | 16170054.3665 | 8511284.8276 | 0 | 77535030.7437 | 123280380.0363 | 100000 | 28.9701 | 2676.3819 | 4255.4361 | 54.5617 | 86.7528
1 | 4900 | 707 | 0.045 | 15 | 15 | 7 | 1.3335e-10 | 5spot_SharedNeighbor | CO2 | Porous | Wet | R600a | MinimizeLCOE_Brownfield | IgnoreSilica | 2019 | 162.4534 | 44.52 | 7.3443 | 4 | 2644.2747 | 4201.4396 | 53.9071 | 85.652 | 169.4404 | 16.8655 | 105.9364 | 10282072.4017 | 0 | 5342139.9972 | 0 | 0 | 0 | 2345308.295 | 7008113.0706 | 18233672.6481 | 12444856.2468 | 55656162.6594 | 961560.8286 | 21064010.0986 | 21064010.0986 | 16170054.3665 | 8511284.8276 | 0 | 77681733.5866 | 123427082.8792 | 133352.1432 | 29.3773 | 2644.2747 | 4201.4396 | 53.9071 | 85.652
1 | 4900 | 707 | 0.045 | 15 | 15 | 7 | 1.7783e-10 | 5spot_SharedNeighbor | CO2 | Porous | Wet | R600a | MinimizeLCOE_Brownfield | IgnoreSilica | 2019 | 163.8151 | 44.924 | 7.422 | 4 | 2620.145 | 4161.0235 | 53.4152 | 84.8281 | 169.2628 | 16.8008 | 108.8452 | 10327899.8556 | 0 | 5377933.3206 | 0 | 0 | 0 | 2297491.8067 | 7021296.7433 | 18267973.8601 | 12468267.5289 | 55760863.1152 | 961560.8286 | 21064010.0986 | 21064010.0986 | 16170054.3665 | 8511284.8276 | 0 | 77786434.0424 | 123531783.335 | 177827.941 | 29.6878 | 2620.145 | 4161.0235 | 53.4152 | 84.8281
1 | 4900 | 707 | 0.045 | 15 | 15 | 7 | 2.3714e-10 | 5spot_SharedNeighbor | CO2 | Porous | Wet | R600a | MinimizeLCOE_Brownfield | IgnoreSilica | 2019 | 164.8286 | 45.2255 | 7.4804 | 4 | 2602.018 | 4130.8578 | 53.0457 | 84.2131 | 169.1288 | 16.7521 | 114.008 | 10361645.1505 | 0 | 5404535.0476 | 0 | 0 | 0 | 2259789.4209 | 7030128.1514 | 18290951.3725 | 12483950.1532 | 55830999.2961 | 961560.8286 | 21064010.0986 | 21064010.0986 | 16170054.3665 | 8511284.8276 | 0 | 77856570.2233 | 123601919.5159 | 237137.3706 | 29.9216 | 2602.018 | 4130.8578 | 53.0457 | 84.2131
1 | 4900 | 707 | 0.045 | 15 | 15 | 7 | 3.1623e-10 | 5spot_SharedNeighbor | CO2 | Porous | Wet | R600a | MinimizeLCOE_Brownfield | IgnoreSilica | 2019 | 165.6003 | 45.455 | 7.5247 | 4 | 2588.4054 | 4108.2358 | 52.7681 | 83.7519 | 169.0259 | 16.7149 | 113.7479 | 10387134.8262 | 0 | 5424768.4572 | 0 | 0 | 0 | 2230790.3851 | 7036650.5307 | 18307921.2654 | 12495532.4538 | 55882797.9183 | 961560.8286 | 21064010.0986 | 21064010.0986 | 16170054.3665 | 8511284.8276 | 0 | 77908368.8455 | 123653718.1381 | 316227.766 | 30.099 | 2588.4054 | 4108.2358 | 52.7681 | 83.7519
1 | 4900 | 707 | 0.045 | 15 | 15 | 7 | 4.217e-10 | 5spot_SharedNeighbor | CO2 | Porous | Wet | R600a | MinimizeLCOE_Brownfield | IgnoreSilica | 2019 | 166.1728 | 45.6257 | 7.558 | 4 | 2578.186 | 4091.333 | 52.5598 | 83.4074 | 168.9489 | 16.6871 | 117.9415 | 10405926.4305 | 0 | 5439766.698 | 0 | 0 | 0 | 2208352.3625 | 7041077.7415 | 18319439.9597 | 12503394.1994 | 55917957.3915 | 961560.8286 | 21064010.0986 | 21064010.0986 | 16170054.3665 | 8511284.8276 | 0 | 77943528.3187 | 123688877.6113 | 421696.5034 | 30.2319 | 2578.186 | 4091.333 | 52.5598 | 83.4074
1 | 4900 | 707 | 0.045 | 15 | 15 | 7 | 5.6234e-10 | 5spot_SharedNeighbor | CO2 | Porous | Wet | R600a | MinimizeLCOE_Brownfield | IgnoreSilica | 2019 | 166.6138 | 45.7569 | 7.5833 | 4 | 2570.5158 | 4078.6188 | 52.4034 | 83.1482 | 168.8893 | 16.6656 | 119.053 | 10420336.663 | 0 | 5451312.7567 | 0 | 0 | 0 | 2191446.3559 | 7044607.3525 | 18328623.2835 | 12509662.0065 | 55945988.4181 | 961560.8286 | 21064010.0986 | 21064010.0986 | 16170054.3665 | 8511284.8276 | 0 | 77971559.3453 | 123716908.6379 | 562341.3252 | 30.333 | 2570.5158 | 4078.6188 | 52.4034 | 83.1482
1 | 4900 | 707 | 0.045 | 15 | 15 | 7 | 7.4989e-10 | 5spot_SharedNeighbor | CO2 | Porous | Wet | R600a | MinimizeLCOE_Brownfield | IgnoreSilica | 2019 | 166.9427 | 45.8549 | 7.6022 | 4 | 2564.7601 | 4069.1026 | 52.2861 | 82.9542 | 168.8447 | 16.6495 | 121.5827 | 10431046.2115 | 0 | 5459920.9821 | 0 | 0 | 0 | 2178547.3767 | 7047110.6824 | 18335136.4345 | 12514107.3659 | 55965869.0531 | 961560.8286 | 21064010.0986 | 21064010.0986 | 16170054.3665 | 8511284.8276 | 0 | 77991439.9803 | 123736789.273 | 749894.2093 | 30.4089 | 2564.7601 | 4069.1026 | 52.2861 | 82.9542
1 | 4900 | 707 | 0.045 | 15 | 15 | 7 | 1e-09 | 5spot_SharedNeighbor | CO2 | Porous | Wet | R600a | MinimizeLCOE_Brownfield | IgnoreSilica | 2019 | 167.1861 | 45.9275 | 7.6164 | 4 | 2560.4417 | 4061.9875 | 52.1981 | 82.8091 | 168.8115 | 16.6376 | 114.0503 | 10438948.2635 | 0 | 5466288.1785 | 0 | 0 | 0 | 2168702.5432 | 7048836.2042 | 18339625.8883 | 12517171.5104 | 55979572.5882 | 961560.8286 | 21064010.0986 | 21064010.0986 | 16170054.3665 | 8511284.8276 | 0 | 78005143.5154 | 123750492.808 | 1000000 | 30.4655 | 2560.4417 | 4061.9875 | 52.1981 | 82.8091
1 | 4900 | 707 | 0.045 | 15 | 15 | 7 | 1.3335e-09 | 5spot_SharedNeighbor | CO2 | Porous | Wet | R600a | MinimizeLCOE_Brownfield | IgnoreSilica | 2019 | 167.3714 | 45.9827 | 7.6271 | 4 | 2557.202 | 4056.6421 | 52.132 | 82.7001 | 168.7863 | 16.6285 | 110.2553 | 10444950.3141 | 0 | 5471132.3783 | 0 | 0 | 0 | 2161315.8849 | 7050185.4452 | 18343136.3364 | 12519567.4634 | 55990287.8223 | 961560.8286 | 21064010.0986 | 21064010.0986 | 16170054.3665 | 8511284.8276 | 0 | 78015858.7494 | 123761208.0421 | 1333521.4322 | 30.5083 | 2557.202 | 4056.6421 | 52.132 | 82.7001
1 | 4900 | 707 | 0.045 | 15 | 15 | 7 | 1.7783e-09 | 5spot_SharedNeighbor | CO2 | Porous | Wet | R600a | MinimizeLCOE_Brownfield | IgnoreSilica | 2019 | 167.5151 | 46.0254 | 7.6352 | 4 | 2554.7719 | 4052.6125 | 52.0825 | 82.618 | 168.7667 | 16.6215 | 116.2016 | 10449601.6695 | 0 | 5474890.5079 | 0 | 0 | 0 | 2155841.051 | 7051329.959 | 18346114.1267 | 12521599.8664 | 55999377.1805 | 961560.8286 | 21064010.0986 | 21064010.0986 | 16170054.3665 | 8511284.8276 | 0 | 78024948.1077 | 123770297.4003 | 1778279.41 | 30.5409 | 2554.7719 | 4052.6125 | 52.0825 | 82.618
1 | 4900 | 707 | 0.045 | 15 | 15 | 7 | 2.3714e-09 | 5spot_SharedNeighbor | CO2 | Porous | Wet | R600a | MinimizeLCOE_Brownfield | IgnoreSilica | 2019 | 167.6077 | 46.0535 | 7.641 | 4 | 2552.9492 | 4049.663 | 52.0453 | 82.5579 | 168.7539 | 16.6169 | 113.5113 | 10452591.6006 | 0 | 5477311.7901 | 0 | 0 | 0 | 2151408.6399 | 7051711.6919 | 18347107.3174 | 12522277.7395 | 56002408.7792 | 961560.8286 | 21064010.0986 | 21064010.0986 | 16170054.3665 | 8511284.8276 | 0 | 78027979.7064 | 123773328.999 | 2371373.7057 | 30.5639 | 2552.9492 | 4049.663 | 52.0453 | 82.5579
1 | 4900 | 707 | 0.045 | 15 | 15 | 7 | 3.1623e-09 | 5spot_SharedNeighbor | CO2 | Porous | Wet | R600a | MinimizeLCOE_Brownfield | IgnoreSilica | 2019 | 167.6855 | 46.0767 | 7.6455 | 4 | 2551.5821 | 4047.4124 | 52.0175 | 82.512 | 168.7433 | 16.6131 | 121.2129 | 10455103.61 | 0 | 5479345.4603 | 0 | 0 | 0 | 2148243.6016 | 7052250.1421 | 18348508.2542 | 12523233.9077 | 56006684.9759 | 961560.8286 | 21064010.0986 | 21064010.0986 | 16170054.3665 | 8511284.8276 | 0 | 78032255.9031 | 123777605.1957 | 3162277.6602 | 30.5819 | 2551.5821 | 4047.4124 | 52.0175 | 82.512
1 | 4900 | 707 | 0.045 | 15 | 15 | 7 | 4.217e-09 | 5spot_SharedNeighbor | CO2 | Porous | Wet | R600a | MinimizeLCOE_Brownfield | IgnoreSilica | 2019 | 167.7392 | 46.0929 | 7.6488 | 4 | 2550.5568 | 4045.7467 | 51.9966 | 82.478 | 168.7359 | 16.6105 | 115.9348 | 10456835.7663 | 0 | 5480749.5511 | 0 | 0 | 0 | 2145770.6084 | 7052508.8111 | 18349181.2579 | 12523693.2465 | 56008739.2412 | 961560.8286 | 21064010.0986 | 21064010.0986 | 16170054.3665 | 8511284.8276 | 0 | 78034310.1684 | 123779659.461 | 4216965.0343 | 30.595 | 2550.5568 | 4045.7467 | 51.9966 | 82.478
1 | 4900 | 707 | 0.045 | 15 | 15 | 7 | 5.6234e-09 | 5spot_SharedNeighbor | CO2 | Porous | Wet | R600a | MinimizeLCOE_Brownfield | IgnoreSilica | 2019 | 167.7929 | 46.1085 | 7.6515 | 4 | 2549.7879 | 4044.4349 | 51.9809 | 82.4513 | 168.7286 | 16.6078 | 110.23 | 10458570.9631 | 0 | 5482153.552 | 0 | 0 | 0 | 2144184.4223 | 7053114.4856 | 18350757.0987 | 12524768.7902 | 56013549.3119 | 961560.8286 | 21064010.0986 | 21064010.0986 | 16170054.3665 | 8511284.8276 | 0 | 78039120.2391 | 123784469.5317 | 5623413.2519 | 30.6061 | 2549.7879 | 4044.4349 | 51.9809 | 82.4513
1 | 4900 | 707 | 0.045 | 15 | 15 | 7 | 7.4989e-09 | 5spot_SharedNeighbor | CO2 | Porous | Wet | R600a | MinimizeLCOE_Brownfield | IgnoreSilica | 2019 | 167.8272 | 46.1187 | 7.6535 | 4 | 2549.2112 | 4043.4794 | 51.9691 | 82.4318 | 168.7239 | 16.6062 | 114.2672 | 10459676.12 | 0 | 5483049.1607 | 0 | 0 | 0 | 2142871.3301 | 7053382.6782 | 18351454.881 | 12525245.041 | 56015679.211 | 961560.8286 | 21064010.0986 | 21064010.0986 | 16170054.3665 | 8511284.8276 | 0 | 78041250.1382 | 123786599.4309 | 7498942.0933 | 30.6139 | 2549.2112 | 4043.4794 | 51.9691 | 82.4318
1 | 4900 | 707 | 0.045 | 15 | 15 | 7 | 1e-08 | 5spot_SharedNeighbor | CO2 | Porous | Wet | R600a | MinimizeLCOE_Brownfield | IgnoreSilica | 2019 | 167.8512 | 46.1259 | 7.6549 | 4 | 2548.7787 | 4042.7705 | 51.9603 | 82.4173 | 168.7206 | 16.605 | 116.3366 | 10460452.084 | 0 | 5483678.4856 | 0 | 0 | 0 | 2141852.8907 | 7053533.5495 | 18351847.4171 | 12525512.9549 | 56016877.3816 | 961560.8286 | 21064010.0986 | 21064010.0986 | 16170054.3665 | 8511284.8276 | 0 | 78042448.3088 | 123787797.6015 | 10000000 | 30.6195 | 2548.7787 | 4042.7705 | 51.9603 | 82.4173
1 | 5000 | 707 | 0.045 | 15 | 15 | 7 | 1e-13 | 5spot_SharedNeighbor | CO2 | Porous | Wet | R600a | MinimizeLCOE_Brownfield | IgnoreSilica | 2019 | 2.7935 | 0.26776 | 0.02411 | 4 | 268305.4102 | 754419.6392 | 5469.7687 | 15379.8648 | 122.0781 | 19.1171 | 47.1821 | 452812.0669 | 0 | 207039.9 | 0 | 0 | 0 | 402048.0998 | 414141.026 | 1077509.9976 | 735422.714 | 3288973.8043 | 961560.8286 | 21624711.9638 | 21624711.9638 | 16547321.491 | 8708592.4126 | 0 | 25875246.5967 | 72755872.4641 | 100 | 0.09644 | 268305.4102 | 754419.6392 | 5469.7687 | 15379.8648
1 | 5000 | 707 | 0.045 | 15 | 15 | 7 | 1.3335e-13 | 5spot_SharedNeighbor | CO2 | Porous | Wet | R600a | MinimizeLCOE_Brownfield | IgnoreSilica | 2019 | 3.807 | 0.47924 | 0.048676 | 4 | 137972.4455 | 378749.005 | 2812.7549 | 7721.3108 | 133.8869 | 19.6006 | 56.5735 | 610506.9173 | 0 | 265216.9243 | 0 | 0 | 0 | 505429.3325 | 538649.7379 | 1401456.1258 | 956522.6029 | 4277781.6407 | 961560.8286 | 21624711.9638 | 21624711.9638 | 16547321.491 | 8708592.4126 | 0 | 26864054.4331 | 73744680.3005 | 133.3521 | 0.19471 | 137972.4455 | 378749.005 | 2812.7549 | 7721.3108
1 | 5000 | 707 | 0.045 | 15 | 15 | 7 | 1.7783e-13 | 5spot_SharedNeighbor | CO2 | Porous | Wet | R600a | MinimizeLCOE_Brownfield | IgnoreSilica | 2019 | 5.0593 | 0.76764 | 0.083917 | 4 | 83347.9941 | 223010.9362 | 1699.1616 | 4546.3796 | 143.5021 | 19.948 | 42.1348 | 791548.0339 | 0 | 332969.3645 | 0 | 0 | 0 | 616098.2747 | 678840.1125 | 1766202.7235 | 1205469.6507 | 5391128.1599 | 961560.8286 | 21624711.9638 | 21624711.9638 | 16547321.491 | 8708592.4126 | 0 | 27977400.9523 | 74858026.8197 | 177.8279 | 0.33567 | 83347.9941 | 223010.9362 | 1699.1616 | 4546.3796
1 | 5000 | 707 | 0.045 | 15 | 15 | 7 | 2.3714e-13 | 5spot_SharedNeighbor | CO2 | Porous | Wet | R600a | MinimizeLCOE_Brownfield | IgnoreSilica | 2019 | 6.6593 | 1.1573 | 0.13273 | 4 | 55157.841 | 143460.4187 | 1124.4672 | 2924.6347 | 151.5135 | 20.2098 | 47.5311 | 1005517.4543 | 0 | 414834.5209 | 0 | 0 | 0 | 742053.0562 | 843337.9622 | 2194192.3853 | 1497581.3891 | 6697516.7681 | 961560.8286 | 21624711.9638 | 21624711.9638 | 16547321.491 | 8708592.4126 | 0 | 29283789.5606 | 76164415.428 | 237.1374 | 0.53091 | 55157.841 | 143460.4187 | 1124.4672 | 2924.6347
1 | 5000 | 707 | 0.045 | 15 | 15 | 7 | 3.1623e-13 | 5spot_SharedNeighbor | CO2 | Porous | Wet | R600a | MinimizeLCOE_Brownfield | IgnoreSilica | 2019 | 8.6667 | 1.6661 | 0.19871 | 4 | 38727.077 | 97707.9098 | 789.5038 | 1991.9079 | 157.9966 | 20.4041 | 53.6803 | 1253548.2915 | 0 | 512170.6697 | 0 | 0 | 0 | 880417.1604 | 1031993.0874 | 2685034.3226 | 1832591.0971 | 8195754.6286 | 961560.8286 | 21624711.9638 | 21624711.9638 | 16547321.491 | 8708592.4126 | 0 | 30782027.4211 | 77662653.2885 | 316.2278 | 0.79485 | 38727.077 | 97707.9098 | 789.5038 | 1991.9079
1 | 5000 | 707 | 0.045 | 15 | 15 | 7 | 4.217e-13 | 5spot_SharedNeighbor | CO2 | Porous | Wet | R600a | MinimizeLCOE_Brownfield | IgnoreSilica | 2019 | 11.2077 | 2.3261 | 0.28675 | 4 | 28355.8619 | 69228.708 | 578.0726 | 1411.3209 | 163.2538 | 20.5492 | 53.6867 | 1543842.8608 | 0 | 629136.7203 | 0 | 0 | 0 | 1035519.0661 | 1251314.4724 | 3255663.5774 | 2222057.2888 | 9937533.986 | 961560.8286 | 21624711.9638 | 21624711.9638 | 16547321.491 | 8708592.4126 | 0 | 32523806.7784 | 79404432.6458 | 421.6965 | 1.147 | 28355.8619 | 69228.708 | 578.0726 | 1411.3209
1 | 5000 | 707 | 0.045 | 15 | 15 | 7 | 5.6234e-13 | 5spot_SharedNeighbor | CO2 | Porous | Wet | R600a | MinimizeLCOE_Brownfield | IgnoreSilica | 2019 | 14.4332 | 3.1773 | 0.40313 | 4 | 21432.5528 | 50505.7026 | 436.9316 | 1029.6271 | 167.4944 | 20.6555 | 57.3357 | 1884875.4366 | 0 | 770235.6154 | 0 | 0 | 0 | 1210844.7157 | 1507722.7494 | 3922785.3175 | 2677381.5844 | 11973845.4191 | 961560.8286 | 21624711.9638 | 21624711.9638 | 16547321.491 | 8708592.4126 | 0 | 34560118.2115 | 81440744.079 | 562.3413 | 1.6125 | 21432.5528 | 50505.7026 | 436.9316 | 1029.6271
1 | 5000 | 707 | 0.045 | 15 | 15 | 7 | 7.4989e-13 | 5spot_SharedNeighbor | CO2 | Porous | Wet | R600a | MinimizeLCOE_Brownfield | IgnoreSilica | 2019 | 18.5157 | 4.2665 | 0.55572 | 4 | 16616.3535 | 37706.3148 | 338.7468 | 768.6942 | 170.8791 | 20.7283 | 64.3441 | 2284759.0288 | 0 | 940080.3914 | 0 | 0 | 0 | 1408304.9701 | 1806926.3122 | 4701251.6128 | 3208700.8268 | 14350023.142 | 961560.8286 | 21624711.9638 | 21624711.9638 | 16547321.491 | 8708592.4126 | 0 | 36936295.9344 | 83816921.8018 | 749.8942 | 2.2229 | 16616.3535 | 37706.3148 | 338.7468 | 768.6942
1 | 5000 | 707 | 0.045 | 15 | 15 | 7 | 1e-12 | 5spot_SharedNeighbor | CO2 | Porous | Wet | R600a | MinimizeLCOE_Brownfield | IgnoreSilica | 2019 | 23.6218 | 5.6415 | 0.75372 | 4 | 13159.1122 | 28708.7977 | 268.2663 | 585.2677 | 173.5335 | 20.7696 | 66.7868 | 2748759.5097 | 0 | 1142307.0041 | 0 | 0 | 0 | 1625766.9249 | 2151565.0411 | 5597930.8903 | 3820702.8586 | 17087032.2289 | 961560.8286 | 21624711.9638 | 21624711.9638 | 16547321.491 | 8708592.4126 | 0 | 39673305.0214 | 86553930.8888 | 1000 | 3.0149 | 13159.1122 | 28708.7977 | 268.2663 | 585.2677
1 | 5000 | 707 | 0.045 | 15 | 15 | 7 | 1.3335e-12 | 5spot_SharedNeighbor | CO2 | Porous | Wet | R600a | MinimizeLCOE_Brownfield | IgnoreSilica | 2019 | 29.9897 | 7.3685 | 1.0085 | 4 | 10616.0651 | 22237.889 | 216.4228 | 453.3494 | 175.5942 | 20.7784 | 64.6193 | 3286301.5789 | 0 | 1382642.2953 | 0 | 0 | 0 | 1864999.1071 | 2548237.7627 | 6629991.9431 | 4525105.7339 | 20237278.4209 | 961560.8286 | 21624711.9638 | 21624711.9638 | 16547321.491 | 8708592.4126 | 0 | 42823551.2133 | 89704177.0807 | 1333.5214 | 4.0338 | 10616.0651 | 22237.889 | 216.4228 | 453.3494
1 | 5000 | 707 | 0.045 | 15 | 15 | 7 | 1.7783e-12 | 5spot_SharedNeighbor | CO2 | Porous | Wet | R600a | MinimizeLCOE_Brownfield | IgnoreSilica | 2019 | 37.8165 | 9.5056 | 1.3317 | 4 | 8709.5073 | 17510.5254 | 177.5551 | 356.9757 | 177.1485 | 20.7496 | 74.1911 | 3900685.605 | 0 | 1664476.2155 | 0 | 0 | 0 | 2121292.9324 | 2997717.3536 | 7799445.6377 | 5323281.9103 | 23806899.6543 | 961560.8286 | 21624711.9638 | 21624711.9638 | 16547321.491 | 8708592.4126 | 0 | 46393172.4468 | 93273798.3142 | 1778.2794 | 5.3267 | 8709.5073 | 17510.5254 | 177.5551 | 356.9757
1 | 5000 | 707 | 0.045 | 15 | 15 | 7 | 2.3714e-12 | 5spot_SharedNeighbor | CO2 | Porous | Wet | R600a | MinimizeLCOE_Brownfield | IgnoreSilica | 2019 | 47.2977 | 12.1116 | 1.735 | 4 | 7259.361 | 14014.666 | 147.9919 | 285.7079 | 178.2673 | 20.6741 | 78.2154 | 4593258.5404 | 0 | 1990694.245 | 0 | 0 | 0 | 2389291.2822 | 3499565.1863 | 9105150.7554 | 6214452.4827 | 27792412.4919 | 961560.8286 | 21624711.9638 | 21624711.9638 | 16547321.491 | 8708592.4126 | 0 | 50378685.2844 | 97259311.1518 | 2371.3737 | 6.9398 | 7259.361 | 14014.666 | 147.9919 | 285.7079
1 | 5000 | 707 | 0.045 | 15 | 15 | 7 | 3.1623e-12 | 5spot_SharedNeighbor | CO2 | Porous | Wet | R600a | MinimizeLCOE_Brownfield | IgnoreSilica | 2019 | 58.4419 | 15.1975 | 2.2244 | 4 | 6145.541 | 11414.5545 | 125.2852 | 232.7011 | 178.983 | 20.5405 | 88.5071 | 5350983.2731 | 0 | 2357826.5727 | 0 | 0 | 0 | 2653010.6186 | 4041109.9811 | 10514139.2252 | 7176116.0652 | 32093185.7358 | 961560.8286 | 21624711.9638 | 21624711.9638 | 16547321.491 | 8708592.4126 | 0 | 54679458.5283 | 101560084.3957 | 3162.2777 | 8.8974 | 6145.541 | 11414.5545 | 125.2852 | 232.7011
1 | 5000 | 707 | 0.045 | 15 | 15 | 7 | 4.217e-12 | 5spot_SharedNeighbor | CO2 | Porous | Wet | R600a | MinimizeLCOE_Brownfield | IgnoreSilica | 2019 | 71.0561 | 18.7184 | 2.7964 | 4 | 5286.0123 | 9477.1399 | 107.7625 | 193.2043 | 179.3077 | 20.3371 | 84.497 | 6149045.2201 | 0 | 2756850.9767 | 0 | 0 | 0 | 2892099.8343 | 4601218.4521 | 11971426.5727 | 8170744.6241 | 36541385.6801 | 961560.8286 | 21624711.9638 | 21624711.9638 | 16547321.491 | 8708592.4126 | 0 | 59127658.4725 | 106008284.3399 | 4216.965 | 11.1857 | 5286.0123 | 9477.1399 | 107.7625 | 193.2043
1 | 5000 | 707 | 0.045 | 15 | 15 | 7 | 5.6234e-12 | 5spot_SharedNeighbor | CO2 | Porous | Wet | R600a | MinimizeLCOE_Brownfield | IgnoreSilica | 2019 | 84.5586 | 22.521 | 3.4308 | 4 | 4622.7602 | 8038.9015 | 94.2412 | 163.8839 | 179.2507 | 20.0612 | 96.1581 | 6943436.085 | 0 | 3168536.4571 | 0 | 0 | 0 | 3078135.3312 | 5144142.0706 | 13384002.4591 | 9134856.6921 | 40853109.095 | 961560.8286 | 21624711.9638 | 21624711.9638 | 16547321.491 | 8708592.4126 | 0 | 63439381.8875 | 110320007.7549 | 5623.4133 | 13.7233 | 4622.7602 | 8038.9015 | 94.2412 | 163.8839
1 | 5000 | 707 | 0.045 | 15 | 15 | 7 | 7.4989e-12 | 5spot_SharedNeighbor | CO2 | Porous | Wet | R600a | MinimizeLCOE_Brownfield | IgnoreSilica | 2019 | 98.2003 | 26.3974 | 4.0941 | 4 | 4112.7167 | 6975.4178 | 83.8433 | 142.2033 | 178.8566 | 19.7225 | 100.5262 | 7689652.3592 | 0 | 3571268.9198 | 0 | 0 | 0 | 3192224.3885 | 5636726.8103 | 14665606.9088 | 10009578.0633 | 44765057.4499 | 961560.8286 | 21624711.9638 | 21624711.9638 | 16547321.491 | 8708592.4126 | 0 | 67351330.2423 | 114231956.1097 | 7498.9421 | 16.3764 | 4112.7167 | 6975.4178 | 83.8433 | 142.2033
1 | 5000 | 707 | 0.045 | 15 | 15 | 7 | 1e-11 | 5spot_SharedNeighbor | CO2 | Porous | Wet | R600a | MinimizeLCOE_Brownfield | IgnoreSilica | 2019 | 111.1628 | 30.1144 | 4.7455 | 4 | 3722.3777 | 6192.1345 | 75.8857 | 126.235 | 178.2126 | 19.3447 | 94.8291 | 8349599.648 | 0 | 3943665.2989 | 0 | 0 | 0 | 3227406.0179 | 6053061.6763 | 15748824.828 | 10748896.5511 | 48071454.0201 | 961560.8286 | 21624711.9638 | 21624711.9638 | 16547321.491 | 8708592.4126 | 0 | 70657726.8125 | 117538352.68 | 10000 | 18.9819 | 3722.3777 | 6192.1345 | 75.8857 | 126.235
1 | 5000 | 707 | 0.045 | 15 | 15 | 7 | 1.3335e-11 | 5spot_SharedNeighbor | CO2 | Porous | Wet | R600a | MinimizeLCOE_Brownfield | IgnoreSilica | 2019 | 122.8166 | 33.485 | 5.3487 | 4 | 3425.2823 | 5616.5171 | 69.829 | 114.5003 | 177.4308 | 18.9596 | 110.7388 | 8903565.2294 | 0 | 4271081.5713 | 0 | 0 | 0 | 3193508.0714 | 6383580.4001 | 16608766.7487 | 11335824.582 | 50696326.603 | 961560.8286 | 21624711.9638 | 21624711.9638 | 16547321.491 | 8708592.4126 | 0 | 73282599.3955 | 120163225.2629 | 13335.2143 | 21.3946 | 3425.2823 | 5616.5171 | 69.829 | 114.5003
1 | 5000 | 707 | 0.045 | 15 | 15 | 7 | 1.7783e-11 | 5spot_SharedNeighbor | CO2 | Porous | Wet | R600a | MinimizeLCOE_Brownfield | IgnoreSilica | 2019 | 132.7675 | 36.3877 | 5.8784 | 4 | 3200.0483 | 5193.8274 | 65.2373 | 105.8832 | 176.6182 | 18.596 | 116.6904 | 9347354.5559 | 0 | 4545751.428 | 0 | 0 | 0 | 3108376.895 | 6630578.3228 | 17251404.6773 | 11774438.1732 | 52657904.0522 | 961560.8286 | 21624711.9638 | 21624711.9638 | 16547321.491 | 8708592.4126 | 0 | 75244176.8447 | 122124802.7121 | 17782.7941 | 23.5135 | 3200.0483 | 5193.8274 | 65.2373 | 105.8832
1 | 5000 | 707 | 0.045 | 15 | 15 | 7 | 2.3714e-11 | 5spot_SharedNeighbor | CO2 | Porous | Wet | R600a | MinimizeLCOE_Brownfield | IgnoreSilica | 2019 | 140.9575 | 38.795 | 6.3248 | 4 | 3029.8029 | 4882.8449 | 61.7666 | 99.5434 | 175.851 | 18.2723 | 118.1199 | 9692301.7297 | 0 | 4768732.1401 | 0 | 0 | 0 | 2994932.6509 | 6807826.9431 | 17712569.2285 | 12089192.4554 | 54065555.1477 | 961560.8286 | 21624711.9638 | 21624711.9638 | 16547321.491 | 8708592.4126 | 0 | 76651827.9401 | 123532453.8075 | 23713.7371 | 25.2993 | 3029.8029 | 4882.8449 | 61.7666 | 99.5434
1 | 5000 | 707 | 0.045 | 15 | 15 | 7 | 3.1623e-11 | 5spot_SharedNeighbor | CO2 | Porous | Wet | R600a | MinimizeLCOE_Brownfield | IgnoreSilica | 2019 | 147.5345 | 40.7404 | 6.6899 | 4 | 2901.3674 | 4653.2898 | 59.1483 | 94.8636 | 175.1708 | 17.9963 | 115.1518 | 9955850.3424 | 0 | 4945921.8155 | 0 | 0 | 0 | 2872997.4796 | 6932160.1586 | 18036058.7512 | 12309980.7016 | 55052969.249 | 961560.8286 | 21624711.9638 | 21624711.9638 | 16547321.491 | 8708592.4126 | 0 | 77639242.0415 | 124519867.9089 | 31622.7766 | 26.7595 | 2901.3674 | 4653.2898 | 59.1483 | 94.8636
1 | 5000 | 707 | 0.045 | 15 | 15 | 7 | 4.217e-11 | 5spot_SharedNeighbor | CO2 | Porous | Wet | R600a | MinimizeLCOE_Brownfield | IgnoreSilica | 2019 | 152.6749 | 42.27 | 6.9805 | 4 | 2804.5885 | 4483.572 | 57.1753 | 91.4037 | 174.5987 | 17.7704 | 121.8311 | 10153330.7653 | 0 | 5083307.2708 | 0 | 0 | 0 | 2754633.0221 | 7016595.7127 | 18255742.7428 | 12459919.54 | 55723529.0538 | 961560.8286 | 21624711.9638 | 21624711.9638 | 16547321.491 | 8708592.4126 | 0 | 78309801.8463 | 125190427.7137 | 42169.6503 | 27.922 | 2804.5885 | 4483.572 | 57.1753 | 91.4037
1 | 5000 | 707 | 0.045 | 15 | 15 | 7 | 5.6234e-11 | 5spot_SharedNeighbor | CO2 | Porous | Wet | R600a | MinimizeLCOE_Brownfield | IgnoreSilica | 2019 | 156.6481 | 43.458 | 7.2082 | 4 | 2731.72 | 4357.6572 | 55.6898 | 88.8367 | 174.1319 | 17.5897 | 110.9272 | 10300772.7805 | 0 | 5188864.7775 | 0 | 0 | 0 | 2648165.529 | 7073743.2039 | 18404428.7924 | 12561400.824 | 56177375.9073 | 961560.8286 | 21624711.9638 | 21624711.9638 | 16547321.491 | 8708592.4126 | 0 | 78763648.6998 | 125644274.5672 | 56234.1325 | 28.833 | 2731.72 | 4357.6572 | 55.6898 | 88.8367
1 | 5000 | 707 | 0.045 | 15 | 15 | 7 | 7.4989e-11 | 5spot_SharedNeighbor | CO2 | Porous | Wet | R600a | MinimizeLCOE_Brownfield | IgnoreSilica | 2019 | 159.7077 | 44.3757 | 7.385 | 4 | 2676.8868 | 4263.9131 | 54.572 | 86.9256 | 173.7577 | 17.4468 | 111.8578 | 10411176.9233 | 0 | 5269785.9205 | 0 | 0 | 0 | 2557370.595 | 7112950.0411 | 18506436.9404 | 12631023.4811 | 56488743.9015 | 961560.8286 | 21624711.9638 | 21624711.9638 | 16547321.491 | 8708592.4126 | 0 | 79075016.6939 | 125955642.5613 | 74989.4209 | 29.5399 | 2676.8868 | 4263.9131 | 54.572 | 86.9256
1 | 5000 | 707 | 0.045 | 15 | 15 | 7 | 1e-10 | 5spot_SharedNeighbor | CO2 | Porous | Wet | R600a | MinimizeLCOE_Brownfield | IgnoreSilica | 2019 | 162.0318 | 45.075 | 7.5205 | 4 | 2635.646 | 4194.0716 | 53.7312 | 85.5018 | 173.4646 | 17.336 | 108.4253 | 10493189.5846 | 0 | 5331047.2166 | 0 | 0 | 0 | 2482092.1471 | 7139468.2898 | 18575431.9838 | 12678114.0159 | 56699343.2379 | 961560.8286 | 21624711.9638 | 21624711.9638 | 16547321.491 | 8708592.4126 | 0 | 79285616.0304 | 126166241.8978 | 100000 | 30.082 | 2635.646 | 4194.0716 | 53.7312 | 85.5018
1 | 5000 | 707 | 0.045 | 15 | 15 | 7 | 1.3335e-10 | 5spot_SharedNeighbor | CO2 | Porous | Wet | R600a | MinimizeLCOE_Brownfield | IgnoreSilica | 2019 | 163.8003 | 45.6082 | 7.6241 | 4 | 2604.6427 | 4141.9007 | 53.0992 | 84.4382 | 173.2365 | 17.2505 | 119.1125 | 10554513.6054 | 0 | 5377544.156 | 0 | 0 | 0 | 2421492.5383 | 7157884.6169 | 18623347.489 | 12710817.3328 | 56845599.7383 | 961560.8286 | 21624711.9638 | 21624711.9638 | 16547321.491 | 8708592.4126 | 0 | 79431872.5308 | 126312498.3982 | 133352.1432 | 30.4963 | 2604.6427 | 4141.9007 | 53.0992 | 84.4382
1 | 5000 | 707 | 0.045 | 15 | 15 | 7 | 1.7783e-10 | 5spot_SharedNeighbor | CO2 | Porous | Wet | R600a | MinimizeLCOE_Brownfield | IgnoreSilica | 2019 | 165.1186 | 46.007 | 7.7023 | 4 | 2581.3457 | 4102.998 | 52.6242 | 83.6452 | 173.0635 | 17.186 | 113.0966 | 10599611.5641 | 0 | 5412141.9153 | 0 | 0 | 0 | 2373074.7285 | 7170083.0011 | 18655085.1826 | 12732478.9608 | 56942475.3524 | 961560.8286 | 21624711.9638 | 21624711.9638 | 16547321.491 | 8708592.4126 | 0 | 79528748.1448 | 126409374.0122 | 177827.941 | 30.809 | 2581.3457 | 4102.998 | 52.6242 | 83.6452
1 | 5000 | 707 | 0.045 | 15 | 15 | 7 | 2.3714e-10 | 5spot_SharedNeighbor | CO2 | Porous | Wet | R600a | MinimizeLCOE_Brownfield | IgnoreSilica | 2019 | 166.1339 | 46.3137 | 7.762 | 4 | 2563.8462 | 4073.7939 | 52.2675 | 83.0498 | 172.9286 | 17.136 | 116.1861 | 10633986.9218 | 0 | 5438748.0417 | 0 | 0 | 0 | 2335713.0514 | 7179294.7258 | 18679052.2008 | 12748836.9432 | 57015631.8848 | 961560.8286 | 21624711.9638 | 21624711.9638 | 16547321.491 | 8708592.4126 | 0 | 79601904.6772 | 126482530.5446 | 237137.3706 | 31.0478 | 2563.8462 | 4073.7939 | 52.2675 | 83.0498
1 | 5000 | 707 | 0.045 | 15 | 15 | 7 | 3.1623e-10 | 5spot_SharedNeighbor | CO2 | Porous | Wet | R600a | MinimizeLCOE_Brownfield | IgnoreSilica | 2019 | 166.889 | 46.5425 | 7.8068 | 4 | 2550.706 | 4051.979 | 51.9996 | 82.6051 | 172.8273 | 17.0985 | 130.1146 | 10659347.3315 | 0 | 5458515.5539 | 0 | 0 | 0 | 2306606.4611 | 7185543.0451 | 18695309.0459 | 12759932.574 | 57065254.0116 | 961560.8286 | 21624711.9638 | 21624711.9638 | 16547321.491 | 8708592.4126 | 0 | 79651526.804 | 126532152.6714 | 316227.766 | 31.2272 | 2550.706 | 4051.979 | 51.9996 | 82.6051
1 | 5000 | 707 | 0.045 | 15 | 15 | 7 | 4.217e-10 | 5spot_SharedNeighbor | CO2 | Porous | Wet | R600a | MinimizeLCOE_Brownfield | IgnoreSilica | 2019 | 167.4567 | 46.7146 | 7.8406 | 4 | 2540.8418 | 4035.6432 | 51.7985 | 82.272 | 172.7506 | 17.0702 | 123.64 | 10678297.9384 | 0 | 5473364.9626 | 0 | 0 | 0 | 2284262.5046 | 7190010.9082 | 18706933.5091 | 12767866.509 | 57100736.3319 | 961560.8286 | 21624711.9638 | 21624711.9638 | 16547321.491 | 8708592.4126 | 0 | 79687009.1244 | 126567634.9918 | 421696.5034 | 31.3624 | 2540.8418 | 4035.6432 | 51.7985 | 82.272
1 | 5000 | 707 | 0.045 | 15 | 15 | 7 | 5.6234e-10 | 5spot_SharedNeighbor | CO2 | Porous | Wet | R600a | MinimizeLCOE_Brownfield | IgnoreSilica | 2019 | 167.8829 | 46.8438 | 7.866 | 4 | 2533.4387 | 4023.4074 | 51.6476 | 82.0226 | 172.6927 | 17.0488 | 123.3109 | 10692459.1165 | 0 | 5484506.0317 | 0 | 0 | 0 | 2267203.0572 | 7193225.6001 | 18715297.4781 | 12773575.0897 | 57126266.3734 | 961560.8286 | 21624711.9638 | 21624711.9638 | 16547321.491 | 8708592.4126 | 0 | 79712539.1658 | 126593165.0332 | 562341.3252 | 31.4642 | 2533.4387 | 4023.4074 | 51.6476 | 82.0226
1 | 5000 | 707 | 0.045 | 15 | 15 | 7 | 7.4989e-10 | 5spot_SharedNeighbor | CO2 | Porous | Wet | R600a | MinimizeLCOE_Brownfield | IgnoreSilica | 2019 | 168.1996 | 46.9401 | 7.8851 | 4 | 2527.8836 | 4014.2543 | 51.5343 | 81.836 | 172.6495 | 17.033 | 119.8734 | 10702946.046 | 0 | 5492782.082 | 0 | 0 | 0 | 2254171.4318 | 7195460.8284 | 18721113.0834 | 12777544.3598 | 57144017.8315 | 961560.8286 | 21624711.9638 | 21624711.9638 | 16547321.491 | 8708592.4126 | 0 | 79730290.6239 | 126610916.4913 | 749894.2093 | 31.5403 | 2527.8836 | 4014.2543 | 51.5343 | 81.836
1 | 5000 | 707 | 0.045 | 15 | 15 | 7 | 1e-09 | 5spot_SharedNeighbor | CO2 | Porous | Wet | R600a | MinimizeLCOE_Brownfield | IgnoreSilica | 2019 | 168.4554 | 47.0172 | 7.8998 | 4 | 2523.7159 | 4007.311 | 51.4494 | 81.6945 | 172.6145 | 17.0201 | 126.6281 | 10711397.3541 | 0 | 5499463.3343 | 0 | 0 | 0 | 2244679.0702 | 7197660.5059 | 18726836.1932 | 12781450.4999 | 57161486.9577 | 961560.8286 | 21624711.9638 | 21624711.9638 | 16547321.491 | 8708592.4126 | 0 | 79747759.7501 | 126628385.6175 | 1000000 | 31.5993 | 2523.7159 | 4007.311 | 51.4494 | 81.6945
1 | 5000 | 707 | 0.045 | 15 | 15 | 7 | 1.3335e-09 | 5spot_SharedNeighbor | CO2 | Porous | Wet | R600a | MinimizeLCOE_Brownfield | IgnoreSilica | 2019 | 168.6212 | 47.0681 | 7.9103 | 4 | 2520.5894 | 4002.2274 | 51.3856 | 81.5908 | 172.5917 | 17.0117 | 120.7195 | 10716857.1013 | 0 | 5503792.3934 | 0 | 0 | 0 | 2236959.9243 | 7198467.6734 | 18728936.2775 | 12782883.8505 | 57167897.2204 | 961560.8286 | 21624711.9638 | 21624711.9638 | 16547321.491 | 8708592.4126 | 0 | 79754170.0129 | 126634795.8803 | 1333521.4322 | 31.6411 | 2520.5894 | 4002.2274 | 51.3856 | 81.5908
1 | 5000 | 707 | 0.045 | 15 | 15 | 7 | 1.7783e-09 | 5spot_SharedNeighbor | CO2 | Porous | Wet | R600a | MinimizeLCOE_Brownfield | IgnoreSilica | 2019 | 168.7675 | 47.1121 | 7.9186 | 4 | 2518.2442 | 3998.3154 | 51.3378 | 81.5111 | 172.5717 | 17.0044 | 113.6405 | 10721675.8051 | 0 | 5507612.8667 | 0 | 0 | 0 | 2231596.7842 | 7199745.3278 | 18732260.4722 | 12785152.6817 | 57178043.9377 | 961560.8286 | 21624711.9638 | 21624711.9638 | 16547321.491 | 8708592.4126 | 0 | 79764316.7302 | 126644942.5976 | 1778279.41 | 31.6746 | 2518.2442 | 3998.3154 | 51.3378 | 81.5111
1 | 5000 | 707 | 0.045 | 15 | 15 | 7 | 2.3714e-09 | 5spot_SharedNeighbor | CO2 | Porous | Wet | R600a | MinimizeLCOE_Brownfield | IgnoreSilica | 2019 | 168.8723 | 47.1438 | 7.9248 | 4 | 2516.4852 | 3995.4053 | 51.302 | 81.4517 | 172.5573 | 16.9991 | 124.2648 | 10725122.5607 | 0 | 5510349.429 | 0 | 0 | 0 | 2227454.3469 | 7200541.2713 | 18734331.3538 | 12786566.101 | 57184365.0626 | 961560.8286 | 21624711.9638 | 21624711.9638 | 16547321.491 | 8708592.4126 | 0 | 79770637.8551 | 126651263.7225 | 2371373.7057 | 31.6992 | 2516.4852 | 3995.4053 | 51.302 | 81.4517
1 | 5000 | 707 | 0.045 | 15 | 15 | 7 | 3.1623e-09 | 5spot_SharedNeighbor | CO2 | Porous | Wet | R600a | MinimizeLCOE_Brownfield | IgnoreSilica | 2019 | 168.9501 | 47.1674 | 7.9294 | 4 | 2515.1659 | 3993.2273 | 51.2751 | 81.4073 | 172.5466 | 16.9952 | 123.3096 | 10727678.0093 | 0 | 5512380.0449 | 0 | 0 | 0 | 2224320.528 | 7201107.6471 | 18735804.9474 | 12787571.8589 | 57188863.0356 | 961560.8286 | 21624711.9638 | 21624711.9638 | 16547321.491 | 8708592.4126 | 0 | 79775135.8281 | 126655761.6955 | 3162277.6602 | 31.7176 | 2515.1659 | 3993.2273 | 51.2751 | 81.4073
1 | 5000 | 707 | 0.045 | 15 | 15 | 7 | 4.217e-09 | 5spot_SharedNeighbor | CO2 | Porous | Wet | R600a | MinimizeLCOE_Brownfield | IgnoreSilica | 2019 | 169.0085 | 47.1851 | 7.9329 | 4 | 2514.1764 | 3991.5943 | 51.2549 | 81.374 | 172.5386 | 16.9922 | 126.5593 | 10729593.361 | 0 | 5513902.884 | 0 | 0 | 0 | 2221964.7466 | 7201529.7867 | 18736903.2681 | 12788321.4854 | 57192215.5318 | 961560.8286 | 21624711.9638 | 21624711.9638 | 16547321.491 | 8708592.4126 | 0 | 79778488.3243 | 126659114.1917 | 4216965.0343 | 31.7315 | 2514.1764 | 3991.5943 | 51.2549 | 81.374
1 | 5000 | 707 | 0.045 | 15 | 15 | 7 | 5.6234e-09 | 5spot_SharedNeighbor | CO2 | Porous | Wet | R600a | MinimizeLCOE_Brownfield | IgnoreSilica | 2019 | 169.0427 | 47.1958 | 7.9352 | 4 | 2513.4344 | 3990.4133 | 51.2398 | 81.35 | 172.5338 | 16.9905 | 119.4779 | 10730715.1745 | 0 | 5514797.2009 | 0 | 0 | 0 | 2219998.8799 | 7201549.3895 | 18736954.2707 | 12788356.2957 | 57192371.2111 | 961560.8286 | 21624711.9638 | 21624711.9638 | 16547321.491 | 8708592.4126 | 0 | 79778644.0036 | 126659269.871 | 5623413.2519 | 31.7409 | 2513.4344 | 3990.4133 | 51.2398 | 81.35
1 | 5000 | 707 | 0.045 | 15 | 15 | 7 | 7.4989e-09 | 5spot_SharedNeighbor | CO2 | Porous | Wet | R600a | MinimizeLCOE_Brownfield | IgnoreSilica | 2019 | 169.0692 | 47.2041 | 7.937 | 4 | 2512.8779 | 3989.524 | 51.2284 | 81.3318 | 172.5301 | 16.9891 | 110.9919 | 10731582.9798 | 0 | 5515488.974 | 0 | 0 | 0 | 2218539.735 | 7201588.5587 | 18737056.1807 | 12788425.8513 | 57192682.2796 | 961560.8286 | 21624711.9638 | 21624711.9638 | 16547321.491 | 8708592.4126 | 0 | 79778955.0721 | 126659580.9395 | 7498942.0933 | 31.748 | 2512.8779 | 3989.524 | 51.2284 | 81.3318
1 | 5000 | 707 | 0.045 | 15 | 15 | 7 | 1e-08 | 5spot_SharedNeighbor | CO2 | Porous | Wet | R600a | MinimizeLCOE_Brownfield | IgnoreSilica | 2019 | 169.1035 | 47.2141 | 7.9387 | 4 | 2512.4605 | 3988.7914 | 51.2199 | 81.3169 | 172.5254 | 16.9874 | 103.269 | 10732709.3548 | 0 | 5516383.2266 | 0 | 0 | 0 | 2217741.4811 | 7202065.2844 | 18738296.5232 | 12789272.4106 | 57196468.2805 | 961560.8286 | 21624711.9638 | 21624711.9638 | 16547321.491 | 8708592.4126 | 0 | 79782741.073 | 126663366.9404 | 10000000 | 31.7548 | 2512.4605 | 3988.7914 | 51.2199 | 81.3169
1 | 5100 | 707 | 0.045 | 15 | 15 | 7 | 1e-13 | 5spot_SharedNeighbor | CO2 | Porous | Wet | R600a | MinimizeLCOE_Brownfield | IgnoreSilica | 2019 | 2.8667 | 0.2785 | 0.025708 | 4 | 258271.7445 | 725343.4451 | 5265.2188 | 14787.1072 | 124.4886 | 19.5993 | 42.3279 | 470532.9248 | 0 | 211366.5297 | 0 | 0 | 0 | 417665.222 | 428830.2238 | 1115728.2773 | 761507.4752 | 3405630.6528 | 961560.8286 | 22191273.92 | 22191273.92 | 16930155.7018 | 8908244.0339 | 0 | 26558465.4013 | 74588139.057 | 100 | 0.10283 | 258271.7445 | 725343.4451 | 5265.2188 | 14787.1072
1 | 5100 | 707 | 0.045 | 15 | 15 | 7 | 1.3335e-13 | 5spot_SharedNeighbor | CO2 | Porous | Wet | R600a | MinimizeLCOE_Brownfield | IgnoreSilica | 2019 | 3.9191 | 0.50052 | 0.051795 | 4 | 133206.135 | 365032.3834 | 2715.5872 | 7441.6789 | 136.7273 | 20.0964 | 57.0515 | 636346.0264 | 0 | 271443.9833 | 0 | 0 | 0 | 527275.3833 | 559675.5033 | 1456160.8543 | 993859.7042 | 4444761.4547 | 961560.8286 | 22191273.92 | 22191273.92 | 16930155.7018 | 8908244.0339 | 0 | 27597596.2033 | 75627269.859 | 133.3521 | 0.20718 | 133206.135 | 365032.3834 | 2715.5872 | 7441.6789
1 | 5100 | 707 | 0.045 | 15 | 15 | 7 | 1.7783e-13 | 5spot_SharedNeighbor | CO2 | Porous | Wet | R600a | MinimizeLCOE_Brownfield | IgnoreSilica | 2019 | 5.2102 | 0.80212 | 0.089153 | 4 | 80638.3404 | 215321.5754 | 1643.9216 | 4389.6216 | 146.5928 | 20.4499 | 47.091 | 825229.0586 | 0 | 340893.7816 | 0 | 0 | 0 | 643149.2848 | 705616.1288 | 1835868.4253 | 1253017.9236 | 5603774.6026 | 961560.8286 | 22191273.92 | 22191273.92 | 16930155.7018 | 8908244.0339 | 0 | 28756609.3512 | 76786283.0069 | 177.8279 | 0.35661 | 80638.3404 | 215321.5754 | 1643.9216 | 4389.6216
1 | 5100 | 707 | 0.045 | 15 | 15 | 7 | 2.3714e-13 | 5spot_SharedNeighbor | CO2 | Porous | Wet | R600a | MinimizeLCOE_Brownfield | IgnoreSilica | 2019 | 6.8297 | 1.2039 | 0.14072 | 4 | 53447.1427 | 138773.1876 | 1089.5923 | 2829.0791 | 154.6811 | 20.712 | 55.4861 | 1044473.8326 | 0 | 423305.0569 | 0 | 0 | 0 | 770442.1666 | 872906.2119 | 2271122.9057 | 1550088.05 | 6932338.2238 | 961560.8286 | 22191273.92 | 22191273.92 | 16930155.7018 | 8908244.0339 | 0 | 30085172.9724 | 78114846.6281 | 237.1374 | 0.5629 | 53447.1427 | 138773.1876 | 1089.5923 | 2829.0791
1 | 5100 | 707 | 0.045 | 15 | 15 | 7 | 3.1623e-13 | 5spot_SharedNeighbor | CO2 | Porous | Wet | R600a | MinimizeLCOE_Brownfield | IgnoreSilica | 2019 | 8.8908 | 1.7341 | 0.21052 | 4 | 37571.5752 | 94608.5597 | 765.9474 | 1928.7235 | 161.3386 | 20.9099 | 54.3908 | 1302410.993 | 0 | 522739.135 | 0 | 0 | 0 | 914508.4363 | 1068466.8401 | 2779931.5453 | 1897360.4015 | 8485417.3513 | 961560.8286 | 22191273.92 | 22191273.92 | 16930155.7018 | 8908244.0339 | 0 | 31638252.0999 | 79667925.7556 | 316.2278 | 0.84208 | 37571.5752 | 94608.5597 | 765.9474 | 1928.7235
1 | 5100 | 707 | 0.045 | 15 | 15 | 7 | 4.217e-13 | 5spot_SharedNeighbor | CO2 | Porous | Wet | R600a | MinimizeLCOE_Brownfield | IgnoreSilica | 2019 | 11.5024 | 2.4225 | 0.30364 | 4 | 27537.6126 | 67082.9512 | 561.3915 | 1367.5767 | 166.7376 | 21.0576 | 66.0192 | 1604564.9161 | 0 | 642335.4671 | 0 | 0 | 0 | 1076331.1401 | 1296060.2941 | 3372083.0267 | 2301515.9551 | 10292890.7991 | 961560.8286 | 22191273.92 | 22191273.92 | 16930155.7018 | 8908244.0339 | 0 | 33445725.5477 | 81475399.2034 | 421.6965 | 1.2145 | 27537.6126 | 67082.9512 | 561.3915 | 1367.5767
1 | 5100 | 707 | 0.045 | 15 | 15 | 7 | 5.6234e-13 | 5spot_SharedNeighbor | CO2 | Porous | Wet | R600a | MinimizeLCOE_Brownfield | IgnoreSilica | 2019 | 14.8151 | 3.3099 | 0.4267 | 4 | 20832.3871 | 48972.8374 | 424.6964 | 998.3775 | 171.0859 | 21.1653 | 66.4835 | 1959242.5941 | 0 | 786493.9565 | 0 | 0 | 0 | 1258957.3711 | 1561830.6295 | 4063562.9224 | 2773465.1924 | 12403552.6661 | 961560.8286 | 22191273.92 | 22191273.92 | 16930155.7018 | 8908244.0339 | 0 | 35556387.4147 | 83586061.0704 | 562.3413 | 1.7068 | 20832.3871 | 48972.8374 | 424.6964 | 998.3775
1 | 5100 | 707 | 0.045 | 15 | 15 | 7 | 7.4989e-13 | 5spot_SharedNeighbor | CO2 | Porous | Wet | R600a | MinimizeLCOE_Brownfield | IgnoreSilica | 2019 | 18.9808 | 4.4394 | 0.58771 | 4 | 16163.8603 | 36594.613 | 329.5222 | 746.0307 | 174.5368 | 21.2382 | 70.2198 | 2372522.6357 | 0 | 958923.7842 | 0 | 0 | 0 | 1461834.5618 | 1869379.5829 | 4863742.2121 | 3319603.9997 | 14846006.7764 | 961560.8286 | 22191273.92 | 22191273.92 | 16930155.7018 | 8908244.0339 | 0 | 37998841.525 | 86028515.1807 | 749.8942 | 2.3509 | 16163.8603 | 36594.613 | 329.5222 | 746.0307
1 | 5100 | 707 | 0.045 | 15 | 15 | 7 | 1e-12 | 5spot_SharedNeighbor | CO2 | Porous | Wet | R600a | MinimizeLCOE_Brownfield | IgnoreSilica | 2019 | 24.2085 | 5.8692 | 0.79673 | 4 | 12810.2123 | 27881.0206 | 261.1535 | 568.3923 | 177.2554 | 21.2788 | 83.8977 | 2853779.0477 | 0 | 1164947.3367 | 0 | 0 | 0 | 1687124.8058 | 2225281.9642 | 5789727.2028 | 3951607.7829 | 17672468.1401 | 961560.8286 | 22191273.92 | 22191273.92 | 16930155.7018 | 8908244.0339 | 0 | 40825302.8887 | 88854976.5444 | 1000 | 3.1869 | 12810.2123 | 27881.0206 | 261.1535 | 568.3923
1 | 5100 | 707 | 0.045 | 15 | 15 | 7 | 1.3335e-12 | 5spot_SharedNeighbor | CO2 | Porous | Wet | R600a | MinimizeLCOE_Brownfield | IgnoreSilica | 2019 | 30.713 | 7.6615 | 1.0653 | 4 | 10341.9104 | 21613.2731 | 210.8338 | 440.6158 | 179.3623 | 21.2855 | 62.6777 | 3410090.149 | 0 | 1409255.6374 | 0 | 0 | 0 | 1933812.7474 | 2633731.8282 | 6852429.9642 | 4676924.2539 | 20916244.5801 | 961560.8286 | 22191273.92 | 22191273.92 | 16930155.7018 | 8908244.0339 | 0 | 44069079.3287 | 92098752.9844 | 1333.5214 | 4.2612 | 10341.9104 | 21613.2731 | 210.8338 | 440.6158
1 | 5100 | 707 | 0.045 | 15 | 15 | 7 | 1.7783e-12 | 5spot_SharedNeighbor | CO2 | Porous | Wet | R600a | MinimizeLCOE_Brownfield | IgnoreSilica | 2019 | 38.725 | 9.8836 | 1.4061 | 4 | 8490.5493 | 17029.8504 | 173.0913 | 347.1765 | 180.9554 | 21.2527 | 67.1867 | 4047319.6466 | 0 | 1696390.0655 | 0 | 0 | 0 | 2199660.687 | 3097914.4557 | 8060137.944 | 5501209.766 | 24602632.5648 | 961560.8286 | 22191273.92 | 22191273.92 | 16930155.7018 | 8908244.0339 | 0 | 47755467.3134 | 95785140.9691 | 1778.2794 | 5.6245 | 8490.5493 | 17029.8504 | 173.0913 | 347.1765
1 | 5100 | 707 | 0.045 | 15 | 15 | 7 | 2.3714e-12 | 5spot_SharedNeighbor | CO2 | Porous | Wet | R600a | MinimizeLCOE_Brownfield | IgnoreSilica | 2019 | 48.4085 | 12.5877 | 1.8307 | 4 | 7081.9921 | 13641.0209 | 144.376 | 278.0907 | 182.0986 | 21.1709 | 83.2844 | 4763958.5184 | 0 | 2028007.0295 | 0 | 0 | 0 | 2476352.837 | 3614644.1701 | 9404562.6652 | 6418807.2634 | 28706332.4836 | 961560.8286 | 22191273.92 | 22191273.92 | 16930155.7018 | 8908244.0339 | 0 | 51859167.2322 | 99888840.8879 | 2371.3737 | 7.3227 | 7081.9921 | 13641.0209 | 144.376 | 278.0907
1 | 5100 | 707 | 0.045 | 15 | 15 | 7 | 3.1623e-12 | 5spot_SharedNeighbor | CO2 | Porous | Wet | R600a | MinimizeLCOE_Brownfield | IgnoreSilica | 2019 | 59.7481 | 15.779 | 2.3444 | 4 | 6000.0807 | 11121.786 | 122.3198 | 226.7327 | 182.8255 | 21.028 | 74.6552 | 5545071.6185 | 0 | 2399890.3837 | 0 | 0 | 0 | 2746430.8614 | 4169643.2168 | 10848556.3387 | 7404362.6167 | 33113955.0359 | 961560.8286 | 22191273.92 | 22191273.92 | 16930155.7018 | 8908244.0339 | 0 | 56266789.7845 | 104296463.4402 | 3162.2777 | 9.3777 | 6000.0807 | 11121.786 | 122.3198 | 226.7327
1 | 5100 | 707 | 0.045 | 15 | 15 | 7 | 4.217e-12 | 5spot_SharedNeighbor | CO2 | Porous | Wet | R600a | MinimizeLCOE_Brownfield | IgnoreSilica | 2019 | 72.5512 | 19.4113 | 2.9432 | 4 | 5165.3931 | 9245.0497 | 105.3035 | 188.4728 | 183.1501 | 20.8122 | 94.2408 | 6365642.6085 | 0 | 2803162.2475 | 0 | 0 | 0 | 2990090.3424 | 4741969.1274 | 12337630.9578 | 8420686.6417 | 37659181.9254 | 961560.8286 | 22191273.92 | 22191273.92 | 16930155.7018 | 8908244.0339 | 0 | 60812016.6739 | 108841690.3297 | 4216.965 | 11.773 | 5165.3931 | 9245.0497 | 105.3035 | 188.4728
1 | 5100 | 707 | 0.045 | 15 | 15 | 7 | 5.6234e-12 | 5spot_SharedNeighbor | CO2 | Porous | Wet | R600a | MinimizeLCOE_Brownfield | IgnoreSilica | 2019 | 86.1936 | 23.3171 | 3.6045 | 4 | 4521.6325 | 7852.874 | 92.1796 | 160.0915 | 183.0838 | 20.5217 | 89.1731 | 7178622.6532 | 0 | 3217452.748 | 0 | 0 | 0 | 3177187.1264 | 5293572.3857 | 13772789.4867 | 9400211.8272 | 42039836.2272 | 961560.8286 | 22191273.92 | 22191273.92 | 16930155.7018 | 8908244.0339 | 0 | 65192670.9758 | 113222344.6315 | 5623.4133 | 14.418 | 4521.6325 | 7852.874 | 92.1796 | 160.0915
1 | 5100 | 707 | 0.045 | 15 | 15 | 7 | 7.4989e-12 | 5spot_SharedNeighbor | CO2 | Porous | Wet | R600a | MinimizeLCOE_Brownfield | IgnoreSilica | 2019 | 99.9176 | 27.2822 | 4.2928 | 4 | 4026.8904 | 6824.0113 | 82.0936 | 139.1167 | 182.676 | 20.1676 | 100.8899 | 7939011.1326 | 0 | 3621146.1387 | 0 | 0 | 0 | 3289562.2282 | 5791390.6048 | 15068010.3761 | 10284226.6983 | 45993347.1787 | 961560.8286 | 22191273.92 | 22191273.92 | 16930155.7018 | 8908244.0339 | 0 | 69146181.9273 | 117175855.583 | 7498.9421 | 17.1711 | 4026.8904 | 6824.0113 | 82.0936 | 139.1167
1 | 5100 | 707 | 0.045 | 15 | 15 | 7 | 1e-11 | 5spot_SharedNeighbor | CO2 | Porous | Wet | R600a | MinimizeLCOE_Brownfield | IgnoreSilica | 2019 | 112.9138 | 31.0716 | 4.966 | 4 | 3648.5081 | 6066.4448 | 74.3798 | 123.6727 | 182.0182 | 19.7749 | 109.6867 | 8609196.1926 | 0 | 3993281.6545 | 0 | 0 | 0 | 3321563.5093 | 6210376.129 | 16158124.7643 | 11028252.1679 | 49320794.4176 | 961560.8286 | 22191273.92 | 22191273.92 | 16930155.7018 | 8908244.0339 | 0 | 72473629.1662 | 120503302.8219 | 10000 | 19.8639 | 3648.5081 | 6066.4448 | 74.3798 | 123.6727
1 | 5100 | 707 | 0.045 | 15 | 15 | 7 | 1.3335e-11 | 5spot_SharedNeighbor | CO2 | Porous | Wet | R600a | MinimizeLCOE_Brownfield | IgnoreSilica | 2019 | 124.5339 | 34.4899 | 5.5863 | 4 | 3360.692 | 5510.1269 | 68.5123 | 112.3314 | 181.2275 | 19.3775 | 99.7 | 9168774.5843 | 0 | 4318793.1704 | 0 | 0 | 0 | 3282996.0226 | 6540519.8731 | 17017091.0648 | 11614514.318 | 51942689.0333 | 961560.8286 | 22191273.92 | 22191273.92 | 16930155.7018 | 8908244.0339 | 0 | 75095523.7818 | 123125197.4375 | 13335.2143 | 22.3453 | 3360.692 | 5510.1269 | 68.5123 | 112.3314
1 | 5100 | 707 | 0.045 | 15 | 15 | 7 | 1.7783e-11 | 5spot_SharedNeighbor | CO2 | Porous | Wet | R600a | MinimizeLCOE_Brownfield | IgnoreSilica | 2019 | 134.4413 | 37.4291 | 6.1296 | 4 | 3142.608 | 5101.5303 | 64.0663 | 104.0016 | 180.409 | 19.0035 | 101.0484 | 9616513.2611 | 0 | 4591541.0416 | 0 | 0 | 0 | 3194117.9682 | 6786847.1857 | 17657984.2034 | 12051937.0541 | 53898940.7141 | 961560.8286 | 22191273.92 | 22191273.92 | 16930155.7018 | 8908244.0339 | 0 | 77051775.4627 | 125081449.1184 | 17782.7941 | 24.5184 | 3142.608 | 5101.5303 | 64.0663 | 104.0016
1 | 5100 | 707 | 0.045 | 15 | 15 | 7 | 2.3714e-11 | 5spot_SharedNeighbor | CO2 | Porous | Wet | R600a | MinimizeLCOE_Brownfield | IgnoreSilica | 2019 | 142.5628 | 39.8575 | 6.5859 | 4 | 2977.8386 | 4801.0428 | 60.7073 | 97.8758 | 179.6407 | 18.6724 | 118.5738 | 9963247.6238 | 0 | 4812129.6186 | 0 | 0 | 0 | 3077216.6543 | 6962511.6197 | 18115027.0269 | 12363878.1725 | 55294010.7157 | 961560.8286 | 22191273.92 | 22191273.92 | 16930155.7018 | 8908244.0339 | 0 | 78446845.4643 | 126476519.12 | 23713.7371 | 26.3436 | 2977.8386 | 4801.0428 | 60.7073 | 97.8758
1 | 5100 | 707 | 0.045 | 15 | 15 | 7 | 3.1623e-11 | 5spot_SharedNeighbor | CO2 | Porous | Wet | R600a | MinimizeLCOE_Brownfield | IgnoreSilica | 2019 | 149.0498 | 41.8102 | 6.9576 | 4 | 2853.5783 | 4579.3823 | 58.1741 | 93.3569 | 178.964 | 18.3918 | 104.2557 | 10226866.3141 | 0 | 4986518.5846 | 0 | 0 | 0 | 2952112.6214 | 7084544.0328 | 18432530.3336 | 12580580.7033 | 56263152.5896 | 961560.8286 | 22191273.92 | 22191273.92 | 16930155.7018 | 8908244.0339 | 0 | 79415987.3382 | 127445660.9939 | 31622.7766 | 27.8303 | 2853.5783 | 4579.3823 | 58.1741 | 93.3569
1 | 5100 | 707 | 0.045 | 15 | 15 | 7 | 4.217e-11 | 5spot_SharedNeighbor | CO2 | Porous | Wet | R600a | MinimizeLCOE_Brownfield | IgnoreSilica | 2019 | 154.1318 | 43.3486 | 7.2535 | 4 | 2759.9727 | 4415.3722 | 56.2658 | 90.0133 | 178.3942 | 18.1619 | 104.8019 | 10424967.3139 | 0 | 5122077.2494 | 0 | 0 | 0 | 2832098.7825 | 7167865.9048 | 18649316.7529 | 12728541.889 | 56924867.8926 | 961560.8286 | 22191273.92 | 22191273.92 | 16930155.7018 | 8908244.0339 | 0 | 80077702.6412 | 128107376.2969 | 42169.6503 | 29.0139 | 2759.9727 | 4415.3722 | 56.2658 | 90.0133
1 | 5100 | 707 | 0.045 | 15 | 15 | 7 | 5.6234e-11 | 5spot_SharedNeighbor | CO2 | Porous | Wet | R600a | MinimizeLCOE_Brownfield | IgnoreSilica | 2019 | 158.0681 | 44.5455 | 7.4854 | 4 | 2689.5108 | 4293.6245 | 54.8293 | 87.5313 | 177.9286 | 17.9777 | 116.7369 | 10573234.3154 | 0 | 5226461.7984 | 0 | 0 | 0 | 2724885.644 | 7224586.8855 | 18796893.1096 | 12829265.7848 | 57375327.5376 | 961560.8286 | 22191273.92 | 22191273.92 | 16930155.7018 | 8908244.0339 | 0 | 80528162.2862 | 128557835.9419 | 56234.1325 | 29.9416 | 2689.5108 | 4293.6245 | 54.8293 | 87.5313
1 | 5100 | 707 | 0.045 | 15 | 15 | 7 | 7.4989e-11 | 5spot_SharedNeighbor | CO2 | Porous | Wet | R600a | MinimizeLCOE_Brownfield | IgnoreSilica | 2019 | 161.087 | 45.4667 | 7.6649 | 4 | 2636.4996 | 4203.0403 | 53.7486 | 85.6847 | 177.557 | 17.8327 | 121.7246 | 10683833.3228 | 0 | 5306164.5955 | 0 | 0 | 0 | 2633423.3999 | 7263134.3141 | 18897185.6116 | 12897717.4783 | 57681458.7223 | 961560.8286 | 22191273.92 | 22191273.92 | 16930155.7018 | 8908244.0339 | 0 | 80834293.4709 | 128863967.1266 | 74989.4209 | 30.6597 | 2636.4996 | 4203.0403 | 53.7486 | 85.6847
1 | 5100 | 707 | 0.045 | 15 | 15 | 7 | 1e-10 | 5spot_SharedNeighbor | CO2 | Porous | Wet | R600a | MinimizeLCOE_Brownfield | IgnoreSilica | 2019 | 163.3741 | 46.1671 | 7.8024 | 4 | 2596.6361 | 4135.5777 | 52.9359 | 84.3093 | 177.2669 | 17.7206 | 107.3847 | 10765796.722 | 0 | 5366348.0241 | 0 | 0 | 0 | 2557642.8989 | 7289017.1816 | 18964527.5234 | 12943679.7168 | 57887012.0669 | 961560.8286 | 22191273.92 | 22191273.92 | 16930155.7018 | 8908244.0339 | 0 | 81039846.8155 | 129069520.4712 | 100000 | 31.2096 | 2596.6361 | 4135.5777 | 52.9359 | 84.3093
1 | 5100 | 707 | 0.045 | 15 | 15 | 7 | 1.3335e-10 | 5spot_SharedNeighbor | CO2 | Porous | Wet | R600a | MinimizeLCOE_Brownfield | IgnoreSilica | 2019 | 165.1038 | 46.6981 | 7.9071 | 4 | 2566.6728 | 4085.2317 | 52.3251 | 83.283 | 177.0425 | 17.6347 | 121.4571 | 10826729.6584 | 0 | 5411753.3672 | 0 | 0 | 0 | 2496523.2524 | 7306652.4484 | 19010410.8703 | 12974996.0439 | 58027065.6406 | 961560.8286 | 22191273.92 | 22191273.92 | 16930155.7018 | 8908244.0339 | 0 | 81179900.3891 | 129209574.0448 | 133352.1432 | 31.6285 | 2566.6728 | 4085.2317 | 52.3251 | 83.283
1 | 5100 | 707 | 0.045 | 15 | 15 | 7 | 1.7783e-10 | 5spot_SharedNeighbor | CO2 | Porous | Wet | R600a | MinimizeLCOE_Brownfield | IgnoreSilica | 2019 | 166.424 | 47.1036 | 7.987 | 4 | 2544.1601 | 4047.5393 | 51.8661 | 82.5146 | 176.8685 | 17.5683 | 121.501 | 10872620.0265 | 0 | 5446342.9286 | 0 | 0 | 0 | 2448472.2909 | 7319299.7459 | 19043316.5441 | 12997454.8424 | 58127506.3785 | 961560.8286 | 22191273.92 | 22191273.92 | 16930155.7018 | 8908244.0339 | 0 | 81280341.127 | 129310014.7828 | 177827.941 | 31.9478 | 2544.1601 | 4047.5393 | 51.8661 | 82.5146
1 | 5100 | 707 | 0.045 | 15 | 15 | 7 | 2.3714e-10 | 5spot_SharedNeighbor | CO2 | Porous | Wet | R600a | MinimizeLCOE_Brownfield | IgnoreSilica | 2019 | 167.4102 | 47.4073 | 8.0471 | 4 | 2527.2514 | 4019.3872 | 51.5214 | 81.9406 | 176.7367 | 17.5184 | 113.0441 | 10906551.8465 | 0 | 5472149.524 | 0 | 0 | 0 | 2410750.645 | 7327886.286 | 19065656.9601 | 13012702.6354 | 58195697.897 | 961560.8286 | 22191273.92 | 22191273.92 | 16930155.7018 | 8908244.0339 | 0 | 81348532.6456 | 129378206.3013 | 237137.3706 | 32.1885 | 2527.2514 | 4019.3872 | 51.5214 | 81.9406
1 | 5100 | 707 | 0.045 | 15 | 15 | 7 | 3.1623e-10 | 5spot_SharedNeighbor | CO2 | Porous | Wet | R600a | MinimizeLCOE_Brownfield | IgnoreSilica | 2019 | 168.1413 | 47.633 | 8.0923 | 4 | 2514.5558 | 3998.3678 | 51.2626 | 81.5121 | 176.6381 | 17.4811 | 112.8309 | 10931504.0683 | 0 | 5491257.7808 | 0 | 0 | 0 | 2381348.3315 | 7333602.9704 | 19080530.6002 | 13022854.2004 | 58241097.9516 | 961560.8286 | 22191273.92 | 22191273.92 | 16930155.7018 | 8908244.0339 | 0 | 81393932.7002 | 129423606.3559 | 316227.766 | 32.3691 | 2514.5558 | 3998.3678 | 51.2626 | 81.5121
1 | 5100 | 707 | 0.045 | 15 | 15 | 7 | 4.217e-10 | 5spot_SharedNeighbor | CO2 | Porous | Wet | R600a | MinimizeLCOE_Brownfield | IgnoreSilica | 2019 | 168.7092 | 47.8078 | 8.1268 | 4 | 2505.0261 | 3982.5427 | 51.0683 | 81.1895 | 176.561 | 17.452 | 116.4443 | 10950776.9066 | 0 | 5506089.5929 | 0 | 0 | 0 | 2359195.0604 | 7338264.0083 | 19092657.6647 | 13031131.171 | 58278114.4038 | 961560.8286 | 22191273.92 | 22191273.92 | 16930155.7018 | 8908244.0339 | 0 | 81430949.1524 | 129460622.8081 | 421696.5034 | 32.507 | 2505.0261 | 3982.5427 | 51.0683 | 81.1895
1 | 5100 | 707 | 0.045 | 15 | 15 | 7 | 5.6234e-10 | 5spot_SharedNeighbor | CO2 | Porous | Wet | R600a | MinimizeLCOE_Brownfield | IgnoreSilica | 2019 | 169.1398 | 47.9403 | 8.1528 | 4 | 2497.8743 | 3970.6701 | 50.9225 | 80.9475 | 176.5023 | 17.4299 | 119.5708 | 10965325.9595 | 0 | 5517330.3812 | 0 | 0 | 0 | 2342377.1199 | 7341763.0497 | 19101761.4525 | 13037344.6933 | 58305902.6561 | 961560.8286 | 22191273.92 | 22191273.92 | 16930155.7018 | 8908244.0339 | 0 | 81458737.4047 | 129488411.0604 | 562341.3252 | 32.6112 | 2497.8743 | 3970.6701 | 50.9225 | 80.9475
1 | 5100 | 707 | 0.045 | 15 | 15 | 7 | 7.4989e-10 | 5spot_SharedNeighbor | CO2 | Porous | Wet | R600a | MinimizeLCOE_Brownfield | IgnoreSilica | 2019 | 169.4519 | 48.0368 | 8.1721 | 4 | 2492.508 | 3961.8254 | 50.8131 | 80.7672 | 176.4595 | 17.4138 | 106.0913 | 10975830.6436 | 0 | 5525473.3139 | 0 | 0 | 0 | 2329357.1787 | 7343957.8431 | 19107471.8548 | 13041242.1602 | 58323332.9942 | 961560.8286 | 22191273.92 | 22191273.92 | 16930155.7018 | 8908244.0339 | 0 | 81476167.7428 | 129505841.3985 | 749894.2093 | 32.6884 | 2492.508 | 3961.8254 | 50.8131 | 80.7672
1 | 5100 | 707 | 0.045 | 15 | 15 | 7 | 1e-09 | 5spot_SharedNeighbor | CO2 | Porous | Wet | R600a | MinimizeLCOE_Brownfield | IgnoreSilica | 2019 | 169.6929 | 48.1111 | 8.1868 | 4 | 2488.4821 | 3955.1663 | 50.7311 | 80.6314 | 176.4264 | 17.4014 | 121.9133 | 10983922.0284 | 0 | 5531758.2457 | 0 | 0 | 0 | 2319642.4062 | 7345775.8453 | 19112201.9237 | 13044470.5294 | 58337770.9789 | 961560.8286 | 22191273.92 | 22191273.92 | 16930155.7018 | 8908244.0339 | 0 | 81490605.7274 | 129520279.3831 | 1000000 | 32.7471 | 2488.4821 | 3955.1663 | 50.7311 | 80.6314
1 | 5100 | 707 | 0.045 | 15 | 15 | 7 | 1.3335e-09 | 5spot_SharedNeighbor | CO2 | Porous | Wet | R600a | MinimizeLCOE_Brownfield | IgnoreSilica | 2019 | 169.8586 | 48.1628 | 8.1974 | 4 | 2485.462 | 3950.2429 | 50.6695 | 80.531 | 176.4035 | 17.3928 | 116.1827 | 10989473.771 | 0 | 5536080.9756 | 0 | 0 | 0 | 2311983.7862 | 7346640.0278 | 19114450.3492 | 13046005.126 | 58344634.0357 | 961560.8286 | 22191273.92 | 22191273.92 | 16930155.7018 | 8908244.0339 | 0 | 81497468.7843 | 129527142.44 | 1333521.4322 | 32.7897 | 2485.462 | 3950.2429 | 50.6695 | 80.531
1 | 5100 | 707 | 0.045 | 15 | 15 | 7 | 1.7783e-09 | 5spot_SharedNeighbor | CO2 | Porous | Wet | R600a | MinimizeLCOE_Brownfield | IgnoreSilica | 2019 | 169.9977 | 48.2055 | 8.2058 | 4 | 2483.1967 | 3946.4856 | 50.6233 | 80.4544 | 176.3843 | 17.3856 | 120.9942 | 10994129.7423 | 0 | 5539707.3238 | 0 | 0 | 0 | 2306522.9774 | 7347740.417 | 19117313.3362 | 13047959.1734 | 58353372.9701 | 961560.8286 | 22191273.92 | 22191273.92 | 16930155.7018 | 8908244.0339 | 0 | 81506207.7186 | 129535881.3744 | 1778279.41 | 32.8231 | 2483.1967 | 3946.4856 | 50.6233 | 80.4544
1 | 5100 | 707 | 0.045 | 15 | 15 | 7 | 2.3714e-09 | 5spot_SharedNeighbor | CO2 | Porous | Wet | R600a | MinimizeLCOE_Brownfield | IgnoreSilica | 2019 | 170.095 | 48.2357 | 8.2119 | 4 | 2481.4976 | 3943.7007 | 50.5887 | 80.3977 | 176.3709 | 17.3806 | 119.4207 | 10997379.2367 | 0 | 5542242.1958 | 0 | 0 | 0 | 2302260.2343 | 7348333.8501 | 19118857.3274 | 13049012.9792 | 58358085.8235 | 961560.8286 | 22191273.92 | 22191273.92 | 16930155.7018 | 8908244.0339 | 0 | 81510920.5721 | 129540594.2278 | 2371373.7057 | 32.8475 | 2481.4976 | 3943.7007 | 50.5887 | 80.3977
1 | 5100 | 707 | 0.045 | 15 | 15 | 7 | 3.1623e-09 | 5spot_SharedNeighbor | CO2 | Porous | Wet | R600a | MinimizeLCOE_Brownfield | IgnoreSilica | 2019 | 170.1681 | 48.2584 | 8.2164 | 4 | 2480.2233 | 3941.6117 | 50.5627 | 80.3551 | 176.3607 | 17.3768 | 114.9572 | 10999822.189 | 0 | 5544149.1941 | 0 | 0 | 0 | 2299058.7352 | 7348781.7461 | 19120022.661 | 13049808.3433 | 58361642.8686 | 961560.8286 | 22191273.92 | 22191273.92 | 16930155.7018 | 8908244.0339 | 0 | 81514477.6172 | 129544151.2729 | 3162277.6602 | 32.8658 | 2480.2233 | 3941.6117 | 50.5627 | 80.3551
1 | 5100 | 707 | 0.045 | 15 | 15 | 7 | 4.217e-09 | 5spot_SharedNeighbor | CO2 | Porous | Wet | R600a | MinimizeLCOE_Brownfield | IgnoreSilica | 2019 | 170.2265 | 48.2763 | 8.22 | 4 | 2479.2675 | 3940.0298 | 50.5432 | 80.3228 | 176.3527 | 17.3737 | 121.1165 | 11001770.1658 | 0 | 5545669.8474 | 0 | 0 | 0 | 2296725.7613 | 7349224.6521 | 19121175.0114 | 13050594.8461 | 58365160.284 | 961560.8286 | 22191273.92 | 22191273.92 | 16930155.7018 | 8908244.0339 | 0 | 81517995.0326 | 129547668.6883 | 4216965.0343 | 32.8799 | 2479.2675 | 3940.0298 | 50.5432 | 80.3228
1 | 5100 | 707 | 0.045 | 15 | 15 | 7 | 5.6234e-09 | 5spot_SharedNeighbor | CO2 | Porous | Wet | R600a | MinimizeLCOE_Brownfield | IgnoreSilica | 2019 | 170.2756 | 48.2912 | 8.2227 | 4 | 2478.5508 | 3938.8198 | 50.5286 | 80.2982 | 176.3459 | 17.3712 | 112.6334 | 11003409.5715 | 0 | 5546949.0464 | 0 | 0 | 0 | 2295085.4453 | 7349723.1846 | 19122472.0909 | 13051480.1296 | 58369119.4683 | 961560.8286 | 22191273.92 | 22191273.92 | 16930155.7018 | 8908244.0339 | 0 | 81521954.2169 | 129551627.8726 | 5623413.2519 | 32.891 | 2478.5508 | 3938.8198 | 50.5286 | 80.2982
1 | 5100 | 707 | 0.045 | 15 | 15 | 7 | 7.4989e-09 | 5spot_SharedNeighbor | CO2 | Porous | Wet | R600a | MinimizeLCOE_Brownfield | IgnoreSilica | 2019 | 170.2996 | 48.299 | 8.2245 | 4 | 2478.0133 | 3937.9696 | 50.5177 | 80.2808 | 176.3425 | 17.3699 | 117.9284 | 11004210.4096 | 0 | 5547576.5511 | 0 | 0 | 0 | 2293585.123 | 7349695.1127 | 19122399.0533 | 13051430.2799 | 58368896.5296 | 961560.8286 | 22191273.92 | 22191273.92 | 16930155.7018 | 8908244.0339 | 0 | 81521731.2782 | 129551404.9339 | 7498942.0933 | 32.898 | 2478.0133 | 3937.9696 | 50.5177 | 80.2808
1 | 5100 | 707 | 0.045 | 15 | 15 | 7 | 1e-08 | 5spot_SharedNeighbor | CO2 | Porous | Wet | R600a | MinimizeLCOE_Brownfield | IgnoreSilica | 2019 | 170.3339 | 48.3092 | 8.2262 | 4 | 2477.6102 | 3937.2595 | 50.5094 | 80.2664 | 176.3378 | 17.3682 | 110.0439 | 11005355.8235 | 0 | 5548469.5079 | 0 | 0 | 0 | 2292800.6769 | 7350184.1432 | 19123671.4106 | 13052298.6899 | 58372780.252 | 961560.8286 | 22191273.92 | 22191273.92 | 16930155.7018 | 8908244.0339 | 0 | 81525615.0006 | 129555288.6563 | 10000000 | 32.9049 | 2477.6102 | 3937.2595 | 50.5094 | 80.2664
1 | 5200 | 707 | 0.045 | 15 | 15 | 7 | 1e-13 | 5spot_SharedNeighbor | CO2 | Porous | Wet | R600a | MinimizeLCOE_Brownfield | IgnoreSilica | 2019 | 2.9593 | 0.29207 | 0.027412 | 4 | 248739.094 | 697379.9152 | 5070.8829 | 14217.0328 | 127.1798 | 20.0937 | 40.4138 | 491735.1565 | 0 | 216811.7669 | 0 | 0 | 0 | 437127.8106 | 446813.1463 | 1162516.1527 | 793441.1615 | 3548445.1946 | 961560.8286 | 22763695.9669 | 22763695.9669 | 17318556.9989 | 9110239.6917 | 0 | 27273701.9902 | 76466194.6478 | 100 | 0.10965 | 248739.094 | 697379.9152 | 5070.8829 | 14217.0328
1 | 5200 | 707 | 0.045 | 15 | 15 | 7 | 1.3335e-13 | 5spot_SharedNeighbor | CO2 | Porous | Wet | R600a | MinimizeLCOE_Brownfield | IgnoreSilica | 2019 | 4.0265 | 0.52152 | 0.055036 | 4 | 128704.1099 | 352160.9118 | 2623.8074 | 7179.2765 | 139.5276 | 20.5907 | 42.7488 | 661868.5474 | 0 | 277380.3676 | 0 | 0 | 0 | 548545.3694 | 580239.7709 | 1509664.8604 | 1030377.2877 | 4608076.2034 | 961560.8286 | 22763695.9669 | 22763695.9669 | 17318556.9989 | 9110239.6917 | 0 | 28333332.9989 | 77525825.6565 | 133.3521 | 0.22014 | 128704.1099 | 352160.9118 | 2623.8074 | 7179.2765
1 | 5200 | 707 | 0.045 | 15 | 15 | 7 | 1.7783e-13 | 5spot_SharedNeighbor | CO2 | Porous | Wet | R600a | MinimizeLCOE_Brownfield | IgnoreSilica | 2019 | 5.3493 | 0.8352 | 0.094554 | 4 | 78078.9243 | 208142.7927 | 1591.7445 | 4243.2724 | 149.6142 | 20.9492 | 53.103 | 857733.5128 | 0 | 348154.878 | 0 | 0 | 0 | 668545.0385 | 731029.0374 | 1901987.6008 | 1298145.6195 | 5805595.687 | 961560.8286 | 22763695.9669 | 22763695.9669 | 17318556.9989 | 9110239.6917 | 0 | 29530852.4826 | 78723345.1401 | 177.8279 | 0.37822 | 78078.9243 | 208142.7927 | 1591.7445 | 4243.2724
1 | 5200 | 707 | 0.045 | 15 | 15 | 7 | 2.3714e-13 | 5spot_SharedNeighbor | CO2 | Porous | Wet | R600a | MinimizeLCOE_Brownfield | IgnoreSilica | 2019 | 7.0077 | 1.2529 | 0.14906 | 4 | 51830.5165 | 134336.8127 | 1056.6352 | 2738.6376 | 157.8841 | 21.2152 | 52.8499 | 1084990.8835 | 0 | 432107.6404 | 0 | 0 | 0 | 800278.2622 | 903776.9466 | 2351442.2248 | 1604907.6358 | 7177503.5933 | 961560.8286 | 22763695.9669 | 22763695.9669 | 17318556.9989 | 9110239.6917 | 0 | 30902760.3888 | 80095253.0464 | 237.1374 | 0.59623 | 51830.5165 | 134336.8127 | 1056.6352 | 2738.6376
1 | 5200 | 707 | 0.045 | 15 | 15 | 7 | 3.1623e-13 | 5spot_SharedNeighbor | CO2 | Porous | Wet | R600a | MinimizeLCOE_Brownfield | IgnoreSilica | 2019 | 9.1271 | 1.806 | 0.22283 | 4 | 36479.0458 | 91668.6057 | 743.6747 | 1868.7885 | 164.7173 | 21.4167 | 57.7083 | 1353466.2143 | 0 | 533826.0994 | 0 | 0 | 0 | 950661.8614 | 1106802.1283 | 2879672.1015 | 1965435.3806 | 8789863.7857 | 961560.8286 | 22763695.9669 | 22763695.9669 | 17318556.9989 | 9110239.6917 | 0 | 32515120.5813 | 81707613.2388 | 316.2278 | 0.89134 | 36479.0458 | 91668.6057 | 743.6747 | 1868.7885
1 | 5200 | 707 | 0.045 | 15 | 15 | 7 | 4.217e-13 | 5spot_SharedNeighbor | CO2 | Porous | Wet | R600a | MinimizeLCOE_Brownfield | IgnoreSilica | 2019 | 11.7996 | 2.5214 | 0.32114 | 4 | 26763.5095 | 65058.389 | 545.6103 | 1326.3033 | 170.2309 | 21.5662 | 59.4606 | 1666457.17 | 0 | 655582.4024 | 0 | 0 | 0 | 1117902.215 | 1341577.2971 | 3490508.9317 | 2382344.0687 | 10654372.0849 | 961560.8286 | 22763695.9669 | 22763695.9669 | 17318556.9989 | 9110239.6917 | 0 | 34379628.8804 | 83572121.538 | 421.6965 | 1.2846 | 26763.5095 | 65058.389 | 545.6103 | 1326.3033
1 | 5200 | 707 | 0.045 | 15 | 15 | 7 | 5.6234e-13 | 5spot_SharedNeighbor | CO2 | Porous | Wet | R600a | MinimizeLCOE_Brownfield | IgnoreSilica | 2019 | 15.1855 | 3.4426 | 0.45097 | 4 | 20264.2548 | 47534.9335 | 413.1142 | 969.0639 | 174.6708 | 21.6749 | 55.8186 | 2033494.1887 | 0 | 802187.5673 | 0 | 0 | 0 | 1306254.2886 | 1615355.0574 | 4202822.5046 | 2868512.7187 | 12828626.3255 | 961560.8286 | 22763695.9669 | 22763695.9669 | 17318556.9989 | 9110239.6917 | 0 | 36553883.121 | 85746375.7786 | 562.3413 | 1.8039 | 20264.2548 | 47534.9335 | 413.1142 | 969.0639
1 | 5200 | 707 | 0.045 | 15 | 15 | 7 | 7.4989e-13 | 5spot_SharedNeighbor | CO2 | Porous | Wet | R600a | MinimizeLCOE_Brownfield | IgnoreSilica | 2019 | 19.4561 | 4.6181 | 0.6209 | 4 | 15735.2466 | 35542.1587 | 320.7843 | 724.575 | 178.2065 | 21.7482 | 63.1826 | 2462511.9151 | 0 | 978084.7681 | 0 | 0 | 0 | 1516968.9854 | 1933450.6108 | 5030441.8839 | 3433379.951 | 15354838.1144 | 961560.8286 | 22763695.9669 | 22763695.9669 | 17318556.9989 | 9110239.6917 | 0 | 39080094.9099 | 88272587.5675 | 749.8942 | 2.4836 | 15735.2466 | 35542.1587 | 320.7843 | 724.575
1 | 5200 | 707 | 0.045 | 15 | 15 | 7 | 1e-12 | 5spot_SharedNeighbor | CO2 | Porous | Wet | R600a | MinimizeLCOE_Brownfield | IgnoreSilica | 2019 | 24.8003 | 6.1028 | 0.84123 | 4 | 12479.5089 | 27098.642 | 254.4117 | 552.4425 | 180.9848 | 21.7879 | 78.9069 | 2960730.5442 | 0 | 1187674.0394 | 0 | 0 | 0 | 1749572.4073 | 2300211.0265 | 5984677.2527 | 4084665.1978 | 18267530.4678 | 961560.8286 | 22763695.9669 | 22763695.9669 | 17318556.9989 | 9110239.6917 | 0 | 41992787.2634 | 91185279.9209 | 1000 | 3.3649 | 12479.5089 | 27098.642 | 254.4117 | 552.4425
1 | 5200 | 707 | 0.045 | 15 | 15 | 7 | 1.3335e-12 | 5spot_SharedNeighbor | CO2 | Porous | Wet | R600a | MinimizeLCOE_Brownfield | IgnoreSilica | 2019 | 31.4512 | 7.964 | 1.1242 | 4 | 10081.885 | 21021.1487 | 205.5329 | 428.5445 | 183.1397 | 21.7923 | 59.6108 | 3536840.921 | 0 | 1436291.6506 | 0 | 0 | 0 | 2004569.0728 | 2721303.6413 | 7080273.8585 | 4832432.3935 | 21611711.5377 | 961560.8286 | 22763695.9669 | 22763695.9669 | 17318556.9989 | 9110239.6917 | 0 | 45336968.3333 | 94529460.9908 | 1333.5214 | 4.4969 | 10081.885 | 21021.1487 | 205.5329 | 428.5445
1 | 5200 | 707 | 0.045 | 15 | 15 | 7 | 1.7783e-12 | 5spot_SharedNeighbor | CO2 | Porous | Wet | R600a | MinimizeLCOE_Brownfield | IgnoreSilica | 2019 | 39.6413 | 10.2711 | 1.4831 | 4 | 8282.7453 | 16574.9684 | 168.855 | 337.9031 | 184.7688 | 21.7554 | 61.7247 | 4196567.4519 | 0 | 1728425.1755 | 0 | 0 | 0 | 2279376.1802 | 3199703.835 | 8324973.0291 | 5681965.1535 | 25411010.8253 | 961560.8286 | 22763695.9669 | 22763695.9669 | 17318556.9989 | 9110239.6917 | 0 | 49136267.6208 | 98328760.2784 | 1778.2794 | 5.9324 | 8282.7453 | 16574.9684 | 168.855 | 337.9031
1 | 5200 | 707 | 0.045 | 15 | 15 | 7 | 2.3714e-12 | 5spot_SharedNeighbor | CO2 | Porous | Wet | R600a | MinimizeLCOE_Brownfield | IgnoreSilica | 2019 | 49.5091 | 13.0708 | 1.9291 | 4 | 6913.561 | 13288.4581 | 140.9423 | 270.9032 | 185.9343 | 21.667 | 86.0725 | 4936225.5163 | 0 | 2064812.2845 | 0 | 0 | 0 | 2563528.2737 | 3730180.7691 | 9705165.1958 | 6623974.6673 | 29623886.7067 | 961560.8286 | 22763695.9669 | 22763695.9669 | 17318556.9989 | 9110239.6917 | 0 | 53349143.5023 | 102541636.1598 | 2371.3737 | 7.7166 | 6913.561 | 13288.4581 | 140.9423 | 270.9032
1 | 5200 | 707 | 0.045 | 15 | 15 | 7 | 3.1623e-12 | 5spot_SharedNeighbor | CO2 | Porous | Wet | R600a | MinimizeLCOE_Brownfield | IgnoreSilica | 2019 | 61.0561 | 16.3723 | 2.4681 | 4 | 5861.8802 | 10844.7169 | 119.5024 | 221.0842 | 186.673 | 21.5143 | 81.2829 | 5741803.5412 | 0 | 2441829.9964 | 0 | 0 | 0 | 2840809.0942 | 4299532.6264 | 11186501.9384 | 7635017.4326 | 34145494.629 | 961560.8286 | 22763695.9669 | 22763695.9669 | 17318556.9989 | 9110239.6917 | 0 | 57870751.4246 | 107063244.0821 | 3162.2777 | 9.8724 | 5861.8802 | 10844.7169 | 119.5024 | 221.0842
1 | 5200 | 707 | 0.045 | 15 | 15 | 7 | 4.217e-12 | 5spot_SharedNeighbor | CO2 | Porous | Wet | R600a | MinimizeLCOE_Brownfield | IgnoreSilica | 2019 | 74.025 | 20.1118 | 3.0937 | 4 | 5050.7395 | 9025.9071 | 102.9662 | 184.0053 | 186.9969 | 21.286 | 94.5672 | 6583574.8388 | 0 | 2848624.3991 | 0 | 0 | 0 | 3087725.7415 | 4882770.742 | 12703967.8766 | 8670719.1162 | 38777382.7141 | 961560.8286 | 22763695.9669 | 22763695.9669 | 17318556.9989 | 9110239.6917 | 0 | 62502639.5097 | 111695132.1672 | 4216.965 | 12.3749 | 5050.7395 | 9025.9071 | 102.9662 | 184.0053
1 | 5200 | 707 | 0.045 | 15 | 15 | 7 | 5.6234e-12 | 5spot_SharedNeighbor | CO2 | Porous | Wet | R600a | MinimizeLCOE_Brownfield | IgnoreSilica | 2019 | 87.8159 | 24.1245 | 3.7825 | 4 | 4425.4562 | 7676.7987 | 90.2189 | 156.5019 | 186.9211 | 20.9803 | 107.8415 | 7415783.2456 | 0 | 3265808.5093 | 0 | 0 | 0 | 3276407.0517 | 5443619.5346 | 14163181.389 | 9666662.3223 | 43231462.0525 | 961560.8286 | 22763695.9669 | 22763695.9669 | 17318556.9989 | 9110239.6917 | 0 | 66956718.8481 | 116149211.5056 | 5623.4133 | 15.1299 | 4425.4562 | 7676.7987 | 90.2189 | 156.5019
1 | 5200 | 707 | 0.045 | 15 | 15 | 7 | 7.4989e-12 | 5spot_SharedNeighbor | CO2 | Porous | Wet | R600a | MinimizeLCOE_Brownfield | IgnoreSilica | 2019 | 101.6233 | 28.1796 | 4.4961 | 4 | 3945.2153 | 6680.5093 | 80.4285 | 136.1912 | 186.4996 | 20.6104 | 104.0561 | 8190371.853 | 0 | 3670514.4498 | 0 | 0 | 0 | 3387101.7764 | 5946715.3509 | 15472133.5039 | 10560049.037 | 47226885.9709 | 961560.8286 | 22763695.9669 | 22763695.9669 | 17318556.9989 | 9110239.6917 | 0 | 70952142.7665 | 120144635.424 | 7498.9421 | 17.9844 | 3945.2153 | 6680.5093 | 80.4285 | 136.1912
1 | 5200 | 707 | 0.045 | 15 | 15 | 7 | 1e-11 | 5spot_SharedNeighbor | CO2 | Porous | Wet | R600a | MinimizeLCOE_Brownfield | IgnoreSilica | 2019 | 114.646 | 32.0398 | 5.1911 | 4 | 3578.1588 | 5947.2574 | 72.9456 | 121.2429 | 185.8286 | 20.2027 | 103.1907 | 8870336.3105 | 0 | 4042214.3007 | 0 | 0 | 0 | 3415602.5432 | 6367979.7302 | 16568177.0058 | 11308121.2485 | 50572431.1391 | 961560.8286 | 22763695.9669 | 22763695.9669 | 17318556.9989 | 9110239.6917 | 0 | 74297687.9346 | 123490180.5922 | 10000 | 20.7642 | 3578.1588 | 5947.2574 | 72.9456 | 121.2429
1 | 5200 | 707 | 0.045 | 15 | 15 | 7 | 1.3335e-11 | 5spot_SharedNeighbor | CO2 | Porous | Wet | R600a | MinimizeLCOE_Brownfield | IgnoreSilica | 2019 | 126.2318 | 35.5056 | 5.8285 | 4 | 3299.1275 | 5409.1248 | 67.2572 | 110.2723 | 185.0293 | 19.793 | 102.0981 | 9435344.7215 | 0 | 4365835.261 | 0 | 0 | 0 | 3372300.6051 | 6697657.4291 | 17425930.7521 | 11893555.8054 | 53190624.5742 | 961560.8286 | 22763695.9669 | 22763695.9669 | 17318556.9989 | 9110239.6917 | 0 | 76915881.3697 | 126108374.0273 | 13335.2143 | 23.314 | 3299.1275 | 5409.1248 | 67.2572 | 110.2723
1 | 5200 | 707 | 0.045 | 15 | 15 | 7 | 1.7783e-11 | 5spot_SharedNeighbor | CO2 | Porous | Wet | R600a | MinimizeLCOE_Brownfield | IgnoreSilica | 2019 | 136.066 | 38.4731 | 6.3845 | 4 | 3087.8085 | 5014.0503 | 62.9492 | 102.2182 | 184.2079 | 19.4098 | 106.1234 | 9885567.9438 | 0 | 4635878.9783 | 0 | 0 | 0 | 3278646.6231 | 6942036.4826 | 18061754.9203 | 12327518.8651 | 55131403.8132 | 961560.8286 | 22763695.9669 | 22763695.9669 | 17318556.9989 | 9110239.6917 | 0 | 78856660.6088 | 128049153.2663 | 17782.7941 | 25.5381 | 3087.8085 | 5014.0503 | 62.9492 | 102.2182
1 | 5200 | 707 | 0.045 | 15 | 15 | 7 | 2.3714e-11 | 5spot_SharedNeighbor | CO2 | Porous | Wet | R600a | MinimizeLCOE_Brownfield | IgnoreSilica | 2019 | 144.1318 | 40.9255 | 6.8508 | 4 | 2928.2174 | 4723.3435 | 59.6957 | 96.2917 | 183.4378 | 19.0708 | 103.3732 | 10234542.3918 | 0 | 4854451.5642 | 0 | 0 | 0 | 3158703.8791 | 7116602.1557 | 18515938.9933 | 12637508.8274 | 56517747.8115 | 961560.8286 | 22763695.9669 | 22763695.9669 | 17318556.9989 | 9110239.6917 | 0 | 80243004.6071 | 129435497.2646 | 23713.7371 | 27.4034 | 2928.2174 | 4723.3435 | 59.6957 | 96.2917
1 | 5200 | 707 | 0.045 | 15 | 15 | 7 | 3.1623e-11 | 5spot_SharedNeighbor | CO2 | Porous | Wet | R600a | MinimizeLCOE_Brownfield | IgnoreSilica | 2019 | 150.5554 | 42.8921 | 7.2297 | 4 | 2807.9033 | 4508.9564 | 57.2429 | 91.9212 | 182.7622 | 18.7847 | 121.3051 | 10499178.9362 | 0 | 5026774.8701 | 0 | 0 | 0 | 3031151.7512 | 7237271.1674 | 18829895.0092 | 12851790.2594 | 57476061.9934 | 961560.8286 | 22763695.9669 | 22763695.9669 | 17318556.9989 | 9110239.6917 | 0 | 81201318.789 | 130393811.4465 | 31622.7766 | 28.9188 | 2807.9033 | 4508.9564 | 57.2429 | 91.9212
1 | 5200 | 707 | 0.045 | 15 | 15 | 7 | 4.217e-11 | 5spot_SharedNeighbor | CO2 | Porous | Wet | R600a | MinimizeLCOE_Brownfield | IgnoreSilica | 2019 | 155.5667 | 44.4355 | 7.5305 | 4 | 2717.2957 | 4350.4106 | 55.3957 | 88.689 | 182.1963 | 18.5514 | 101.2102 | 10697293.6621 | 0 | 5160188.8859 | 0 | 0 | 0 | 2909078.0787 | 7318958.6444 | 19042429.0679 | 12996849.1216 | 58124797.4606 | 961560.8286 | 22763695.9669 | 22763695.9669 | 17318556.9989 | 9110239.6917 | 0 | 81850054.2561 | 131042546.9137 | 42169.6503 | 30.1219 | 2717.2957 | 4350.4106 | 55.3957 | 88.689
1 | 5200 | 707 | 0.045 | 15 | 15 | 7 | 5.6234e-11 | 5spot_SharedNeighbor | CO2 | Porous | Wet | R600a | MinimizeLCOE_Brownfield | IgnoreSilica | 2019 | 159.4519 | 45.6372 | 7.7661 | 4 | 2649.1064 | 4232.6726 | 54.0056 | 86.2888 | 181.7338 | 18.3644 | 105.1263 | 10845775.4864 | 0 | 5263032.9738 | 0 | 0 | 0 | 2800710.4598 | 7374712.3788 | 19187488.848 | 13095855.4023 | 58567575.549 | 961560.8286 | 22763695.9669 | 22763695.9669 | 17318556.9989 | 9110239.6917 | 0 | 82292832.3446 | 131485325.0021 | 56234.1325 | 31.0644 | 2649.1064 | 4232.6726 | 54.0056 | 86.2888
1 | 5200 | 707 | 0.045 | 15 | 15 | 7 | 7.4989e-11 | 5spot_SharedNeighbor | CO2 | Porous | Wet | R600a | MinimizeLCOE_Brownfield | IgnoreSilica | 2019 | 162.4191 | 46.5585 | 7.9481 | 4 | 2597.8151 | 4145.1239 | 52.96 | 84.504 | 181.3664 | 18.2179 | 116.1128 | 10956110.4566 | 0 | 5341238.5395 | 0 | 0 | 0 | 2708275.8379 | 7412193.6853 | 19285007.5191 | 13162413.8991 | 58865239.9375 | 961560.8286 | 22763695.9669 | 22763695.9669 | 17318556.9989 | 9110239.6917 | 0 | 82590496.7331 | 131782989.3907 | 74989.4209 | 31.7923 | 2597.8151 | 4145.1239 | 52.96 | 84.504
1 | 5200 | 707 | 0.045 | 15 | 15 | 7 | 1e-10 | 5spot_SharedNeighbor | CO2 | Porous | Wet | R600a | MinimizeLCOE_Brownfield | IgnoreSilica | 2019 | 164.6823 | 47.2632 | 8.0877 | 4 | 2559.2515 | 4079.8381 | 52.1738 | 83.173 | 181.0778 | 18.104 | 122.1298 | 11038461.373 | 0 | 5400696.4787 | 0 | 0 | 0 | 2632279.433 | 7437860.541 | 19351787.4128 | 13207992.5487 | 59069077.7873 | 961560.8286 | 22763695.9669 | 22763695.9669 | 17318556.9989 | 9110239.6917 | 0 | 82794334.5828 | 131986827.2404 | 100000 | 32.351 | 2559.2515 | 4079.8381 | 52.1738 | 83.173
1 | 5200 | 707 | 0.045 | 15 | 15 | 7 | 1.3335e-10 | 5spot_SharedNeighbor | CO2 | Porous | Wet | R600a | MinimizeLCOE_Brownfield | IgnoreSilica | 2019 | 166.3897 | 47.7962 | 8.194 | 4 | 2530.2692 | 4031.1357 | 51.583 | 82.1802 | 180.8552 | 18.0168 | 121.5782 | 11099541.9303 | 0 | 5445445.8145 | 0 | 0 | 0 | 2570980.7944 | 7455227.7303 | 19396973.2767 | 13238832.8293 | 59207002.3754 | 961560.8286 | 22763695.9669 | 22763695.9669 | 17318556.9989 | 9110239.6917 | 0 | 82932259.171 | 132124751.8285 | 133352.1432 | 32.7761 | 2530.2692 | 4031.1357 | 51.583 | 82.1802
1 | 5200 | 707 | 0.045 | 15 | 15 | 7 | 1.7783e-10 | 5spot_SharedNeighbor | CO2 | Porous | Wet | R600a | MinimizeLCOE_Brownfield | IgnoreSilica | 2019 | 167.6855 | 48.2013 | 8.2748 | 4 | 2508.4961 | 3994.7072 | 51.1391 | 81.4375 | 180.6834 | 17.95 | 121.4349 | 11145292.2708 | 0 | 5479345.4603 | 0 | 0 | 0 | 2522684.3481 | 7467455.6109 | 19428787.7139 | 13260546.8364 | 59304112.2405 | 961560.8286 | 22763695.9669 | 22763695.9669 | 17318556.9989 | 9110239.6917 | 0 | 83029369.0361 | 132221861.6936 | 177827.941 | 33.0993 | 2508.4961 | 3994.7072 | 51.1391 | 81.4375
1 | 5200 | 707 | 0.045 | 15 | 15 | 7 | 2.3714e-10 | 5spot_SharedNeighbor | CO2 | Porous | Wet | R600a | MinimizeLCOE_Brownfield | IgnoreSilica | 2019 | 168.6601 | 48.5064 | 8.3359 | 4 | 2492.1444 | 3967.4678 | 50.8057 | 80.8822 | 180.5526 | 17.8993 | 124.0731 | 11179354.9603 | 0 | 5504808.0269 | 0 | 0 | 0 | 2484962.2456 | 7475958.8408 | 19450911.3737 | 13275646.6888 | 59371642.1362 | 961560.8286 | 22763695.9669 | 22763695.9669 | 17318556.9989 | 9110239.6917 | 0 | 83096898.9317 | 132289391.5893 | 237137.3706 | 33.3435 | 2492.1444 | 3967.4678 | 50.8057 | 80.8822
1 | 5200 | 707 | 0.045 | 15 | 15 | 7 | 3.1623e-10 | 5spot_SharedNeighbor | CO2 | Porous | Wet | R600a | MinimizeLCOE_Brownfield | IgnoreSilica | 2019 | 169.3787 | 48.7322 | 8.3816 | 4 | 2479.868 | 3947.1468 | 50.5555 | 80.4679 | 180.4552 | 17.8617 | 110.3794 | 11204275.8964 | 0 | 5523564.7058 | 0 | 0 | 0 | 2455494.4315 | 7481500.6632 | 19465330.0587 | 13285487.7376 | 59415653.4933 | 961560.8286 | 22763695.9669 | 22763695.9669 | 17318556.9989 | 9110239.6917 | 0 | 83140910.2888 | 132333402.9464 | 316227.766 | 33.5263 | 2479.868 | 3947.1468 | 50.5555 | 80.4679
1 | 5200 | 707 | 0.045 | 15 | 15 | 7 | 4.217e-10 | 5spot_SharedNeighbor | CO2 | Porous | Wet | R600a | MinimizeLCOE_Brownfield | IgnoreSilica | 2019 | 169.9318 | 48.9056 | 8.4164 | 4 | 2470.6535 | 3931.8711 | 50.3676 | 80.1565 | 180.3798 | 17.8326 | 111.6511 | 11223346.5188 | 0 | 5537988.5041 | 0 | 0 | 0 | 2433191.1588 | 7485865.2109 | 19476685.7165 | 13293238.2074 | 59450315.3165 | 961560.8286 | 22763695.9669 | 22763695.9669 | 17318556.9989 | 9110239.6917 | 0 | 83175572.1121 | 132368064.7696 | 421696.5034 | 33.6654 | 2470.6535 | 3931.8711 | 50.3676 | 80.1565
1 | 5200 | 707 | 0.045 | 15 | 15 | 7 | 5.6234e-10 | 5spot_SharedNeighbor | CO2 | Porous | Wet | R600a | MinimizeLCOE_Brownfield | IgnoreSilica | 2019 | 170.3534 | 49.0377 | 8.4427 | 4 | 2463.7386 | 3920.4008 | 50.2266 | 79.9227 | 180.322 | 17.8104 | 111.3351 | 11237818.9357 | 0 | 5548976.3052 | 0 | 0 | 0 | 2416315.9895 | 7489213.3798 | 19485396.9654 | 13299183.8138 | 59476905.3894 | 961560.8286 | 22763695.9669 | 22763695.9669 | 17318556.9989 | 9110239.6917 | 0 | 83202162.185 | 132394654.8425 | 562341.3252 | 33.7707 | 2463.7386 | 3920.4008 | 50.2266 | 79.9227
1 | 5200 | 707 | 0.045 | 15 | 15 | 7 | 7.4989e-10 | 5spot_SharedNeighbor | CO2 | Porous | Wet | R600a | MinimizeLCOE_Brownfield | IgnoreSilica | 2019 | 170.6675 | 49.1362 | 8.4624 | 4 | 2458.5503 | 3911.817 | 50.1209 | 79.7477 | 180.2788 | 17.7938 | 121.0845 | 11248565.7353 | 0 | 5557160.457 | 0 | 0 | 0 | 2403446.0375 | 7491577.1696 | 19491547.0615 | 13303381.3807 | 59495677.8416 | 961560.8286 | 22763695.9669 | 22763695.9669 | 17318556.9989 | 9110239.6917 | 0 | 83220934.6372 | 132413427.2947 | 749894.2093 | 33.8496 | 2458.5503 | 3911.817 | 50.1209 | 79.7477
1 | 5200 | 707 | 0.045 | 15 | 15 | 7 | 1e-09 | 5spot_SharedNeighbor | CO2 | Porous | Wet | R600a | MinimizeLCOE_Brownfield | IgnoreSilica | 2019 | 170.8844 | 49.205 | 8.4767 | 4 | 2454.6579 | 3905.4678 | 50.0415 | 79.6182 | 180.2488 | 17.7823 | 126.0441 | 11255961.971 | 0 | 5562809.3598 | 0 | 0 | 0 | 2393291.8843 | 7492704.6539 | 19494480.5443 | 13305383.543 | 59504631.9563 | 961560.8286 | 22763695.9669 | 22763695.9669 | 17318556.9989 | 9110239.6917 | 0 | 83229888.7519 | 132422381.4094 | 1000000 | 33.9069 | 2454.6579 | 3905.4678 | 50.0415 | 79.6182
1 | 5200 | 707 | 0.045 | 15 | 15 | 7 | 1.3335e-09 | 5spot_SharedNeighbor | CO2 | Porous | Wet | R600a | MinimizeLCOE_Brownfield | IgnoreSilica | 2019 | 171.0696 | 49.2628 | 8.4881 | 4 | 2451.7381 | 3900.6089 | 49.982 | 79.5192 | 180.2232 | 17.7724 | 122.558 | 11262273.4485 | 0 | 5567632.4199 | 0 | 0 | 0 | 2386113.5021 | 7494247.5545 | 19498494.8551 | 13308123.3926 | 59516885.1726 | 961560.8286 | 22763695.9669 | 22763695.9669 | 17318556.9989 | 9110239.6917 | 0 | 83242141.9682 | 132434634.6257 | 1333521.4322 | 33.9523 | 2451.7381 | 3900.6089 | 49.982 | 79.5192
1 | 5200 | 707 | 0.045 | 15 | 15 | 7 | 1.7783e-09 | 5spot_SharedNeighbor | CO2 | Porous | Wet | R600a | MinimizeLCOE_Brownfield | IgnoreSilica | 2019 | 171.2035 | 49.3048 | 8.4965 | 4 | 2449.548 | 3896.9889 | 49.9374 | 79.4454 | 180.2046 | 17.7653 | 100.0647 | 11266829.1086 | 0 | 5571119.3557 | 0 | 0 | 0 | 2380591.3705 | 7495230.5356 | 19501052.3704 | 13309868.9493 | 59524691.69 | 961560.8286 | 22763695.9669 | 22763695.9669 | 17318556.9989 | 9110239.6917 | 0 | 83249948.4856 | 132442441.1432 | 1778279.41 | 33.9858 | 2449.548 | 3896.9889 | 49.9374 | 79.4454
1 | 5200 | 707 | 0.045 | 15 | 15 | 7 | 2.3714e-09 | 5spot_SharedNeighbor | CO2 | Porous | Wet | R600a | MinimizeLCOE_Brownfield | IgnoreSilica | 2019 | 171.2935 | 49.3334 | 8.5025 | 4 | 2447.9054 | 3894.321 | 49.9039 | 79.391 | 180.1921 | 17.7605 | 111.9219 | 11269884.4542 | 0 | 5573462.3894 | 0 | 0 | 0 | 2376207.6127 | 7495626.238 | 19502081.9068 | 13310571.6291 | 59527834.2303 | 961560.8286 | 22763695.9669 | 22763695.9669 | 17318556.9989 | 9110239.6917 | 0 | 83253091.0259 | 132445583.6834 | 2371373.7057 | 34.0099 | 2447.9054 | 3894.321 | 49.9039 | 79.391
1 | 5200 | 707 | 0.045 | 15 | 15 | 7 | 3.1623e-09 | 5spot_SharedNeighbor | CO2 | Porous | Wet | R600a | MinimizeLCOE_Brownfield | IgnoreSilica | 2019 | 171.3667 | 49.3564 | 8.5071 | 4 | 2446.6734 | 3892.2958 | 49.8787 | 79.3497 | 180.1819 | 17.7566 | 109.3899 | 11272367.8317 | 0 | 5575366.7121 | 0 | 0 | 0 | 2373032.8961 | 7496099.3016 | 19503312.7213 | 13311411.6853 | 59531591.148 | 961560.8286 | 22763695.9669 | 22763695.9669 | 17318556.9989 | 9110239.6917 | 0 | 83256847.9436 | 132449340.6011 | 3162277.6602 | 34.0286 | 2446.6734 | 3892.2958 | 49.8787 | 79.3497
1 | 5200 | 707 | 0.045 | 15 | 15 | 7 | 4.217e-09 | 5spot_SharedNeighbor | CO2 | Porous | Wet | R600a | MinimizeLCOE_Brownfield | IgnoreSilica | 2019 | 171.425 | 49.3747 | 8.5107 | 4 | 2445.7495 | 3890.7621 | 49.8599 | 79.3184 | 180.1738 | 17.7535 | 114.6791 | 11274348.038 | 0 | 5576885.2327 | 0 | 0 | 0 | 2370721.6085 | 7496562.4029 | 19504517.616 | 13312234.0507 | 59535268.9488 | 961560.8286 | 22763695.9669 | 22763695.9669 | 17318556.9989 | 9110239.6917 | 0 | 83260525.7444 | 132453018.4019 | 4216965.0343 | 34.0429 | 2445.7495 | 3890.7621 | 49.8599 | 79.3184
1 | 5200 | 707 | 0.045 | 15 | 15 | 7 | 5.6234e-09 | 5spot_SharedNeighbor | CO2 | Porous | Wet | R600a | MinimizeLCOE_Brownfield | IgnoreSilica | 2019 | 171.4787 | 49.3911 | 8.5137 | 4 | 2445.0566 | 3889.5684 | 49.8458 | 79.2941 | 180.1664 | 17.7507 | 108.3984 | 11276172.8843 | 0 | 5578283.1444 | 0 | 0 | 0 | 2369199.5725 | 7497225.6845 | 19506243.3385 | 13313411.8918 | 59540536.516 | 961560.8286 | 22763695.9669 | 22763695.9669 | 17318556.9989 | 9110239.6917 | 0 | 83265793.3116 | 132458285.9691 | 5623413.2519 | 34.0548 | 2445.0566 | 3889.5684 | 49.8458 | 79.2941
1 | 5200 | 707 | 0.045 | 15 | 15 | 7 | 7.4989e-09 | 5spot_SharedNeighbor | CO2 | Porous | Wet | R600a | MinimizeLCOE_Brownfield | IgnoreSilica | 2019 | 171.4982 | 49.3976 | 8.5154 | 4 | 2444.5369 | 3888.7649 | 49.8352 | 79.2777 | 180.1637 | 17.7496 | 110.9328 | 11276828.6644 | 0 | 5578789.2632 | 0 | 0 | 0 | 2367608.0965 | 7497058.1494 | 19505807.4467 | 13313114.3866 | 59539206.0067 | 961560.8286 | 22763695.9669 | 22763695.9669 | 17318556.9989 | 9110239.6917 | 0 | 83264462.8023 | 132456955.4599 | 7498942.0933 | 34.0614 | 2444.5369 | 3888.7649 | 49.8352 | 79.2777
1 | 5200 | 707 | 0.045 | 15 | 15 | 7 | 1e-08 | 5spot_SharedNeighbor | CO2 | Porous | Wet | R600a | MinimizeLCOE_Brownfield | IgnoreSilica | 2019 | 171.5176 | 49.4039 | 8.5167 | 4 | 2444.1472 | 3888.1409 | 49.8272 | 79.265 | 180.1609 | 17.7486 | 113.3017 | 11277486.5998 | 0 | 5579295.3706 | 0 | 0 | 0 | 2366518.4289 | 7497087.1557 | 19505882.9152 | 13313165.8955 | 59539436.3658 | 961560.8286 | 22763695.9669 | 22763695.9669 | 17318556.9989 | 9110239.6917 | 0 | 83264693.1614 | 132457185.8189 | 10000000 | 34.067 | 2444.1472 | 3888.1409 | 49.8272 | 79.265
1 | 5300 | 707 | 0.045 | 15 | 15 | 7 | 1e-13 | 5spot_SharedNeighbor | CO2 | Porous | Wet | R600a | MinimizeLCOE_Brownfield | IgnoreSilica | 2019 | 3.0325 | 0.3033 | 0.029172 | 4 | 239713.8344 | 671375.585 | 4886.8908 | 13686.8994 | 129.5965 | 20.5761 | 35.8093 | 510027.5132 | 0 | 221089.4158 | 0 | 0 | 0 | 453100.1236 | 461844.6505 | 1201625.0433 | 820133.783 | 3667820.5293 | 961560.8286 | 23341978.1048 | 23341978.1048 | 17712525.3824 | 9314579.3857 | 0 | 27971359.4627 | 78340442.3356 | 100 | 0.11669 | 239713.8344 | 671375.585 | 4886.8908 | 13686.8994
1 | 5300 | 707 | 0.045 | 15 | 15 | 7 | 1.3335e-13 | 5spot_SharedNeighbor | CO2 | Porous | Wet | R600a | MinimizeLCOE_Brownfield | IgnoreSilica | 2019 | 4.1313 | 0.54253 | 0.058405 | 4 | 124448.3441 | 340051.5201 | 2537.0478 | 6932.4102 | 142.3073 | 21.0841 | 58.4929 | 687361.5938 | 0 | 283142.507 | 0 | 0 | 0 | 569572.4212 | 600629.8435 | 1562715.6468 | 1066585.5395 | 4770007.5518 | 961560.8286 | 23341978.1048 | 23341978.1048 | 17712525.3824 | 9314579.3857 | 0 | 29073546.4852 | 79442629.3581 | 133.3521 | 0.23362 | 124448.3441 | 340051.5201 | 2537.0478 | 6932.4102
1 | 5300 | 707 | 0.045 | 15 | 15 | 7 | 1.7783e-13 | 5spot_SharedNeighbor | CO2 | Porous | Wet | R600a | MinimizeLCOE_Brownfield | IgnoreSilica | 2019 | 5.4802 | 0.86745 | 0.10013 | 4 | 75658.8335 | 201414.153 | 1542.4077 | 4106.0999 | 152.5892 | 21.447 | 57.318 | 889519.0326 | 0 | 354951.3621 | 0 | 0 | 0 | 692819.151 | 755542.9228 | 1965767.702 | 1341676.8491 | 6000277.0195 | 961560.8286 | 23341978.1048 | 23341978.1048 | 17712525.3824 | 9314579.3857 | 0 | 30303815.953 | 80672898.8259 | 177.8279 | 0.40053 | 75658.8335 | 201414.153 | 1542.4077 | 4106.0999
1 | 5300 | 707 | 0.045 | 15 | 15 | 7 | 2.3714e-13 | 5spot_SharedNeighbor | CO2 | Porous | Wet | R600a | MinimizeLCOE_Brownfield | IgnoreSilica | 2019 | 7.1929 | 1.3044 | 0.15773 | 4 | 50301.159 | 130134.5665 | 1025.4572 | 2652.9692 | 161.1211 | 21.7194 | 49.4373 | 1127052.2576 | 0 | 441220.567 | 0 | 0 | 0 | 831543.4952 | 935928.3647 | 2435093.6197 | 1662001.4316 | 7432839.7359 | 961560.8286 | 23341978.1048 | 23341978.1048 | 17712525.3824 | 9314579.3857 | 0 | 31736378.6693 | 82105461.5422 | 237.1374 | 0.63093 | 50301.159 | 130134.5665 | 1025.4572 | 2652.9692
1 | 5300 | 707 | 0.045 | 15 | 15 | 7 | 3.1623e-13 | 5spot_SharedNeighbor | CO2 | Porous | Wet | R600a | MinimizeLCOE_Brownfield | IgnoreSilica | 2019 | 9.3512 | 1.8767 | 0.2355 | 4 | 35444.8902 | 88914.8818 | 722.592 | 1812.6501 | 168.0694 | 21.9227 | 58.3208 | 1403745.6699 | 0 | 544287.0543 | 0 | 0 | 0 | 985462.9874 | 1144063.3275 | 2976618.0986 | 2031603.0157 | 9085780.1535 | 961560.8286 | 23341978.1048 | 23341978.1048 | 17712525.3824 | 9314579.3857 | 0 | 33389319.087 | 83758401.9599 | 316.2278 | 0.94201 | 35444.8902 | 88914.8818 | 722.592 | 1812.6501
1 | 5300 | 707 | 0.045 | 15 | 15 | 7 | 4.217e-13 | 5spot_SharedNeighbor | CO2 | Porous | Wet | R600a | MinimizeLCOE_Brownfield | IgnoreSilica | 2019 | 12.0897 | 2.6207 | 0.33919 | 4 | 26030.3551 | 63155.0694 | 530.664 | 1287.5015 | 173.7175 | 22.0745 | 57.59 | 1728398.4256 | 0 | 668442.8633 | 0 | 0 | 0 | 1158965.1103 | 1386764.4957 | 3608076.7533 | 2462586.5227 | 11013234.171 | 961560.8286 | 23341978.1048 | 23341978.1048 | 17712525.3824 | 9314579.3857 | 0 | 35316773.1044 | 85685855.9773 | 421.6965 | 1.3568 | 26030.3551 | 63155.0694 | 530.664 | 1287.5015
1 | 5300 | 707 | 0.045 | 15 | 15 | 7 | 5.6234e-13 | 5spot_SharedNeighbor | CO2 | Porous | Wet | R600a | MinimizeLCOE_Brownfield | IgnoreSilica | 2019 | 15.5534 | 3.5774 | 0.47602 | 4 | 19725.8459 | 46179.1341 | 402.1381 | 941.4241 | 178.2581 | 22.1844 | 62.8666 | 2108503.84 | 0 | 817695.3582 | 0 | 0 | 0 | 1353714.9545 | 1669166.5196 | 4342828.8908 | 2964069.9542 | 13255979.5173 | 961560.8286 | 23341978.1048 | 23341978.1048 | 17712525.3824 | 9314579.3857 | 0 | 37559518.4507 | 87928601.3236 | 562.3413 | 1.9041 | 19725.8459 | 46179.1341 | 402.1381 | 941.4241
1 | 5300 | 707 | 0.045 | 15 | 15 | 7 | 7.4989e-13 | 5spot_SharedNeighbor | CO2 | Porous | Wet | R600a | MinimizeLCOE_Brownfield | IgnoreSilica | 2019 | 19.9165 | 4.797 | 0.655 | 4 | 15328.7983 | 34553.7272 | 312.4983 | 704.4245 | 181.8717 | 22.2579 | 68.0251 | 2552298.0857 | 0 | 996559.2623 | 0 | 0 | 0 | 1571074.9599 | 1996773.6001 | 5195195.3129 | 3545827.5516 | 15857728.7726 | 961560.8286 | 23341978.1048 | 23341978.1048 | 17712525.3824 | 9314579.3857 | 0 | 40161267.706 | 90530350.5789 | 749.8942 | 2.62 | 15328.7983 | 34553.7272 | 312.4983 | 704.4245
1 | 5300 | 707 | 0.045 | 15 | 15 | 7 | 1e-12 | 5spot_SharedNeighbor | CO2 | Porous | Wet | R600a | MinimizeLCOE_Brownfield | IgnoreSilica | 2019 | 25.3876 | 6.3399 | 0.88711 | 4 | 12165.708 | 26360.4782 | 248.0144 | 537.394 | 184.7175 | 22.2968 | 72.9014 | 3068743.8215 | 0 | 1210122.6047 | 0 | 0 | 0 | 1812197.145 | 2375514.7928 | 6180602.2058 | 4218388.0041 | 18865568.574 | 961560.8286 | 23341978.1048 | 23341978.1048 | 17712525.3824 | 9314579.3857 | 0 | 43169107.5074 | 93538190.3803 | 1000 | 3.5484 | 12165.708 | 26360.4782 | 248.0144 | 537.394
1 | 5300 | 707 | 0.045 | 15 | 15 | 7 | 1.3335e-12 | 5spot_SharedNeighbor | CO2 | Porous | Wet | R600a | MinimizeLCOE_Brownfield | IgnoreSilica | 2019 | 32.2017 | 8.2756 | 1.1852 | 4 | 9834.9922 | 20459.6145 | 200.4996 | 417.0969 | 186.9253 | 22.2988 | 61.7263 | 3666347.0395 | 0 | 1463645.224 | 0 | 0 | 0 | 2077062.1048 | 2810751.2036 | 7312998.0674 | 4991271.4481 | 22322075.0874 | 961560.8286 | 23341978.1048 | 23341978.1048 | 17712525.3824 | 9314579.3857 | 0 | 46625614.0208 | 96994696.8937 | 1333.5214 | 4.7408 | 9834.9922 | 20459.6145 | 200.4996 | 417.0969
1 | 5300 | 707 | 0.045 | 15 | 15 | 7 | 1.7783e-12 | 5spot_SharedNeighbor | CO2 | Porous | Wet | R600a | MinimizeLCOE_Brownfield | IgnoreSilica | 2019 | 40.5452 | 10.6631 | 1.5622 | 4 | 8085.3151 | 16145.8963 | 164.8301 | 329.1559 | 188.5854 | 22.2576 | 55.7721 | 4346841.9329 | 0 | 1759882.2995 | 0 | 0 | 0 | 2358872.983 | 3301582.914 | 8590041.4944 | 5862879.8276 | 26220101.4514 | 961560.8286 | 23341978.1048 | 23341978.1048 | 17712525.3824 | 9314579.3857 | 0 | 50523640.3848 | 100892723.2577 | 1778.2794 | 6.2488 | 8085.3151 | 16145.8963 | 164.8301 | 329.1559
1 | 5300 | 707 | 0.045 | 15 | 15 | 7 | 2.3714e-12 | 5spot_SharedNeighbor | CO2 | Porous | Wet | R600a | MinimizeLCOE_Brownfield | IgnoreSilica | 2019 | 50.5956 | 13.5596 | 2.0303 | 4 | 6753.4491 | 12955.6183 | 137.6782 | 264.1178 | 189.7736 | 22.1624 | 77.3656 | 5109705.882 | 0 | 2100983.7965 | 0 | 0 | 0 | 2650498.5458 | 3845863.4075 | 10006147.6912 | 6829401.405 | 30542600.7281 | 961560.8286 | 23341978.1048 | 23341978.1048 | 17712525.3824 | 9314579.3857 | 0 | 54846139.6615 | 105215222.5344 | 2371.3737 | 8.1212 | 6753.4491 | 12955.6183 | 137.6782 | 264.1178
1 | 5300 | 707 | 0.045 | 15 | 15 | 7 | 3.1623e-12 | 5spot_SharedNeighbor | CO2 | Porous | Wet | R600a | MinimizeLCOE_Brownfield | IgnoreSilica | 2019 | 62.3472 | 16.9727 | 2.595 | 4 | 5730.4419 | 10582.9702 | 116.8228 | 215.7482 | 190.5244 | 21.9996 | 71.0613 | 5939876.0687 | 0 | 2483053.5617 | 0 | 0 | 0 | 2934958.1583 | 4429576.2376 | 11524848.7392 | 7865946.0765 | 35178258.8421 | 961560.8286 | 23341978.1048 | 23341978.1048 | 17712525.3824 | 9314579.3857 | 0 | 59481797.7755 | 109850880.6484 | 3162.2777 | 10.38 | 5730.4419 | 10582.9702 | 116.8228 | 215.7482
1 | 5300 | 707 | 0.045 | 15 | 15 | 7 | 4.217e-12 | 5spot_SharedNeighbor | CO2 | Porous | Wet | R600a | MinimizeLCOE_Brownfield | IgnoreSilica | 2019 | 75.4944 | 20.8242 | 3.2483 | 4 | 4941.646 | 8818.2624 | 100.7421 | 179.7722 | 190.8478 | 21.7583 | 92.1451 | 6803828.3877 | 0 | 2893769.227 | 0 | 0 | 0 | 3185922.9054 | 5024573.0028 | 13072908.2718 | 8922528.5169 | 39903530.3116 | 961560.8286 | 23341978.1048 | 23341978.1048 | 17712525.3824 | 9314579.3857 | 0 | 64207069.2451 | 114576152.118 | 4216.965 | 12.9931 | 4941.646 | 8818.2624 | 100.7421 | 179.7722
1 | 5300 | 707 | 0.045 | 15 | 15 | 7 | 5.6234e-12 | 5spot_SharedNeighbor | CO2 | Porous | Wet | R600a | MinimizeLCOE_Brownfield | IgnoreSilica | 2019 | 89.4307 | 24.9445 | 3.9649 | 4 | 4333.8977 | 7509.8527 | 88.3524 | 153.0985 | 190.7624 | 21.437 | 107.0023 | 7655151.8528 | 0 | 3313763.9257 | 0 | 0 | 0 | 3376033.1391 | 5594530.0778 | 14555819.6666 | 9934646.0147 | 44429944.6767 | 961560.8286 | 23341978.1048 | 23341978.1048 | 17712525.3824 | 9314579.3857 | 0 | 68733483.6101 | 119102566.483 | 5623.4133 | 15.8595 | 4333.8977 | 7509.8527 | 88.3524 | 153.0985
1 | 5300 | 707 | 0.045 | 15 | 15 | 7 | 7.4989e-12 | 5spot_SharedNeighbor | CO2 | Porous | Wet | R600a | MinimizeLCOE_Brownfield | IgnoreSilica | 2019 | 103.3017 | 29.0852 | 4.7036 | 4 | 3867.4143 | 6544.5817 | 78.8425 | 133.4202 | 190.3278 | 21.0514 | 101.8537 | 8442818.3516 | 0 | 3718933.7364 | 0 | 0 | 0 | 3484118.9442 | 6101889.7026 | 15875865.3364 | 10835604.3085 | 48459230.3798 | 961560.8286 | 23341978.1048 | 23341978.1048 | 17712525.3824 | 9314579.3857 | 0 | 72762769.3132 | 123131852.1861 | 7498.9421 | 18.8143 | 3867.4143 | 6544.5817 | 78.8425 | 133.4202
1 | 5300 | 707 | 0.045 | 15 | 15 | 7 | 1e-11 | 5spot_SharedNeighbor | CO2 | Porous | Wet | R600a | MinimizeLCOE_Brownfield | IgnoreSilica | 2019 | 116.3413 | 33.0138 | 5.4201 | 4 | 3511.169 | 5834.415 | 71.5799 | 118.9424 | 189.6453 | 20.6295 | 124.5025 | 9132105.0535 | 0 | 4089962.4734 | 0 | 0 | 0 | 3508973.905 | 6525106.1585 | 16976987.7411 | 11587142.9755 | 51820278.307 | 961560.8286 | 23341978.1048 | 23341978.1048 | 17712525.3824 | 9314579.3857 | 0 | 76123817.2405 | 126492900.1134 | 10000 | 21.6805 | 3511.169 | 5834.415 | 71.5799 | 118.9424
1 | 5300 | 707 | 0.045 | 15 | 15 | 7 | 1.3335e-11 | 5spot_SharedNeighbor | CO2 | Porous | Wet | R600a | MinimizeLCOE_Brownfield | IgnoreSilica | 2019 | 127.8908 | 36.5266 | 6.0746 | 4 | 3240.3921 | 5313.323 | 66.0598 | 108.3193 | 188.8375 | 20.2069 | 97.1819 | 9702269.4771 | 0 | 4411677.6009 | 0 | 0 | 0 | 3460682.4409 | 6854105.5124 | 17832976.5728 | 12171372.942 | 54433084.546 | 961560.8286 | 23341978.1048 | 23341978.1048 | 17712525.3824 | 9314579.3857 | 0 | 78736623.4794 | 129105706.3523 | 13335.2143 | 24.2985 | 3240.3921 | 5313.323 | 66.0598 | 108.3193
1 | 5300 | 707 | 0.045 | 15 | 15 | 7 | 1.7783e-11 | 5spot_SharedNeighbor | CO2 | Porous | Wet | R600a | MinimizeLCOE_Brownfield | IgnoreSilica | 2019 | 137.6861 | 39.5312 | 6.6442 | 4 | 3035.4809 | 4930.7182 | 61.8824 | 100.5194 | 188.0107 | 19.8131 | 98.7465 | 10156400.9306 | 0 | 4679985.2397 | 0 | 0 | 0 | 3363420.2368 | 7097924.4987 | 18467343.5612 | 12604341.4465 | 56369415.9135 | 961560.8286 | 23341978.1048 | 23341978.1048 | 17712525.3824 | 9314579.3857 | 0 | 80672954.8469 | 131042037.7198 | 17782.7941 | 26.5767 | 3035.4809 | 4930.7182 | 61.8824 | 100.5194
1 | 5300 | 707 | 0.045 | 15 | 15 | 7 | 2.3714e-11 | 5spot_SharedNeighbor | CO2 | Porous | Wet | R600a | MinimizeLCOE_Brownfield | IgnoreSilica | 2019 | 145.6593 | 41.9971 | 7.1194 | 4 | 2880.7922 | 4649.513 | 58.7288 | 94.7866 | 187.2426 | 19.4678 | 94.7478 | 10505866.3808 | 0 | 4895565.7071 | 0 | 0 | 0 | 3239201.6577 | 7269847.1608 | 18914651.0616 | 12909638.0067 | 57734769.9746 | 961560.8286 | 23341978.1048 | 23341978.1048 | 17712525.3824 | 9314579.3857 | 0 | 82038308.908 | 132407391.7809 | 23713.7371 | 28.4777 | 2880.7922 | 4649.513 | 58.7288 | 94.7866
1 | 5300 | 707 | 0.045 | 15 | 15 | 7 | 3.1623e-11 | 5spot_SharedNeighbor | CO2 | Porous | Wet | R600a | MinimizeLCOE_Brownfield | IgnoreSilica | 2019 | 152.0272 | 43.9792 | 7.5056 | 4 | 2764.2122 | 4441.9375 | 56.3522 | 90.5549 | 186.5678 | 19.1759 | 104.4212 | 10771747.2995 | 0 | 5066047.8984 | 0 | 0 | 0 | 3109416.8179 | 7389412.6861 | 19225736.0324 | 13121959.8915 | 58684320.6258 | 961560.8286 | 23341978.1048 | 23341978.1048 | 17712525.3824 | 9314579.3857 | 0 | 82987859.5592 | 133356942.4321 | 31622.7766 | 30.0222 | 2764.2122 | 4441.9375 | 56.3522 | 90.5549
1 | 5300 | 707 | 0.045 | 15 | 15 | 7 | 4.217e-11 | 5spot_SharedNeighbor | CO2 | Porous | Wet | R600a | MinimizeLCOE_Brownfield | IgnoreSilica | 2019 | 156.9887 | 45.5329 | 7.8116 | 4 | 2676.4403 | 4288.4331 | 54.5629 | 87.4255 | 186.0037 | 18.9384 | 111.553 | 10970606.7876 | 0 | 5197889.3465 | 0 | 0 | 0 | 2985817.732 | 7470182.4078 | 19435882.2799 | 13265389.0235 | 59325767.5771 | 961560.8286 | 23341978.1048 | 23341978.1048 | 17712525.3824 | 9314579.3857 | 0 | 83629306.5105 | 133998389.3834 | 42169.6503 | 31.2465 | 2676.4403 | 4288.4331 | 54.5629 | 87.4255
1 | 5300 | 707 | 0.045 | 15 | 15 | 7 | 5.6234e-11 | 5spot_SharedNeighbor | CO2 | Porous | Wet | R600a | MinimizeLCOE_Brownfield | IgnoreSilica | 2019 | 160.8092 | 46.7351 | 8.0505 | 4 | 2610.3998 | 4174.5597 | 53.2165 | 85.104 | 185.5461 | 18.7494 | 114.0528 | 11118684.6423 | 0 | 5298842.0126 | 0 | 0 | 0 | 2875875.8696 | 7524426.9845 | 19577015.5416 | 13361715.3746 | 59756560.4251 | 961560.8286 | 23341978.1048 | 23341978.1048 | 17712525.3824 | 9314579.3857 | 0 | 84060099.3586 | 134429182.2315 | 56234.1325 | 32.202 | 2610.3998 | 4174.5597 | 53.2165 | 85.104
1 | 5300 | 707 | 0.045 | 15 | 15 | 7 | 7.4989e-11 | 5spot_SharedNeighbor | CO2 | Porous | Wet | R600a | MinimizeLCOE_Brownfield | IgnoreSilica | 2019 | 163.7445 | 47.6618 | 8.2354 | 4 | 2560.734 | 4089.7807 | 52.204 | 83.3757 | 185.1807 | 18.6005 | 98.152 | 11229426.7456 | 0 | 5376080.0927 | 0 | 0 | 0 | 2782916.2591 | 7561485.008 | 19673432.9169 | 13427522.2144 | 60050863.2368 | 961560.8286 | 23341978.1048 | 23341978.1048 | 17712525.3824 | 9314579.3857 | 0 | 84354402.1702 | 134723485.0431 | 74989.4209 | 32.9415 | 2560.734 | 4089.7807 | 52.204 | 83.3757
1 | 5300 | 707 | 0.045 | 15 | 15 | 7 | 1e-10 | 5spot_SharedNeighbor | CO2 | Porous | Wet | R600a | MinimizeLCOE_Brownfield | IgnoreSilica | 2019 | 165.9681 | 48.3662 | 8.3768 | 4 | 2523.3984 | 4026.6304 | 51.4429 | 82.0883 | 184.8956 | 18.4856 | 120.7189 | 11311536.8852 | 0 | 5434406.0907 | 0 | 0 | 0 | 2706277.1501 | 7586365.8491 | 19738167.7619 | 13471705.0763 | 60248458.8132 | 961560.8286 | 23341978.1048 | 23341978.1048 | 17712525.3824 | 9314579.3857 | 0 | 84551997.7467 | 134921080.6196 | 100000 | 33.5072 | 2523.3984 | 4026.6304 | 51.4429 | 82.0883
1 | 5300 | 707 | 0.045 | 15 | 15 | 7 | 1.3335e-10 | 5spot_SharedNeighbor | CO2 | Porous | Wet | R600a | MinimizeLCOE_Brownfield | IgnoreSilica | 2019 | 167.642 | 48.898 | 8.4843 | 4 | 2495.3428 | 3979.5343 | 50.8709 | 81.1282 | 184.6762 | 18.3979 | 118.9732 | 11372319.1466 | 0 | 5478207.5967 | 0 | 0 | 0 | 2644498.7568 | 7603059.945 | 19781602.3749 | 13501350.0921 | 60381037.912 | 961560.8286 | 23341978.1048 | 23341978.1048 | 17712525.3824 | 9314579.3857 | 0 | 84684576.8454 | 135053659.7183 | 133352.1432 | 33.9371 | 2495.3428 | 3979.5343 | 50.8709 | 81.1282
1 | 5300 | 707 | 0.045 | 15 | 15 | 7 | 1.7783e-10 | 5spot_SharedNeighbor | CO2 | Porous | Wet | R600a | MinimizeLCOE_Brownfield | IgnoreSilica | 2019 | 168.9159 | 49.303 | 8.5661 | 4 | 2474.2681 | 3944.2884 | 50.4413 | 80.4097 | 184.5066 | 18.3304 | 129.6539 | 11417987.9934 | 0 | 5511485.63 | 0 | 0 | 0 | 2595986.424 | 7614929.4185 | 19812484.3101 | 13522427.6475 | 60475301.4235 | 961560.8286 | 23341978.1048 | 23341978.1048 | 17712525.3824 | 9314579.3857 | 0 | 84778840.357 | 135147923.2299 | 177827.941 | 34.2642 | 2474.2681 | 3944.2884 | 50.4413 | 80.4097
1 | 5300 | 707 | 0.045 | 15 | 15 | 7 | 2.3714e-10 | 5spot_SharedNeighbor | CO2 | Porous | Wet | R600a | MinimizeLCOE_Brownfield | IgnoreSilica | 2019 | 169.8781 | 49.6093 | 8.628 | 4 | 2458.4424 | 3917.914 | 50.1187 | 79.872 | 184.3769 | 18.2791 | 117.6465 | 11452140.4817 | 0 | 5536588.0562 | 0 | 0 | 0 | 2558230.0099 | 7623313.8336 | 19834298.8384 | 13537316.5113 | 60541887.7311 | 961560.8286 | 23341978.1048 | 23341978.1048 | 17712525.3824 | 9314579.3857 | 0 | 84845426.6645 | 135214509.5374 | 237137.3706 | 34.5119 | 2458.4424 | 3917.914 | 50.1187 | 79.872
1 | 5300 | 707 | 0.045 | 15 | 15 | 7 | 3.1623e-10 | 5spot_SharedNeighbor | CO2 | Porous | Wet | R600a | MinimizeLCOE_Brownfield | IgnoreSilica | 2019 | 170.5897 | 49.8366 | 8.6744 | 4 | 2446.5617 | 3898.2288 | 49.8765 | 79.4707 | 184.2801 | 18.2409 | 116.4624 | 11477203.0833 | 0 | 5555133.9452 | 0 | 0 | 0 | 2528800.5577 | 7628843.6587 | 19848686.3088 | 13547136.2555 | 60585803.8092 | 961560.8286 | 23341978.1048 | 23341978.1048 | 17712525.3824 | 9314579.3857 | 0 | 84889342.7426 | 135258425.6155 | 316227.766 | 34.6974 | 2446.5617 | 3898.2288 | 49.8765 | 79.4707
1 | 5300 | 707 | 0.045 | 15 | 15 | 7 | 4.217e-10 | 5spot_SharedNeighbor | CO2 | Porous | Wet | R600a | MinimizeLCOE_Brownfield | IgnoreSilica | 2019 | 171.1427 | 50.0126 | 8.7098 | 4 | 2437.6447 | 3883.4071 | 49.6947 | 79.1685 | 184.2044 | 18.211 | 118.0823 | 11496574.5752 | 0 | 5569537.2408 | 0 | 0 | 0 | 2506661.3644 | 7633381.5404 | 19860492.9462 | 13555194.5281 | 60621842.195 | 961560.8286 | 23341978.1048 | 23341978.1048 | 17712525.3824 | 9314579.3857 | 0 | 84925381.1284 | 135294464.0013 | 421696.5034 | 34.8391 | 2437.6447 | 3883.4071 | 49.6947 | 79.1685
1 | 5300 | 707 | 0.045 | 15 | 15 | 7 | 5.6234e-10 | 5spot_SharedNeighbor | CO2 | Porous | Wet | R600a | MinimizeLCOE_Brownfield | IgnoreSilica | 2019 | 171.5519 | 50.1432 | 8.7363 | 4 | 2430.9533 | 3872.3321 | 49.5583 | 78.9427 | 184.1481 | 18.1889 | 103.6469 | 11510840.5904 | 0 | 5580187.0556 | 0 | 0 | 0 | 2489639.8857 | 7636460.3374 | 19868503.3445 | 13560661.7895 | 60646293.0032 | 961560.8286 | 23341978.1048 | 23341978.1048 | 17712525.3824 | 9314579.3857 | 0 | 84949831.9367 | 135318914.8096 | 562341.3252 | 34.9451 | 2430.9533 | 3872.3321 | 49.5583 | 78.9427
1 | 5300 | 707 | 0.045 | 15 | 15 | 7 | 7.4989e-10 | 5spot_SharedNeighbor | CO2 | Porous | Wet | R600a | MinimizeLCOE_Brownfield | IgnoreSilica | 2019 | 171.8466 | 50.2377 | 8.7558 | 4 | 2425.9329 | 3864.0883 | 49.4559 | 78.7747 | 184.1073 | 18.1729 | 114.7262 | 11521077.6438 | 0 | 5587853.8481 | 0 | 0 | 0 | 2476438.5997 | 7638294.3357 | 19873275.032 | 13563918.5643 | 60660858.0236 | 961560.8286 | 23341978.1048 | 23341978.1048 | 17712525.3824 | 9314579.3857 | 0 | 84964396.957 | 135333479.8299 | 749894.2093 | 35.0234 | 2425.9329 | 3864.0883 | 49.4559 | 78.7747
1 | 5300 | 707 | 0.045 | 15 | 15 | 7 | 1e-09 | 5spot_SharedNeighbor | CO2 | Porous | Wet | R600a | MinimizeLCOE_Brownfield | IgnoreSilica | 2019 | 172.0855 | 50.3137 | 8.771 | 4 | 2422.1666 | 3857.8326 | 49.3791 | 78.6471 | 184.0742 | 18.1599 | 103.1551 | 11529362.9471 | 0 | 5594068.4221 | 0 | 0 | 0 | 2466844.0332 | 7640207.407 | 19878252.4509 | 13567315.755 | 60676051.0153 | 961560.8286 | 23341978.1048 | 23341978.1048 | 17712525.3824 | 9314579.3857 | 0 | 84979589.9488 | 135348672.8217 | 1000000 | 35.0841 | 2422.1666 | 3857.8326 | 49.3791 | 78.6471
1 | 5300 | 707 | 0.045 | 15 | 15 | 7 | 1.3335e-09 | 5spot_SharedNeighbor | CO2 | Porous | Wet | R600a | MinimizeLCOE_Brownfield | IgnoreSilica | 2019 | 172.2487 | 50.3662 | 8.782 | 4 | 2419.3414 | 3853.2135 | 49.3215 | 78.553 | 184.0515 | 18.151 | 111.4843 | 11535005.8073 | 0 | 5598311.4179 | 0 | 0 | 0 | 2459240.98 | 7641097.7 | 19880568.8108 | 13568896.7182 | 60683121.4341 | 961560.8286 | 23341978.1048 | 23341978.1048 | 17712525.3824 | 9314579.3857 | 0 | 84986660.3676 | 135355743.2405 | 1333521.4322 | 35.128 | 2419.3414 | 3853.2135 | 49.3215 | 78.553
1 | 5300 | 707 | 0.045 | 15 | 15 | 7 | 1.7783e-09 | 5spot_SharedNeighbor | CO2 | Porous | Wet | R600a | MinimizeLCOE_Brownfield | IgnoreSilica | 2019 | 172.3802 | 50.4082 | 8.7905 | 4 | 2417.2223 | 3849.7114 | 49.2783 | 78.4816 | 184.0332 | 18.1439 | 114.3688 | 11539550.1891 | 0 | 5601730.4581 | 0 | 0 | 0 | 2453711.6039 | 7642046.9779 | 19883038.6372 | 13570582.4254 | 60690660.2916 | 961560.8286 | 23341978.1048 | 23341978.1048 | 17712525.3824 | 9314579.3857 | 0 | 84994199.225 | 135363282.0979 | 1778279.41 | 35.1619 | 2417.2223 | 3849.7114 | 49.2783 | 78.4816
1 | 5300 | 707 | 0.045 | 15 | 15 | 7 | 2.3714e-09 | 5spot_SharedNeighbor | CO2 | Porous | Wet | R600a | MinimizeLCOE_Brownfield | IgnoreSilica | 2019 | 172.4728 | 50.438 | 8.7967 | 4 | 2415.6329 | 3847.112 | 49.2459 | 78.4286 | 184.0203 | 18.1388 | 112.2718 | 11542745.3093 | 0 | 5604137.9198 | 0 | 0 | 0 | 2449415.7381 | 7642556.5972 | 19884364.562 | 13571487.3964 | 60694707.5229 | 961560.8286 | 23341978.1048 | 23341978.1048 | 17712525.3824 | 9314579.3857 | 0 | 84998246.4563 | 135367329.3292 | 2371373.7057 | 35.1867 | 2415.6329 | 3847.112 | 49.2459 | 78.4286
1 | 5300 | 707 | 0.045 | 15 | 15 | 7 | 3.1623e-09 | 5spot_SharedNeighbor | CO2 | Porous | Wet | R600a | MinimizeLCOE_Brownfield | IgnoreSilica | 2019 | 172.5434 | 50.4606 | 8.8014 | 4 | 2414.4409 | 3845.1583 | 49.2216 | 78.3888 | 184.0104 | 18.135 | 121.5602 | 11545178.1501 | 0 | 5605972.0029 | 0 | 0 | 0 | 2446209.3058 | 7642970.1889 | 19885440.6428 | 13572221.8437 | 60697992.1342 | 961560.8286 | 23341978.1048 | 23341978.1048 | 17712525.3824 | 9314579.3857 | 0 | 85001531.0676 | 135370613.9405 | 3162277.6602 | 35.2055 | 2414.4409 | 3845.1583 | 49.2216 | 78.3888
1 | 5300 | 707 | 0.045 | 15 | 15 | 7 | 4.217e-09 | 5spot_SharedNeighbor | CO2 | Porous | Wet | R600a | MinimizeLCOE_Brownfield | IgnoreSilica | 2019 | 172.5971 | 50.4778 | 8.8049 | 4 | 2413.5469 | 3843.6901 | 49.2034 | 78.3588 | 184.0029 | 18.132 | 115.278 | 11547029.3051 | 0 | 5607368.098 | 0 | 0 | 0 | 2443817.06 | 7643303.6406 | 19886308.2157 | 13572813.98 | 60700640.2994 | 961560.8286 | 23341978.1048 | 23341978.1048 | 17712525.3824 | 9314579.3857 | 0 | 85004179.2328 | 135373262.1057 | 4216965.0343 | 35.2196 | 2413.5469 | 3843.6901 | 49.2034 | 78.3588
1 | 5300 | 707 | 0.045 | 15 | 15 | 7 | 5.6234e-09 | 5spot_SharedNeighbor | CO2 | Porous | Wet | R600a | MinimizeLCOE_Brownfield | IgnoreSilica | 2019 | 172.6554 | 50.4958 | 8.808 | 4 | 2412.8765 | 3842.5114 | 49.1898 | 78.3348 | 183.9949 | 18.1288 | 120.7618 | 11549044.4726 | 0 | 5608884.4477 | 0 | 0 | 0 | 2442416.6008 | 7644134.7532 | 19888470.6003 | 13574289.8519 | 60707240.7266 | 961560.8286 | 23341978.1048 | 23341978.1048 | 17712525.3824 | 9314579.3857 | 0 | 85010779.66 | 135379862.5329 | 5623413.2519 | 35.2321 | 2412.8765 | 3842.5114 | 49.1898 | 78.3348
1 | 5300 | 707 | 0.045 | 15 | 15 | 7 | 7.4989e-09 | 5spot_SharedNeighbor | CO2 | Porous | Wet | R600a | MinimizeLCOE_Brownfield | IgnoreSilica | 2019 | 172.6749 | 50.5024 | 8.8097 | 4 | 2412.3737 | 3841.7322 | 49.1795 | 78.3189 | 183.9921 | 18.1278 | 122.6009 | 11549710.8404 | 0 | 5609389.8749 | 0 | 0 | 0 | 2440831.1435 | 7643973.4249 | 19888050.8571 | 13574003.3685 | 60705959.5092 | 961560.8286 | 23341978.1048 | 23341978.1048 | 17712525.3824 | 9314579.3857 | 0 | 85009498.4426 | 135378581.3155 | 7498942.0933 | 35.2389 | 2412.3737 | 3841.7322 | 49.1795 | 78.3189
1 | 5300 | 707 | 0.045 | 15 | 15 | 7 | 1e-08 | 5spot_SharedNeighbor | CO2 | Porous | Wet | R600a | MinimizeLCOE_Brownfield | IgnoreSilica | 2019 | 172.7091 | 50.513 | 8.8115 | 4 | 2411.9966 | 3841.0633 | 49.1718 | 78.3053 | 183.9874 | 18.1259 | 116.1928 | 11550893.9266 | 0 | 5610280.3616 | 0 | 0 | 0 | 2440073.0423 | 7644486.4589 | 19889385.6663 | 13574914.4033 | 60710033.8591 | 961560.8286 | 23341978.1048 | 23341978.1048 | 17712525.3824 | 9314579.3857 | 0 | 85013572.7925 | 135382655.6654 | 10000000 | 35.2461 | 2411.9966 | 3841.0633 | 49.1718 | 78.3053
1 | 5400 | 707 | 0.045 | 15 | 15 | 7 | 1e-13 | 5spot_SharedNeighbor | CO2 | Porous | Wet | R600a | MinimizeLCOE_Brownfield | IgnoreSilica | 2019 | 3.1297 | 0.31807 | 0.031046 | 4 | 231168.1801 | 646352.1443 | 4712.676 | 13176.7627 | 132.3576 | 21.0731 | 47.3384 | 532647.7891 | 0 | 226743.1231 | 0 | 0 | 0 | 473908.5234 | 480986.7799 | 1251428.9374 | 854125.9641 | 3819841.1171 | 961560.8286 | 23926120.3335 | 23926120.3335 | 18112060.8521 | 9521263.1161 | 0 | 28707522.2793 | 80266966.5811 | 100 | 0.12418 | 231168.1801 | 646352.1443 | 4712.676 | 13176.7627
1 | 5400 | 707 | 0.045 | 15 | 15 | 7 | 1.3335e-13 | 5spot_SharedNeighbor | CO2 | Porous | Wet | R600a | MinimizeLCOE_Brownfield | IgnoreSilica | 2019 | 4.246 | 0.56559 | 0.061934 | 4 | 120423.336 | 328544.6375 | 2454.9926 | 6697.8268 | 145.183 | 21.581 | 57.5443 | 714767.64 | 0 | 289411.8535 | 0 | 0 | 0 | 592619.4298 | 622751.5801 | 1620271.8674 | 1105868.8428 | 4945691.2136 | 961560.8286 | 23926120.3335 | 23926120.3335 | 18112060.8521 | 9521263.1161 | 0 | 29833372.3757 | 81392816.6775 | 133.3521 | 0.24774 | 120423.336 | 328544.6375 | 2454.9926 | 6697.8268
1 | 5400 | 707 | 0.045 | 15 | 15 | 7 | 1.7783e-13 | 5spot_SharedNeighbor | CO2 | Porous | Wet | R600a | MinimizeLCOE_Brownfield | IgnoreSilica | 2019 | 5.6265 | 0.90322 | 0.10598 | 4 | 73368.3845 | 194994.0721 | 1495.7138 | 3975.2179 | 155.6641 | 21.948 | 48.0251 | 924003.7083 | 0 | 362513.2329 | 0 | 0 | 0 | 719961.853 | 782526.7297 | 2035974.0325 | 1389594.1122 | 6214573.6686 | 961560.8286 | 23926120.3335 | 23926120.3335 | 18112060.8521 | 9521263.1161 | 0 | 31102254.8307 | 82661699.1325 | 177.8279 | 0.42392 | 73368.3845 | 194994.0721 | 1495.7138 | 3975.2179
1 | 5400 | 707 | 0.045 | 15 | 15 | 7 | 2.3714e-13 | 5spot_SharedNeighbor | CO2 | Porous | Wet | R600a | MinimizeLCOE_Brownfield | IgnoreSilica | 2019 | 7.3755 | 1.3563 | 0.1667 | 4 | 48852.9332 | 126174.9923 | 995.9331 | 2572.2479 | 164.3522 | 22.2233 | 59.8665 | 1169357.843 | 0 | 450159.6368 | 0 | 0 | 0 | 862728.9422 | 968076.1046 | 2518735.4444 | 1719088.6956 | 7688146.6666 | 961560.8286 | 23926120.3335 | 23926120.3335 | 18112060.8521 | 9521263.1161 | 0 | 32575827.8287 | 84135272.1305 | 237.1374 | 0.66681 | 48852.9332 | 126174.9923 | 995.9331 | 2572.2479
1 | 5400 | 707 | 0.045 | 15 | 15 | 7 | 3.1623e-13 | 5spot_SharedNeighbor | CO2 | Porous | Wet | R600a | MinimizeLCOE_Brownfield | IgnoreSilica | 2019 | 9.583 | 1.9505 | 0.24866 | 4 | 34465.0119 | 86303.032 | 702.6159 | 1759.404 | 171.446 | 22.4293 | 63.0964 | 1455661.1607 | 0 | 555049.4804 | 0 | 0 | 0 | 1021691.0024 | 1182636.641 | 3076977.9477 | 2100100.6749 | 9392116.907 | 961560.8286 | 23926120.3335 | 23926120.3335 | 18112060.8521 | 9521263.1161 | 0 | 34279798.0691 | 85839242.3709 | 316.2278 | 0.99463 | 34465.0119 | 86303.032 | 702.6159 | 1759.404
1 | 5400 | 707 | 0.045 | 15 | 15 | 7 | 4.217e-13 | 5spot_SharedNeighbor | CO2 | Porous | Wet | R600a | MinimizeLCOE_Brownfield | IgnoreSilica | 2019 | 12.3844 | 2.723 | 0.35788 | 4 | 25335.2471 | 61352.8161 | 516.4933 | 1250.7601 | 177.2167 | 22.583 | 68.9431 | 1791720.8359 | 0 | 681445.5991 | 0 | 0 | 0 | 1201034.5027 | 1432938.3657 | 3728211.6915 | 2544581.0866 | 11379932.0816 | 961560.8286 | 23926120.3335 | 23926120.3335 | 18112060.8521 | 9521263.1161 | 0 | 36267613.2437 | 87827057.5455 | 421.6965 | 1.4315 | 25335.2471 | 61352.8161 | 516.4933 | 1250.7601
1 | 5400 | 707 | 0.045 | 15 | 15 | 7 | 5.6234e-13 | 5spot_SharedNeighbor | CO2 | Porous | Wet | R600a | MinimizeLCOE_Brownfield | IgnoreSilica | 2019 | 15.9212 | 3.7149 | 0.50189 | 4 | 19215.0608 | 44897.7294 | 391.725 | 915.3009 | 181.8506 | 22.6938 | 70.7087 | 2184529.3394 | 0 | 833129.9628 | 0 | 0 | 0 | 1401632.0194 | 1723523.6154 | 4484254.904 | 3060596.1142 | 13687665.9553 | 961560.8286 | 23926120.3335 | 23926120.3335 | 18112060.8521 | 9521263.1161 | 0 | 38575347.1174 | 90134791.4192 | 562.3413 | 2.0076 | 19215.0608 | 44897.7294 | 391.725 | 915.3009
1 | 5400 | 707 | 0.045 | 15 | 15 | 7 | 7.4989e-13 | 5spot_SharedNeighbor | CO2 | Porous | Wet | R600a | MinimizeLCOE_Brownfield | IgnoreSilica | 2019 | 20.3964 | 4.984 | 0.69043 | 4 | 14942.9595 | 33612.3177 | 304.6324 | 685.2326 | 185.5547 | 22.7677 | 73.6026 | 2645216.3889 | 0 | 1015723.3957 | 0 | 0 | 0 | 1627781.99 | 2062601.4921 | 5366465.9847 | 3662723.3044 | 16380512.5558 | 961560.8286 | 23926120.3335 | 23926120.3335 | 18112060.8521 | 9521263.1161 | 0 | 41268193.7179 | 92827638.0197 | 749.8942 | 2.7617 | 14942.9595 | 33612.3177 | 304.6324 | 685.2326
1 | 5400 | 707 | 0.045 | 15 | 15 | 7 | 1e-12 | 5spot_SharedNeighbor | CO2 | Porous | Wet | R600a | MinimizeLCOE_Brownfield | IgnoreSilica | 2019 | 25.9749 | 6.5816 | 0.93442 | 4 | 11867.6291 | 25662.1783 | 241.9377 | 523.1582 | 188.4552 | 22.8055 | 64.9376 | 3178199.0318 | 0 | 1232467.5336 | 0 | 0 | 0 | 1875410.7533 | 2451570.1542 | 6378482.6552 | 4353445.4769 | 19469575.6048 | 961560.8286 | 23926120.3335 | 23926120.3335 | 18112060.8521 | 9521263.1161 | 0 | 44357256.767 | 95916701.0688 | 1000 | 3.7377 | 11867.6291 | 25662.1783 | 241.9377 | 523.1582
1 | 5400 | 707 | 0.045 | 15 | 15 | 7 | 1.3335e-12 | 5spot_SharedNeighbor | CO2 | Porous | Wet | R600a | MinimizeLCOE_Brownfield | IgnoreSilica | 2019 | 32.9346 | 8.5888 | 1.2478 | 4 | 9600.3216 | 19930.6915 | 195.7155 | 406.3141 | 190.7114 | 22.805 | 71.0259 | 3796066.259 | 0 | 1490231.7614 | 0 | 0 | 0 | 2148692.662 | 2899646.3661 | 7544285.0454 | 5149129.563 | 23028051.6569 | 961560.8286 | 23926120.3335 | 23926120.3335 | 18112060.8521 | 9521263.1161 | 0 | 47915732.819 | 99475177.1208 | 1333.5214 | 4.9911 | 9600.3216 | 19930.6915 | 195.7155 | 406.3141
1 | 5400 | 707 | 0.045 | 15 | 15 | 7 | 1.7783e-12 | 5spot_SharedNeighbor | CO2 | Porous | Wet | R600a | MinimizeLCOE_Brownfield | IgnoreSilica | 2019 | 41.4628 | 11.0662 | 1.644 | 4 | 7897.5468 | 15738.2899 | 161.0022 | 320.8463 | 192.4092 | 22.7591 | 89.1426 | 4500169.1194 | 0 | 1791675.2575 | 0 | 0 | 0 | 2440180.5322 | 3405489.7146 | 8860385.6753 | 6047395.2861 | 27045295.5851 | 961560.8286 | 23926120.3335 | 23926120.3335 | 18112060.8521 | 9521263.1161 | 0 | 51932976.7472 | 103492421.049 | 1778.2794 | 6.5758 | 7897.5468 | 15738.2899 | 161.0022 | 320.8463
1 | 5400 | 707 | 0.045 | 15 | 15 | 7 | 2.3714e-12 | 5spot_SharedNeighbor | CO2 | Porous | Wet | R600a | MinimizeLCOE_Brownfield | IgnoreSilica | 2019 | 51.7017 | 14.0629 | 2.1348 | 4 | 6601.0906 | 12639.0081 | 134.5722 | 257.6633 | 193.6196 | 22.6567 | 80.7758 | 5286840.6672 | 0 | 2137649.3462 | 0 | 0 | 0 | 2739628.6126 | 3964006.2641 | 10313531.1698 | 7039196.9453 | 31480853.0053 | 961560.8286 | 23926120.3335 | 23926120.3335 | 18112060.8521 | 9521263.1161 | 0 | 56368534.1674 | 107927978.4692 | 2371.3737 | 8.5393 | 6601.0906 | 12639.0081 | 134.5722 | 257.6633
1 | 5400 | 707 | 0.045 | 15 | 15 | 7 | 3.1623e-12 | 5spot_SharedNeighbor | CO2 | Porous | Wet | R600a | MinimizeLCOE_Brownfield | IgnoreSilica | 2019 | 63.6554 | 17.5888 | 2.7258 | 4 | 5605.3103 | 10334.064 | 114.2718 | 210.6739 | 194.3811 | 22.4834 | 89.8669 | 6141552.3322 | 0 | 2524646.7818 | 0 | 0 | 0 | 3031002.6601 | 4561908.6919 | 11869150.6402 | 8100939.1986 | 36229200.3048 | 961560.8286 | 23926120.3335 | 23926120.3335 | 18112060.8521 | 9521263.1161 | 0 | 61116881.4669 | 112676325.7687 | 3162.2777 | 10.9034 | 5605.3103 | 10334.064 | 114.2718 | 210.6739
1 | 5400 | 707 | 0.045 | 15 | 15 | 7 | 4.217e-12 | 5spot_SharedNeighbor | CO2 | Porous | Wet | R600a | MinimizeLCOE_Brownfield | IgnoreSilica | 2019 | 76.9681 | 21.5509 | 3.407 | 4 | 4837.7412 | 8621.053 | 98.6239 | 175.7518 | 194.7029 | 22.2287 | 90.793 | 7026928.6957 | 0 | 2938874.778 | 0 | 0 | 0 | 3285180.4719 | 5167883.7388 | 13445773.4096 | 9177016.6351 | 41041657.729 | 961560.8286 | 23926120.3335 | 23926120.3335 | 18112060.8521 | 9521263.1161 | 0 | 65929338.8911 | 117488783.1929 | 4216.965 | 13.6281 | 4837.7412 | 8621.053 | 98.6239 | 175.7518
1 | 5400 | 707 | 0.045 | 15 | 15 | 7 | 5.6234e-12 | 5spot_SharedNeighbor | CO2 | Porous | Wet | R600a | MinimizeLCOE_Brownfield | IgnoreSilica | 2019 | 91.0165 | 25.7713 | 4.1511 | 4 | 4246.6511 | 7351.8046 | 86.5737 | 149.8765 | 194.6079 | 21.8921 | 108.4428 | 7895391.8226 | 0 | 3360690.4583 | 0 | 0 | 0 | 3474946.2137 | 5745101.1129 | 14947574.6135 | 10202026.8157 | 45625731.0367 | 961560.8286 | 23926120.3335 | 23926120.3335 | 18112060.8521 | 9521263.1161 | 0 | 70513412.1989 | 122072856.5007 | 5623.4133 | 16.6045 | 4246.6511 | 7351.8046 | 86.5737 | 149.8765
1 | 5400 | 707 | 0.045 | 15 | 15 | 7 | 7.4989e-12 | 5spot_SharedNeighbor | CO2 | Porous | Wet | R600a | MinimizeLCOE_Brownfield | IgnoreSilica | 2019 | 104.9749 | 30.0047 | 4.9158 | 4 | 3793.2335 | 6415.3827 | 77.3302 | 130.7863 | 194.1597 | 21.49 | 108.7685 | 8697471.2664 | 0 | 3767044.1711 | 0 | 0 | 0 | 3581586.792 | 6257979.8695 | 16281979.9323 | 11112785.865 | 49698847.8963 | 961560.8286 | 23926120.3335 | 23926120.3335 | 18112060.8521 | 9521263.1161 | 0 | 74586529.0585 | 126145973.3603 | 7498.9421 | 19.663 | 3793.2335 | 6415.3827 | 77.3302 | 130.7863
1 | 5400 | 707 | 0.045 | 15 | 15 | 7 | 1e-11 | 5spot_SharedNeighbor | CO2 | Porous | Wet | R600a | MinimizeLCOE_Brownfield | IgnoreSilica | 2019 | 117.9956 | 33.9925 | 5.653 | 4 | 3447.1836 | 5727.3486 | 70.2755 | 116.7597 | 193.4672 | 21.0542 | 105.0598 | 9394017.0602 | 0 | 4136424.0091 | 0 | 0 | 0 | 3601048.9444 | 6681281.1053 | 17383322.9169 | 11864475.0823 | 53060569.1181 | 961560.8286 | 23926120.3335 | 23926120.3335 | 18112060.8521 | 9521263.1161 | 0 | 77948250.2803 | 129507694.5821 | 10000 | 22.6122 | 3447.1836 | 5727.3486 | 70.2755 | 116.7597
1 | 5400 | 707 | 0.045 | 15 | 15 | 7 | 1.3335e-11 | 5spot_SharedNeighbor | CO2 | Porous | Wet | R600a | MinimizeLCOE_Brownfield | IgnoreSilica | 2019 | 129.5233 | 37.5559 | 6.3249 | 4 | 3184.3053 | 5222.2596 | 64.9164 | 106.4628 | 192.6512 | 20.6187 | 103.525 | 9970041.1418 | 0 | 4456671.5469 | 0 | 0 | 0 | 3548565.4436 | 7010358.4716 | 18239514.7208 | 12448843.5815 | 55673994.9063 | 961560.8286 | 23926120.3335 | 23926120.3335 | 18112060.8521 | 9521263.1161 | 0 | 80561676.0684 | 132121120.3702 | 13335.2143 | 25.2996 | 3184.3053 | 5222.2596 | 64.9164 | 106.4628
1 | 5400 | 707 | 0.045 | 15 | 15 | 7 | 1.7783e-11 | 5spot_SharedNeighbor | CO2 | Porous | Wet | R600a | MinimizeLCOE_Brownfield | IgnoreSilica | 2019 | 139.2519 | 40.5896 | 6.9071 | 4 | 2985.4702 | 4851.6394 | 60.8628 | 98.9072 | 191.8219 | 20.2155 | 117.9561 | 10426695.7662 | 0 | 4722512.7952 | 0 | 0 | 0 | 3446736.9944 | 7252418.7668 | 18869305.9555 | 12878689.0401 | 57596359.3181 | 961560.8286 | 23926120.3335 | 23926120.3335 | 18112060.8521 | 9521263.1161 | 0 | 82484040.4802 | 134043484.782 | 17782.7941 | 27.6285 | 2985.4702 | 4851.6394 | 60.8628 | 98.9072
1 | 5400 | 707 | 0.045 | 15 | 15 | 7 | 2.3714e-11 | 5spot_SharedNeighbor | CO2 | Porous | Wet | R600a | MinimizeLCOE_Brownfield | IgnoreSilica | 2019 | 147.1667 | 43.0779 | 7.3921 | 4 | 2835.4276 | 4579.1613 | 57.804 | 93.3524 | 191.0531 | 19.8626 | 109.1421 | 10778045.2368 | 0 | 4936054.2808 | 0 | 0 | 0 | 3319350.9393 | 7423045.6782 | 19313242.1787 | 13181684.6344 | 58951422.9482 | 961560.8286 | 23926120.3335 | 23926120.3335 | 18112060.8521 | 9521263.1161 | 0 | 83839104.1103 | 135398548.4121 | 23713.7371 | 29.5684 | 2835.4276 | 4579.1613 | 57.804 | 93.3524
1 | 5400 | 707 | 0.045 | 15 | 15 | 7 | 3.1623e-11 | 5spot_SharedNeighbor | CO2 | Porous | Wet | R600a | MinimizeLCOE_Brownfield | IgnoreSilica | 2019 | 153.4667 | 45.0716 | 7.7851 | 4 | 2722.385 | 4378.1015 | 55.4995 | 89.2535 | 190.3807 | 19.5656 | 98.6833 | 11044552.3608 | 0 | 5104387.1987 | 0 | 0 | 0 | 3186931.9312 | 7540989.8814 | 19620108.8016 | 13391127.41 | 59888097.5837 | 961560.8286 | 23926120.3335 | 23926120.3335 | 18112060.8521 | 9521263.1161 | 0 | 84775778.7458 | 136335223.0476 | 31622.7766 | 31.1403 | 2722.385 | 4378.1015 | 55.4995 | 89.2535
1 | 5400 | 707 | 0.045 | 15 | 15 | 7 | 4.217e-11 | 5spot_SharedNeighbor | CO2 | Porous | Wet | R600a | MinimizeLCOE_Brownfield | IgnoreSilica | 2019 | 158.3628 | 46.6308 | 8.0959 | 4 | 2637.2982 | 4229.4472 | 53.7649 | 86.223 | 189.8205 | 19.3247 | 125.0624 | 11243452.6401 | 0 | 5234255.0302 | 0 | 0 | 0 | 3061346.9267 | 7620231.2928 | 19826278.6996 | 13531842.6018 | 60517407.1912 | 961560.8286 | 23926120.3335 | 23926120.3335 | 18112060.8521 | 9521263.1161 | 0 | 85405088.3534 | 136964532.6552 | 42169.6503 | 32.3836 | 2637.2982 | 4229.4472 | 53.7649 | 86.223
1 | 5400 | 707 | 0.045 | 15 | 15 | 7 | 5.6234e-11 | 5spot_SharedNeighbor | CO2 | Porous | Wet | R600a | MinimizeLCOE_Brownfield | IgnoreSilica | 2019 | 162.1413 | 47.8395 | 8.3386 | 4 | 2573.2916 | 4119.1067 | 52.46 | 83.9736 | 189.3653 | 19.1327 | 121.8797 | 11391943.9847 | 0 | 5333928.0178 | 0 | 0 | 0 | 2950408.2125 | 7673749.2839 | 19965521.5342 | 13626878.6975 | 60942429.7307 | 961560.8286 | 23926120.3335 | 23926120.3335 | 18112060.8521 | 9521263.1161 | 0 | 85830110.8928 | 137389555.1946 | 56234.1325 | 33.3542 | 2573.2916 | 4119.1067 | 52.46 | 83.9736
1 | 5400 | 707 | 0.045 | 15 | 15 | 7 | 7.4989e-11 | 5spot_SharedNeighbor | CO2 | Porous | Wet | R600a | MinimizeLCOE_Brownfield | IgnoreSilica | 2019 | 165.0324 | 48.7677 | 8.5259 | 4 | 2525.164 | 4037.0082 | 51.4789 | 82.2999 | 189.0035 | 18.9821 | 121.3666 | 11502572.0383 | 0 | 5409881.2757 | 0 | 0 | 0 | 2856575.2434 | 7709921.1374 | 20059633.2773 | 13691111.896 | 61229694.8681 | 961560.8286 | 23926120.3335 | 23926120.3335 | 18112060.8521 | 9521263.1161 | 0 | 86117376.0302 | 137676820.332 | 74989.4209 | 34.1037 | 2525.164 | 4037.0082 | 51.4789 | 82.2999
1 | 5400 | 707 | 0.045 | 15 | 15 | 7 | 1e-10 | 5spot_SharedNeighbor | CO2 | Porous | Wet | R600a | MinimizeLCOE_Brownfield | IgnoreSilica | 2019 | 167.223 | 49.4733 | 8.6692 | 4 | 2488.9902 | 3975.846 | 50.7414 | 81.053 | 188.7213 | 18.8659 | 116.4693 | 11584638.3338 | 0 | 5467252.4905 | 0 | 0 | 0 | 2779422.1961 | 7734212.0779 | 20122833.3217 | 13734247.2249 | 61422605.6449 | 961560.8286 | 23926120.3335 | 23926120.3335 | 18112060.8521 | 9521263.1161 | 0 | 86310286.807 | 137869731.1088 | 100000 | 34.6768 | 2488.9902 | 3975.846 | 50.7414 | 81.053
1 | 5400 | 707 | 0.045 | 15 | 15 | 7 | 1.3335e-10 | 5spot_SharedNeighbor | CO2 | Porous | Wet | R600a | MinimizeLCOE_Brownfield | IgnoreSilica | 2019 | 168.8723 | 50.0062 | 8.7781 | 4 | 2461.8109 | 3930.2277 | 50.1873 | 80.123 | 188.5042 | 18.7773 | 124.5099 | 11645416.7358 | 0 | 5510349.429 | 0 | 0 | 0 | 2717350.2016 | 7750515.3829 | 20165251.177 | 13763198.2828 | 61552081.2091 | 961560.8286 | 23926120.3335 | 23926120.3335 | 18112060.8521 | 9521263.1161 | 0 | 86439762.3712 | 137999206.673 | 133352.1432 | 35.1123 | 2461.8109 | 3930.2277 | 50.1873 | 80.123
1 | 5400 | 707 | 0.045 | 15 | 15 | 7 | 1.7783e-10 | 5spot_SharedNeighbor | CO2 | Porous | Wet | R600a | MinimizeLCOE_Brownfield | IgnoreSilica | 2019 | 170.1339 | 50.4138 | 8.8611 | 4 | 2441.3965 | 3896.0586 | 49.7712 | 79.4264 | 188.3355 | 18.7087 | 121.21 | 11691318.5135 | 0 | 5543256.0634 | 0 | 0 | 0 | 2668817.5822 | 7762322.942 | 20195972.0238 | 13784165.892 | 61645853.0168 | 961560.8286 | 23926120.3335 | 23926120.3335 | 18112060.8521 | 9521263.1161 | 0 | 86533534.1789 | 138092978.4807 | 177827.941 | 35.4443 | 2441.3965 | 3896.0586 | 49.7712 | 79.4264
1 | 5400 | 707 | 0.045 | 15 | 15 | 7 | 2.3714e-10 | 5spot_SharedNeighbor | CO2 | Porous | Wet | R600a | MinimizeLCOE_Brownfield | IgnoreSilica | 2019 | 171.0696 | 50.7171 | 8.9234 | 4 | 2426.068 | 3870.5657 | 49.4587 | 78.9067 | 188.2088 | 18.6575 | 121.4904 | 11725028.3043 | 0 | 5567632.4199 | 0 | 0 | 0 | 2630673.7214 | 7770100.4338 | 20216207.4619 | 13797976.9943 | 61707619.3354 | 961560.8286 | 23926120.3335 | 23926120.3335 | 18112060.8521 | 9521263.1161 | 0 | 86595300.4976 | 138154744.7994 | 237137.3706 | 35.6937 | 2426.068 | 3870.5657 | 49.4587 | 78.9067
1 | 5400 | 707 | 0.045 | 15 | 15 | 7 | 3.1623e-10 | 5spot_SharedNeighbor | CO2 | Porous | Wet | R600a | MinimizeLCOE_Brownfield | IgnoreSilica | 2019 | 171.7734 | 50.9456 | 8.9705 | 4 | 2414.5612 | 3851.4848 | 49.2241 | 78.5177 | 188.1127 | 18.6187 | 116.7404 | 11750196.6275 | 0 | 5585950.5904 | 0 | 0 | 0 | 2601253.6881 | 7775586.3533 | 20230480.6993 | 13807718.7721 | 61751186.7306 | 961560.8286 | 23926120.3335 | 23926120.3335 | 18112060.8521 | 9521263.1161 | 0 | 86638867.8927 | 138198312.1945 | 316227.766 | 35.8818 | 2414.5612 | 3851.4848 | 49.2241 | 78.5177
1 | 5400 | 707 | 0.045 | 15 | 15 | 7 | 4.217e-10 | 5spot_SharedNeighbor | CO2 | Porous | Wet | R600a | MinimizeLCOE_Brownfield | IgnoreSilica | 2019 | 172.307 | 51.1187 | 9.006 | 4 | 2405.9253 | 3837.1762 | 49.048 | 78.226 | 188.0393 | 18.5892 | 117.6762 | 11769171.1962 | 0 | 5599828.3804 | 0 | 0 | 0 | 2578827.3569 | 7779652.5041 | 20241059.9895 | 13814939.355 | 61783478.7821 | 961560.8286 | 23926120.3335 | 23926120.3335 | 18112060.8521 | 9521263.1161 | 0 | 86671159.9442 | 138230604.246 | 421696.5034 | 36.024 | 2405.9253 | 3837.1762 | 49.048 | 78.226
1 | 5400 | 707 | 0.045 | 15 | 15 | 7 | 5.6234e-10 | 5spot_SharedNeighbor | CO2 | Porous | Wet | R600a | MinimizeLCOE_Brownfield | IgnoreSilica | 2019 | 172.7091 | 51.2492 | 9.0328 | 4 | 2399.4452 | 3826.452 | 48.9159 | 78.0074 | 187.9837 | 18.5669 | 115.4352 | 11783408.219 | 0 | 5610280.3616 | 0 | 0 | 0 | 2561768.8899 | 7782628.4135 | 20248802.6953 | 13820223.9108 | 61807112.4902 | 961560.8286 | 23926120.3335 | 23926120.3335 | 18112060.8521 | 9521263.1161 | 0 | 86694793.6523 | 138254237.9541 | 562341.3252 | 36.1312 | 2399.4452 | 3826.452 | 48.9159 | 78.0074
1 | 5400 | 707 | 0.045 | 15 | 15 | 7 | 7.4989e-10 | 5spot_SharedNeighbor | CO2 | Porous | Wet | R600a | MinimizeLCOE_Brownfield | IgnoreSilica | 2019 | 173.0233 | 51.3507 | 9.0533 | 4 | 2394.5834 | 3818.364 | 48.8168 | 77.8425 | 187.9402 | 18.5494 | 127.3089 | 11794496.8986 | 0 | 5618442.0845 | 0 | 0 | 0 | 2549099.2862 | 7785194.925 | 20255480.2319 | 13824781.4668 | 61827494.893 | 961560.8286 | 23926120.3335 | 23926120.3335 | 18112060.8521 | 9521263.1161 | 0 | 86715176.0552 | 138274620.357 | 749894.2093 | 36.2131 | 2394.5834 | 3818.364 | 48.8168 | 77.8425
1 | 5400 | 707 | 0.045 | 15 | 15 | 7 | 1e-09 | 5spot_SharedNeighbor | CO2 | Porous | Wet | R600a | MinimizeLCOE_Brownfield | IgnoreSilica | 2019 | 173.2427 | 51.4223 | 9.0682 | 4 | 2390.9362 | 3812.3722 | 48.7425 | 77.7204 | 187.9096 | 18.5372 | 114.5542 | 11802220.8047 | 0 | 5624143.1047 | 0 | 0 | 0 | 2539141.27 | 7786547.0199 | 20258998.1055 | 13827182.4878 | 61838232.7925 | 961560.8286 | 23926120.3335 | 23926120.3335 | 18112060.8521 | 9521263.1161 | 0 | 86725913.9546 | 138285358.2564 | 1000000 | 36.2728 | 2390.9362 | 3812.3722 | 48.7425 | 77.7204
1 | 5400 | 707 | 0.045 | 15 | 15 | 7 | 1.3335e-09 | 5spot_SharedNeighbor | CO2 | Porous | Wet | R600a | MinimizeLCOE_Brownfield | IgnoreSilica | 2019 | 173.413 | 51.4776 | 9.0796 | 4 | 2388.2003 | 3807.8573 | 48.6867 | 77.6283 | 187.8859 | 18.5277 | 111.3184 | 11808202.0657 | 0 | 5628563.6912 | 0 | 0 | 0 | 2531749.1541 | 7787720.8153 | 20262052.0802 | 13829266.8883 | 61847554.6948 | 961560.8286 | 23926120.3335 | 23926120.3335 | 18112060.8521 | 9521263.1161 | 0 | 86735235.8569 | 138294680.1587 | 1333521.4322 | 36.3182 | 2388.2003 | 3807.8573 | 48.6867 | 77.6283
1 | 5400 | 707 | 0.045 | 15 | 15 | 7 | 1.7783e-09 | 5spot_SharedNeighbor | CO2 | Porous | Wet | R600a | MinimizeLCOE_Brownfield | IgnoreSilica | 2019 | 173.5445 | 51.5201 | 9.0882 | 4 | 2386.1483 | 3804.4567 | 48.6449 | 77.559 | 187.8676 | 18.5204 | 111.7819 | 11812817.3661 | 0 | 5631978.1297 | 0 | 0 | 0 | 2526262.8118 | 7788712.74 | 20264632.8647 | 13831028.3267 | 61855432.239 | 961560.8286 | 23926120.3335 | 23926120.3335 | 18112060.8521 | 9521263.1161 | 0 | 86743113.4012 | 138302557.703 | 1778279.41 | 36.3528 | 2386.1483 | 3804.4567 | 48.6449 | 77.559
1 | 5400 | 707 | 0.045 | 15 | 15 | 7 | 2.3714e-09 | 5spot_SharedNeighbor | CO2 | Porous | Wet | R600a | MinimizeLCOE_Brownfield | IgnoreSilica | 2019 | 173.6371 | 51.5504 | 9.0945 | 4 | 2384.6093 | 3801.9328 | 48.6135 | 77.5075 | 187.8546 | 18.5152 | 110.9448 | 11816062.3618 | 0 | 5634382.3533 | 0 | 0 | 0 | 2521996.9386 | 7789252.2449 | 20266036.546 | 13831986.3681 | 61859716.8127 | 961560.8286 | 23926120.3335 | 23926120.3335 | 18112060.8521 | 9521263.1161 | 0 | 86747397.9748 | 138306842.2766 | 2371373.7057 | 36.378 | 2384.6093 | 3801.9328 | 48.6135 | 77.5075
1 | 5400 | 707 | 0.045 | 15 | 15 | 7 | 3.1623e-09 | 5spot_SharedNeighbor | CO2 | Porous | Wet | R600a | MinimizeLCOE_Brownfield | IgnoreSilica | 2019 | 173.7102 | 51.5741 | 9.0993 | 4 | 2383.455 | 3800.0249 | 48.59 | 77.4686 | 187.8444 | 18.5111 | 107.0402 | 11818625.0676 | 0 | 5636281.5087 | 0 | 0 | 0 | 2518871.9303 | 7789773.6176 | 20267393.0506 | 13832912.2103 | 61863857.3851 | 961560.8286 | 23926120.3335 | 23926120.3335 | 18112060.8521 | 9521263.1161 | 0 | 86751538.5473 | 138310982.8491 | 3162277.6602 | 36.3974 | 2383.455 | 3800.0249 | 48.59 | 77.4686
1 | 5400 | 707 | 0.045 | 15 | 15 | 7 | 4.217e-09 | 5spot_SharedNeighbor | CO2 | Porous | Wet | R600a | MinimizeLCOE_Brownfield | IgnoreSilica | 2019 | 173.7567 | 51.5895 | 9.1027 | 4 | 2382.5894 | 3798.6298 | 48.5723 | 77.4402 | 187.8378 | 18.5085 | 114.1566 | 11820249.772 | 0 | 5637488.0016 | 0 | 0 | 0 | 2516335.472 | 7789888.5658 | 20267692.1223 | 13833116.3329 | 61864770.2667 | 961560.8286 | 23926120.3335 | 23926120.3335 | 18112060.8521 | 9521263.1161 | 0 | 86752451.4288 | 138311895.7306 | 4216965.0343 | 36.411 | 2382.5894 | 3798.6298 | 48.5723 | 77.4402
1 | 5400 | 707 | 0.045 | 15 | 15 | 7 | 5.6234e-09 | 5spot_SharedNeighbor | CO2 | Porous | Wet | R600a | MinimizeLCOE_Brownfield | IgnoreSilica | 2019 | 173.8003 | 51.6035 | 9.1055 | 4 | 2381.9402 | 3797.5472 | 48.5591 | 77.4181 | 187.8317 | 18.5061 | 117.5282 | 11821773.621 | 0 | 5638617.7425 | 0 | 0 | 0 | 2514624.5893 | 7790256.2216 | 20268648.6873 | 13833769.2082 | 61867690.07 | 961560.8286 | 23926120.3335 | 23926120.3335 | 18112060.8521 | 9521263.1161 | 0 | 86755371.2321 | 138314815.5339 | 5623413.2519 | 36.4221 | 2381.9402 | 3797.5472 | 48.5591 | 77.4181
1 | 5400 | 707 | 0.045 | 15 | 15 | 7 | 7.4989e-09 | 5spot_SharedNeighbor | CO2 | Porous | Wet | R600a | MinimizeLCOE_Brownfield | IgnoreSilica | 2019 | 173.8345 | 51.6145 | 9.1077 | 4 | 2381.4533 | 3796.7285 | 48.5491 | 77.4014 | 187.827 | 18.5041 | 110.1266 | 11822973.268 | 0 | 5639507.0732 | 0 | 0 | 0 | 2513376.2094 | 7790584.0547 | 20269501.6418 | 13834351.3672 | 61870293.6142 | 961560.8286 | 23926120.3335 | 23926120.3335 | 18112060.8521 | 9521263.1161 | 0 | 86757974.7764 | 138317419.0781 | 7498942.0933 | 36.4307 | 2381.4533 | 3796.7285 | 48.5491 | 77.4014
1 | 5400 | 707 | 0.045 | 15 | 15 | 7 | 1e-08 | 5spot_SharedNeighbor | CO2 | Porous | Wet | R600a | MinimizeLCOE_Brownfield | IgnoreSilica | 2019 | 173.854 | 51.6209 | 9.1091 | 4 | 2381.0882 | 3796.141 | 48.5417 | 77.3895 | 187.8242 | 18.503 | 111.1035 | 11823652.2822 | 0 | 5640011.8129 | 0 | 0 | 0 | 2512299.3859 | 7790625.7576 | 20269610.1441 | 13834425.4222 | 61870624.8047 | 961560.8286 | 23926120.3335 | 23926120.3335 | 18112060.8521 | 9521263.1161 | 0 | 86758305.9669 | 138317750.2687 | 10000000 | 36.4364 | 2381.0882 | 3796.141 | 48.5417 | 77.3895
1 | 5500 | 707 | 0.045 | 15 | 15 | 7 | 1e-13 | 5spot_SharedNeighbor | CO2 | Porous | Wet | R600a | MinimizeLCOE_Brownfield | IgnoreSilica | 2019 | 3.2151 | 0.33151 | 0.032987 | 4 | 223084.2034 | 622963.5148 | 4547.8732 | 12699.9539 | 134.9529 | 21.5629 | 47.3352 | 553586.4193 | 0 | 231678.1805 | 0 | 0 | 0 | 492641.4885 | 498383.3745 | 1296691.3079 | 885018.462 | 3957999.2327 | 961560.8286 | 24516122.6531 | 24516122.6531 | 18517163.4082 | 9730290.8829 | 0 | 29435682.7144 | 82199259.6586 | 100 | 0.13195 | 223084.2034 | 622963.5148 | 4547.8732 | 12699.9539
1 | 5500 | 707 | 0.045 | 15 | 15 | 7 | 1.3335e-13 | 5spot_SharedNeighbor | CO2 | Porous | Wet | R600a | MinimizeLCOE_Brownfield | IgnoreSilica | 2019 | 4.3406 | 0.58581 | 0.065551 | 4 | 116611.7666 | 317841.9717 | 2377.2886 | 6479.6385 | 147.8752 | 22.071 | 55.9645 | 739377.5216 | 0 | 294560.9862 | 0 | 0 | 0 | 612200.8914 | 641994.3657 | 1670337.6484 | 1140039.7671 | 5098511.1804 | 961560.8286 | 24516122.6531 | 24516122.6531 | 18517163.4082 | 9730290.8829 | 0 | 30576194.6621 | 83339771.6063 | 133.3521 | 0.26221 | 116611.7666 | 317841.9717 | 2377.2886 | 6479.6385
1 | 5500 | 707 | 0.045 | 15 | 15 | 7 | 1.7783e-13 | 5spot_SharedNeighbor | CO2 | Porous | Wet | R600a | MinimizeLCOE_Brownfield | IgnoreSilica | 2019 | 5.7554 | 0.93645 | 0.11197 | 4 | 71198.8439 | 189005.3184 | 1451.4847 | 3853.1291 | 158.6361 | 22.4455 | 66.264 | 956401.0169 | 0 | 369142.3354 | 0 | 0 | 0 | 744388.6861 | 807273.495 | 2100360.0394 | 1433538.885 | 6411104.4579 | 961560.8286 | 24516122.6531 | 24516122.6531 | 18517163.4082 | 9730290.8829 | 0 | 31888787.9396 | 84652364.8838 | 177.8279 | 0.44788 | 71198.8439 | 189005.3184 | 1451.4847 | 3853.1291
1 | 5500 | 707 | 0.045 | 15 | 15 | 7 | 2.3714e-13 | 5spot_SharedNeighbor | CO2 | Porous | Wet | R600a | MinimizeLCOE_Brownfield | IgnoreSilica | 2019 | 7.5413 | 1.4059 | 0.17589 | 4 | 47480.1474 | 122473.7186 | 967.947 | 2496.7924 | 167.5206 | 22.7252 | 54.0638 | 1209943.402 | 0 | 458235.8196 | 0 | 0 | 0 | 891554.8255 | 998296.2784 | 2597362.1376 | 1772753.0294 | 7928145.4924 | 961560.8286 | 24516122.6531 | 24516122.6531 | 18517163.4082 | 9730290.8829 | 0 | 33405828.9742 | 86169405.9184 | 237.1374 | 0.70357 | 47480.1474 | 122473.7186 | 967.947 | 2496.7924
1 | 5500 | 707 | 0.045 | 15 | 15 | 7 | 3.1623e-13 | 5spot_SharedNeighbor | CO2 | Porous | Wet | R600a | MinimizeLCOE_Brownfield | IgnoreSilica | 2019 | 9.8117 | 2.0252 | 0.26223 | 4 | 33535.5936 | 83838.072 | 683.6684 | 1709.1525 | 174.8199 | 22.9357 | 61.7755 | 1507907.4437 | 0 | 565623.721 | 0 | 0 | 0 | 1057846.9637 | 1221237.4701 | 3177409.3869 | 2168647.1958 | 9698672.1812 | 961560.8286 | 24516122.6531 | 24516122.6531 | 18517163.4082 | 9730290.8829 | 0 | 35176355.663 | 87939932.6072 | 316.2278 | 1.0489 | 33535.5936 | 83838.072 | 683.6684 | 1709.1525
1 | 5500 | 707 | 0.045 | 15 | 15 | 7 | 4.217e-13 | 5spot_SharedNeighbor | CO2 | Porous | Wet | R600a | MinimizeLCOE_Brownfield | IgnoreSilica | 2019 | 12.6692 | 2.8251 | 0.37709 | 4 | 24675.5323 | 59656.7124 | 503.0441 | 1216.1828 | 180.7047 | 23.0911 | 47.9275 | 1854749.1187 | 0 | 693957.7163 | 0 | 0 | 0 | 1242217.429 | 1478460.463 | 3846650.8507 | 2625418.2464 | 11741453.8242 | 961560.8286 | 24516122.6531 | 24516122.6531 | 18517163.4082 | 9730290.8829 | 0 | 37219137.3059 | 89982714.2501 | 421.6965 | 1.5083 | 24675.5323 | 59656.7124 | 503.0441 | 1216.1828
1 | 5500 | 707 | 0.045 | 15 | 15 | 7 | 5.6234e-13 | 5spot_SharedNeighbor | CO2 | Porous | Wet | R600a | MinimizeLCOE_Brownfield | IgnoreSilica | 2019 | 16.289 | 3.855 | 0.52858 | 4 | 18729.9798 | 43685.2238 | 381.836 | 890.5824 | 185.4479 | 23.2032 | 76.6116 | 2261560.3472 | 0 | 848493.4056 | 0 | 0 | 0 | 1449999.5595 | 1778420.7918 | 4627086.0959 | 3158081.3376 | 14123641.5375 | 961560.8286 | 24516122.6531 | 24516122.6531 | 18517163.4082 | 9730290.8829 | 0 | 39601325.0193 | 92364901.9634 | 562.3413 | 2.1143 | 18729.9798 | 43685.2238 | 381.836 | 890.5824
1 | 5500 | 707 | 0.045 | 15 | 15 | 7 | 7.4989e-13 | 5spot_SharedNeighbor | CO2 | Porous | Wet | R600a | MinimizeLCOE_Brownfield | IgnoreSilica | 2019 | 20.8593 | 5.1705 | 0.72675 | 4 | 14576.3031 | 32726.922 | 297.1577 | 667.1826 | 189.2314 | 23.2772 | 50.3109 | 2737660.1683 | 0 | 1034122.5584 | 0 | 0 | 0 | 1683182.5978 | 2127436.4765 | 5535153.3148 | 3777855.8733 | 16895410.9891 | 961560.8286 | 24516122.6531 | 24516122.6531 | 18517163.4082 | 9730290.8829 | 0 | 42373094.4709 | 95136671.4151 | 749.8942 | 2.907 | 14576.3031 | 32726.922 | 297.1577 | 667.1826
1 | 5500 | 707 | 0.045 | 15 | 15 | 7 | 1e-12 | 5spot_SharedNeighbor | CO2 | Porous | Wet | R600a | MinimizeLCOE_Brownfield | IgnoreSilica | 2019 | 26.5667 | 6.8291 | 0.98324 | 4 | 11584.1923 | 24999.8824 | 236.1594 | 509.6564 | 192.1997 | 23.314 | 59.474 | 3289496.7134 | 0 | 1254880.026 | 0 | 0 | 0 | 1939644.3604 | 2528768.2289 | 6579336.21 | 4490532.1552 | 20082657.6939 | 961560.8286 | 24516122.6531 | 24516122.6531 | 18517163.4082 | 9730290.8829 | 0 | 45560341.1756 | 98323918.1198 | 1000 | 3.933 | 11584.1923 | 24999.8824 | 236.1594 | 509.6564
1 | 5500 | 707 | 0.045 | 15 | 15 | 7 | 1.3335e-12 | 5spot_SharedNeighbor | CO2 | Porous | Wet | R600a | MinimizeLCOE_Brownfield | IgnoreSilica | 2019 | 33.6749 | 8.9099 | 1.3123 | 4 | 9377.0423 | 19428.4785 | 191.1637 | 396.0758 | 194.5043 | 23.3108 | 83.6446 | 3928107.5252 | 0 | 1516970.1355 | 0 | 0 | 0 | 2221636.7584 | 2990018.6234 | 7779415.1211 | 5309610.6711 | 23745758.8347 | 961560.8286 | 24516122.6531 | 24516122.6531 | 18517163.4082 | 9730290.8829 | 0 | 49223442.3164 | 101987019.2606 | 1333.5214 | 5.2494 | 9377.0423 | 19428.4785 | 191.1637 | 396.0758
1 | 5500 | 707 | 0.045 | 15 | 15 | 7 | 1.7783e-12 | 5spot_SharedNeighbor | CO2 | Porous | Wet | R600a | MinimizeLCOE_Brownfield | IgnoreSilica | 2019 | 42.3667 | 11.4734 | 1.7279 | 4 | 7718.7886 | 15353.0507 | 157.3579 | 312.9927 | 196.2356 | 23.2602 | 68.4671 | 4654346.202 | 0 | 1822854.0772 | 0 | 0 | 0 | 2521123.7937 | 3509346.3884 | 9130599.4368 | 6231821.7307 | 27870091.6288 | 961560.8286 | 24516122.6531 | 24516122.6531 | 18517163.4082 | 9730290.8829 | 0 | 53347775.1106 | 106111352.0548 | 1778.2794 | 6.9114 | 7718.7886 | 15353.0507 | 157.3579 | 312.9927
1 | 5500 | 707 | 0.045 | 15 | 15 | 7 | 2.3714e-12 | 5spot_SharedNeighbor | CO2 | Porous | Wet | R600a | MinimizeLCOE_Brownfield | IgnoreSilica | 2019 | 52.8077 | 14.5756 | 2.2423 | 4 | 6455.9682 | 12338.6585 | 131.6136 | 251.5402 | 197.4702 | 23.1501 | 72.9899 | 5466170.1863 | 0 | 2174152.5912 | 0 | 0 | 0 | 2829530.9388 | 4083242.9494 | 10623760.5659 | 7250934.8827 | 32427792.1143 | 961560.8286 | 24516122.6531 | 24516122.6531 | 18517163.4082 | 9730290.8829 | 0 | 57905475.596 | 110669052.5402 | 2371.3737 | 8.9693 | 6455.9682 | 12338.6585 | 131.6136 | 251.5402
1 | 5500 | 707 | 0.045 | 15 | 15 | 7 | 3.1623e-12 | 5spot_SharedNeighbor | CO2 | Porous | Wet | R600a | MinimizeLCOE_Brownfield | IgnoreSilica | 2019 | 64.9413 | 18.2104 | 2.8598 | 4 | 5486.0682 | 10098.6168 | 111.8409 | 205.874 | 198.2413 | 22.9663 | 86.9654 | 6344097.3114 | 0 | 2565364.4653 | 0 | 0 | 0 | 3126428.4849 | 4693997.202 | 12212817.8484 | 8335499.1299 | 37278204.4419 | 961560.8286 | 24516122.6531 | 24516122.6531 | 18517163.4082 | 9730290.8829 | 0 | 62755887.9236 | 115519464.8678 | 3162.2777 | 11.4391 | 5486.0682 | 10098.6168 | 111.8409 | 205.874
1 | 5500 | 707 | 0.045 | 15 | 15 | 7 | 4.217e-12 | 5spot_SharedNeighbor | CO2 | Porous | Wet | R600a | MinimizeLCOE_Brownfield | IgnoreSilica | 2019 | 78.4102 | 22.2822 | 3.5691 | 4 | 4738.6848 | 8434.497 | 96.6045 | 171.9486 | 198.5617 | 22.698 | 84.7461 | 7250506.2243 | 0 | 2982844.32 | 0 | 0 | 0 | 3383408.0962 | 5310535.8698 | 13816924.9925 | 9430335.2168 | 42174554.7197 | 961560.8286 | 24516122.6531 | 24516122.6531 | 18517163.4082 | 9730290.8829 | 0 | 67652238.2014 | 120415815.1456 | 4216.965 | 14.2766 | 4738.6848 | 8434.497 | 96.6045 | 171.9486
1 | 5500 | 707 | 0.045 | 15 | 15 | 7 | 5.6234e-12 | 5spot_SharedNeighbor | CO2 | Porous | Wet | R600a | MinimizeLCOE_Brownfield | IgnoreSilica | 2019 | 92.5829 | 26.607 | 4.3414 | 4 | 4163.436 | 7201.8447 | 84.8773 | 146.8193 | 198.4574 | 22.3456 | 104.5071 | 8136978.785 | 0 | 3406881.2289 | 0 | 0 | 0 | 3573593.4677 | 5895806.8578 | 15339680.0478 | 10469646.8315 | 46822587.2187 | 961560.8286 | 24516122.6531 | 24516122.6531 | 18517163.4082 | 9730290.8829 | 0 | 72300270.7005 | 125063847.6447 | 5623.4133 | 17.3655 | 4163.436 | 7201.8447 | 84.8773 | 146.8193
1 | 5500 | 707 | 0.045 | 15 | 15 | 7 | 7.4989e-12 | 5spot_SharedNeighbor | CO2 | Porous | Wet | R600a | MinimizeLCOE_Brownfield | IgnoreSilica | 2019 | 106.5996 | 30.9261 | 5.1314 | 4 | 3722.4396 | 6293.0488 | 75.887 | 128.2923 | 197.997 | 21.9274 | 112.9092 | 8951860.6672 | 0 | 3813615.5396 | 0 | 0 | 0 | 3677487.9194 | 6412756.0092 | 16684675.6989 | 11387634.0003 | 50928029.8346 | 961560.8286 | 24516122.6531 | 24516122.6531 | 18517163.4082 | 9730290.8829 | 0 | 76405713.3163 | 129169290.2605 | 7498.9421 | 20.5257 | 3722.4396 | 6293.0488 | 75.887 | 128.2923
1 | 5500 | 707 | 0.045 | 15 | 15 | 7 | 1e-11 | 5spot_SharedNeighbor | CO2 | Porous | Wet | R600a | MinimizeLCOE_Brownfield | IgnoreSilica | 2019 | 119.6593 | 34.9892 | 5.8911 | 4 | 3386.0778 | 5625.2142 | 69.0298 | 114.6776 | 197.2918 | 21.4756 | 114.3058 | 9658663.8637 | 0 | 4183014.4355 | 0 | 0 | 0 | 3694085.9763 | 6838948.0674 | 17793540.0103 | 12144456.6777 | 54312709.031 | 961560.8286 | 24516122.6531 | 24516122.6531 | 18517163.4082 | 9730290.8829 | 0 | 79790392.5127 | 132553969.4569 | 10000 | 23.5643 | 3386.0778 | 5625.2142 | 69.0298 | 114.6776
1 | 5500 | 707 | 0.045 | 15 | 15 | 7 | 1.3335e-11 | 5spot_SharedNeighbor | CO2 | Porous | Wet | R600a | MinimizeLCOE_Brownfield | IgnoreSilica | 2019 | 131.1427 | 38.5969 | 6.5796 | 4 | 3130.7009 | 5135.5068 | 63.8236 | 104.6943 | 196.4691 | 21.0279 | 117.8111 | 10239236.0086 | 0 | 4501194.004 | 0 | 0 | 0 | 3636436.0601 | 7166977.7684 | 18647006.004 | 12726964.7554 | 56917814.6004 | 961560.8286 | 24516122.6531 | 24516122.6531 | 18517163.4082 | 9730290.8829 | 0 | 82395498.0822 | 135159075.0264 | 13335.2143 | 26.3185 | 3130.7009 | 5135.5068 | 63.8236 | 104.6943
1 | 5500 | 707 | 0.045 | 15 | 15 | 7 | 1.7783e-11 | 5spot_SharedNeighbor | CO2 | Porous | Wet | R600a | MinimizeLCOE_Brownfield | IgnoreSilica | 2019 | 140.7944 | 41.6564 | 7.1741 | 4 | 2937.6332 | 4776.3095 | 59.8876 | 97.3715 | 195.6385 | 20.6158 | 113.9229 | 10697764.65 | 0 | 4764315.4669 | 0 | 0 | 0 | 3529621.7584 | 7406763.7314 | 19270879.8929 | 13152771.5039 | 58822117.0034 | 961560.8286 | 24516122.6531 | 24516122.6531 | 18517163.4082 | 9730290.8829 | 0 | 84299800.4851 | 137063377.4293 | 17782.7941 | 28.6965 | 2937.6332 | 4776.3095 | 59.8876 | 97.3715
1 | 5500 | 707 | 0.045 | 15 | 15 | 7 | 2.3714e-11 | 5spot_SharedNeighbor | CO2 | Porous | Wet | R600a | MinimizeLCOE_Brownfield | IgnoreSilica | 2019 | 148.6406 | 44.1637 | 7.6684 | 4 | 2791.9987 | 4512.1558 | 56.9187 | 91.9864 | 194.8704 | 20.2559 | 120.9155 | 11050427.7987 | 0 | 4975564.6397 | 0 | 0 | 0 | 3398713.4904 | 7575635.3123 | 19710249.106 | 13452650.02 | 60163240.3671 | 961560.8286 | 24516122.6531 | 24516122.6531 | 18517163.4082 | 9730290.8829 | 0 | 85640923.8488 | 138404500.793 | 23713.7371 | 30.6737 | 2791.9987 | 4512.1558 | 56.9187 | 91.9864
1 | 5500 | 707 | 0.045 | 15 | 15 | 7 | 3.1623e-11 | 5spot_SharedNeighbor | CO2 | Porous | Wet | R600a | MinimizeLCOE_Brownfield | IgnoreSilica | 2019 | 154.8675 | 46.1671 | 8.0679 | 4 | 2682.3107 | 4317.2892 | 54.6825 | 88.0138 | 194.2013 | 19.9541 | 116.4227 | 11317239.023 | 0 | 5141626.2077 | 0 | 0 | 0 | 3263480.2807 | 7691714.7495 | 20012263.9905 | 13658781.3844 | 61085105.6358 | 961560.8286 | 24516122.6531 | 24516122.6531 | 18517163.4082 | 9730290.8829 | 0 | 86562789.1175 | 139326366.0617 | 31622.7766 | 32.2717 | 2682.3107 | 4317.2892 | 54.6825 | 88.0138
1 | 5500 | 707 | 0.045 | 15 | 15 | 7 | 4.217e-11 | 5spot_SharedNeighbor | CO2 | Porous | Wet | R600a | MinimizeLCOE_Brownfield | IgnoreSilica | 2019 | 159.7077 | 47.7339 | 8.3837 | 4 | 2599.7692 | 4173.1715 | 52.9998 | 85.0757 | 193.6442 | 19.7094 | 111.5398 | 11516484.9012 | 0 | 5269785.9205 | 0 | 0 | 0 | 3136154.1694 | 7769745.7465 | 20215284.6384 | 13797347.1483 | 61704802.5243 | 961560.8286 | 24516122.6531 | 24516122.6531 | 18517163.4082 | 9730290.8829 | 0 | 87182486.006 | 139946062.9502 | 42169.6503 | 33.5347 | 2599.7692 | 4173.1715 | 52.9998 | 85.0757
1 | 5500 | 707 | 0.045 | 15 | 15 | 7 | 5.6234e-11 | 5spot_SharedNeighbor | CO2 | Porous | Wet | R600a | MinimizeLCOE_Brownfield | IgnoreSilica | 2019 | 163.4324 | 48.9453 | 8.6297 | 4 | 2537.69 | 4066.2341 | 51.7342 | 82.8957 | 193.1932 | 19.5151 | 113.3073 | 11664865.9773 | 0 | 5367881.1175 | 0 | 0 | 0 | 3023874.5597 | 7822082.4452 | 20351453.9927 | 13890285.5306 | 62120443.623 | 961560.8286 | 24516122.6531 | 24516122.6531 | 18517163.4082 | 9730290.8829 | 0 | 87598127.1047 | 140361704.0489 | 56234.1325 | 34.5188 | 2537.69 | 4066.2341 | 51.7342 | 82.8957
1 | 5500 | 707 | 0.045 | 15 | 15 | 7 | 7.4989e-11 | 5spot_SharedNeighbor | CO2 | Porous | Wet | R600a | MinimizeLCOE_Brownfield | IgnoreSilica | 2019 | 166.2776 | 49.8742 | 8.8194 | 4 | 2491.0196 | 3986.6797 | 50.7828 | 81.2739 | 192.8354 | 19.3631 | 119.3382 | 11775262.4937 | 0 | 5442511.7508 | 0 | 0 | 0 | 2929097.2215 | 7857279.8717 | 20443030.4766 | 13952788.3625 | 62399970.1769 | 961560.8286 | 24516122.6531 | 24516122.6531 | 18517163.4082 | 9730290.8829 | 0 | 87877653.6586 | 140641230.6028 | 74989.4209 | 35.2778 | 2491.0196 | 3986.6797 | 50.7828 | 81.2739
1 | 5500 | 707 | 0.045 | 15 | 15 | 7 | 1e-10 | 5spot_SharedNeighbor | CO2 | Porous | Wet | R600a | MinimizeLCOE_Brownfield | IgnoreSilica | 2019 | 168.4554 | 50.5866 | 8.9651 | 4 | 2455.9459 | 3927.3044 | 50.0678 | 80.0634 | 192.5537 | 19.2446 | 125.9616 | 11858018.1119 | 0 | 5499463.3343 | 0 | 0 | 0 | 2851918.9943 | 7881666.1718 | 20506478.627 | 13996093.0289 | 62593638.2684 | 961560.8286 | 24516122.6531 | 24516122.6531 | 18517163.4082 | 9730290.8829 | 0 | 88071321.7501 | 140834898.6943 | 100000 | 35.8604 | 2455.9459 | 3927.3044 | 50.0678 | 80.0634
1 | 5500 | 707 | 0.045 | 15 | 15 | 7 | 1.3335e-10 | 5spot_SharedNeighbor | CO2 | Porous | Wet | R600a | MinimizeLCOE_Brownfield | IgnoreSilica | 2019 | 170.0755 | 51.119 | 9.0752 | 4 | 2429.5963 | 3883.1077 | 49.5306 | 79.1624 | 192.3396 | 19.1553 | 117.3402 | 11918578.9144 | 0 | 5541735.2446 | 0 | 0 | 0 | 2789406.4733 | 7897391.0466 | 20547391.5256 | 14024016.9229 | 62718520.1275 | 961560.8286 | 24516122.6531 | 24516122.6531 | 18517163.4082 | 9730290.8829 | 0 | 88196203.6092 | 140959780.5534 | 133352.1432 | 36.3008 | 2429.5963 | 3883.1077 | 49.5306 | 79.1624
1 | 5500 | 707 | 0.045 | 15 | 15 | 7 | 1.7783e-10 | 5spot_SharedNeighbor | CO2 | Porous | Wet | R600a | MinimizeLCOE_Brownfield | IgnoreSilica | 2019 | 171.313 | 51.5257 | 9.1591 | 4 | 2409.807 | 3850.0095 | 49.1272 | 78.4877 | 192.1734 | 19.0864 | 111.9426 | 11964262.7166 | 0 | 5573968.6176 | 0 | 0 | 0 | 2740554.231 | 7908726.3704 | 20576883.7131 | 14044145.9468 | 62808541.5956 | 961560.8286 | 24516122.6531 | 24516122.6531 | 18517163.4082 | 9730290.8829 | 0 | 88286225.0773 | 141049802.0215 | 177827.941 | 36.6362 | 2409.807 | 3850.0095 | 49.1272 | 78.4877
1 | 5500 | 707 | 0.045 | 15 | 15 | 7 | 2.3714e-10 | 5spot_SharedNeighbor | CO2 | Porous | Wet | R600a | MinimizeLCOE_Brownfield | IgnoreSilica | 2019 | 172.2487 | 51.8335 | 9.2225 | 4 | 2394.949 | 3825.2366 | 48.8243 | 77.9826 | 192.0463 | 19.0339 | 112.2669 | 11998473.9668 | 0 | 5598311.4179 | 0 | 0 | 0 | 2702628.8516 | 7916771.5521 | 20597815.6255 | 14058432.4072 | 62872433.8211 | 961560.8286 | 24516122.6531 | 24516122.6531 | 18517163.4082 | 9730290.8829 | 0 | 88350117.3028 | 141113694.247 | 237137.3706 | 36.8902 | 2394.949 | 3825.2366 | 48.8243 | 77.9826
1 | 5500 | 707 | 0.045 | 15 | 15 | 7 | 3.1623e-10 | 5spot_SharedNeighbor | CO2 | Porous | Wet | R600a | MinimizeLCOE_Brownfield | IgnoreSilica | 2019 | 172.9332 | 52.0598 | 9.2699 | 4 | 2383.7961 | 3806.7779 | 48.5969 | 77.6063 | 191.9524 | 18.9952 | 116.4961 | 12023313.6515 | 0 | 5616103.7556 | 0 | 0 | 0 | 2672931.4334 | 7921816.0478 | 20610940.3684 | 14067390.3139 | 62912495.5705 | 961560.8286 | 24516122.6531 | 24516122.6531 | 18517163.4082 | 9730290.8829 | 0 | 88390179.0522 | 141153755.9964 | 316227.766 | 37.0796 | 2383.7961 | 3806.7779 | 48.5969 | 77.6063
1 | 5500 | 707 | 0.045 | 15 | 15 | 7 | 4.217e-10 | 5spot_SharedNeighbor | CO2 | Porous | Wet | R600a | MinimizeLCOE_Brownfield | IgnoreSilica | 2019 | 173.4667 | 52.2354 | 9.3061 | 4 | 2375.4262 | 3792.8741 | 48.4263 | 77.3229 | 191.8788 | 18.965 | 107.0179 | 12042567.5142 | 0 | 5629958.3835 | 0 | 0 | 0 | 2650646.1149 | 7926037.0849 | 20621922.6413 | 14074885.9408 | 62946017.6797 | 961560.8286 | 24516122.6531 | 24516122.6531 | 18517163.4082 | 9730290.8829 | 0 | 88423701.1614 | 141187278.1056 | 421696.5034 | 37.2244 | 2375.4262 | 3792.8741 | 48.4263 | 77.3229
1 | 5500 | 707 | 0.045 | 15 | 15 | 7 | 5.6234e-10 | 5spot_SharedNeighbor | CO2 | Porous | Wet | R600a | MinimizeLCOE_Brownfield | IgnoreSilica | 2019 | 173.854 | 52.3635 | 9.3329 | 4 | 2369.1459 | 3782.5155 | 48.2982 | 77.1117 | 191.8251 | 18.943 | 114.9584 | 12056482.8278 | 0 | 5640011.8129 | 0 | 0 | 0 | 2633357.7125 | 7928642.4177 | 20628701.1827 | 14079512.4346 | 62966708.3881 | 961560.8286 | 24516122.6531 | 24516122.6531 | 18517163.4082 | 9730290.8829 | 0 | 88444391.8698 | 141207968.814 | 562341.3252 | 37.3318 | 2369.1459 | 3782.5155 | 48.2982 | 77.1117
1 | 5500 | 707 | 0.045 | 15 | 15 | 7 | 7.4989e-10 | 5spot_SharedNeighbor | CO2 | Porous | Wet | R600a | MinimizeLCOE_Brownfield | IgnoreSilica | 2019 | 174.1512 | 52.4617 | 9.3533 | 4 | 2364.4342 | 3774.7262 | 48.2022 | 76.9529 | 191.7837 | 18.926 | 111.1119 | 12067132.1691 | 0 | 5647725.7143 | 0 | 0 | 0 | 2620393.8066 | 7930748.1591 | 20634179.8898 | 14083251.7648 | 62983431.5036 | 961560.8286 | 24516122.6531 | 24516122.6531 | 18517163.4082 | 9730290.8829 | 0 | 88461114.9853 | 141224691.9295 | 749894.2093 | 37.4132 | 2364.4342 | 3774.7262 | 48.2022 | 76.9529
1 | 5500 | 707 | 0.045 | 15 | 15 | 7 | 1e-09 | 5spot_SharedNeighbor | CO2 | Porous | Wet | R600a | MinimizeLCOE_Brownfield | IgnoreSilica | 2019 | 174.383 | 52.5378 | 9.3688 | 4 | 2360.8996 | 3768.8526 | 48.1301 | 76.8332 | 191.7514 | 18.9128 | 112.4984 | 12075414.5282 | 0 | 5653736.1769 | 0 | 0 | 0 | 2610783.6362 | 7932574.3931 | 20638931.3761 | 14086494.7518 | 62997934.8622 | 961560.8286 | 24516122.6531 | 24516122.6531 | 18517163.4082 | 9730290.8829 | 0 | 88475618.3439 | 141239195.2881 | 1000000 | 37.4754 | 2360.8996 | 3768.8526 | 48.1301 | 76.8332
1 | 5500 | 707 | 0.045 | 15 | 15 | 7 | 1.3335e-09 | 5spot_SharedNeighbor | CO2 | Porous | Wet | R600a | MinimizeLCOE_Brownfield | IgnoreSilica | 2019 | 174.5527 | 52.5938 | 9.3804 | 4 | 2358.2484 | 3764.4673 | 48.0761 | 76.7438 | 191.7277 | 18.9031 | 127.1852 | 12081469.6319 | 0 | 5658138.4865 | 0 | 0 | 0 | 2603433.045 | 7933786.0537 | 20642083.8685 | 14088646.3927 | 63007557.4783 | 961560.8286 | 24516122.6531 | 24516122.6531 | 18517163.4082 | 9730290.8829 | 0 | 88485240.9601 | 141248817.9043 | 1333521.4322 | 37.5216 | 2358.2484 | 3764.4673 | 48.0761 | 76.7438
1 | 5500 | 707 | 0.045 | 15 | 15 | 7 | 1.7783e-09 | 5spot_SharedNeighbor | CO2 | Porous | Wet | R600a | MinimizeLCOE_Brownfield | IgnoreSilica | 2019 | 174.6723 | 52.6335 | 9.3889 | 4 | 2356.2598 | 3761.212 | 48.0355 | 76.6774 | 191.7109 | 18.8962 | 130.5716 | 12085729.2997 | 0 | 5661240.871 | 0 | 0 | 0 | 2597716.6632 | 7934427.8652 | 20643753.7303 | 14089786.1077 | 63012654.5371 | 961560.8286 | 24516122.6531 | 24516122.6531 | 18517163.4082 | 9730290.8829 | 0 | 88490338.0188 | 141253914.963 | 1778279.41 | 37.5554 | 2356.2598 | 3761.212 | 48.0355 | 76.6774
1 | 5500 | 707 | 0.045 | 15 | 15 | 7 | 2.3714e-09 | 5spot_SharedNeighbor | CO2 | Porous | Wet | R600a | MinimizeLCOE_Brownfield | IgnoreSilica | 2019 | 174.765 | 52.6642 | 9.3953 | 4 | 2354.7683 | 3758.7595 | 48.0051 | 76.6274 | 191.6979 | 18.8909 | 129.5547 | 12089024.1324 | 0 | 5663641.9826 | 0 | 0 | 0 | 2593480.0644 | 7934997.01 | 20645234.5283 | 14090796.7827 | 63017174.5005 | 961560.8286 | 24516122.6531 | 24516122.6531 | 18517163.4082 | 9730290.8829 | 0 | 88494857.9822 | 141258434.9264 | 2371373.7057 | 37.5811 | 2354.7683 | 3758.7595 | 48.0051 | 76.6274
1 | 5500 | 707 | 0.045 | 15 | 15 | 7 | 3.1623e-09 | 5spot_SharedNeighbor | CO2 | Porous | Wet | R600a | MinimizeLCOE_Brownfield | IgnoreSilica | 2019 | 174.8427 | 52.6896 | 9.4003 | 4 | 2353.6498 | 3756.8862 | 47.9823 | 76.5892 | 191.687 | 18.8865 | 125.3288 | 12091792.219 | 0 | 5665658.7197 | 0 | 0 | 0 | 2590484.4271 | 7935694.7926 | 20647050.0156 | 14092035.8901 | 63022716.064 | 961560.8286 | 24516122.6531 | 24516122.6531 | 18517163.4082 | 9730290.8829 | 0 | 88500399.5457 | 141263976.4899 | 3162277.6602 | 37.6013 | 2353.6498 | 3756.8862 | 47.9823 | 76.5892
1 | 5500 | 707 | 0.045 | 15 | 15 | 7 | 4.217e-09 | 5spot_SharedNeighbor | CO2 | Porous | Wet | R600a | MinimizeLCOE_Brownfield | IgnoreSilica | 2019 | 174.8887 | 52.7051 | 9.4038 | 4 | 2352.8109 | 3755.533 | 47.9652 | 76.5616 | 191.6805 | 18.8838 | 117.9255 | 12093422.9269 | 0 | 5666849.9823 | 0 | 0 | 0 | 2587950.1506 | 7935806.9933 | 20647341.9388 | 14092235.1337 | 63023607.1255 | 961560.8286 | 24516122.6531 | 24516122.6531 | 18517163.4082 | 9730290.8829 | 0 | 88501290.6072 | 141264867.5514 | 4216965.0343 | 37.6151 | 2352.8109 | 3755.533 | 47.9652 | 76.5616
1 | 5500 | 707 | 0.045 | 15 | 15 | 7 | 5.6234e-09 | 5spot_SharedNeighbor | CO2 | Porous | Wet | R600a | MinimizeLCOE_Brownfield | IgnoreSilica | 2019 | 174.9204 | 52.7159 | 9.4063 | 4 | 2352.1818 | 3754.53 | 47.9524 | 76.5412 | 191.676 | 18.882 | 124.5009 | 12094545.1001 | 0 | 5667670.7592 | 0 | 0 | 0 | 2585983.2156 | 7935797.6392 | 20647317.6014 | 14092218.5229 | 63023532.8384 | 961560.8286 | 24516122.6531 | 24516122.6531 | 18517163.4082 | 9730290.8829 | 0 | 88501216.3201 | 141264793.2643 | 5623413.2519 | 37.6252 | 2352.1818 | 3754.53 | 47.9524 | 76.5412
1 | 5500 | 707 | 0.045 | 15 | 15 | 7 | 7.4989e-09 | 5spot_SharedNeighbor | CO2 | Porous | Wet | R600a | MinimizeLCOE_Brownfield | IgnoreSilica | 2019 | 174.9593 | 52.7284 | 9.4086 | 4 | 2351.71 | 3753.7151 | 47.9428 | 76.5246 | 191.6706 | 18.8798 | 128.4621 | 12095929.101 | 0 | 5668678.971 | 0 | 0 | 0 | 2584851.9362 | 7936289.4032 | 20648597.0702 | 14093091.7867 | 63027438.2682 | 961560.8286 | 24516122.6531 | 24516122.6531 | 18517163.4082 | 9730290.8829 | 0 | 88505121.7499 | 141268698.6941 | 7498942.0933 | 37.6344 | 2351.71 | 3753.7151 | 47.9428 | 76.5246
1 | 5500 | 707 | 0.045 | 15 | 15 | 7 | 1e-08 | 5spot_SharedNeighbor | CO2 | Porous | Wet | R600a | MinimizeLCOE_Brownfield | IgnoreSilica | 2019 | 174.9741 | 52.7336 | 9.4099 | 4 | 2351.3562 | 3753.1635 | 47.9356 | 76.5133 | 191.6684 | 18.8789 | 119.0454 | 12096452.7493 | 0 | 5669063.0399 | 0 | 0 | 0 | 2583675.706 | 7936184.6831 | 20648324.6102 | 14092905.8271 | 63026606.6155 | 961560.8286 | 24516122.6531 | 24516122.6531 | 18517163.4082 | 9730290.8829 | 0 | 88504290.0972 | 141267867.0414 | 10000000 | 37.6397 | 2351.3562 | 3753.1635 | 47.9356 | 76.5133
1 | 5600 | 707 | 0.045 | 15 | 15 | 7 | 1e-13 | 5spot_SharedNeighbor | CO2 | Porous | Wet | R600a | MinimizeLCOE_Brownfield | IgnoreSilica | 2019 | 3.2929 | 0.34416 | 0.035002 | 4 | 215425.2449 | 600987.5653 | 4391.735 | 12251.9444 | 137.4447 | 22.0482 | 56.9508 | 573512.7052 | 0 | 236152.0081 | 0 | 0 | 0 | 510061.9715 | 514693.407 | 1339126.667 | 913981.4665 | 4087528.2253 | 961560.8286 | 25111985.0635 | 25111985.0635 | 18927833.0506 | 9941662.686 | 0 | 30161074.1174 | 84142554.9176 | 100 | 0.14001 | 215425.2449 | 600987.5653 | 4391.735 | 12251.9444
1 | 5600 | 707 | 0.045 | 15 | 15 | 7 | 1.3335e-13 | 5spot_SharedNeighbor | CO2 | Porous | Wet | R600a | MinimizeLCOE_Brownfield | IgnoreSilica | 2019 | 4.4481 | 0.60857 | 0.069341 | 4 | 113000.8334 | 307624.6193 | 2303.6748 | 6271.344 | 150.691 | 22.5656 | 42.9008 | 766369.5046 | 0 | 300378.8266 | 0 | 0 | 0 | 634348.9285 | 663427.9313 | 1726103.3894 | 1178101.0311 | 5268729.6115 | 961560.8286 | 25111985.0635 | 25111985.0635 | 18927833.0506 | 9941662.686 | 0 | 31342275.5036 | 85323756.3037 | 133.3521 | 0.27736 | 113000.8334 | 307624.6193 | 2303.6748 | 6271.344
1 | 5600 | 707 | 0.045 | 15 | 15 | 7 | 1.7783e-13 | 5spot_SharedNeighbor | CO2 | Porous | Wet | R600a | MinimizeLCOE_Brownfield | IgnoreSilica | 2019 | 5.9017 | 0.97363 | 0.11825 | 4 | 69141.3596 | 183269.0889 | 1409.5401 | 3736.1883 | 161.7197 | 22.9466 | 57.4971 | 991825.7978 | 0 | 376631.398 | 0 | 0 | 0 | 772068.4026 | 834804.9834 | 2171991.3247 | 1482428.7091 | 6629750.6156 | 961560.8286 | 25111985.0635 | 25111985.0635 | 18927833.0506 | 9941662.686 | 0 | 32703296.5077 | 86684777.3079 | 177.8279 | 0.47299 | 69141.3596 | 183269.0889 | 1409.5401 | 3736.1883
1 | 5600 | 707 | 0.045 | 15 | 15 | 7 | 2.3714e-13 | 5spot_SharedNeighbor | CO2 | Porous | Wet | R600a | MinimizeLCOE_Brownfield | IgnoreSilica | 2019 | 7.7239 | 1.4599 | 0.18549 | 4 | 46177.5586 | 118932.4013 | 941.392 | 2424.5979 | 170.7611 | 23.2291 | 66.9719 | 1253381.5201 | 0 | 467091.7476 | 0 | 0 | 0 | 923334.9369 | 1031085.1998 | 2682672.1853 | 1830978.8898 | 8188544.4796 | 961560.8286 | 25111985.0635 | 25111985.0635 | 18927833.0506 | 9941662.686 | 0 | 34262090.3718 | 88243571.1719 | 237.1374 | 0.74196 | 46177.5586 | 118932.4013 | 941.392 | 2424.5979
1 | 5600 | 707 | 0.045 | 15 | 15 | 7 | 3.1623e-13 | 5spot_SharedNeighbor | CO2 | Porous | Wet | R600a | MinimizeLCOE_Brownfield | IgnoreSilica | 2019 | 10.046 | 2.1024 | 0.27629 | 4 | 32653.1797 | 81497.6596 | 665.6792 | 1661.44 | 178.2129 | 23.4425 | 67.4348 | 1561552.4861 | 0 | 576403.8352 | 0 | 0 | 0 | 1095161.7775 | 1260916.0585 | 3280644.9347 | 2239107.5785 | 10013786.6704 | 961560.8286 | 25111985.0635 | 25111985.0635 | 18927833.0506 | 9941662.686 | 0 | 36087332.5625 | 90068813.3627 | 316.2278 | 1.1052 | 32653.1797 | 81497.6596 | 665.6792 | 1661.44
1 | 5600 | 707 | 0.045 | 15 | 15 | 7 | 4.217e-13 | 5spot_SharedNeighbor | CO2 | Porous | Wet | R600a | MinimizeLCOE_Brownfield | IgnoreSilica | 2019 | 12.9787 | 2.9348 | 0.39714 | 4 | 24048.7784 | 58030.4936 | 490.2669 | 1183.0301 | 184.238 | 23.6002 | 48.4752 | 1921502.4942 | 0 | 707486.9165 | 0 | 0 | 0 | 1287066.6118 | 1527261.8487 | 3973622.046 | 2712078.6961 | 12129018.6133 | 961560.8286 | 25111985.0635 | 25111985.0635 | 18927833.0506 | 9941662.686 | 0 | 38202564.5054 | 92184045.3056 | 421.6965 | 1.5885 | 24048.7784 | 58030.4936 | 490.2669 | 1183.0301
1 | 5600 | 707 | 0.045 | 15 | 15 | 7 | 5.6234e-13 | 5spot_SharedNeighbor | CO2 | Porous | Wet | R600a | MinimizeLCOE_Brownfield | IgnoreSilica | 2019 | 16.6787 | 4.0031 | 0.55636 | 4 | 18268.838 | 42525.5787 | 372.435 | 866.9414 | 189.0729 | 23.7131 | 59.1984 | 2341983.4174 | 0 | 864695.0317 | 0 | 0 | 0 | 1501468.6126 | 1836177.354 | 4777356.8235 | 3260644.1969 | 14582325.436 | 961560.8286 | 25111985.0635 | 25111985.0635 | 18927833.0506 | 9941662.686 | 0 | 40655871.3282 | 94637352.1283 | 562.3413 | 2.2254 | 18268.838 | 42525.5787 | 372.435 | 866.9414
1 | 5600 | 707 | 0.045 | 15 | 15 | 7 | 7.4989e-13 | 5spot_SharedNeighbor | CO2 | Porous | Wet | R600a | MinimizeLCOE_Brownfield | IgnoreSilica | 2019 | 21.3346 | 5.3636 | 0.76434 | 4 | 14227.5289 | 31883.8607 | 290.0474 | 649.9956 | 192.9211 | 23.7867 | 58.3723 | 2832545.6039 | 0 | 1052929.4554 | 0 | 0 | 0 | 1740446.1634 | 2194109.2768 | 5708622.2646 | 3896251.996 | 17424904.7601 | 961560.8286 | 25111985.0635 | 25111985.0635 | 18927833.0506 | 9941662.686 | 0 | 43498450.6522 | 97479931.4524 | 749.8942 | 3.0573 | 14227.5289 | 31883.8607 | 290.0474 | 649.9956
1 | 5600 | 707 | 0.045 | 15 | 15 | 7 | 1e-12 | 5spot_SharedNeighbor | CO2 | Porous | Wet | R600a | MinimizeLCOE_Brownfield | IgnoreSilica | 2019 | 27.1586 | 7.0813 | 1.0335 | 4 | 11314.4115 | 24371.9121 | 230.6596 | 496.8544 | 195.9491 | 23.8222 | 66.8849 | 3402232.5196 | 0 | 1277199.4401 | 0 | 0 | 0 | 2004479.2477 | 2606725.3709 | 6782164.7022 | 4628966.7688 | 20701768.0493 | 961560.8286 | 25111985.0635 | 25111985.0635 | 18927833.0506 | 9941662.686 | 0 | 46775313.9414 | 100756794.7416 | 1000 | 4.1341 | 11314.4115 | 24371.9121 | 230.6596 | 496.8544
1 | 5600 | 707 | 0.045 | 15 | 15 | 7 | 1.3335e-12 | 5spot_SharedNeighbor | CO2 | Porous | Wet | R600a | MinimizeLCOE_Brownfield | IgnoreSilica | 2019 | 34.4083 | 9.2353 | 1.3787 | 4 | 9164.3923 | 18952.9554 | 186.8285 | 386.3816 | 198.3003 | 23.8163 | 71.8295 | 4061219.3751 | 0 | 1543345.9958 | 0 | 0 | 0 | 2294622.8773 | 3080683.4168 | 8015306.3154 | 5470611.2583 | 24465789.2387 | 961560.8286 | 25111985.0635 | 25111985.0635 | 18927833.0506 | 9941662.686 | 0 | 50539335.1308 | 104520815.931 | 1333.5214 | 5.5148 | 9164.3923 | 18952.9554 | 186.8285 | 386.3816
1 | 5600 | 707 | 0.045 | 15 | 15 | 7 | 1.7783e-12 | 5spot_SharedNeighbor | CO2 | Porous | Wet | R600a | MinimizeLCOE_Brownfield | IgnoreSilica | 2019 | 43.2681 | 11.8876 | 1.8141 | 4 | 7548.4443 | 14987.5825 | 153.8852 | 305.5421 | 200.0664 | 23.7607 | 76.9854 | 4810237.4685 | 0 | 1853816.9243 | 0 | 0 | 0 | 2602576.5399 | 3613986.0637 | 9402850.4074 | 6417638.6123 | 28701106.016 | 961560.8286 | 25111985.0635 | 25111985.0635 | 18927833.0506 | 9941662.686 | 0 | 54774651.9082 | 108756132.7083 | 1778.2794 | 7.2564 | 7548.4443 | 14987.5825 | 153.8852 | 305.5421
1 | 5600 | 707 | 0.045 | 15 | 15 | 7 | 2.3714e-12 | 5spot_SharedNeighbor | CO2 | Porous | Wet | R600a | MinimizeLCOE_Brownfield | IgnoreSilica | 2019 | 53.8944 | 15.0927 | 2.3524 | 4 | 6317.6073 | 12054.4611 | 128.793 | 245.7465 | 201.3237 | 23.6429 | 75.3385 | 5646217.6694 | 0 | 2209871.0316 | 0 | 0 | 0 | 2918808.8188 | 4202210.0327 | 10933288.5133 | 7462194.0669 | 33372590.1327 | 961560.8286 | 25111985.0635 | 25111985.0635 | 18927833.0506 | 9941662.686 | 0 | 59446136.0249 | 113427616.825 | 2371.3737 | 9.4096 | 6317.6073 | 12054.4611 | 128.793 | 245.7465
1 | 5600 | 707 | 0.045 | 15 | 15 | 7 | 3.1623e-12 | 5spot_SharedNeighbor | CO2 | Porous | Wet | R600a | MinimizeLCOE_Brownfield | IgnoreSilica | 2019 | 66.2176 | 18.8407 | 2.9971 | 4 | 5372.3331 | 9875.1858 | 109.5223 | 201.319 | 202.1052 | 23.448 | 87.7226 | 6548328.5083 | 0 | 2605621.17 | 0 | 0 | 0 | 3222018.8663 | 4826627.7324 | 12557895.2821 | 8571021.569 | 38331513.1281 | 961560.8286 | 25111985.0635 | 25111985.0635 | 18927833.0506 | 9941662.686 | 0 | 64405059.0202 | 118386539.8204 | 3162.2777 | 11.9883 | 5372.3331 | 9875.1858 | 109.5223 | 201.319
1 | 5600 | 707 | 0.045 | 15 | 15 | 7 | 4.217e-12 | 5spot_SharedNeighbor | CO2 | Porous | Wet | R600a | MinimizeLCOE_Brownfield | IgnoreSilica | 2019 | 79.8575 | 23.0277 | 3.7355 | 4 | 4644.1644 | 8256.9085 | 94.6776 | 168.3282 | 202.4244 | 23.1654 | 95.5358 | 7476872.9571 | 0 | 3026808.8024 | 0 | 0 | 0 | 3482701.9112 | 5454689.6316 | 14191983.5108 | 9686320.3622 | 43319377.1753 | 961560.8286 | 25111985.0635 | 25111985.0635 | 18927833.0506 | 9941662.686 | 0 | 69392923.0675 | 123374403.8676 | 4216.965 | 14.942 | 4644.1644 | 8256.9085 | 94.6776 | 168.3282
1 | 5600 | 707 | 0.045 | 15 | 15 | 7 | 5.6234e-12 | 5spot_SharedNeighbor | CO2 | Porous | Wet | R600a | MinimizeLCOE_Brownfield | IgnoreSilica | 2019 | 94.1519 | 27.4577 | 4.5362 | 4 | 4083.9947 | 7059.0237 | 83.2578 | 143.9077 | 202.3103 | 22.7967 | 88.2661 | 8381180.6235 | 0 | 3452992.2964 | 0 | 0 | 0 | 3673100.6344 | 6047836.6862 | 15735230.4755 | 10739618.1262 | 48029958.8421 | 961560.8286 | 25111985.0635 | 25111985.0635 | 18927833.0506 | 9941662.686 | 0 | 74103504.7343 | 128084985.5344 | 5623.4133 | 18.1449 | 4083.9947 | 7059.0237 | 83.2578 | 143.9077
1 | 5600 | 707 | 0.045 | 15 | 15 | 7 | 7.4989e-12 | 5spot_SharedNeighbor | CO2 | Porous | Wet | R600a | MinimizeLCOE_Brownfield | IgnoreSilica | 2019 | 108.2197 | 31.8612 | 5.3517 | 4 | 3654.8184 | 6176.5245 | 74.5084 | 125.9168 | 201.8378 | 22.3623 | 105.1861 | 9208339.6466 | 0 | 3859913.0295 | 0 | 0 | 0 | 3773817.7594 | 6568407.4699 | 17089648.8709 | 11664036.5116 | 52164163.2879 | 961560.8286 | 25111985.0635 | 25111985.0635 | 18927833.0506 | 9941662.686 | 0 | 78237709.1801 | 132219189.9802 | 7498.9421 | 21.4067 | 3654.8184 | 6176.5245 | 74.5084 | 125.9168
1 | 5600 | 707 | 0.045 | 15 | 15 | 7 | 1e-11 | 5spot_SharedNeighbor | CO2 | Porous | Wet | R600a | MinimizeLCOE_Brownfield | IgnoreSilica | 2019 | 121.2741 | 35.9875 | 6.1325 | 4 | 3327.6715 | 5528.2949 | 67.8391 | 112.7018 | 201.1225 | 21.8959 | 115.5452 | 9922951.4533 | 0 | 4228114.0871 | 0 | 0 | 0 | 3785638.5067 | 6995314.5784 | 18200373.5966 | 12422128.9599 | 55554521.1819 | 961560.8286 | 25111985.0635 | 25111985.0635 | 18927833.0506 | 9941662.686 | 0 | 81628067.0741 | 135609547.8742 | 10000 | 24.5301 | 3327.6715 | 5528.2949 | 67.8391 | 112.7018
1 | 5600 | 707 | 0.045 | 15 | 15 | 7 | 1.3335e-11 | 5spot_SharedNeighbor | CO2 | Porous | Wet | R600a | MinimizeLCOE_Brownfield | IgnoreSilica | 2019 | 132.7091 | 39.6377 | 6.8376 | 4 | 3079.481 | 5053.1912 | 62.7794 | 103.0161 | 200.2951 | 21.4369 | 123.7469 | 10507907.4111 | 0 | 4544153.2634 | 0 | 0 | 0 | 3722976.5529 | 7322264.5187 | 19051030.2748 | 13002719.6221 | 58151051.6431 | 961560.8286 | 25111985.0635 | 25111985.0635 | 18927833.0506 | 9941662.686 | 0 | 84224597.5352 | 138206078.3354 | 13335.2143 | 27.3503 | 3079.481 | 5053.1912 | 62.7794 | 103.0161
1 | 5600 | 707 | 0.045 | 15 | 15 | 7 | 1.7783e-11 | 5spot_SharedNeighbor | CO2 | Porous | Wet | R600a | MinimizeLCOE_Brownfield | IgnoreSilica | 2019 | 142.3265 | 42.735 | 7.4455 | 4 | 2891.8383 | 4704.4008 | 58.954 | 95.9056 | 199.4594 | 21.0134 | 119.3067 | 10970138.8724 | 0 | 4805746.7567 | 0 | 0 | 0 | 3612510.1565 | 7561474.3564 | 19673405.2036 | 13427503.2995 | 60050778.645 | 961560.8286 | 25111985.0635 | 25111985.0635 | 18927833.0506 | 9941662.686 | 0 | 86124324.5372 | 140105805.3373 | 17782.7941 | 29.7819 | 2891.8383 | 4704.4008 | 58.954 | 95.9056
1 | 5600 | 707 | 0.045 | 15 | 15 | 7 | 2.3714e-11 | 5spot_SharedNeighbor | CO2 | Porous | Wet | R600a | MinimizeLCOE_Brownfield | IgnoreSilica | 2019 | 150.1 | 45.2596 | 7.9488 | 4 | 2750.3901 | 4448.1716 | 56.0704 | 90.682 | 198.6926 | 20.6467 | 119.9441 | 11323767.4679 | 0 | 5014606.699 | 0 | 0 | 0 | 3477874.3778 | 7728336.9324 | 20107547.3983 | 13723814.2681 | 61375947.1436 | 961560.8286 | 25111985.0635 | 25111985.0635 | 18927833.0506 | 9941662.686 | 0 | 87449493.0357 | 141430973.8358 | 23713.7371 | 31.7953 | 2750.3901 | 4448.1716 | 56.0704 | 90.682
1 | 5600 | 707 | 0.045 | 15 | 15 | 7 | 3.1623e-11 | 5spot_SharedNeighbor | CO2 | Porous | Wet | R600a | MinimizeLCOE_Brownfield | IgnoreSilica | 2019 | 156.2434 | 47.2691 | 8.3544 | 4 | 2643.8866 | 4259.2392 | 53.8992 | 86.8304 | 198.0281 | 20.3408 | 126.6711 | 11590305.8806 | 0 | 5178137.5145 | 0 | 0 | 0 | 3339450.3047 | 7842078.5429 | 20403479.7372 | 13925794.1702 | 62279246.1501 | 961560.8286 | 25111985.0635 | 25111985.0635 | 18927833.0506 | 9941662.686 | 0 | 88352792.0423 | 142334272.8424 | 31622.7766 | 33.4178 | 2643.8866 | 4259.2392 | 53.8992 | 86.8304
1 | 5600 | 707 | 0.045 | 15 | 15 | 7 | 4.217e-11 | 5spot_SharedNeighbor | CO2 | Porous | Wet | R600a | MinimizeLCOE_Brownfield | IgnoreSilica | 2019 | 161.0307 | 48.844 | 8.6751 | 4 | 2563.7605 | 4119.4064 | 52.2657 | 83.9797 | 197.4741 | 20.0924 | 114.5706 | 11789934.2614 | 0 | 5304680.5238 | 0 | 0 | 0 | 3210433.7468 | 7918968.9275 | 20603532.7455 | 14062334.4591 | 62889884.6641 | 961560.8286 | 25111985.0635 | 25111985.0635 | 18927833.0506 | 9941662.686 | 0 | 88963430.5563 | 142944911.3564 | 42169.6503 | 34.7004 | 2563.7605 | 4119.4064 | 52.2657 | 83.9797
1 | 5600 | 707 | 0.045 | 15 | 15 | 7 | 5.6234e-11 | 5spot_SharedNeighbor | CO2 | Porous | Wet | R600a | MinimizeLCOE_Brownfield | IgnoreSilica | 2019 | 164.7165 | 50.0621 | 8.9248 | 4 | 2503.5097 | 4015.6243 | 51.0374 | 81.8639 | 197.0256 | 19.8951 | 114.0695 | 11938717.1365 | 0 | 5401595.4452 | 0 | 0 | 0 | 3097172.9375 | 7970619.3525 | 20737916.5564 | 14154054.1713 | 63300075.5994 | 961560.8286 | 25111985.0635 | 25111985.0635 | 18927833.0506 | 9941662.686 | 0 | 89373621.4915 | 143355102.2917 | 56234.1325 | 35.6993 | 2503.5097 | 4015.6243 | 51.0374 | 81.8639
1 | 5600 | 707 | 0.045 | 15 | 15 | 7 | 7.4989e-11 | 5spot_SharedNeighbor | CO2 | Porous | Wet | R600a | MinimizeLCOE_Brownfield | IgnoreSilica | 2019 | 167.5151 | 50.9911 | 9.1168 | 4 | 2458.2211 | 3938.4901 | 50.1142 | 80.2914 | 196.672 | 19.7417 | 115.3703 | 12048775.1798 | 0 | 5474890.5079 | 0 | 0 | 0 | 3001374.2112 | 8004765.5605 | 20826757.9854 | 14214690.2721 | 63571253.7168 | 961560.8286 | 25111985.0635 | 25111985.0635 | 18927833.0506 | 9941662.686 | 0 | 89644799.609 | 143626280.4091 | 74989.4209 | 36.4673 | 2458.2211 | 3938.4901 | 50.1142 | 80.2914
1 | 5600 | 707 | 0.045 | 15 | 15 | 7 | 1e-10 | 5spot_SharedNeighbor | CO2 | Porous | Wet | R600a | MinimizeLCOE_Brownfield | IgnoreSilica | 2019 | 169.654 | 51.7026 | 9.2641 | 4 | 2424.1905 | 3880.9294 | 49.4204 | 79.118 | 196.3942 | 19.6224 | 117.297 | 12131180.3667 | 0 | 5530743.8516 | 0 | 0 | 0 | 2923473.6064 | 8028305.1516 | 20888003.1727 | 14256491.3709 | 63758197.5198 | 961560.8286 | 25111985.0635 | 25111985.0635 | 18927833.0506 | 9941662.686 | 0 | 89831743.412 | 143813224.2121 | 100000 | 37.0564 | 2424.1905 | 3880.9294 | 49.4204 | 79.118
1 | 5600 | 707 | 0.045 | 15 | 15 | 7 | 1.3335e-10 | 5spot_SharedNeighbor | CO2 | Porous | Wet | R600a | MinimizeLCOE_Brownfield | IgnoreSilica | 2019 | 171.2546 | 52.237 | 9.3756 | 4 | 2398.6274 | 3838.037 | 48.8993 | 78.2436 | 196.1818 | 19.5319 | 107.4848 | 12191860.8958 | 0 | 5572449.8984 | 0 | 0 | 0 | 2860739.7948 | 8043769.7297 | 20928238.8327 | 14283953.0356 | 63881012.1871 | 961560.8286 | 25111985.0635 | 25111985.0635 | 18927833.0506 | 9941662.686 | 0 | 89954558.0792 | 143936038.8794 | 133352.1432 | 37.5025 | 2398.6274 | 3838.037 | 48.8993 | 78.2436
1 | 5600 | 707 | 0.045 | 15 | 15 | 7 | 1.7783e-10 | 5spot_SharedNeighbor | CO2 | Porous | Wet | R600a | MinimizeLCOE_Brownfield | IgnoreSilica | 2019 | 172.4728 | 52.644 | 9.4605 | 4 | 2379.4305 | 3805.934 | 48.5079 | 77.5891 | 196.0177 | 19.4624 | 110.5017 | 12237475.5664 | 0 | 5604137.9198 | 0 | 0 | 0 | 2811658.9006 | 8054776.2309 | 20956875.4909 | 14303498.1433 | 63968422.2519 | 961560.8286 | 25111985.0635 | 25111985.0635 | 18927833.0506 | 9941662.686 | 0 | 90041968.144 | 144023448.9441 | 177827.941 | 37.8418 | 2379.4305 | 3805.934 | 48.5079 | 77.5891
1 | 5600 | 707 | 0.045 | 15 | 15 | 7 | 2.3714e-10 | 5spot_SharedNeighbor | CO2 | Porous | Wet | R600a | MinimizeLCOE_Brownfield | IgnoreSilica | 2019 | 173.3935 | 52.9519 | 9.5247 | 4 | 2365.0182 | 3781.907 | 48.2141 | 77.0993 | 195.8922 | 19.4094 | 108.4303 | 12271624.3983 | 0 | 5628058.695 | 0 | 0 | 0 | 2773581.1941 | 8062573.0721 | 20977161.2725 | 14317343.606 | 64030342.238 | 961560.8286 | 25111985.0635 | 25111985.0635 | 18927833.0506 | 9941662.686 | 0 | 90103888.1302 | 144085368.9303 | 237137.3706 | 38.0986 | 2365.0182 | 3781.907 | 48.2141 | 77.0993
1 | 5600 | 707 | 0.045 | 15 | 15 | 7 | 3.1623e-10 | 5spot_SharedNeighbor | CO2 | Porous | Wet | R600a | MinimizeLCOE_Brownfield | IgnoreSilica | 2019 | 174.0735 | 53.1801 | 9.5727 | 4 | 2354.2007 | 3763.9768 | 47.9936 | 76.7338 | 195.7986 | 19.3701 | 102.4773 | 12296656.0686 | 0 | 5645707.3779 | 0 | 0 | 0 | 2743938.2222 | 8067657.6508 | 20990390.3033 | 14326372.6914 | 64070722.3142 | 961560.8286 | 25111985.0635 | 25111985.0635 | 18927833.0506 | 9941662.686 | 0 | 90144268.2064 | 144125749.0065 | 316227.766 | 38.2908 | 2354.2007 | 3763.9768 | 47.9936 | 76.7338
1 | 5600 | 707 | 0.045 | 15 | 15 | 7 | 4.217e-10 | 5spot_SharedNeighbor | CO2 | Porous | Wet | R600a | MinimizeLCOE_Brownfield | IgnoreSilica | 2019 | 174.6038 | 53.3574 | 9.6094 | 4 | 2346.0827 | 3750.4687 | 47.8281 | 76.4584 | 195.7252 | 19.3393 | 136.456 | 12316078.7988 | 0 | 5659463.8845 | 0 | 0 | 0 | 2721719.309 | 8071932.177 | 21001511.7435 | 14333963.3029 | 64104669.2156 | 961560.8286 | 25111985.0635 | 25111985.0635 | 18927833.0506 | 9941662.686 | 0 | 90178215.1078 | 144159695.9079 | 421696.5034 | 38.4378 | 2346.0827 | 3750.4687 | 47.8281 | 76.4584
1 | 5600 | 707 | 0.045 | 15 | 15 | 7 | 5.6234e-10 | 5spot_SharedNeighbor | CO2 | Porous | Wet | R600a | MinimizeLCOE_Brownfield | IgnoreSilica | 2019 | 174.9935 | 53.4881 | 9.6368 | 4 | 2339.9917 | 3740.386 | 47.7039 | 76.2528 | 195.671 | 19.3166 | 121.2939 | 12330287.779 | 0 | 5669567.1204 | 0 | 0 | 0 | 2704591.8771 | 8074734.2428 | 21008802.1441 | 14338939.1511 | 64126922.3146 | 961560.8286 | 25111985.0635 | 25111985.0635 | 18927833.0506 | 9941662.686 | 0 | 90200468.2067 | 144181949.0069 | 562341.3252 | 38.5473 | 2339.9917 | 3740.386 | 47.7039 | 76.2528
1 | 5600 | 707 | 0.045 | 15 | 15 | 7 | 7.4989e-10 | 5spot_SharedNeighbor | CO2 | Porous | Wet | R600a | MinimizeLCOE_Brownfield | IgnoreSilica | 2019 | 175.2714 | 53.5819 | 9.657 | 4 | 2335.4221 | 3732.8918 | 47.6107 | 76.1 | 195.6321 | 19.3004 | 114.3704 | 12340381.3615 | 0 | 5676767.0482 | 0 | 0 | 0 | 2691253.5239 | 8076276.7541 | 21012815.442 | 14341678.3093 | 64139172.439 | 961560.8286 | 25111985.0635 | 25111985.0635 | 18927833.0506 | 9941662.686 | 0 | 90212718.3311 | 144194199.1313 | 749894.2093 | 38.628 | 2335.4221 | 3732.8918 | 47.6107 | 76.1
1 | 5600 | 707 | 0.045 | 15 | 15 | 7 | 1e-09 | 5spot_SharedNeighbor | CO2 | Porous | Wet | R600a | MinimizeLCOE_Brownfield | IgnoreSilica | 2019 | 175.4882 | 53.6549 | 9.6724 | 4 | 2331.9942 | 3727.2406 | 47.5409 | 75.9848 | 195.6017 | 19.2877 | 117.0757 | 12348245.3049 | 0 | 5682385.9769 | 0 | 0 | 0 | 2681364.824 | 8077678.4812 | 21016462.4485 | 14344167.4662 | 64150304.5016 | 961560.8286 | 25111985.0635 | 25111985.0635 | 18927833.0506 | 9941662.686 | 0 | 90223850.3938 | 144205331.1939 | 1000000 | 38.6896 | 2331.9942 | 3727.2406 | 47.5409 | 75.9848
1 | 5600 | 707 | 0.045 | 15 | 15 | 7 | 1.3335e-09 | 5spot_SharedNeighbor | CO2 | Porous | Wet | R600a | MinimizeLCOE_Brownfield | IgnoreSilica | 2019 | 175.6586 | 53.7118 | 9.6842 | 4 | 2329.423 | 3722.9732 | 47.4884 | 75.8978 | 195.5778 | 19.2777 | 122.6181 | 12354415.1352 | 0 | 5686799.7119 | 0 | 0 | 0 | 2674080.8374 | 8078965.3169 | 21019810.531 | 14346452.6014 | 64160524.1338 | 961560.8286 | 25111985.0635 | 25111985.0635 | 18927833.0506 | 9941662.686 | 0 | 90234070.026 | 144215550.8261 | 1333521.4322 | 38.7367 | 2329.423 | 3722.9732 | 47.4884 | 75.8978
1 | 5600 | 707 | 0.045 | 15 | 15 | 7 | 1.7783e-09 | 5spot_SharedNeighbor | CO2 | Porous | Wet | R600a | MinimizeLCOE_Brownfield | IgnoreSilica | 2019 | 175.7829 | 53.7535 | 9.6929 | 4 | 2327.4945 | 3719.7888 | 47.4491 | 75.8329 | 195.5604 | 19.2704 | 125.5922 | 12358907.4372 | 0 | 5690018.0915 | 0 | 0 | 0 | 2668508.051 | 8079799.0961 | 21021979.8533 | 14347933.2084 | 64167145.7374 | 961560.8286 | 25111985.0635 | 25111985.0635 | 18927833.0506 | 9941662.686 | 0 | 90240691.6296 | 144222172.4297 | 1778279.41 | 38.7716 | 2327.4945 | 3719.7888 | 47.4491 | 75.8329
1 | 5600 | 707 | 0.045 | 15 | 15 | 7 | 2.3714e-09 | 5spot_SharedNeighbor | CO2 | Porous | Wet | R600a | MinimizeLCOE_Brownfield | IgnoreSilica | 2019 | 175.8755 | 53.7846 | 9.6994 | 4 | 2326.0482 | 3717.404 | 47.4196 | 75.7843 | 195.5473 | 19.265 | 123.9019 | 12362251.5251 | 0 | 5692416.1622 | 0 | 0 | 0 | 2664299.4829 | 8080397.1964 | 21023535.9876 | 14348995.302 | 64171895.6563 | 961560.8286 | 25111985.0635 | 25111985.0635 | 18927833.0506 | 9941662.686 | 0 | 90245441.5484 | 144226922.3486 | 2371373.7057 | 38.7978 | 2326.0482 | 3717.404 | 47.4196 | 75.7843
1 | 5600 | 707 | 0.045 | 15 | 15 | 7 | 3.1623e-09 | 5spot_SharedNeighbor | CO2 | Porous | Wet | R600a | MinimizeLCOE_Brownfield | IgnoreSilica | 2019 | 175.9487 | 53.809 | 9.7044 | 4 | 2324.9634 | 3715.6009 | 47.3975 | 75.7475 | 195.537 | 19.2607 | 118.1801 | 12364892.4751 | 0 | 5694310.4595 | 0 | 0 | 0 | 2661220.8388 | 8080965.2716 | 21025014.0029 | 14350004.0778 | 64176407.1258 | 961560.8286 | 25111985.0635 | 25111985.0635 | 18927833.0506 | 9941662.686 | 0 | 90249953.018 | 144231433.8181 | 3162277.6602 | 38.8178 | 2324.9634 | 3715.6009 | 47.3975 | 75.7475
1 | 5600 | 707 | 0.045 | 15 | 15 | 7 | 4.217e-09 | 5spot_SharedNeighbor | CO2 | Porous | Wet | R600a | MinimizeLCOE_Brownfield | IgnoreSilica | 2019 | 176.005 | 53.8278 | 9.7082 | 4 | 2324.1499 | 3714.2431 | 47.3809 | 75.7199 | 195.5291 | 19.2574 | 123.8552 | 12366924.5214 | 0 | 5695768.4702 | 0 | 0 | 0 | 2658940.7075 | 8081437.1427 | 21026241.7145 | 14350842.0162 | 64180154.5725 | 961560.8286 | 25111985.0635 | 25111985.0635 | 18927833.0506 | 9941662.686 | 0 | 90253700.4646 | 144235181.2647 | 4216965.0343 | 38.833 | 2324.1499 | 3714.2431 | 47.3809 | 75.7199
1 | 5600 | 707 | 0.045 | 15 | 15 | 7 | 5.6234e-09 | 5spot_SharedNeighbor | CO2 | Porous | Wet | R600a | MinimizeLCOE_Brownfield | IgnoreSilica | 2019 | 176.0413 | 53.8401 | 9.7109 | 4 | 2323.5398 | 3713.2492 | 47.3685 | 75.6996 | 195.524 | 19.2552 | 117.6823 | 12368231.79 | 0 | 5696708.0783 | 0 | 0 | 0 | 2657090.079 | 8081591.6795 | 21026643.7876 | 14351116.4393 | 64181381.8537 | 961560.8286 | 25111985.0635 | 25111985.0635 | 18927833.0506 | 9941662.686 | 0 | 90254927.7458 | 144236408.546 | 5623413.2519 | 38.8437 | 2323.5398 | 3713.2492 | 47.3685 | 75.6996
1 | 5600 | 707 | 0.045 | 15 | 15 | 7 | 7.4989e-09 | 5spot_SharedNeighbor | CO2 | Porous | Wet | R600a | MinimizeLCOE_Brownfield | IgnoreSilica | 2019 | 176.0607 | 53.8471 | 9.7127 | 4 | 2323.0823 | 3712.5356 | 47.3592 | 75.6851 | 195.5212 | 19.2541 | 117.4326 | 12368929.4001 | 0 | 5697211.5462 | 0 | 0 | 0 | 2655520.504 | 8081447.9656 | 21026269.8737 | 14350861.2354 | 64180240.5251 | 961560.8286 | 25111985.0635 | 25111985.0635 | 18927833.0506 | 9941662.686 | 0 | 90253786.4173 | 144235267.2174 | 7498942.0933 | 38.8509 | 2323.0823 | 3712.5356 | 47.3592 | 75.6851
1 | 5600 | 707 | 0.045 | 15 | 15 | 7 | 1e-08 | 5spot_SharedNeighbor | CO2 | Porous | Wet | R600a | MinimizeLCOE_Brownfield | IgnoreSilica | 2019 | 176.0802 | 53.8537 | 9.7142 | 4 | 2322.7392 | 3711.9807 | 47.3522 | 75.6737 | 195.5184 | 19.253 | 120.1517 | 12369629.2418 | 0 | 5697715.003 | 0 | 0 | 0 | 2654455.5407 | 8081501.9163 | 21026410.2423 | 14350957.0399 | 64180668.9841 | 961560.8286 | 25111985.0635 | 25111985.0635 | 18927833.0506 | 9941662.686 | 0 | 90254214.8762 | 144235695.6764 | 10000000 | 38.8568 | 2322.7392 | 3711.9807 | 47.3522 | 75.6737
1 | 5700 | 707 | 0.045 | 15 | 15 | 7 | 1e-13 | 5spot_SharedNeighbor | CO2 | Porous | Wet | R600a | MinimizeLCOE_Brownfield | IgnoreSilica | 2019 | 3.366 | 0.35642 | 0.037093 | 4 | 208175.6566 | 580302.8877 | 4243.9423 | 11830.2593 | 139.8746 | 22.5309 | 51.7602 | 592896.4127 | 0 | 240340.2807 | 0 | 0 | 0 | 526713.6211 | 530380.6227 | 1379941.5841 | 941838.4861 | 4212111.0074 | 961560.8286 | 25713707.5648 | 25713707.5648 | 19344069.7794 | 10155378.5254 | 0 | 30887379.4008 | 86100535.2704 | 100 | 0.14837 | 208175.6566 | 580302.8877 | 4243.9423 | 11830.2593
1 | 5700 | 707 | 0.045 | 15 | 15 | 7 | 1.3335e-13 | 5spot_SharedNeighbor | CO2 | Porous | Wet | R600a | MinimizeLCOE_Brownfield | IgnoreSilica | 2019 | 4.5575 | 0.63212 | 0.073279 | 4 | 109576.6475 | 297943.9995 | 2233.8682 | 6073.9914 | 153.5298 | 23.0608 | 57.9156 | 794055.4711 | 0 | 306277.6966 | 0 | 0 | 0 | 657097.6421 | 685398.0158 | 1783265.0427 | 1217115.0341 | 5443208.9024 | 961560.8286 | 25713707.5648 | 25713707.5648 | 19344069.7794 | 10155378.5254 | 0 | 32118477.2959 | 87331633.1655 | 133.3521 | 0.29311 | 109576.6475 | 297943.9995 | 2233.8682 | 6073.9914
1 | 5700 | 707 | 0.045 | 15 | 15 | 7 | 1.7783e-13 | 5spot_SharedNeighbor | CO2 | Porous | Wet | R600a | MinimizeLCOE_Brownfield | IgnoreSilica | 2019 | 6.0527 | 1.0124 | 0.12476 | 4 | 67189.1499 | 177823.7662 | 1369.7417 | 3625.178 | 164.836 | 23.4486 | 61.6447 | 1028427.5716 | 0 | 384318.6431 | 0 | 0 | 0 | 800845.2621 | 863300.6759 | 2246131.2715 | 1533030.7462 | 6856054.1704 | 961560.8286 | 25713707.5648 | 25713707.5648 | 19344069.7794 | 10155378.5254 | 0 | 33531322.5639 | 88744478.4335 | 177.8279 | 0.49906 | 67189.1499 | 177823.7662 | 1369.7417 | 3625.178
1 | 5700 | 707 | 0.045 | 15 | 15 | 7 | 2.3714e-13 | 5spot_SharedNeighbor | CO2 | Porous | Wet | R600a | MinimizeLCOE_Brownfield | IgnoreSilica | 2019 | 7.9091 | 1.5155 | 0.19542 | 4 | 44940.4846 | 115573.354 | 916.1726 | 2356.1191 | 174.0166 | 23.7334 | 60.5413 | 1297754.4487 | 0 | 476031.1794 | 0 | 0 | 0 | 955843.4122 | 1064555.3257 | 2769754.5871 | 1890414.4185 | 8454353.3714 | 961560.8286 | 25713707.5648 | 25713707.5648 | 19344069.7794 | 10155378.5254 | 0 | 35129621.7649 | 90342777.6345 | 237.1374 | 0.78169 | 44940.4846 | 115573.354 | 916.1726 | 2356.1191
1 | 5700 | 707 | 0.045 | 15 | 15 | 7 | 3.1623e-13 | 5spot_SharedNeighbor | CO2 | Porous | Wet | R600a | MinimizeLCOE_Brownfield | IgnoreSilica | 2019 | 10.2797 | 2.1811 | 0.2908 | 4 | 31814.583 | 79281.2121 | 648.5833 | 1616.2547 | 181.6091 | 23.9492 | 68.3567 | 1615821.503 | 0 | 587107.5821 | 0 | 0 | 0 | 1132747.5438 | 1300913.8853 | 3384711.0754 | 2310134.8578 | 10331436.4475 | 961560.8286 | 25713707.5648 | 25713707.5648 | 19344069.7794 | 10155378.5254 | 0 | 37006704.8409 | 92219860.7105 | 316.2278 | 1.1632 | 31814.583 | 79281.2121 | 648.5833 | 1616.2547
1 | 5700 | 707 | 0.045 | 15 | 15 | 7 | 4.217e-13 | 5spot_SharedNeighbor | CO2 | Porous | Wet | R600a | MinimizeLCOE_Brownfield | IgnoreSilica | 2019 | 13.2734 | 3.0432 | 0.41767 | 4 | 23452.7546 | 56501.0771 | 478.1161 | 1151.8509 | 187.7516 | 24.1087 | 59.7684 | 1987357.2118 | 0 | 720308.526 | 0 | 0 | 0 | 1330353.2025 | 1574827.3867 | 4097377.8188 | 2796544.554 | 12506768.6999 | 961560.8286 | 25713707.5648 | 25713707.5648 | 19344069.7794 | 10155378.5254 | 0 | 39182037.0933 | 94395192.9629 | 421.6965 | 1.6707 | 23452.7546 | 56501.0771 | 478.1161 | 1151.8509
1 | 5700 | 707 | 0.045 | 15 | 15 | 7 | 5.6234e-13 | 5spot_SharedNeighbor | CO2 | Porous | Wet | R600a | MinimizeLCOE_Brownfield | IgnoreSilica | 2019 | 17.0466 | 4.1486 | 0.58472 | 4 | 17830.0332 | 41436.7709 | 363.4893 | 844.7446 | 192.6799 | 24.2224 | 64.584 | 2421022.9025 | 0 | 879917.878 | 0 | 0 | 0 | 1550748.035 | 1892158.638 | 4923008.641 | 3360054.5552 | 15026910.6496 | 961560.8286 | 25713707.5648 | 25713707.5648 | 19344069.7794 | 10155378.5254 | 0 | 41702179.0431 | 96915334.9127 | 562.3413 | 2.3389 | 17830.0332 | 41436.7709 | 363.4893 | 844.7446
1 | 5700 | 707 | 0.045 | 15 | 15 | 7 | 7.4989e-13 | 5spot_SharedNeighbor | CO2 | Porous | Wet | R600a | MinimizeLCOE_Brownfield | IgnoreSilica | 2019 | 21.7996 | 5.5577 | 0.8029 | 4 | 13895.4437 | 31087.1792 | 283.2774 | 633.7542 | 196.6088 | 24.296 | 62.1506 | 2927583.5219 | 0 | 1071252.2763 | 0 | 0 | 0 | 1797099.8399 | 2260414.8989 | 5881135.892 | 4013996.0915 | 17951482.5205 | 961560.8286 | 25713707.5648 | 25713707.5648 | 19344069.7794 | 10155378.5254 | 0 | 44626750.914 | 99839906.7836 | 749.8942 | 3.2116 | 13895.4437 | 31087.1792 | 283.2774 | 633.7542
1 | 5700 | 707 | 0.045 | 15 | 15 | 7 | 1e-12 | 5spot_SharedNeighbor | CO2 | Porous | Wet | R600a | MinimizeLCOE_Brownfield | IgnoreSilica | 2019 | 27.7628 | 7.3414 | 1.0855 | 4 | 11057.3818 | 23773.5338 | 225.4197 | 484.6556 | 199.7081 | 24.3303 | 78.0836 | 3517541.9758 | 0 | 1299879.3421 | 0 | 0 | 0 | 2071118.9528 | 2686530.7056 | 6989801.8127 | 4770683.3632 | 21335556.1521 | 961560.8286 | 25713707.5648 | 25713707.5648 | 19344069.7794 | 10155378.5254 | 0 | 48010824.5456 | 103223980.4152 | 1000 | 4.342 | 11057.3818 | 23773.5338 | 225.4197 | 484.6556
1 | 5700 | 707 | 0.045 | 15 | 15 | 7 | 1.3335e-12 | 5spot_SharedNeighbor | CO2 | Porous | Wet | R600a | MinimizeLCOE_Brownfield | IgnoreSilica | 2019 | 35.1512 | 9.5692 | 1.4471 | 4 | 8961.6746 | 18500.2037 | 182.6959 | 377.1517 | 202.1032 | 24.3213 | 68.99 | 4196807.3308 | 0 | 1569946.7699 | 0 | 0 | 0 | 2369099.5641 | 3172982.9293 | 8255450.7136 | 5634514.7446 | 25198802.0522 | 961560.8286 | 25713707.5648 | 25713707.5648 | 19344069.7794 | 10155378.5254 | 0 | 51874070.4457 | 107087226.3153 | 1333.5214 | 5.7884 | 8961.6746 | 18500.2037 | 182.6959 | 377.1517
1 | 5700 | 707 | 0.045 | 15 | 15 | 7 | 1.7783e-12 | 5spot_SharedNeighbor | CO2 | Porous | Wet | R600a | MinimizeLCOE_Brownfield | IgnoreSilica | 2019 | 44.1696 | 12.3094 | 1.9028 | 4 | 7385.9667 | 14640.3051 | 150.5729 | 298.4624 | 203.9017 | 24.2606 | 82.4502 | 4968015.6893 | 0 | 1884651.0135 | 0 | 0 | 0 | 2684723.7392 | 3719582.2724 | 9677590.0815 | 6605154.0852 | 29539716.881 | 961560.8286 | 25713707.5648 | 25713707.5648 | 19344069.7794 | 10155378.5254 | 0 | 56214985.2744 | 111428141.144 | 1778.2794 | 7.6111 | 7385.9667 | 14640.3051 | 150.5729 | 298.4624
1 | 5700 | 707 | 0.045 | 15 | 15 | 7 | 2.3714e-12 | 5spot_SharedNeighbor | CO2 | Porous | Wet | R600a | MinimizeLCOE_Brownfield | IgnoreSilica | 2019 | 54.9855 | 15.6204 | 2.4656 | 4 | 6185.5724 | 11784.0114 | 126.1013 | 240.233 | 205.182 | 24.1347 | 79.5173 | 5828730.3581 | 0 | 2245591.3067 | 0 | 0 | 0 | 3009155.298 | 4322556.0155 | 11246404.0741 | 7675901.8711 | 34328338.9235 | 961560.8286 | 25713707.5648 | 25713707.5648 | 19344069.7794 | 10155378.5254 | 0 | 61003607.3169 | 116216763.1865 | 2371.3737 | 9.8622 | 6185.5724 | 11784.0114 | 126.1013 | 240.233
1 | 5700 | 707 | 0.045 | 15 | 15 | 7 | 3.1623e-12 | 5spot_SharedNeighbor | CO2 | Porous | Wet | R600a | MinimizeLCOE_Brownfield | IgnoreSilica | 2019 | 67.4823 | 19.4791 | 3.1376 | 4 | 5263.7534 | 9663.0119 | 107.3087 | 196.9936 | 205.9728 | 23.9286 | 85.5274 | 6754039.4412 | 0 | 2645356.4183 | 0 | 0 | 0 | 3317607.0539 | 4959631.1362 | 12903942.8562 | 8807206.1489 | 39387783.0546 | 961560.8286 | 25713707.5648 | 25713707.5648 | 19344069.7794 | 10155378.5254 | 0 | 66063051.4481 | 121276207.3177 | 3162.2777 | 12.5506 | 5263.7534 | 9663.0119 | 107.3087 | 196.9936
1 | 5700 | 707 | 0.045 | 15 | 15 | 7 | 4.217e-12 | 5spot_SharedNeighbor | CO2 | Porous | Wet | R600a | MinimizeLCOE_Brownfield | IgnoreSilica | 2019 | 81.2944 | 23.7833 | 3.9057 | 4 | 4553.8928 | 8088.0688 | 92.8373 | 164.8862 | 206.2906 | 23.6313 | 96.3189 | 7704971.486 | 0 | 3070298.6619 | 0 | 0 | 0 | 3582144.7959 | 5599391.8281 | 14568468.9435 | 9943279.4061 | 44468555.1216 | 961560.8286 | 25713707.5648 | 25713707.5648 | 19344069.7794 | 10155378.5254 | 0 | 71143823.515 | 126356979.3846 | 4216.965 | 15.6226 | 4553.8928 | 8088.0688 | 92.8373 | 164.8862
1 | 5700 | 707 | 0.045 | 15 | 15 | 7 | 5.6234e-12 | 5spot_SharedNeighbor | CO2 | Porous | Wet | R600a | MinimizeLCOE_Brownfield | IgnoreSilica | 2019 | 95.6964 | 28.3158 | 4.7349 | 4 | 4008.0902 | 6923.3384 | 81.7103 | 141.1416 | 206.1671 | 23.2462 | 109.311 | 8626296.5384 | 0 | 3498234.1135 | 0 | 0 | 0 | 3772035.4368 | 6199660.7746 | 16130245.6102 | 11009224.0723 | 49235696.5457 | 961560.8286 | 25713707.5648 | 25713707.5648 | 19344069.7794 | 10155378.5254 | 0 | 75910964.9392 | 131124120.8088 | 5623.4133 | 18.9394 | 4008.0902 | 6923.3384 | 81.7103 | 141.1416
1 | 5700 | 707 | 0.045 | 15 | 15 | 7 | 7.4989e-12 | 5spot_SharedNeighbor | CO2 | Porous | Wet | R600a | MinimizeLCOE_Brownfield | IgnoreSilica | 2019 | 109.823 | 32.8064 | 5.5761 | 4 | 3590.1726 | 6065.5893 | 73.1905 | 123.6552 | 205.6824 | 22.7951 | 105.7638 | 9466161.945 | 0 | 3905592.8331 | 0 | 0 | 0 | 3869990.9479 | 6724280.8332 | 17495199.3882 | 11940833.0729 | 53402059.0203 | 961560.8286 | 25713707.5648 | 25713707.5648 | 19344069.7794 | 10155378.5254 | 0 | 80077327.4137 | 135290483.2833 | 7498.9421 | 22.3046 | 3590.1726 | 6065.5893 | 73.1905 | 123.6552
1 | 5700 | 707 | 0.045 | 15 | 15 | 7 | 1e-11 | 5spot_SharedNeighbor | CO2 | Porous | Wet | R600a | MinimizeLCOE_Brownfield | IgnoreSilica | 2019 | 122.8749 | 36.9969 | 6.3783 | 4 | 3271.7989 | 5435.8982 | 66.7 | 110.8181 | 204.9573 | 22.3138 | 113.8585 | 10188619.5004 | 0 | 4272704.6842 | 0 | 0 | 0 | 3877140.1364 | 7152001.0852 | 18608039.7464 | 12700369.4839 | 56798874.6364 | 961560.8286 | 25713707.5648 | 25713707.5648 | 19344069.7794 | 10155378.5254 | 0 | 83474143.0299 | 138687298.8995 | 10000 | 25.5132 | 3271.7989 | 5435.8982 | 66.7 | 110.8181
1 | 5700 | 707 | 0.045 | 15 | 15 | 7 | 1.3335e-11 | 5spot_SharedNeighbor | CO2 | Porous | Wet | R600a | MinimizeLCOE_Brownfield | IgnoreSilica | 2019 | 134.2755 | 40.6937 | 7.1002 | 4 | 3030.3948 | 4974.4659 | 61.7787 | 101.4112 | 204.1235 | 21.8422 | 120.829 | 10778405.6033 | 0 | 4587011.2287 | 0 | 0 | 0 | 3809744.4013 | 7478312.881 | 19457036.1034 | 13279826.9427 | 59390337.1604 | 961560.8286 | 25713707.5648 | 25713707.5648 | 19344069.7794 | 10155378.5254 | 0 | 86065605.5539 | 141278761.4235 | 13335.2143 | 28.4008 | 3030.3948 | 4974.4659 | 61.7787 | 101.4112
1 | 5700 | 707 | 0.045 | 15 | 15 | 7 | 1.7783e-11 | 5spot_SharedNeighbor | CO2 | Porous | Wet | R600a | MinimizeLCOE_Brownfield | IgnoreSilica | 2019 | 143.8151 | 43.8156 | 7.7201 | 4 | 2847.9637 | 4635.9331 | 58.0596 | 94.5098 | 203.2874 | 21.41 | 108.9357 | 11242198.7156 | 0 | 4845915.6539 | 0 | 0 | 0 | 3694219.9072 | 7715110.3679 | 20073134.5906 | 13700326.8197 | 61270906.055 | 961560.8286 | 25713707.5648 | 25713707.5648 | 19344069.7794 | 10155378.5254 | 0 | 87946174.4484 | 143159330.318 | 17782.7941 | 30.8804 | 2847.9637 | 4635.9331 | 58.0596 | 94.5098
1 | 5700 | 707 | 0.045 | 15 | 15 | 7 | 2.3714e-11 | 5spot_SharedNeighbor | CO2 | Porous | Wet | R600a | MinimizeLCOE_Brownfield | IgnoreSilica | 2019 | 151.5176 | 46.3575 | 8.2324 | 4 | 2710.4952 | 4387.1919 | 55.2571 | 89.4388 | 202.5222 | 21.0365 | 113.3236 | 11596789.3174 | 0 | 5052459.9231 | 0 | 0 | 0 | 3555936.3324 | 7880022.3735 | 20502201.8009 | 13993174.0072 | 62580583.7545 | 961560.8286 | 25713707.5648 | 25713707.5648 | 19344069.7794 | 10155378.5254 | 0 | 89255852.1479 | 144469008.0175 | 23713.7371 | 32.9297 | 2710.4952 | 4387.1919 | 55.2571 | 89.4388
1 | 5700 | 707 | 0.045 | 15 | 15 | 7 | 3.1623e-11 | 5spot_SharedNeighbor | CO2 | Porous | Wet | R600a | MinimizeLCOE_Brownfield | IgnoreSilica | 2019 | 157.6077 | 48.3813 | 8.6449 | 4 | 2607.0177 | 4203.7138 | 53.1476 | 85.6984 | 201.8596 | 20.725 | 115.2939 | 11864263.2749 | 0 | 5214278.6154 | 0 | 0 | 0 | 3415238.1101 | 7992574.2001 | 20795038.5663 | 14193041.1168 | 63474433.8836 | 961560.8286 | 25713707.5648 | 25713707.5648 | 19344069.7794 | 10155378.5254 | 0 | 90149702.2771 | 145362858.1467 | 31622.7766 | 34.5796 | 2607.0177 | 4203.7138 | 53.1476 | 85.6984
1 | 5700 | 707 | 0.045 | 15 | 15 | 7 | 4.217e-11 | 5spot_SharedNeighbor | CO2 | Porous | Wet | R600a | MinimizeLCOE_Brownfield | IgnoreSilica | 2019 | 162.3413 | 49.9635 | 8.9703 | 4 | 2529.1861 | 4067.957 | 51.5609 | 82.9308 | 201.3089 | 20.473 | 107.9003 | 12064137.4841 | 0 | 5339191.8457 | 0 | 0 | 0 | 3284452.9493 | 8068235.0889 | 20991892.6787 | 14327398.0935 | 64075308.1403 | 961560.8286 | 25713707.5648 | 25713707.5648 | 19344069.7794 | 10155378.5254 | 0 | 90750576.5337 | 145963732.4033 | 42169.6503 | 35.8813 | 2529.1861 | 4067.957 | 51.5609 | 82.9308
1 | 5700 | 707 | 0.045 | 15 | 15 | 7 | 5.6234e-11 | 5spot_SharedNeighbor | CO2 | Porous | Wet | R600a | MinimizeLCOE_Brownfield | IgnoreSilica | 2019 | 165.9681 | 51.1821 | 9.2231 | 4 | 2470.6715 | 3967.2698 | 50.368 | 80.8782 | 200.8654 | 20.2739 | 119.9678 | 12212432.3155 | 0 | 5434406.0907 | 0 | 0 | 0 | 3169608.6535 | 8118414.3533 | 21122448.8315 | 14416505.3504 | 64473815.5949 | 961560.8286 | 25713707.5648 | 25713707.5648 | 19344069.7794 | 10155378.5254 | 0 | 91149083.9884 | 146362239.858 | 56234.1325 | 36.8924 | 2470.6715 | 3967.2698 | 50.368 | 80.8782
1 | 5700 | 707 | 0.045 | 15 | 15 | 7 | 7.4989e-11 | 5spot_SharedNeighbor | CO2 | Porous | Wet | R600a | MinimizeLCOE_Brownfield | IgnoreSilica | 2019 | 168.7332 | 52.1147 | 9.4177 | 4 | 2426.6947 | 3892.3711 | 49.4715 | 79.3512 | 200.5146 | 20.1185 | 121.5088 | 12322620.3906 | 0 | 5506718.2583 | 0 | 0 | 0 | 3073111.0569 | 8151955.3853 | 21209715.7165 | 14476066.7926 | 64740187.6003 | 961560.8286 | 25713707.5648 | 25713707.5648 | 19344069.7794 | 10155378.5254 | 0 | 91415455.9938 | 146628611.8634 | 74989.4209 | 37.6708 | 2426.6947 | 3892.3711 | 49.4715 | 79.3512
1 | 5700 | 707 | 0.045 | 15 | 15 | 7 | 1e-10 | 5spot_SharedNeighbor | CO2 | Porous | Wet | R600a | MinimizeLCOE_Brownfield | IgnoreSilica | 2019 | 170.8332 | 52.825 | 9.5665 | 4 | 2393.654 | 3836.5343 | 48.7979 | 78.2129 | 200.2407 | 19.9985 | 116.2987 | 12404620.5024 | 0 | 5561478.2409 | 0 | 0 | 0 | 2994448.0748 | 8174613.259 | 21268666.8563 | 14516302.1568 | 64920129.0902 | 961560.8286 | 25713707.5648 | 25713707.5648 | 19344069.7794 | 10155378.5254 | 0 | 91595397.4836 | 146808553.3532 | 100000 | 38.2659 | 2393.654 | 3836.5343 | 48.7979 | 78.2129
1 | 5700 | 707 | 0.045 | 15 | 15 | 7 | 1.3335e-10 | 5spot_SharedNeighbor | CO2 | Porous | Wet | R600a | MinimizeLCOE_Brownfield | IgnoreSilica | 2019 | 172.4145 | 53.3614 | 9.6794 | 4 | 2368.8372 | 3794.8806 | 48.2919 | 77.3638 | 200.0302 | 19.9069 | 105.428 | 12465390.4881 | 0 | 5602621.2491 | 0 | 0 | 0 | 2931468.596 | 8189797.33 | 21308172.6941 | 14543265.7029 | 65040716.0602 | 961560.8286 | 25713707.5648 | 25713707.5648 | 19344069.7794 | 10155378.5254 | 0 | 91715984.4537 | 146929140.3233 | 133352.1432 | 38.7177 | 2368.8372 | 3794.8806 | 48.2919 | 77.3638
1 | 5700 | 707 | 0.045 | 15 | 15 | 7 | 1.7783e-10 | 5spot_SharedNeighbor | CO2 | Porous | Wet | R600a | MinimizeLCOE_Brownfield | IgnoreSilica | 2019 | 173.6176 | 53.7698 | 9.7653 | 4 | 2350.2023 | 3763.7047 | 47.9121 | 76.7282 | 199.8675 | 19.8366 | 110.3857 | 12511071.43 | 0 | 5633877.4876 | 0 | 0 | 0 | 2882242.1436 | 8200604.5139 | 21336290.7698 | 14562456.8673 | 65126543.2123 | 961560.8286 | 25713707.5648 | 25713707.5648 | 19344069.7794 | 10155378.5254 | 0 | 91801811.6057 | 147014967.4753 | 177827.941 | 39.0612 | 2350.2023 | 3763.7047 | 47.9121 | 76.7282
1 | 5700 | 707 | 0.045 | 15 | 15 | 7 | 2.3714e-10 | 5spot_SharedNeighbor | CO2 | Porous | Wet | R600a | MinimizeLCOE_Brownfield | IgnoreSilica | 2019 | 174.5138 | 54.0748 | 9.8299 | 4 | 2336.2129 | 3740.4266 | 47.6269 | 76.2537 | 199.7449 | 19.7838 | 124.6239 | 12544773.9736 | 0 | 5657129.8055 | 0 | 0 | 0 | 2843755.8692 | 8207807.2628 | 21355030.8452 | 14575247.3538 | 65183745.1101 | 961560.8286 | 25713707.5648 | 25713707.5648 | 19344069.7794 | 10155378.5254 | 0 | 91859013.5036 | 147072169.3732 | 237137.3706 | 39.3196 | 2336.2129 | 3740.4266 | 47.6269 | 76.2537
1 | 5700 | 707 | 0.045 | 15 | 15 | 7 | 3.1623e-10 | 5spot_SharedNeighbor | CO2 | Porous | Wet | R600a | MinimizeLCOE_Brownfield | IgnoreSilica | 2019 | 175.1982 | 54.3076 | 9.8789 | 4 | 2325.7133 | 3722.9601 | 47.4128 | 75.8976 | 199.6505 | 19.7432 | 118.8027 | 12570331.2145 | 0 | 5674871.2887 | 0 | 0 | 0 | 2814380.3959 | 8213237.3307 | 21369158.7678 | 14584889.9513 | 65226868.9489 | 961560.8286 | 25713707.5648 | 25713707.5648 | 19344069.7794 | 10155378.5254 | 0 | 91902137.3424 | 147115293.212 | 316227.766 | 39.5157 | 2325.7133 | 3722.9601 | 47.4128 | 75.8976
1 | 5700 | 707 | 0.045 | 15 | 15 | 7 | 4.217e-10 | 5spot_SharedNeighbor | CO2 | Porous | Wet | R600a | MinimizeLCOE_Brownfield | IgnoreSilica | 2019 | 175.7124 | 54.4826 | 9.9158 | 4 | 2317.8343 | 3709.8814 | 47.2522 | 75.631 | 199.5791 | 19.7126 | 117.1427 | 12589426.1427 | 0 | 5688190.8204 | 0 | 0 | 0 | 2791903.0885 | 8217112.8201 | 21379241.9963 | 14591771.962 | 65257646.8301 | 961560.8286 | 25713707.5648 | 25713707.5648 | 19344069.7794 | 10155378.5254 | 0 | 91932915.2235 | 147146071.0931 | 421696.5034 | 39.6633 | 2317.8343 | 3709.8814 | 47.2522 | 75.631
1 | 5700 | 707 | 0.045 | 15 | 15 | 7 | 5.6234e-10 | 5spot_SharedNeighbor | CO2 | Porous | Wet | R600a | MinimizeLCOE_Brownfield | IgnoreSilica | 2019 | 176.0996 | 54.6144 | 9.9436 | 4 | 2311.9228 | 3700.0797 | 47.1317 | 75.4311 | 199.5251 | 19.6895 | 125.3042 | 12603749.6066 | 0 | 5698218.4486 | 0 | 0 | 0 | 2774819.5888 | 8219947.1812 | 21386616.4224 | 14596805.1593 | 65280156.4069 | 961560.8286 | 25713707.5648 | 25713707.5648 | 19344069.7794 | 10155378.5254 | 0 | 91955424.8004 | 147168580.67 | 562341.3252 | 39.7744 | 2311.9228 | 3700.0797 | 47.1317 | 75.4311
1 | 5700 | 707 | 0.045 | 15 | 15 | 7 | 7.4989e-10 | 5spot_SharedNeighbor | CO2 | Porous | Wet | R600a | MinimizeLCOE_Brownfield | IgnoreSilica | 2019 | 176.3749 | 54.7089 | 9.964 | 4 | 2307.488 | 3692.7982 | 47.0413 | 75.2827 | 199.4865 | 19.6731 | 133.0119 | 12613892.3368 | 0 | 5705341.9834 | 0 | 0 | 0 | 2761492.0759 | 8221483.2945 | 21390613.0742 | 14599532.9563 | 65292355.7212 | 961560.8286 | 25713707.5648 | 25713707.5648 | 19344069.7794 | 10155378.5254 | 0 | 91967624.1147 | 147180779.9843 | 749894.2093 | 39.8562 | 2307.488 | 3692.7982 | 47.0413 | 75.2827
1 | 5700 | 707 | 0.045 | 15 | 15 | 7 | 1e-09 | 5spot_SharedNeighbor | CO2 | Porous | Wet | R600a | MinimizeLCOE_Brownfield | IgnoreSilica | 2019 | 176.5944 | 54.7836 | 9.9798 | 4 | 2304.1612 | 3687.2886 | 46.9734 | 75.1704 | 199.4557 | 19.6599 | 120.1772 | 12621966.495 | 0 | 5711021.1836 | 0 | 0 | 0 | 2751725.1023 | 8223037.9846 | 21394658.0589 | 14602293.7414 | 65304702.5659 | 961560.8286 | 25713707.5648 | 25713707.5648 | 19344069.7794 | 10155378.5254 | 0 | 91979970.9593 | 147193126.8289 | 1000000 | 39.9191 | 2304.1612 | 3687.2886 | 46.9734 | 75.1704
1 | 5700 | 707 | 0.045 | 15 | 15 | 7 | 1.3335e-09 | 5spot_SharedNeighbor | CO2 | Porous | Wet | R600a | MinimizeLCOE_Brownfield | IgnoreSilica | 2019 | 176.7575 | 54.8392 | 9.9915 | 4 | 2301.666 | 3683.165 | 46.9226 | 75.0863 | 199.4327 | 19.6501 | 128.5731 | 12627957.72 | 0 | 5715242.2983 | 0 | 0 | 0 | 2744317.7547 | 8224131.9315 | 21397504.2843 | 14604236.3488 | 65313390.3375 | 961560.8286 | 25713707.5648 | 25713707.5648 | 19344069.7794 | 10155378.5254 | 0 | 91988658.7309 | 147201814.6005 | 1333521.4322 | 39.9661 | 2301.666 | 3683.165 | 46.9226 | 75.0863
1 | 5700 | 707 | 0.045 | 15 | 15 | 7 | 1.7783e-09 | 5spot_SharedNeighbor | CO2 | Porous | Wet | R600a | MinimizeLCOE_Brownfield | IgnoreSilica | 2019 | 176.8696 | 54.8779 | 10.0001 | 4 | 2299.7944 | 3680.1154 | 46.8844 | 75.0241 | 199.4168 | 19.6434 | 128.485 | 12632063.5303 | 0 | 5718140.7259 | 0 | 0 | 0 | 2738490.8669 | 8224591.098 | 21398698.9414 | 14605051.7268 | 65317036.8893 | 961560.8286 | 25713707.5648 | 25713707.5648 | 19344069.7794 | 10155378.5254 | 0 | 91992305.2827 | 147205461.1523 | 1778279.41 | 40.0002 | 2299.7944 | 3680.1154 | 46.8844 | 75.0241
1 | 5700 | 707 | 0.045 | 15 | 15 | 7 | 2.3714e-09 | 5spot_SharedNeighbor | CO2 | Porous | Wet | R600a | MinimizeLCOE_Brownfield | IgnoreSilica | 2019 | 176.9692 | 54.9115 | 10.0069 | 4 | 2298.3908 | 3677.7664 | 46.8558 | 74.9762 | 199.4028 | 19.6374 | 114.2767 | 12635717.2755 | 0 | 5720718.3726 | 0 | 0 | 0 | 2734476.6349 | 8225455.7904 | 21400948.6935 | 14606587.2289 | 65323903.9957 | 961560.8286 | 25713707.5648 | 25713707.5648 | 19344069.7794 | 10155378.5254 | 0 | 91999172.3892 | 147212328.2588 | 2371373.7057 | 40.0276 | 2298.3908 | 3677.7664 | 46.8558 | 74.9762
1 | 5700 | 707 | 0.045 | 15 | 15 | 7 | 3.1623e-09 | 5spot_SharedNeighbor | CO2 | Porous | Wet | R600a | MinimizeLCOE_Brownfield | IgnoreSilica | 2019 | 177.0398 | 54.9355 | 10.0119 | 4 | 2297.3381 | 3676.022 | 46.8343 | 74.9407 | 199.3929 | 19.6332 | 124.2795 | 12638300.6063 | 0 | 5722543.0412 | 0 | 0 | 0 | 2731358.2741 | 8225958.7494 | 21402257.2898 | 14607480.3727 | 65327898.3336 | 961560.8286 | 25713707.5648 | 25713707.5648 | 19344069.7794 | 10155378.5254 | 0 | 92003166.727 | 147216322.5966 | 3162277.6602 | 40.0477 | 2297.3381 | 3676.022 | 46.8343 | 74.9407
1 | 5700 | 707 | 0.045 | 15 | 15 | 7 | 4.217e-09 | 5spot_SharedNeighbor | CO2 | Porous | Wet | R600a | MinimizeLCOE_Brownfield | IgnoreSilica | 2019 | 177.0935 | 54.9538 | 10.0157 | 4 | 2296.5486 | 3674.711 | 46.8183 | 74.914 | 199.3853 | 19.6299 | 117.74 | 12640266.2653 | 0 | 5723931.9727 | 0 | 0 | 0 | 2729033.7365 | 8226360.47 | 21403302.4845 | 14608193.7396 | 65331088.6686 | 961560.8286 | 25713707.5648 | 25713707.5648 | 19344069.7794 | 10155378.5254 | 0 | 92006357.0621 | 147219512.9317 | 4216965.0343 | 40.0629 | 2296.5486 | 3674.711 | 46.8183 | 74.914
1 | 5700 | 707 | 0.045 | 15 | 15 | 7 | 5.6234e-09 | 5spot_SharedNeighbor | CO2 | Porous | Wet | R600a | MinimizeLCOE_Brownfield | IgnoreSilica | 2019 | 177.1324 | 54.967 | 10.0185 | 4 | 2295.9566 | 3673.7335 | 46.8062 | 74.894 | 199.3798 | 19.6276 | 121.3402 | 12641688.6129 | 0 | 5724937.6981 | 0 | 0 | 0 | 2727255.0323 | 8226613.7239 | 21403961.399 | 14608643.4622 | 65333099.9283 | 961560.8286 | 25713707.5648 | 25713707.5648 | 19344069.7794 | 10155378.5254 | 0 | 92008368.3218 | 147221524.1914 | 5623413.2519 | 40.0741 | 2295.9566 | 3673.7335 | 46.8062 | 74.894
1 | 5700 | 707 | 0.045 | 15 | 15 | 7 | 7.4989e-09 | 5spot_SharedNeighbor | CO2 | Porous | Wet | R600a | MinimizeLCOE_Brownfield | IgnoreSilica | 2019 | 177.1519 | 54.9741 | 10.0203 | 4 | 2295.5126 | 3673.0395 | 46.7971 | 74.8799 | 199.377 | 19.6264 | 124.1802 | 12642396.4155 | 0 | 5725440.5442 | 0 | 0 | 0 | 2725690.0633 | 8226475.539 | 21403601.8702 | 14608398.0765 | 65332002.5087 | 961560.8286 | 25713707.5648 | 25713707.5648 | 19344069.7794 | 10155378.5254 | 0 | 92007270.9022 | 147220426.7718 | 7498942.0933 | 40.0814 | 2295.5126 | 3673.0395 | 46.7971 | 74.8799
1 | 5700 | 707 | 0.045 | 15 | 15 | 7 | 1e-08 | 5spot_SharedNeighbor | CO2 | Porous | Wet | R600a | MinimizeLCOE_Brownfield | IgnoreSilica | 2019 | 177.1667 | 54.9795 | 10.0217 | 4 | 2295.1796 | 3672.5182 | 46.7903 | 74.8693 | 199.3748 | 19.6255 | 115.4078 | 12642935.7179 | 0 | 5725823.6577 | 0 | 0 | 0 | 2724521.2725 | 8226379.4527 | 21403351.8736 | 14608227.4486 | 65331239.4229 | 961560.8286 | 25713707.5648 | 25713707.5648 | 19344069.7794 | 10155378.5254 | 0 | 92006507.8164 | 147219663.686 | 10000000 | 40.0868 | 2295.1796 | 3672.5182 | 46.7903 | 74.8693
1 | 5800 | 707 | 0.045 | 15 | 15 | 7 | 1e-13 | 5spot_SharedNeighbor | CO2 | Porous | Wet | R600a | MinimizeLCOE_Brownfield | IgnoreSilica | 2019 | 3.4586 | 0.3717 | 0.039304 | 4 | 201297.6133 | 560414.3114 | 4103.7241 | 11424.8038 | 142.5806 | 23.0249 | 51.08 | 615966.0942 | 0 | 245615.8957 | 0 | 0 | 0 | 547470.4664 | 549530.458 | 1429765.5274 | 975844.3512 | 4364192.7928 | 961560.8286 | 26321290.157 | 26321290.157 | 19765873.5944 | 10371438.4012 | 0 | 31647043.7785 | 88105645.931 | 100 | 0.15722 | 201297.6133 | 560414.3114 | 4103.7241 | 11424.8038
1 | 5800 | 707 | 0.045 | 15 | 15 | 7 | 1.3335e-13 | 5spot_SharedNeighbor | CO2 | Porous | Wet | R600a | MinimizeLCOE_Brownfield | IgnoreSilica | 2019 | 4.6696 | 0.65659 | 0.077369 | 4 | 106327.0495 | 288760.4438 | 2167.6207 | 5886.7722 | 156.3966 | 23.5569 | 59.4934 | 822537.4902 | 0 | 312287.5109 | 0 | 0 | 0 | 680566.7505 | 708002.7831 | 1842078.0103 | 1257256.093 | 5622728.638 | 961560.8286 | 26321290.157 | 26321290.157 | 19765873.5944 | 10371438.4012 | 0 | 32905579.6236 | 89364181.7762 | 133.3521 | 0.30948 | 106327.0495 | 288760.4438 | 2167.6207 | 5886.7722
1 | 5800 | 707 | 0.045 | 15 | 15 | 7 | 1.7783e-13 | 5spot_SharedNeighbor | CO2 | Porous | Wet | R600a | MinimizeLCOE_Brownfield | IgnoreSilica | 2019 | 6.177 | 1.0468 | 0.13138 | 4 | 65334.7742 | 172764.6131 | 1331.9377 | 3522.0403 | 167.793 | 23.9453 | 67.8773 | 1061444.7718 | 0 | 390618.4429 | 0 | 0 | 0 | 825160.8289 | 888117.377 | 2310699.237 | 1577099.7094 | 7053140.3669 | 961560.8286 | 26321290.157 | 26321290.157 | 19765873.5944 | 10371438.4012 | 0 | 34335991.3525 | 90794593.5051 | 177.8279 | 0.52554 | 65334.7742 | 172764.6131 | 1331.9377 | 3522.0403
1 | 5800 | 707 | 0.045 | 15 | 15 | 7 | 2.3714e-13 | 5spot_SharedNeighbor | CO2 | Porous | Wet | R600a | MinimizeLCOE_Brownfield | IgnoreSilica | 2019 | 8.0944 | 1.5722 | 0.20568 | 4 | 43764.5947 | 112389.6442 | 892.2005 | 2291.2149 | 177.2766 | 24.2377 | 56.6545 | 1342701.1972 | 0 | 484928.8352 | 0 | 0 | 0 | 988663.3041 | 1098354.4012 | 2857692.8486 | 1950434.0889 | 8722774.6751 | 961560.8286 | 26321290.157 | 26321290.157 | 19765873.5944 | 10371438.4012 | 0 | 36005625.6608 | 92464227.8134 | 237.1374 | 0.82271 | 43764.5947 | 112389.6442 | 892.2005 | 2291.2149
1 | 5800 | 707 | 0.045 | 15 | 15 | 7 | 3.1623e-13 | 5spot_SharedNeighbor | CO2 | Porous | Wet | R600a | MinimizeLCOE_Brownfield | IgnoreSilica | 2019 | 10.5085 | 2.2601 | 0.30572 | 4 | 31016.8609 | 77185.3248 | 632.3207 | 1573.5272 | 184.9971 | 24.4556 | 71.5769 | 1670129.5671 | 0 | 597536.0821 | 0 | 0 | 0 | 1169935.4841 | 1340664.442 | 3488133.87 | 2380723.0403 | 10647122.4856 | 961560.8286 | 26321290.157 | 26321290.157 | 19765873.5944 | 10371438.4012 | 0 | 37929973.4712 | 94388575.6238 | 316.2278 | 1.2229 | 31016.8609 | 77185.3248 | 632.3207 | 1573.5272
1 | 5800 | 707 | 0.045 | 15 | 15 | 7 | 4.217e-13 | 5spot_SharedNeighbor | CO2 | Porous | Wet | R600a | MinimizeLCOE_Brownfield | IgnoreSilica | 2019 | 13.5512 | 3.1495 | 0.43866 | 4 | 22885.4211 | 55062.4832 | 466.5503 | 1122.5232 | 191.2423 | 24.6164 | 54.4199 | 2052000.8672 | 0 | 732345.0876 | 0 | 0 | 0 | 1371731.9764 | 1620870.3932 | 4217172.2769 | 2878306.7332 | 12872427.3346 | 961560.8286 | 26321290.157 | 26321290.157 | 19765873.5944 | 10371438.4012 | 0 | 40155278.3202 | 96613880.4728 | 421.6965 | 1.7546 | 22885.4211 | 55062.4832 | 466.5503 | 1122.5232
1 | 5800 | 707 | 0.045 | 15 | 15 | 7 | 5.6234e-13 | 5spot_SharedNeighbor | CO2 | Porous | Wet | R600a | MinimizeLCOE_Brownfield | IgnoreSilica | 2019 | 17.4144 | 4.2968 | 0.61392 | 4 | 17412.0953 | 40403.134 | 354.9691 | 823.6725 | 196.2914 | 24.7315 | 72.491 | 2501038.2096 | 0 | 895075.1633 | 0 | 0 | 0 | 1600461.4232 | 1948664.1705 | 5070024.4455 | 3460395.8627 | 15475659.2747 | 961560.8286 | 26321290.157 | 26321290.157 | 19765873.5944 | 10371438.4012 | 0 | 42758510.2603 | 99217112.4129 | 562.3413 | 2.4557 | 17412.0953 | 40403.134 | 354.9691 | 823.6725
1 | 5800 | 707 | 0.045 | 15 | 15 | 7 | 7.4989e-13 | 5spot_SharedNeighbor | CO2 | Porous | Wet | R600a | MinimizeLCOE_Brownfield | IgnoreSilica | 2019 | 22.2749 | 5.7581 | 0.84274 | 4 | 13578.9515 | 30327.5633 | 276.8253 | 618.2684 | 200.3078 | 24.8052 | 56.1866 | 3024844.411 | 0 | 1089895.8532 | 0 | 0 | 0 | 1855390.7335 | 2328351.0891 | 6057891.9234 | 4134635.7149 | 18491009.7252 | 961560.8286 | 26321290.157 | 26321290.157 | 19765873.5944 | 10371438.4012 | 0 | 45773860.7108 | 102232462.8634 | 749.8942 | 3.3709 | 13578.9515 | 30327.5633 | 276.8253 | 618.2684
1 | 5800 | 707 | 0.045 | 15 | 15 | 7 | 1e-12 | 5spot_SharedNeighbor | CO2 | Porous | Wet | R600a | MinimizeLCOE_Brownfield | IgnoreSilica | 2019 | 28.3501 | 7.6019 | 1.1387 | 4 | 10812.2749 | 23208.1596 | 220.4228 | 473.1297 | 203.4647 | 24.838 | 73.6622 | 3632644.6816 | 0 | 1321832.4093 | 0 | 0 | 0 | 2136645.0042 | 2765537.6171 | 7195361.5898 | 4910982.135 | 21963003.4369 | 961560.8286 | 26321290.157 | 26321290.157 | 19765873.5944 | 10371438.4012 | 0 | 49245854.4225 | 105704456.5751 | 1000 | 4.5546 | 10812.2749 | 23208.1596 | 220.4228 | 473.1297
1 | 5800 | 707 | 0.045 | 15 | 15 | 7 | 1.3335e-12 | 5spot_SharedNeighbor | CO2 | Porous | Wet | R600a | MinimizeLCOE_Brownfield | IgnoreSilica | 2019 | 35.8823 | 9.9061 | 1.5172 | 4 | 8768.2474 | 18071.2181 | 178.7526 | 368.4062 | 205.9077 | 24.826 | 71.2244 | 4332971.3561 | 0 | 1596013.2254 | 0 | 0 | 0 | 2443135.767 | 3265126.9359 | 8495190.5177 | 5798142.087 | 25930579.8892 | 961560.8286 | 26321290.157 | 26321290.157 | 19765873.5944 | 10371438.4012 | 0 | 53213430.8748 | 109672033.0274 | 1333.5214 | 6.0689 | 8768.2474 | 18071.2181 | 178.7526 | 368.4062
1 | 5800 | 707 | 0.045 | 15 | 15 | 7 | 1.7783e-12 | 5spot_SharedNeighbor | CO2 | Porous | Wet | R600a | MinimizeLCOE_Brownfield | IgnoreSilica | 2019 | 45.0781 | 12.7408 | 1.994 | 4 | 7230.8527 | 14309.4393 | 147.4107 | 291.7173 | 207.7426 | 24.7598 | 76.9113 | 5128249.9578 | 0 | 1915599.4441 | 0 | 0 | 0 | 2768140.6156 | 3826676.1068 | 9956226.2707 | 6795329.0098 | 30390221.4047 | 961560.8286 | 26321290.157 | 26321290.157 | 19765873.5944 | 10371438.4012 | 0 | 57673072.3903 | 114131674.5429 | 1778.2794 | 7.976 | 7230.8527 | 14309.4393 | 147.4107 | 291.7173
1 | 5800 | 707 | 0.045 | 15 | 15 | 7 | 2.3714e-12 | 5spot_SharedNeighbor | CO2 | Porous | Wet | R600a | MinimizeLCOE_Brownfield | IgnoreSilica | 2019 | 56.0649 | 16.1543 | 2.5814 | 4 | 6059.4632 | 11527.1991 | 123.5304 | 234.9975 | 209.0435 | 24.6257 | 87.6224 | 6012441.4395 | 0 | 2280789.6895 | 0 | 0 | 0 | 3099376.2052 | 4443116.8604 | 11560078.6621 | 7889991.2227 | 35285794.0794 | 961560.8286 | 26321290.157 | 26321290.157 | 19765873.5944 | 10371438.4012 | 0 | 62568645.0651 | 119027247.2177 | 2371.3737 | 10.3258 | 6059.4632 | 11527.1991 | 123.5304 | 234.9975
1 | 5800 | 707 | 0.045 | 15 | 15 | 7 | 3.1623e-12 | 5spot_SharedNeighbor | CO2 | Porous | Wet | R600a | MinimizeLCOE_Brownfield | IgnoreSilica | 2019 | 68.7586 | 20.1319 | 3.2821 | 4 | 5160.0058 | 9460.5426 | 105.1937 | 192.866 | 209.8448 | 24.4076 | 88.736 | 6962862.5076 | 0 | 2685308.2003 | 0 | 0 | 0 | 3414722.0684 | 5094528.1827 | 13254917.3001 | 9046753.4186 | 40459091.6777 | 961560.8286 | 26321290.157 | 26321290.157 | 19765873.5944 | 10371438.4012 | 0 | 67741942.6633 | 124200544.8159 | 3162.2777 | 13.1283 | 5160.0058 | 9460.5426 | 105.1937 | 192.866
1 | 5800 | 707 | 0.045 | 15 | 15 | 7 | 4.217e-12 | 5spot_SharedNeighbor | CO2 | Porous | Wet | R600a | MinimizeLCOE_Brownfield | IgnoreSilica | 2019 | 82.7144 | 24.547 | 4.0795 | 4 | 4467.6054 | 7927.5375 | 91.0782 | 161.6136 | 210.1603 | 24.0957 | 107.7604 | 7934322.2555 | 0 | 3113130.3101 | 0 | 0 | 0 | 3681337.8657 | 5744228.2682 | 14945303.6507 | 10200476.8369 | 45618799.1872 | 961560.8286 | 26321290.157 | 26321290.157 | 19765873.5944 | 10371438.4012 | 0 | 72901650.1728 | 129360252.3254 | 4216.965 | 16.3178 | 4467.6054 | 7927.5375 | 91.0782 | 161.6136
1 | 5800 | 707 | 0.045 | 15 | 15 | 7 | 5.6234e-12 | 5spot_SharedNeighbor | CO2 | Porous | Wet | R600a | MinimizeLCOE_Brownfield | IgnoreSilica | 2019 | 97.2233 | 29.1828 | 4.9374 | 4 | 3935.5042 | 6794.1989 | 80.2306 | 138.5089 | 210.0274 | 23.694 | 128.0429 | 8872666.1432 | 0 | 3542814.8337 | 0 | 0 | 0 | 3870723.3579 | 6351619.6906 | 16525611.5385 | 11279069.4424 | 50442505.0062 | 961560.8286 | 26321290.157 | 26321290.157 | 19765873.5944 | 10371438.4012 | 0 | 77725355.9919 | 134183958.1444 | 5623.4133 | 19.7498 | 3935.5042 | 6794.1989 | 80.2306 | 138.5089
1 | 5800 | 707 | 0.045 | 15 | 15 | 7 | 7.4989e-12 | 5spot_SharedNeighbor | CO2 | Porous | Wet | R600a | MinimizeLCOE_Brownfield | IgnoreSilica | 2019 | 111.4038 | 33.7599 | 5.8046 | 4 | 3528.3202 | 5959.9512 | 71.9296 | 121.5017 | 209.5311 | 23.226 | 121.7143 | 9724935.2258 | 0 | 3950502.6139 | 0 | 0 | 0 | 3965716.8161 | 6880050.3157 | 17900479.6292 | 12217445.165 | 54639129.7656 | 961560.8286 | 26321290.157 | 26321290.157 | 19765873.5944 | 10371438.4012 | 0 | 81921980.7512 | 138380582.9038 | 7498.9421 | 23.2184 | 3528.3202 | 5959.9512 | 71.9296 | 121.5017
1 | 5800 | 707 | 0.045 | 15 | 15 | 7 | 1e-11 | 5spot_SharedNeighbor | CO2 | Porous | Wet | R600a | MinimizeLCOE_Brownfield | IgnoreSilica | 2019 | 124.4413 | 38.0113 | 6.6277 | 4 | 3218.3069 | 5347.9375 | 65.6095 | 109.0249 | 208.7971 | 22.7301 | 116.3575 | 10454501.7489 | 0 | 4316223.6328 | 0 | 0 | 0 | 3967691.7068 | 7307982.6645 | 19013871.8197 | 12977358.213 | 58037629.7857 | 961560.8286 | 26321290.157 | 26321290.157 | 19765873.5944 | 10371438.4012 | 0 | 85320480.7713 | 141779082.9239 | 10000 | 26.511 | 3218.3069 | 5347.9375 | 65.6095 | 109.0249
1 | 5800 | 707 | 0.045 | 15 | 15 | 7 | 1.3335e-11 | 5spot_SharedNeighbor | CO2 | Porous | Wet | R600a | MinimizeLCOE_Brownfield | IgnoreSilica | 2019 | 135.7908 | 41.7496 | 7.3659 | 4 | 2983.3665 | 4899.5793 | 60.82 | 99.8846 | 207.9589 | 22.2467 | 112.32 | 11048194.4756 | 0 | 4628375.6656 | 0 | 0 | 0 | 3894955.6232 | 7632895.0481 | 19859227.193 | 13554330.6256 | 60617978.6309 | 961560.8286 | 26321290.157 | 26321290.157 | 19765873.5944 | 10371438.4012 | 0 | 87900829.6166 | 144359431.7691 | 13335.2143 | 29.4636 | 2983.3665 | 4899.5793 | 60.82 | 99.8846
1 | 5800 | 707 | 0.045 | 15 | 15 | 7 | 1.7783e-11 | 5spot_SharedNeighbor | CO2 | Porous | Wet | R600a | MinimizeLCOE_Brownfield | IgnoreSilica | 2019 | 145.2696 | 44.9005 | 7.9982 | 4 | 2805.8968 | 4570.6317 | 57.202 | 93.1785 | 207.1216 | 21.8051 | 120.242 | 11514294.1209 | 0 | 4885084.3683 | 0 | 0 | 0 | 3775047.5844 | 7868026.1687 | 20470990.1368 | 13971871.4052 | 62485313.7843 | 961560.8286 | 26321290.157 | 26321290.157 | 19765873.5944 | 10371438.4012 | 0 | 89768164.7699 | 146226766.9225 | 17782.7941 | 31.9927 | 2805.8968 | 4570.6317 | 57.202 | 93.1785
1 | 5800 | 707 | 0.045 | 15 | 15 | 7 | 2.3714e-11 | 5spot_SharedNeighbor | CO2 | Porous | Wet | R600a | MinimizeLCOE_Brownfield | IgnoreSilica | 2019 | 152.9138 | 47.4628 | 8.5197 | 4 | 2672.2151 | 4328.9163 | 54.4767 | 88.2508 | 206.3573 | 21.4243 | 116.1042 | 11870321.3817 | 0 | 5089670.5131 | 0 | 0 | 0 | 3633535.8419 | 8031475.8173 | 20896252.5945 | 14262121.7708 | 63783377.9193 | 961560.8286 | 26321290.157 | 26321290.157 | 19765873.5944 | 10371438.4012 | 0 | 91066228.905 | 147524831.0575 | 23713.7371 | 34.0789 | 2672.2151 | 4328.9163 | 54.4767 | 88.2508
1 | 5800 | 707 | 0.045 | 15 | 15 | 7 | 3.1623e-11 | 5spot_SharedNeighbor | CO2 | Porous | Wet | R600a | MinimizeLCOE_Brownfield | IgnoreSilica | 2019 | 158.9307 | 49.4946 | 8.9384 | 4 | 2571.6159 | 4150.7266 | 52.4259 | 84.6182 | 205.6989 | 21.1085 | 121.8421 | 12137766.4495 | 0 | 5249265.3318 | 0 | 0 | 0 | 3489917.1121 | 8142010.0684 | 21183840.0421 | 14458406.1131 | 64661205.117 | 961560.8286 | 26321290.157 | 26321290.157 | 19765873.5944 | 10371438.4012 | 0 | 91944056.1026 | 148402658.2552 | 31622.7766 | 35.7534 | 2571.6159 | 4150.7266 | 52.4259 | 84.6182
1 | 5800 | 707 | 0.045 | 15 | 15 | 7 | 4.217e-11 | 5spot_SharedNeighbor | CO2 | Porous | Wet | R600a | MinimizeLCOE_Brownfield | IgnoreSilica | 2019 | 163.6176 | 51.0859 | 9.2687 | 4 | 2495.9659 | 4018.8 | 50.8836 | 81.9287 | 205.151 | 20.8525 | 108.841 | 12338127.9482 | 0 | 5372747.3555 | 0 | 0 | 0 | 3357568.9624 | 8216693.2638 | 21378150.3968 | 14591026.9229 | 65254314.8496 | 961560.8286 | 26321290.157 | 26321290.157 | 19765873.5944 | 10371438.4012 | 0 | 92537165.8352 | 148995767.9878 | 42169.6503 | 37.0747 | 2495.9659 | 4018.8 | 50.8836 | 81.9287
1 | 5800 | 707 | 0.045 | 15 | 15 | 7 | 5.6234e-11 | 5spot_SharedNeighbor | CO2 | Porous | Wet | R600a | MinimizeLCOE_Brownfield | IgnoreSilica | 2019 | 167.201 | 52.309 | 9.5248 | 4 | 2439.1016 | 3920.9784 | 49.7244 | 79.9344 | 204.711 | 20.6508 | 114.154 | 12486501.9847 | 0 | 5466675.754 | 0 | 0 | 0 | 3241547.5604 | 8265942.8666 | 21506287.7609 | 14678483.3069 | 65645439.2334 | 961560.8286 | 26321290.157 | 26321290.157 | 19765873.5944 | 10371438.4012 | 0 | 92928290.2191 | 149386892.3716 | 56234.1325 | 38.0994 | 2439.1016 | 3920.9784 | 49.7244 | 79.9344
1 | 5800 | 707 | 0.045 | 15 | 15 | 7 | 7.4989e-11 | 5spot_SharedNeighbor | CO2 | Porous | Wet | R600a | MinimizeLCOE_Brownfield | IgnoreSilica | 2019 | 169.9272 | 53.2434 | 9.7218 | 4 | 2396.3715 | 3848.2295 | 48.8533 | 78.4514 | 204.3637 | 20.4939 | 110.3385 | 12596547.8574 | 0 | 5537867.7794 | 0 | 0 | 0 | 3144170.2331 | 8298648.4893 | 21591381.0822 | 14736561.2471 | 65905176.6884 | 961560.8286 | 26321290.157 | 26321290.157 | 19765873.5944 | 10371438.4012 | 0 | 93188027.6741 | 149646629.8267 | 74989.4209 | 38.8871 | 2396.3715 | 3848.2295 | 48.8533 | 78.4514
1 | 5800 | 707 | 0.045 | 15 | 15 | 7 | 1e-10 | 5spot_SharedNeighbor | CO2 | Porous | Wet | R600a | MinimizeLCOE_Brownfield | IgnoreSilica | 2019 | 171.9929 | 53.9536 | 9.8722 | 4 | 2364.2714 | 3794.0115 | 48.1989 | 77.3461 | 204.0933 | 20.3729 | 105.1719 | 12678275.8723 | 0 | 5591659.8775 | 0 | 0 | 0 | 3064832.6723 | 8320559.6846 | 21648389.5178 | 14775470.6758 | 66079188.3002 | 961560.8286 | 26321290.157 | 26321290.157 | 19765873.5944 | 10371438.4012 | 0 | 93362039.2858 | 149820641.4384 | 100000 | 39.4887 | 2364.2714 | 3794.0115 | 48.1989 | 77.3461
1 | 5800 | 707 | 0.045 | 15 | 15 | 7 | 1.3335e-10 | 5spot_SharedNeighbor | CO2 | Porous | Wet | R600a | MinimizeLCOE_Brownfield | IgnoreSilica | 2019 | 173.5593 | 54.4931 | 9.9866 | 4 | 2340.1633 | 3753.5155 | 47.7074 | 76.5205 | 203.8841 | 20.28 | 104.7201 | 12739286.5314 | 0 | 5632362.8227 | 0 | 0 | 0 | 3001704.2713 | 8335607.9139 | 21687541.9238 | 14802192.9974 | 66198696.4606 | 961560.8286 | 26321290.157 | 26321290.157 | 19765873.5944 | 10371438.4012 | 0 | 93481547.4462 | 149940149.5988 | 133352.1432 | 39.9466 | 2340.1633 | 3753.5155 | 47.7074 | 76.5205
1 | 5800 | 707 | 0.045 | 15 | 15 | 7 | 1.7783e-10 | 5spot_SharedNeighbor | CO2 | Porous | Wet | R600a | MinimizeLCOE_Brownfield | IgnoreSilica | 2019 | 174.7307 | 54.8977 | 10.073 | 4 | 2322.0622 | 3723.2914 | 47.3384 | 75.9043 | 203.7251 | 20.2099 | 125.8875 | 12784361.1835 | 0 | 5662753.601 | 0 | 0 | 0 | 2951885.3181 | 8345610.04 | 21713565.4041 | 14819954.5574 | 66278130.1041 | 961560.8286 | 26321290.157 | 26321290.157 | 19765873.5944 | 10371438.4012 | 0 | 93560981.0897 | 150019583.2423 | 177827.941 | 40.2922 | 2322.0622 | 3723.2914 | 47.3384 | 75.9043
1 | 5800 | 707 | 0.045 | 15 | 15 | 7 | 2.3714e-10 | 5spot_SharedNeighbor | CO2 | Porous | Wet | R600a | MinimizeLCOE_Brownfield | IgnoreSilica | 2019 | 175.6197 | 55.205 | 10.1385 | 4 | 2308.4744 | 3700.6536 | 47.0614 | 75.4428 | 203.6031 | 20.1563 | 118.5895 | 12818258.9163 | 0 | 5685792.3043 | 0 | 0 | 0 | 2913405.3895 | 8352808.078 | 21732293.2223 | 14832736.6782 | 66335294.5886 | 961560.8286 | 26321290.157 | 26321290.157 | 19765873.5944 | 10371438.4012 | 0 | 93618145.5743 | 150076747.7269 | 237137.3706 | 40.5541 | 2308.4744 | 3700.6536 | 47.0614 | 75.4428
1 | 5800 | 707 | 0.045 | 15 | 15 | 7 | 3.1623e-10 | 5spot_SharedNeighbor | CO2 | Porous | Wet | R600a | MinimizeLCOE_Brownfield | IgnoreSilica | 2019 | 176.2971 | 55.4389 | 10.1882 | 4 | 2298.2766 | 3683.674 | 46.8535 | 75.0967 | 203.5095 | 20.1152 | 123.3926 | 12843903.348 | 0 | 5703328.7631 | 0 | 0 | 0 | 2884009.5687 | 8358184.2551 | 21746280.9325 | 14842283.5778 | 66377990.4453 | 961560.8286 | 26321290.157 | 26321290.157 | 19765873.5944 | 10371438.4012 | 0 | 93660841.431 | 150119443.5835 | 316227.766 | 40.7526 | 2298.2766 | 3683.674 | 46.8535 | 75.0967
1 | 5800 | 707 | 0.045 | 15 | 15 | 7 | 4.217e-10 | 5spot_SharedNeighbor | CO2 | Porous | Wet | R600a | MinimizeLCOE_Brownfield | IgnoreSilica | 2019 | 176.7964 | 55.6119 | 10.2252 | 4 | 2290.6245 | 3670.9983 | 46.6975 | 74.8383 | 203.4399 | 20.0848 | 131.4781 | 12862703.8756 | 0 | 5716248.4057 | 0 | 0 | 0 | 2861291.4085 | 8361695.039 | 21755415.272 | 14848517.9522 | 66405871.9531 | 961560.8286 | 26321290.157 | 26321290.157 | 19765873.5944 | 10371438.4012 | 0 | 93688722.9387 | 150147325.0913 | 421696.5034 | 40.901 | 2290.6245 | 3670.9983 | 46.6975 | 74.8383
1 | 5800 | 707 | 0.045 | 15 | 15 | 7 | 5.6234e-10 | 5spot_SharedNeighbor | CO2 | Porous | Wet | R600a | MinimizeLCOE_Brownfield | IgnoreSilica | 2019 | 177.1667 | 55.7405 | 10.253 | 4 | 2284.8834 | 3661.5218 | 46.5804 | 74.6451 | 203.388 | 20.0622 | 114.9795 | 12876586.8377 | 0 | 5725823.6577 | 0 | 0 | 0 | 2843890.7601 | 8364057.4896 | 21761561.8839 | 14852713.1411 | 66424633.77 | 961560.8286 | 26321290.157 | 26321290.157 | 19765873.5944 | 10371438.4012 | 0 | 93707484.7556 | 150166086.9082 | 562341.3252 | 41.0119 | 2284.8834 | 3661.5218 | 46.5804 | 74.6451
1 | 5800 | 707 | 0.045 | 15 | 15 | 7 | 7.4989e-10 | 5spot_SharedNeighbor | CO2 | Porous | Wet | R600a | MinimizeLCOE_Brownfield | IgnoreSilica | 2019 | 177.4567 | 55.8407 | 10.2742 | 4 | 2280.5765 | 3654.3726 | 46.4926 | 74.4993 | 203.3473 | 20.0444 | 124.0744 | 12887432.5993 | 0 | 5733321.5857 | 0 | 0 | 0 | 2830995.1931 | 8366182.2575 | 21767090.094 | 14856486.2581 | 66441507.9877 | 961560.8286 | 26321290.157 | 26321290.157 | 19765873.5944 | 10371438.4012 | 0 | 93724358.9733 | 150182961.1259 | 749894.2093 | 41.0968 | 2280.5765 | 3654.3726 | 46.4926 | 74.4993
1 | 5800 | 707 | 0.045 | 15 | 15 | 7 | 1e-09 | 5spot_SharedNeighbor | CO2 | Porous | Wet | R600a | MinimizeLCOE_Brownfield | IgnoreSilica | 2019 | 177.666 | 55.9134 | 10.2899 | 4 | 2277.3458 | 3649.048 | 46.4268 | 74.3908 | 203.3178 | 20.0316 | 122.2618 | 12895237.9551 | 0 | 5738730.6101 | 0 | 0 | 0 | 2821040.2505 | 8367453.4381 | 21770397.4453 | 14858743.5933 | 66451603.2924 | 961560.8286 | 26321290.157 | 26321290.157 | 19765873.5944 | 10371438.4012 | 0 | 93734454.278 | 150193056.4306 | 1000000 | 41.1595 | 2277.3458 | 3649.048 | 46.4268 | 74.3908
1 | 5800 | 707 | 0.045 | 15 | 15 | 7 | 1.3335e-09 | 5spot_SharedNeighbor | CO2 | Porous | Wet | R600a | MinimizeLCOE_Brownfield | IgnoreSilica | 2019 | 177.8272 | 55.9692 | 10.3018 | 4 | 2274.9226 | 3645.0406 | 46.3774 | 74.3091 | 203.2951 | 20.0217 | 116.553 | 12901238.3151 | 0 | 5742894.2119 | 0 | 0 | 0 | 2813628.759 | 8368526.9015 | 21773190.3769 | 14860649.8266 | 66460128.391 | 961560.8286 | 26321290.157 | 26321290.157 | 19765873.5944 | 10371438.4012 | 0 | 93742979.3767 | 150201581.5293 | 1333521.4322 | 41.2071 | 2274.9226 | 3645.0406 | 46.3774 | 74.3091
1 | 5800 | 707 | 0.045 | 15 | 15 | 7 | 1.7783e-09 | 5spot_SharedNeighbor | CO2 | Porous | Wet | R600a | MinimizeLCOE_Brownfield | IgnoreSilica | 2019 | 177.9561 | 56.0135 | 10.3109 | 4 | 2273.1051 | 3642.0048 | 46.3403 | 74.2472 | 203.2769 | 20.0138 | 120.2956 | 12906034.3836 | 0 | 5746224.3222 | 0 | 0 | 0 | 2808238.3156 | 8369593.8383 | 21775966.3276 | 14862544.4699 | 66468601.6572 | 961560.8286 | 26321290.157 | 26321290.157 | 19765873.5944 | 10371438.4012 | 0 | 93751452.6429 | 150210054.7954 | 1778279.41 | 41.2438 | 2273.1051 | 3642.0048 | 46.3403 | 74.2472
1 | 5800 | 707 | 0.045 | 15 | 15 | 7 | 2.3714e-09 | 5spot_SharedNeighbor | CO2 | Porous | Wet | R600a | MinimizeLCOE_Brownfield | IgnoreSilica | 2019 | 178.0292 | 56.0396 | 10.3171 | 4 | 2271.742 | 3639.8219 | 46.3125 | 74.2027 | 203.2665 | 20.0093 | 116.0078 | 12908746.5335 | 0 | 5748114.1701 | 0 | 0 | 0 | 2803613.8279 | 8369585.0673 | 21775943.5071 | 14862528.8945 | 66468532.0004 | 961560.8286 | 26321290.157 | 26321290.157 | 19765873.5944 | 10371438.4012 | 0 | 93751382.986 | 150209985.1386 | 2371373.7057 | 41.2685 | 2271.742 | 3639.8219 | 46.3125 | 74.2027
1 | 5800 | 707 | 0.045 | 15 | 15 | 7 | 3.1623e-09 | 5spot_SharedNeighbor | CO2 | Porous | Wet | R600a | MinimizeLCOE_Brownfield | IgnoreSilica | 2019 | 178.105 | 56.0655 | 10.3224 | 4 | 2270.7197 | 3638.1027 | 46.2917 | 74.1676 | 203.2558 | 20.0046 | 123.6084 | 12911561.7782 | 0 | 5750071.0642 | 0 | 0 | 0 | 2800641.1722 | 8370286.8657 | 21777769.4426 | 14863775.133 | 66474105.456 | 961560.8286 | 26321290.157 | 26321290.157 | 19765873.5944 | 10371438.4012 | 0 | 93756956.4416 | 150215558.5942 | 3162277.6602 | 41.2895 | 2270.7197 | 3638.1027 | 46.2917 | 74.1676
1 | 5800 | 707 | 0.045 | 15 | 15 | 7 | 4.217e-09 | 5spot_SharedNeighbor | CO2 | Porous | Wet | R600a | MinimizeLCOE_Brownfield | IgnoreSilica | 2019 | 178.1607 | 56.0846 | 10.3263 | 4 | 2269.9531 | 3636.818 | 46.2761 | 74.1415 | 203.2479 | 20.0012 | 117.0929 | 12913631.4567 | 0 | 5751510.7216 | 0 | 0 | 0 | 2798381.056 | 8370774.0614 | 21779037.0259 | 14864640.2846 | 66477974.6062 | 961560.8286 | 26321290.157 | 26321290.157 | 19765873.5944 | 10371438.4012 | 0 | 93760825.5918 | 150219427.7444 | 4216965.0343 | 41.3052 | 2269.9531 | 3636.818 | 46.2761 | 74.1415
1 | 5800 | 707 | 0.045 | 15 | 15 | 7 | 5.6234e-09 | 5spot_SharedNeighbor | CO2 | Porous | Wet | R600a | MinimizeLCOE_Brownfield | IgnoreSilica | 2019 | 178.1996 | 56.0981 | 10.3291 | 4 | 2269.3782 | 3635.8662 | 46.2643 | 74.122 | 203.2424 | 19.9988 | 122.5491 | 12915074.1114 | 0 | 5752515.2393 | 0 | 0 | 0 | 2796613.512 | 8371039.1165 | 21779726.6448 | 14865110.9637 | 66480079.5877 | 961560.8286 | 26321290.157 | 26321290.157 | 19765873.5944 | 10371438.4012 | 0 | 93762930.5734 | 150221532.726 | 5623413.2519 | 41.3166 | 2269.3782 | 3635.8662 | 46.2643 | 74.122
1 | 5800 | 707 | 0.045 | 15 | 15 | 7 | 7.4989e-09 | 5spot_SharedNeighbor | CO2 | Porous | Wet | R600a | MinimizeLCOE_Brownfield | IgnoreSilica | 2019 | 178.2191 | 56.1052 | 10.331 | 4 | 2268.947 | 3635.1907 | 46.2556 | 74.1083 | 203.2396 | 19.9976 | 123.9885 | 12915792.0393 | 0 | 5753017.4817 | 0 | 0 | 0 | 2795052.9375 | 8370906.3588 | 21779381.2367 | 14864875.2156 | 66479025.2696 | 961560.8286 | 26321290.157 | 26321290.157 | 19765873.5944 | 10371438.4012 | 0 | 93761876.2552 | 150220478.4078 | 7498942.0933 | 41.324 | 2268.947 | 3635.1907 | 46.2556 | 74.1083
1 | 5800 | 707 | 0.045 | 15 | 15 | 7 | 1e-08 | 5spot_SharedNeighbor | CO2 | Porous | Wet | R600a | MinimizeLCOE_Brownfield | IgnoreSilica | 2019 | 178.2339 | 56.1107 | 10.3324 | 4 | 2268.6237 | 3634.6833 | 46.249 | 74.0979 | 203.2375 | 19.9967 | 112.9872 | 12916339.0558 | 0 | 5753400.1353 | 0 | 0 | 0 | 2793887.5493 | 8370814.4287 | 21779142.0534 | 14864711.9681 | 66478295.1905 | 961560.8286 | 26321290.157 | 26321290.157 | 19765873.5944 | 10371438.4012 | 0 | 93761146.1761 | 150219748.3287 | 10000000 | 41.3295 | 2268.6237 | 3634.6833 | 46.249 | 74.0979
1 | 5900 | 707 | 0.045 | 15 | 15 | 7 | 1e-13 | 5spot_SharedNeighbor | CO2 | Porous | Wet | R600a | MinimizeLCOE_Brownfield | IgnoreSilica | 2019 | 3.5512 | 0.38729 | 0.041604 | 4 | 194780.1787 | 541612.6235 | 3970.8574 | 11041.5059 | 145.2887 | 23.5188 | 46.1897 | 639354.405 | 0 | 250863.3302 | 0 | 0 | 0 | 568455.3177 | 568882.4906 | 1480115.5468 | 1010209.274 | 4517880.3644 | 961560.8286 | 26934732.84 | 26934732.84 | 20193244.4958 | 10589842.3133 | 0 | 32414174.0331 | 90131993.6822 | 100 | 0.16641 | 194780.1787 | 541612.6235 | 3970.8574 | 11041.5059
1 | 5900 | 707 | 0.045 | 15 | 15 | 7 | 1.3335e-13 | 5spot_SharedNeighbor | CO2 | Porous | Wet | R600a | MinimizeLCOE_Brownfield | IgnoreSilica | 2019 | 4.7887 | 0.68276 | 0.081628 | 4 | 103241.3122 | 280013.0675 | 2104.7138 | 5708.4451 | 159.3327 | 24.0553 | 44.3102 | 852567.5424 | 0 | 318644.3246 | 0 | 0 | 0 | 705634.8696 | 731970.2273 | 1904436.3836 | 1299816.964 | 5813070.3114 | 961560.8286 | 26934732.84 | 26934732.84 | 20193244.4958 | 10589842.3133 | 0 | 33709363.9801 | 91427183.6292 | 133.3521 | 0.32651 | 103241.3122 | 280013.0675 | 2104.7138 | 5708.4451
1 | 5900 | 707 | 0.045 | 15 | 15 | 7 | 1.7783e-13 | 5spot_SharedNeighbor | CO2 | Porous | Wet | R600a | MinimizeLCOE_Brownfield | IgnoreSilica | 2019 | 6.3233 | 1.0862 | 0.13833 | 4 | 63571.7197 | 167886.4126 | 1295.9955 | 3422.5916 | 170.8894 | 24.4464 | 56.7797 | 1098262.613 | 0 | 398003.6354 | 0 | 0 | 0 | 853636.1227 | 916461.9248 | 2384445.936 | 1627433.3468 | 7278243.5787 | 961560.8286 | 26934732.84 | 26934732.84 | 20193244.4958 | 10589842.3133 | 0 | 35174537.2474 | 92892356.8965 | 177.8279 | 0.5533 | 63571.7197 | 167886.4126 | 1295.9955 | 3422.5916
1 | 5900 | 707 | 0.045 | 15 | 15 | 7 | 2.3714e-13 | 5spot_SharedNeighbor | CO2 | Porous | Wet | R600a | MinimizeLCOE_Brownfield | IgnoreSilica | 2019 | 8.2723 | 1.6284 | 0.21621 | 4 | 42645.8242 | 109383.4564 | 869.3928 | 2229.9297 | 180.5123 | 24.7412 | 67.3189 | 1387184.3466 | 0 | 493440.7629 | 0 | 0 | 0 | 1020592.2236 | 1131474.7599 | 2943865.2279 | 2009248.5084 | 8985805.8292 | 961560.8286 | 26934732.84 | 26934732.84 | 20193244.4958 | 10589842.3133 | 0 | 36882099.4979 | 94599919.147 | 237.1374 | 0.86485 | 42645.8242 | 109383.4564 | 869.3928 | 2229.9297
1 | 5900 | 707 | 0.045 | 15 | 15 | 7 | 3.1623e-13 | 5spot_SharedNeighbor | CO2 | Porous | Wet | R600a | MinimizeLCOE_Brownfield | IgnoreSilica | 2019 | 10.7324 | 2.3394 | 0.32106 | 4 | 30257.362 | 75201.171 | 616.8372 | 1533.0776 | 188.3773 | 24.9616 | 60.6801 | 1724472.7125 | 0 | 607701.6357 | 0 | 0 | 0 | 1206725.5256 | 1380170.9508 | 3590921.702 | 2450877.8477 | 10960870.3743 | 961560.8286 | 26934732.84 | 26934732.84 | 20193244.4958 | 10589842.3133 | 0 | 38857164.0429 | 96574983.692 | 316.2278 | 1.2842 | 30257.362 | 75201.171 | 616.8372 | 1533.0776
1 | 5900 | 707 | 0.045 | 15 | 15 | 7 | 4.217e-13 | 5spot_SharedNeighbor | CO2 | Porous | Wet | R600a | MinimizeLCOE_Brownfield | IgnoreSilica | 2019 | 13.8607 | 3.2655 | 0.46059 | 4 | 22344.9167 | 53673.0851 | 455.5314 | 1094.1984 | 194.7895 | 25.1253 | 53.234 | 2121287.7165 | 0 | 745695.4902 | 0 | 0 | 0 | 1417821.464 | 1671073.8215 | 4347791.2993 | 2967456.8999 | 13271126.6914 | 961560.8286 | 26934732.84 | 26934732.84 | 20193244.4958 | 10589842.3133 | 0 | 41167420.36 | 98885240.0091 | 421.6965 | 1.8424 | 22344.9167 | 53673.0851 | 455.5314 | 1094.1984
1 | 5900 | 707 | 0.045 | 15 | 15 | 7 | 5.6234e-13 | 5spot_SharedNeighbor | CO2 | Porous | Wet | R600a | MinimizeLCOE_Brownfield | IgnoreSilica | 2019 | 17.7971 | 4.4515 | 0.64415 | 4 | 17013.6657 | 39414.3113 | 346.8466 | 803.514 | 199.9229 | 25.241 | 66.4347 | 2583698.1431 | 0 | 910775.2359 | 0 | 0 | 0 | 1652459.8104 | 2007303.9439 | 5222593.1073 | 3564527.1093 | 15941357.35 | 961560.8286 | 26934732.84 | 26934732.84 | 20193244.4958 | 10589842.3133 | 0 | 43837651.0186 | 101555470.6677 | 562.3413 | 2.5766 | 17013.6657 | 39414.3113 | 346.8466 | 803.514
1 | 5900 | 707 | 0.045 | 15 | 15 | 7 | 7.4989e-13 | 5spot_SharedNeighbor | CO2 | Porous | Wet | R600a | MinimizeLCOE_Brownfield | IgnoreSilica | 2019 | 22.7398 | 5.9594 | 0.88355 | 4 | 13277.0504 | 29608.348 | 270.6706 | 603.6062 | 204.0044 | 25.3142 | 61.1781 | 3122192.6498 | 0 | 1108056.1452 | 0 | 0 | 0 | 1913017.1936 | 2395873.7356 | 6233571.9987 | 4254540.9762 | 19027252.6992 | 961560.8286 | 26934732.84 | 26934732.84 | 20193244.4958 | 10589842.3133 | 0 | 46923546.3678 | 104641366.017 | 749.8942 | 3.5342 | 13277.0504 | 29608.348 | 270.6706 | 603.6062
1 | 5900 | 707 | 0.045 | 15 | 15 | 7 | 1e-12 | 5spot_SharedNeighbor | CO2 | Porous | Wet | R600a | MinimizeLCOE_Brownfield | IgnoreSilica | 2019 | 28.9419 | 7.8683 | 1.1934 | 4 | 10578.3277 | 22669.615 | 215.6535 | 462.1508 | 207.2276 | 25.3456 | 66.698 | 3749551.7722 | 0 | 1343860.2324 | 0 | 0 | 0 | 2203183.2759 | 2845672.1594 | 7403855.2311 | 5053283.3293 | 22599406.0003 | 961560.8286 | 26934732.84 | 26934732.84 | 20193244.4958 | 10589842.3133 | 0 | 50495699.6689 | 108213519.318 | 1000 | 4.7735 | 10578.3277 | 22669.615 | 215.6535 | 462.1508
1 | 5900 | 707 | 0.045 | 15 | 15 | 7 | 1.3335e-12 | 5spot_SharedNeighbor | CO2 | Porous | Wet | R600a | MinimizeLCOE_Brownfield | IgnoreSilica | 2019 | 36.623 | 10.2516 | 1.5894 | 4 | 8583.5225 | 17661.8888 | 174.9867 | 360.0615 | 209.7189 | 25.3302 | 68.4499 | 4471612.3484 | 0 | 1622316.0183 | 0 | 0 | 0 | 2518682.8232 | 3358918.364 | 8739216.5743 | 5964694.8849 | 26675441.0132 | 961560.8286 | 26934732.84 | 26934732.84 | 20193244.4958 | 10589842.3133 | 0 | 54571734.6818 | 112289554.3309 | 1333.5214 | 6.3577 | 8583.5225 | 17661.8888 | 174.9867 | 360.0615
1 | 5900 | 707 | 0.045 | 15 | 15 | 7 | 1.7783e-12 | 5spot_SharedNeighbor | CO2 | Porous | Wet | R600a | MinimizeLCOE_Brownfield | IgnoreSilica | 2019 | 45.9749 | 13.1767 | 2.0874 | 4 | 7082.6402 | 13995.2816 | 144.3892 | 285.3127 | 211.586 | 25.2585 | 68.8664 | 5289357.4216 | 0 | 1946027.5748 | 0 | 0 | 0 | 2851276.5725 | 3933798.0119 | 10234935.494 | 6985553.7815 | 31240948.8562 | 961560.8286 | 26934732.84 | 26934732.84 | 20193244.4958 | 10589842.3133 | 0 | 59137242.5249 | 116855062.174 | 1778.2794 | 8.3496 | 7082.6402 | 13995.2816 | 144.3892 | 285.3127
1 | 5900 | 707 | 0.045 | 15 | 15 | 7 | 2.3714e-12 | 5spot_SharedNeighbor | CO2 | Porous | Wet | R600a | MinimizeLCOE_Brownfield | IgnoreSilica | 2019 | 57.1534 | 16.7001 | 2.7005 | 4 | 5938.911 | 11282.0971 | 121.0727 | 230.0008 | 212.91 | 25.1156 | 83.4125 | 6198922.3701 | 0 | 2316144.7113 | 0 | 0 | 0 | 3190989.8077 | 4565362.1868 | 11878135.9254 | 8107071.8404 | 36256626.8416 | 961560.8286 | 26934732.84 | 26934732.84 | 20193244.4958 | 10589842.3133 | 0 | 64152920.5103 | 121870740.1594 | 2371.3737 | 10.8021 | 5938.911 | 11282.0971 | 121.0727 | 230.0008
1 | 5900 | 707 | 0.045 | 15 | 15 | 7 | 3.1623e-12 | 5spot_SharedNeighbor | CO2 | Porous | Wet | R600a | MinimizeLCOE_Brownfield | IgnoreSilica | 2019 | 70.0233 | 20.7927 | 3.4298 | 4 | 5060.7922 | 9267.9148 | 103.1711 | 188.939 | 213.7201 | 24.8854 | 86.781 | 7173090.5259 | 0 | 2724748.0699 | 0 | 0 | 0 | 3511809.645 | 5229762.8139 | 13606770.07 | 9286900.1639 | 41533081.2887 | 961560.8286 | 26934732.84 | 26934732.84 | 20193244.4958 | 10589842.3133 | 0 | 69429374.9574 | 127147194.6065 | 3162.2777 | 13.7191 | 5060.7922 | 9267.9148 | 103.1711 | 188.939
1 | 5900 | 707 | 0.045 | 15 | 15 | 7 | 4.217e-12 | 5spot_SharedNeighbor | CO2 | Porous | Wet | R600a | MinimizeLCOE_Brownfield | IgnoreSilica | 2019 | 84.1176 | 25.3187 | 4.2568 | 4 | 4385.0585 | 7774.764 | 89.3953 | 158.4991 | 214.0333 | 24.5586 | 92.5547 | 8164851.7885 | 0 | 3155309.6135 | 0 | 0 | 0 | 3780244.491 | 5889158.2983 | 15322381.8597 | 10457840.4627 | 46769786.5137 | 961560.8286 | 26934732.84 | 26934732.84 | 20193244.4958 | 10589842.3133 | 0 | 74666080.1824 | 132383899.8315 | 4216.965 | 17.0274 | 4385.0585 | 7774.764 | 89.3953 | 158.4991
1 | 5900 | 707 | 0.045 | 15 | 15 | 7 | 5.6234e-12 | 5spot_SharedNeighbor | CO2 | Porous | Wet | R600a | MinimizeLCOE_Brownfield | IgnoreSilica | 2019 | 98.7339 | 30.0592 | 5.144 | 4 | 3866.0353 | 6671.1557 | 78.8144 | 136.0005 | 213.8912 | 24.1399 | 98.7348 | 9120314.0099 | 0 | 3586785.2198 | 0 | 0 | 0 | 3969217.33 | 6503763.4583 | 16921458.4131 | 11549243.0682 | 51650781.4993 | 961560.8286 | 26934732.84 | 26934732.84 | 20193244.4958 | 10589842.3133 | 0 | 79547075.1679 | 137264894.817 | 5623.4133 | 20.5759 | 3866.0353 | 6671.1557 | 78.8144 | 136.0005
1 | 5900 | 707 | 0.045 | 15 | 15 | 7 | 7.4989e-12 | 5spot_SharedNeighbor | CO2 | Porous | Wet | R600a | MinimizeLCOE_Brownfield | IgnoreSilica | 2019 | 112.9481 | 34.7174 | 6.0366 | 4 | 3469.0935 | 5859.4407 | 70.7222 | 119.4526 | 213.3843 | 23.6555 | 108.2244 | 9983756.5388 | 0 | 3994251.0909 | 0 | 0 | 0 | 4060281.9819 | 7034932.9485 | 18303452.4688 | 12492482.4083 | 55869157.4372 | 961560.8286 | 26934732.84 | 26934732.84 | 20193244.4958 | 10589842.3133 | 0 | 83765451.1058 | 141483270.7549 | 7498.9421 | 24.1462 | 3469.0935 | 5859.4407 | 70.7222 | 119.4526
1 | 5900 | 707 | 0.045 | 15 | 15 | 7 | 1e-11 | 5spot_SharedNeighbor | CO2 | Porous | Wet | R600a | MinimizeLCOE_Brownfield | IgnoreSilica | 2019 | 125.9929 | 39.036 | 6.8813 | 4 | 3167.0542 | 5263.9489 | 64.5647 | 107.3127 | 212.6409 | 23.1441 | 122.062 | 10721577.3836 | 0 | 4359223.0241 | 0 | 0 | 0 | 4058112.261 | 7464175.9408 | 19420254.685 | 13254722.8688 | 59278066.1633 | 961560.8286 | 26934732.84 | 26934732.84 | 20193244.4958 | 10589842.3133 | 0 | 87174359.8319 | 144892179.481 | 10000 | 27.5254 | 3167.0542 | 5263.9489 | 64.5647 | 107.3127
1 | 5900 | 707 | 0.045 | 15 | 15 | 7 | 1.3335e-11 | 5spot_SharedNeighbor | CO2 | Porous | Wet | R600a | MinimizeLCOE_Brownfield | IgnoreSilica | 2019 | 137.2964 | 42.817 | 7.6359 | 4 | 2938.2757 | 4827.9739 | 59.9007 | 98.4248 | 211.7981 | 22.6487 | 128.2082 | 11319283.3017 | 0 | 4669385.0631 | 0 | 0 | 0 | 3980201.1202 | 7787859.0992 | 20262411.8665 | 13829512.4498 | 61848652.9005 | 961560.8286 | 26934732.84 | 26934732.84 | 20193244.4958 | 10589842.3133 | 0 | 89744946.5692 | 147462766.2183 | 13335.2143 | 30.5434 | 2938.2757 | 4827.9739 | 59.9007 | 98.4248
1 | 5900 | 707 | 0.045 | 15 | 15 | 7 | 1.7783e-11 | 5spot_SharedNeighbor | CO2 | Porous | Wet | R600a | MinimizeLCOE_Brownfield | IgnoreSilica | 2019 | 146.7117 | 45.9958 | 8.2803 | 4 | 2765.5335 | 4508.1643 | 56.3791 | 91.905 | 210.96 | 22.1977 | 113.0376 | 11787392.2607 | 0 | 4923842.0674 | 0 | 0 | 0 | 3855751.8076 | 8021124.593 | 20869320.832 | 14243740.2895 | 63701171.8503 | 961560.8286 | 26934732.84 | 26934732.84 | 20193244.4958 | 10589842.3133 | 0 | 91597465.5189 | 149315285.1681 | 17782.7941 | 33.1211 | 2765.5335 | 4508.1643 | 56.3791 | 91.905
1 | 5900 | 707 | 0.045 | 15 | 15 | 7 | 2.3714e-11 | 5spot_SharedNeighbor | CO2 | Porous | Wet | R600a | MinimizeLCOE_Brownfield | IgnoreSilica | 2019 | 154.2903 | 48.5759 | 8.8107 | 4 | 2635.4584 | 4273.1764 | 53.7274 | 87.1145 | 210.1974 | 21.8101 | 113.1324 | 12144388.6558 | 0 | 5126291.6584 | 0 | 0 | 0 | 3710721.842 | 8182746.8409 | 21289828.768 | 14530745.5964 | 64984723.3615 | 961560.8286 | 26934732.84 | 26934732.84 | 20193244.4958 | 10589842.3133 | 0 | 92881017.0302 | 150598836.6793 | 23713.7371 | 35.2428 | 2635.4584 | 4273.1764 | 53.7274 | 87.1145
1 | 5900 | 707 | 0.045 | 15 | 15 | 7 | 3.1623e-11 | 5spot_SharedNeighbor | CO2 | Porous | Wet | R600a | MinimizeLCOE_Brownfield | IgnoreSilica | 2019 | 160.2413 | 50.6172 | 9.2356 | 4 | 2537.5995 | 4099.9789 | 51.7324 | 83.5836 | 209.5428 | 21.4897 | 110.8481 | 12412006.5166 | 0 | 5283867.0072 | 0 | 0 | 0 | 3564365.3309 | 8291493.1533 | 21572764.3658 | 14723854.9556 | 65848351.3294 | 961560.8286 | 26934732.84 | 26934732.84 | 20193244.4958 | 10589842.3133 | 0 | 93744644.9981 | 151462464.6472 | 31622.7766 | 36.9423 | 2537.5995 | 4099.9789 | 51.7324 | 83.5836
1 | 5900 | 707 | 0.045 | 15 | 15 | 7 | 4.217e-11 | 5spot_SharedNeighbor | CO2 | Porous | Wet | R600a | MinimizeLCOE_Brownfield | IgnoreSilica | 2019 | 164.8498 | 52.2077 | 9.5697 | 4 | 2464.0258 | 3971.8545 | 50.2325 | 80.9716 | 209.0015 | 21.2316 | 112.8844 | 12611405.8452 | 0 | 5405091.6635 | 0 | 0 | 0 | 3429460.673 | 8363923.6909 | 21761213.767 | 14852475.5442 | 66423571.1838 | 961560.8286 | 26934732.84 | 26934732.84 | 20193244.4958 | 10589842.3133 | 0 | 94319864.8524 | 152037684.5015 | 42169.6503 | 38.2788 | 2464.0258 | 3971.8545 | 50.2325 | 80.9716
1 | 5900 | 707 | 0.045 | 15 | 15 | 7 | 5.6234e-11 | 5spot_SharedNeighbor | CO2 | Porous | Wet | R600a | MinimizeLCOE_Brownfield | IgnoreSilica | 2019 | 168.3971 | 53.4373 | 9.8294 | 4 | 2408.7317 | 3876.7182 | 49.1053 | 79.0321 | 208.5642 | 21.0271 | 120.66 | 12760131.8313 | 0 | 5497939.4964 | 0 | 0 | 0 | 3312473.815 | 8412512.6056 | 21887632.1562 | 14938758.6925 | 66809448.5969 | 961560.8286 | 26934732.84 | 26934732.84 | 20193244.4958 | 10589842.3133 | 0 | 94705742.2656 | 152423561.9147 | 56234.1325 | 39.3177 | 2408.7317 | 3876.7182 | 49.1053 | 79.0321
1 | 5900 | 707 | 0.045 | 15 | 15 | 7 | 7.4989e-11 | 5spot_SharedNeighbor | CO2 | Porous | Wet | R600a | MinimizeLCOE_Brownfield | IgnoreSilica | 2019 | 171.089 | 54.3744 | 10.0288 | 4 | 2367.1874 | 3805.9916 | 48.2583 | 77.5903 | 208.2201 | 20.8684 | 123.2178 | 12870182.9301 | 0 | 5568138.7806 | 0 | 0 | 0 | 3214327.1996 | 8444533.075 | 21970942.8493 | 14995619.9523 | 67063744.7869 | 961560.8286 | 26934732.84 | 26934732.84 | 20193244.4958 | 10589842.3133 | 0 | 94960038.4555 | 152677858.1046 | 74989.4209 | 40.1151 | 2367.1874 | 3805.9916 | 48.2583 | 77.5903
1 | 5900 | 707 | 0.045 | 15 | 15 | 7 | 1e-10 | 5spot_SharedNeighbor | CO2 | Porous | Wet | R600a | MinimizeLCOE_Brownfield | IgnoreSilica | 2019 | 173.1307 | 55.0873 | 10.181 | 4 | 2335.9817 | 3753.2689 | 47.6221 | 76.5155 | 207.952 | 20.746 | 115.4908 | 12952008.0303 | 0 | 5621232.6378 | 0 | 0 | 0 | 3134564.9267 | 8466044.182 | 22026910.3372 | 15033818.9129 | 67234579.0269 | 961560.8286 | 26934732.84 | 26934732.84 | 20193244.4958 | 10589842.3133 | 0 | 95130872.6956 | 152848692.3447 | 100000 | 40.7242 | 2335.9817 | 3753.2689 | 47.6221 | 76.5155
1 | 5900 | 707 | 0.045 | 15 | 15 | 7 | 1.3335e-10 | 5spot_SharedNeighbor | CO2 | Porous | Wet | R600a | MinimizeLCOE_Brownfield | IgnoreSilica | 2019 | 174.677 | 55.6282 | 10.2968 | 4 | 2312.5476 | 3713.8961 | 47.1444 | 75.7128 | 207.7448 | 20.6521 | 131.2122 | 13013027.9067 | 0 | 5661360.9326 | 0 | 0 | 0 | 3071132.6805 | 8480753.3927 | 22065180.6861 | 15059939.2124 | 67351394.811 | 961560.8286 | 26934732.84 | 26934732.84 | 20193244.4958 | 10589842.3133 | 0 | 95247688.4796 | 152965508.1287 | 133352.1432 | 41.1873 | 2312.5476 | 3713.8961 | 47.1444 | 75.7128
1 | 5900 | 707 | 0.045 | 15 | 15 | 7 | 1.7783e-10 | 5spot_SharedNeighbor | CO2 | Porous | Wet | R600a | MinimizeLCOE_Brownfield | IgnoreSilica | 2019 | 175.8413 | 56.0364 | 10.3845 | 4 | 2294.9538 | 3684.4769 | 46.7857 | 75.113 | 207.5865 | 20.5807 | 131.2294 | 13058425.7005 | 0 | 5691528.9055 | 0 | 0 | 0 | 3021329.2663 | 8490800.7102 | 22091321.7452 | 15077781.0224 | 67431187.35 | 961560.8286 | 26934732.84 | 26934732.84 | 20193244.4958 | 10589842.3133 | 0 | 95327481.0186 | 153045300.6677 | 177827.941 | 41.5379 | 2294.9538 | 3684.4769 | 46.7857 | 75.113
1 | 5900 | 707 | 0.045 | 15 | 15 | 7 | 2.3714e-10 | 5spot_SharedNeighbor | CO2 | Porous | Wet | R600a | MinimizeLCOE_Brownfield | IgnoreSilica | 2019 | 176.7038 | 56.3398 | 10.4502 | 4 | 2281.7477 | 3662.5273 | 46.5165 | 74.6656 | 207.4677 | 20.5275 | 132.4458 | 13091748.5265 | 0 | 5713852.839 | 0 | 0 | 0 | 2982345.7916 | 8497299.3913 | 22108229.9804 | 15089321.2403 | 67482797.7692 | 961560.8286 | 26934732.84 | 26934732.84 | 20193244.4958 | 10589842.3133 | 0 | 95379091.4378 | 153096911.0869 | 237137.3706 | 41.8009 | 2281.7477 | 3662.5273 | 46.5165 | 74.6656
1 | 5900 | 707 | 0.045 | 15 | 15 | 7 | 3.1623e-10 | 5spot_SharedNeighbor | CO2 | Porous | Wet | R600a | MinimizeLCOE_Brownfield | IgnoreSilica | 2019 | 177.3714 | 56.574 | 10.5004 | 4 | 2271.8369 | 3646.0219 | 46.3145 | 74.3291 | 207.3751 | 20.486 | 111.3652 | 13117364.6259 | 0 | 5731114.7569 | 0 | 0 | 0 | 2952851.4062 | 8502519.0077 | 22121810.3515 | 15098590.1227 | 67524250.2709 | 961560.8286 | 26934732.84 | 26934732.84 | 20193244.4958 | 10589842.3133 | 0 | 95420543.9395 | 153138363.5886 | 316227.766 | 42.0015 | 2271.8369 | 3646.0219 | 46.3145 | 74.3291
1 | 5900 | 707 | 0.045 | 15 | 15 | 7 | 4.217e-10 | 5spot_SharedNeighbor | CO2 | Porous | Wet | R600a | MinimizeLCOE_Brownfield | IgnoreSilica | 2019 | 177.8707 | 56.7494 | 10.5381 | 4 | 2264.4004 | 3633.6712 | 46.1629 | 74.0773 | 207.3054 | 20.4549 | 120.1712 | 13136422.8909 | 0 | 5744018.7335 | 0 | 0 | 0 | 2930247.8891 | 8506168.9103 | 22131306.6494 | 15105071.5411 | 67553236.6142 | 961560.8286 | 26934732.84 | 26934732.84 | 20193244.4958 | 10589842.3133 | 0 | 95449530.2828 | 153167349.9319 | 421696.5034 | 42.1522 | 2264.4004 | 3633.6712 | 46.1629 | 74.0773
1 | 5900 | 707 | 0.045 | 15 | 15 | 7 | 5.6234e-10 | 5spot_SharedNeighbor | CO2 | Porous | Wet | R600a | MinimizeLCOE_Brownfield | IgnoreSilica | 2019 | 178.2339 | 56.8776 | 10.566 | 4 | 2258.8212 | 3624.4659 | 46.0491 | 73.8896 | 207.2544 | 20.4322 | 113.6252 | 13150225.9438 | 0 | 5753400.1353 | 0 | 0 | 0 | 2912759.38 | 8508390.329 | 22137086.3253 | 15109016.2887 | 67570878.4021 | 961560.8286 | 26934732.84 | 26934732.84 | 20193244.4958 | 10589842.3133 | 0 | 95467172.0707 | 153184991.7199 | 562341.3252 | 42.2642 | 2258.8212 | 3624.4659 | 46.0491 | 73.8896
1 | 5900 | 707 | 0.045 | 15 | 15 | 7 | 7.4989e-10 | 5spot_SharedNeighbor | CO2 | Porous | Wet | R600a | MinimizeLCOE_Brownfield | IgnoreSilica | 2019 | 178.5091 | 56.9747 | 10.5871 | 4 | 2254.6358 | 3617.5579 | 45.9638 | 73.7488 | 207.2156 | 20.415 | 120.3937 | 13160655.2108 | 0 | 5760506.5409 | 0 | 0 | 0 | 2899570.628 | 8510085.6281 | 22141497.1457 | 15112026.7642 | 67584341.9176 | 961560.8286 | 26934732.84 | 26934732.84 | 20193244.4958 | 10589842.3133 | 0 | 95480635.5862 | 153198455.2353 | 749894.2093 | 42.3486 | 2254.6358 | 3617.5579 | 45.9638 | 73.7488
1 | 5900 | 707 | 0.045 | 15 | 15 | 7 | 1e-09 | 5spot_SharedNeighbor | CO2 | Porous | Wet | R600a | MinimizeLCOE_Brownfield | IgnoreSilica | 2019 | 178.7332 | 57.0529 | 10.6035 | 4 | 2251.4964 | 3612.312 | 45.8998 | 73.6419 | 207.1841 | 20.4009 | 121.7732 | 13169133.8882 | 0 | 5766291.6156 | 0 | 0 | 0 | 2890034.7336 | 8511929.4926 | 22146294.5029 | 15115301.0591 | 67598985.2919 | 961560.8286 | 26934732.84 | 26934732.84 | 20193244.4958 | 10589842.3133 | 0 | 95495278.9606 | 153213098.6097 | 1000000 | 42.4141 | 2251.4964 | 3612.312 | 45.8998 | 73.6419
1 | 5900 | 707 | 0.045 | 15 | 15 | 7 | 1.3335e-09 | 5spot_SharedNeighbor | CO2 | Porous | Wet | R600a | MinimizeLCOE_Brownfield | IgnoreSilica | 2019 | 178.877 | 57.1042 | 10.6151 | 4 | 2249.1417 | 3608.4753 | 45.8518 | 73.5637 | 207.1637 | 20.3919 | 128.2887 | 13174553.9096 | 0 | 5770000.7218 | 0 | 0 | 0 | 2882236.7585 | 8512448.6421 | 22147645.2233 | 15116222.9535 | 67603108.2088 | 961560.8286 | 26934732.84 | 26934732.84 | 20193244.4958 | 10589842.3133 | 0 | 95499401.8774 | 153217221.5265 | 1333521.4322 | 42.4604 | 2249.1417 | 3608.4753 | 45.8518 | 73.5637
1 | 5900 | 707 | 0.045 | 15 | 15 | 7 | 1.7783e-09 | 5spot_SharedNeighbor | CO2 | Porous | Wet | R600a | MinimizeLCOE_Brownfield | IgnoreSilica | 2019 | 178.989 | 57.144 | 10.6239 | 4 | 2247.3756 | 3605.5825 | 45.8158 | 73.5047 | 207.1478 | 20.3849 | 127.8928 | 13178776.3001 | 0 | 5772892.2503 | 0 | 0 | 0 | 2876468.6873 | 8512973.5227 | 22149010.8551 | 15117155.0253 | 67607276.6408 | 961560.8286 | 26934732.84 | 26934732.84 | 20193244.4958 | 10589842.3133 | 0 | 95503570.3095 | 153221389.9586 | 1778279.41 | 42.4956 | 2247.3756 | 3605.5825 | 45.8158 | 73.5047
1 | 5900 | 707 | 0.045 | 15 | 15 | 7 | 2.3714e-09 | 5spot_SharedNeighbor | CO2 | Porous | Wet | R600a | MinimizeLCOE_Brownfield | IgnoreSilica | 2019 | 179.0887 | 57.1786 | 10.631 | 4 | 2246.051 | 3603.3531 | 45.7888 | 73.4592 | 207.1337 | 20.3786 | 113.7112 | 13182533.7204 | 0 | 5775463.7651 | 0 | 0 | 0 | 2872511.762 | 8513898.6065 | 22151417.7335 | 15118797.7692 | 67614623.3568 | 961560.8286 | 26934732.84 | 26934732.84 | 20193244.4958 | 10589842.3133 | 0 | 95510917.0254 | 153228736.6745 | 2371373.7057 | 42.5239 | 2246.051 | 3603.3531 | 45.7888 | 73.4592
1 | 5900 | 707 | 0.045 | 15 | 15 | 7 | 3.1623e-09 | 5spot_SharedNeighbor | CO2 | Porous | Wet | R600a | MinimizeLCOE_Brownfield | IgnoreSilica | 2019 | 179.1593 | 57.2032 | 10.6362 | 4 | 2245.0576 | 3601.6979 | 45.7685 | 73.4255 | 207.1237 | 20.3741 | 122.4675 | 13185190.3681 | 0 | 5777284.0952 | 0 | 0 | 0 | 2869433.1916 | 8514443.9854 | 22152836.6974 | 15119766.2413 | 67618954.579 | 961560.8286 | 26934732.84 | 26934732.84 | 20193244.4958 | 10589842.3133 | 0 | 95515248.2476 | 153233067.8967 | 3162277.6602 | 42.5447 | 2245.0576 | 3601.6979 | 45.7685 | 73.4255
1 | 5900 | 707 | 0.045 | 15 | 15 | 7 | 4.217e-09 | 5spot_SharedNeighbor | CO2 | Porous | Wet | R600a | MinimizeLCOE_Brownfield | IgnoreSilica | 2019 | 179.2083 | 57.2206 | 10.6399 | 4 | 2244.3127 | 3600.4718 | 45.7533 | 73.4005 | 207.1167 | 20.3711 | 114.5918 | 13187036.1076 | 0 | 5778550.2777 | 0 | 0 | 0 | 2867026.0151 | 8514718.8362 | 22153551.8027 | 15120254.3153 | 67621137.3547 | 961560.8286 | 26934732.84 | 26934732.84 | 20193244.4958 | 10589842.3133 | 0 | 95517431.0233 | 153235250.6724 | 4216965.0343 | 42.5598 | 2244.3127 | 3600.4718 | 45.7533 | 73.4005
1 | 5900 | 707 | 0.045 | 15 | 15 | 7 | 5.6234e-09 | 5spot_SharedNeighbor | CO2 | Porous | Wet | R600a | MinimizeLCOE_Brownfield | IgnoreSilica | 2019 | 179.2324 | 57.2297 | 10.6424 | 4 | 2243.754 | 3599.6018 | 45.742 | 73.3828 | 207.1132 | 20.3695 | 119.2897 | 13187936.7907 | 0 | 5779171.3985 | 0 | 0 | 0 | 2864907.0629 | 8514485.9483 | 22152945.8763 | 15119840.7581 | 67619287.8348 | 961560.8286 | 26934732.84 | 26934732.84 | 20193244.4958 | 10589842.3133 | 0 | 95515581.5035 | 153233401.1526 | 5623413.2519 | 42.5695 | 2243.754 | 3599.6018 | 45.742 | 73.3828
1 | 5900 | 707 | 0.045 | 15 | 15 | 7 | 7.4989e-09 | 5spot_SharedNeighbor | CO2 | Porous | Wet | R600a | MinimizeLCOE_Brownfield | IgnoreSilica | 2019 | 179.2667 | 57.2415 | 10.6447 | 4 | 2243.335 | 3598.8866 | 45.7334 | 73.3682 | 207.1084 | 20.3674 | 112.2208 | 13189226.8514 | 0 | 5780055.2724 | 0 | 0 | 0 | 2863712.8781 | 8514868.0507 | 22153940.0284 | 15120519.2874 | 67622322.3685 | 961560.8286 | 26934732.84 | 26934732.84 | 20193244.4958 | 10589842.3133 | 0 | 95518616.0371 | 153236435.6862 | 7498942.0933 | 42.5788 | 2243.335 | 3598.8866 | 45.7334 | 73.3682
1 | 5900 | 707 | 0.045 | 15 | 15 | 7 | 1e-08 | 5spot_SharedNeighbor | CO2 | Porous | Wet | R600a | MinimizeLCOE_Brownfield | IgnoreSilica | 2019 | 179.2861 | 57.2484 | 10.6463 | 4 | 2243.0208 | 3598.3745 | 45.727 | 73.3577 | 207.1056 | 20.3661 | 113.4443 | 13189957.0976 | 0 | 5780556.9155 | 0 | 0 | 0 | 2862663.823 | 8514939.3561 | 22154125.5503 | 15120645.9098 | 67622888.6524 | 961560.8286 | 26934732.84 | 26934732.84 | 20193244.4958 | 10589842.3133 | 0 | 95519182.321 | 153237001.9701 | 10000000 | 42.5851 | 2243.0208 | 3598.3745 | 45.727 | 73.3577
1 | 6000 | 707 | 0.045 | 15 | 15 | 7 | 1e-13 | 5spot_SharedNeighbor | CO2 | Porous | Wet | R600a | MinimizeLCOE_Brownfield | IgnoreSilica | 2019 | 3.6218 | 0.39997 | 0.043955 | 4 | 188592.9062 | 524111.7613 | 3844.7215 | 10684.7272 | 147.6932 | 24.0002 | 58.6932 | 659080.9552 | 0 | 254843.006 | 0 | 0 | 0 | 585062.9816 | 584604.9077 | 1521022.0509 | 1038128.8036 | 4642742.705 | 961560.8286 | 27554035.6139 | 27554035.6139 | 20626182.4834 | 10810590.2618 | 0 | 33158339.1476 | 92149147.5067 | 100 | 0.17582 | 188592.9062 | 524111.7613 | 3844.7215 | 10684.7272
1 | 6000 | 707 | 0.045 | 15 | 15 | 7 | 1.3335e-13 | 5spot_SharedNeighbor | CO2 | Porous | Wet | R600a | MinimizeLCOE_Brownfield | IgnoreSilica | 2019 | 4.8935 | 0.70692 | 0.085991 | 4 | 100308.4264 | 271811.4666 | 2044.923 | 5541.2444 | 162.14 | 24.549 | 48.4804 | 880588.9254 | 0 | 324212.3747 | 0 | 0 | 0 | 728154.4312 | 753852.7352 | 1961370.1806 | 1338675.4504 | 5986854.0975 | 961560.8286 | 27554035.6139 | 27554035.6139 | 20626182.4834 | 10810590.2618 | 0 | 34502450.54 | 93493258.8992 | 133.3521 | 0.34396 | 100308.4264 | 271811.4666 | 2044.923 | 5541.2444
1 | 6000 | 707 | 0.045 | 15 | 15 | 7 | 1.7783e-13 | 5spot_SharedNeighbor | CO2 | Porous | Wet | R600a | MinimizeLCOE_Brownfield | IgnoreSilica | 2019 | 6.4741 | 1.1271 | 0.14552 | 4 | 61894.4839 | 163242.3463 | 1261.8028 | 3327.916 | 174.0172 | 24.9484 | 50.6716 | 1136240.5046 | 0 | 405578.0718 | 0 | 0 | 0 | 883191.981 | 945754.1174 | 2460658.2126 | 1679449.7916 | 7510872.679 | 961560.8286 | 27554035.6139 | 27554035.6139 | 20626182.4834 | 10810590.2618 | 0 | 36026469.1215 | 95017277.4807 | 177.8279 | 0.58206 | 61894.4839 | 163242.3463 | 1261.8028 | 3327.916
1 | 6000 | 707 | 0.045 | 15 | 15 | 7 | 2.3714e-13 | 5spot_SharedNeighbor | CO2 | Porous | Wet | R600a | MinimizeLCOE_Brownfield | IgnoreSilica | 2019 | 8.4498 | 1.6854 | 0.22707 | 4 | 41580.5144 | 106529.1498 | 847.675 | 2171.7408 | 183.7503 | 25.2446 | 47.6642 | 1432133.4146 | 0 | 501891.0914 | 0 | 0 | 0 | 1052712.071 | 1164827.2651 | 3030641.6048 | 2068475.1687 | 9250680.6156 | 961560.8286 | 27554035.6139 | 27554035.6139 | 20626182.4834 | 10810590.2618 | 0 | 37766277.0581 | 96757085.4173 | 237.1374 | 0.90827 | 41580.5144 | 106529.1498 | 847.675 | 2171.7408
1 | 6000 | 707 | 0.045 | 15 | 15 | 7 | 3.1623e-13 | 5spot_SharedNeighbor | CO2 | Porous | Wet | R600a | MinimizeLCOE_Brownfield | IgnoreSilica | 2019 | 10.9714 | 2.4237 | 0.33698 | 4 | 29533.6211 | 73298.4966 | 602.0828 | 1494.289 | 191.8005 | 25.4686 | 49.083 | 1781466.0391 | 0 | 618501.069 | 0 | 0 | 0 | 1246121.451 | 1421974.538 | 3699686.0609 | 2525111.7575 | 11292860.9155 | 961560.8286 | 27554035.6139 | 27554035.6139 | 20626182.4834 | 10810590.2618 | 0 | 39808457.3581 | 98799265.7172 | 316.2278 | 1.3479 | 29533.6211 | 73298.4966 | 602.0828 | 1494.289
1 | 6000 | 707 | 0.045 | 15 | 15 | 7 | 4.217e-13 | 5spot_SharedNeighbor | CO2 | Porous | Wet | R600a | MinimizeLCOE_Brownfield | IgnoreSilica | 2019 | 14.1554 | 3.3799 | 0.48301 | 4 | 21829.5119 | 52362.6681 | 445.0241 | 1067.4838 | 198.3168 | 25.6336 | 65.2934 | 2189593.3317 | 0 | 758351.4057 | 0 | 0 | 0 | 1462271.2337 | 1719984.2287 | 4475046.1458 | 3054310.9475 | 13659557.2931 | 961560.8286 | 27554035.6139 | 27554035.6139 | 20626182.4834 | 10810590.2618 | 0 | 42175153.7356 | 101165962.0948 | 421.6965 | 1.932 | 21829.5119 | 52362.6681 | 445.0241 | 1067.4838
1 | 6000 | 707 | 0.045 | 15 | 15 | 7 | 5.6234e-13 | 5spot_SharedNeighbor | CO2 | Porous | Wet | R600a | MinimizeLCOE_Brownfield | IgnoreSilica | 2019 | 18.1649 | 4.6052 | 0.67505 | 4 | 16633.4989 | 38480.2094 | 339.0964 | 784.4711 | 203.5433 | 25.75 | 74.7352 | 2665655.4674 | 0 | 925803.8212 | 0 | 0 | 0 | 1703044.7099 | 2064856.5594 | 5372333.2073 | 3666727.8044 | 16398421.5696 | 961560.8286 | 27554035.6139 | 27554035.6139 | 20626182.4834 | 10810590.2618 | 0 | 44914018.0122 | 103904826.3713 | 562.3413 | 2.7002 | 16633.4989 | 38480.2094 | 339.0964 | 784.4711
1 | 6000 | 707 | 0.045 | 15 | 15 | 7 | 7.4989e-13 | 5spot_SharedNeighbor | CO2 | Porous | Wet | R600a | MinimizeLCOE_Brownfield | IgnoreSilica | 2019 | 23.2151 | 6.167 | 0.92565 | 4 | 12988.8108 | 28921.1266 | 264.7945 | 589.5963 | 207.7122 | 25.8231 | 56.8692 | 3221782.7416 | 0 | 1126544.5869 | 0 | 0 | 0 | 1972312.4692 | 2465049.5211 | 6413553.2027 | 4377381.8462 | 19576624.3677 | 961560.8286 | 27554035.6139 | 27554035.6139 | 20626182.4834 | 10810590.2618 | 0 | 48092220.8103 | 107083029.1694 | 749.8942 | 3.7026 | 12988.8108 | 28921.1266 | 264.7945 | 589.5963
1 | 6000 | 707 | 0.045 | 15 | 15 | 7 | 1e-12 | 5spot_SharedNeighbor | CO2 | Porous | Wet | R600a | MinimizeLCOE_Brownfield | IgnoreSilica | 2019 | 29.5292 | 8.1382 | 1.2495 | 4 | 10354.8388 | 22157.653 | 211.0974 | 451.7137 | 210.9929 | 25.8528 | 60.5205 | 3867384.6892 | 0 | 1365633.2858 | 0 | 0 | 0 | 2269818.9391 | 2926106.3965 | 7613128.6168 | 5196116.7151 | 23238188.6425 | 961560.8286 | 27554035.6139 | 27554035.6139 | 20626182.4834 | 10810590.2618 | 0 | 51753785.085 | 110744593.4442 | 1000 | 4.998 | 10354.8388 | 22157.653 | 211.0974 | 451.7137
1 | 6000 | 707 | 0.045 | 15 | 15 | 7 | 1.3335e-12 | 5spot_SharedNeighbor | CO2 | Porous | Wet | R600a | MinimizeLCOE_Brownfield | IgnoreSilica | 2019 | 37.3561 | 10.6012 | 1.6634 | 4 | 8406.9569 | 17272.8374 | 171.3872 | 352.1302 | 213.5325 | 25.834 | 69.6275 | 4611156.709 | 0 | 1648243.2548 | 0 | 0 | 0 | 2594146.1525 | 3452882.9854 | 8983693.2442 | 6131555.2356 | 27421677.5816 | 961560.8286 | 27554035.6139 | 27554035.6139 | 20626182.4834 | 10810590.2618 | 0 | 55937274.0241 | 114928082.3833 | 1333.5214 | 6.6537 | 8406.9569 | 17272.8374 | 171.3872 | 352.1302
1 | 6000 | 707 | 0.045 | 15 | 15 | 7 | 1.7783e-12 | 5spot_SharedNeighbor | CO2 | Porous | Wet | R600a | MinimizeLCOE_Brownfield | IgnoreSilica | 2019 | 46.8808 | 13.6227 | 2.1834 | 4 | 6940.9027 | 13695.2291 | 141.4997 | 279.1958 | 215.4349 | 25.7564 | 79.5006 | 5453059.3753 | 0 | 1976643.7234 | 0 | 0 | 0 | 2935843.902 | 4042563.3303 | 10517920.5417 | 7178696.8914 | 32104727.7643 | 961560.8286 | 27554035.6139 | 27554035.6139 | 20626182.4834 | 10810590.2618 | 0 | 60620324.2068 | 119611132.566 | 1778.2794 | 8.7338 | 6940.9027 | 13695.2291 | 141.4997 | 279.1958
1 | 6000 | 707 | 0.045 | 15 | 15 | 7 | 2.3714e-12 | 5spot_SharedNeighbor | CO2 | Porous | Wet | R600a | MinimizeLCOE_Brownfield | IgnoreSilica | 2019 | 58.2445 | 17.2562 | 2.8227 | 4 | 5823.5761 | 11048.2572 | 118.7215 | 225.2337 | 216.7806 | 25.6044 | 87.9267 | 6387671.3024 | 0 | 2351452.0157 | 0 | 0 | 0 | 3283531.9398 | 4688835.5506 | 12199388.2902 | 8326333.1804 | 37237212.2792 | 961560.8286 | 27554035.6139 | 27554035.6139 | 20626182.4834 | 10810590.2618 | 0 | 65752808.7218 | 124743617.0809 | 2371.3737 | 11.2908 | 5823.5761 | 11048.2572 | 118.7215 | 225.2337
1 | 6000 | 707 | 0.045 | 15 | 15 | 7 | 3.1623e-12 | 5spot_SharedNeighbor | CO2 | Porous | Wet | R600a | MinimizeLCOE_Brownfield | IgnoreSilica | 2019 | 71.2756 | 21.4612 | 3.5807 | 4 | 4965.8377 | 9084.4998 | 101.2353 | 185.1998 | 217.5986 | 25.362 | 85.5862 | 7384617.0893 | 0 | 2763661.4029 | 0 | 0 | 0 | 3608795.1334 | 5365258.714 | 13959302.6079 | 9527510.8649 | 42609145.8123 | 961560.8286 | 27554035.6139 | 27554035.6139 | 20626182.4834 | 10810590.2618 | 0 | 71124742.2548 | 130115550.614 | 3162.2777 | 14.3228 | 4965.8377 | 9084.4998 | 101.2353 | 185.1998
1 | 6000 | 707 | 0.045 | 15 | 15 | 7 | 4.217e-12 | 5spot_SharedNeighbor | CO2 | Porous | Wet | R600a | MinimizeLCOE_Brownfield | IgnoreSilica | 2019 | 85.5332 | 26.1067 | 4.4386 | 4 | 4306.0271 | 7628.6147 | 87.7842 | 155.5196 | 217.9096 | 25.0194 | 98.4243 | 8398498.1097 | 0 | 3197718.9925 | 0 | 0 | 0 | 3880613.0155 | 6035963.7459 | 15704339.5205 | 10718534.4147 | 47935667.7989 | 961560.8286 | 27554035.6139 | 27554035.6139 | 20626182.4834 | 10810590.2618 | 0 | 76451264.2415 | 135442072.6006 | 4216.965 | 17.7545 | 4306.0271 | 7628.6147 | 87.7842 | 155.5196
1 | 6000 | 707 | 0.045 | 15 | 15 | 7 | 5.6234e-12 | 5spot_SharedNeighbor | CO2 | Porous | Wet | R600a | MinimizeLCOE_Brownfield | IgnoreSilica | 2019 | 100.2271 | 30.9442 | 5.3543 | 4 | 3799.4975 | 6553.8395 | 77.4579 | 133.6089 | 217.7584 | 24.584 | 103.3273 | 9369097.2308 | 0 | 3630116.5313 | 0 | 0 | 0 | 4067425.7393 | 6655989.4055 | 17317519.1021 | 11819562.6266 | 52859710.6356 | 961560.8286 | 27554035.6139 | 27554035.6139 | 20626182.4834 | 10810590.2618 | 0 | 81375307.0782 | 140366115.4373 | 5623.4133 | 21.4174 | 3799.4975 | 6553.8395 | 77.4579 | 133.6089
1 | 6000 | 707 | 0.045 | 15 | 15 | 7 | 7.4989e-12 | 5spot_SharedNeighbor | CO2 | Porous | Wet | R600a | MinimizeLCOE_Brownfield | IgnoreSilica | 2019 | 114.4996 | 35.6914 | 6.2733 | 4 | 3412.3372 | 5763.2223 | 69.5651 | 117.4911 | 217.24 | 24.0821 | 118.7005 | 10245123.6344 | 0 | 4038086.4785 | 0 | 0 | 0 | 4155787.8184 | 7191209.1932 | 18710051.2009 | 12769994.3977 | 57110252.7231 | 961560.8286 | 27554035.6139 | 27554035.6139 | 20626182.4834 | 10810590.2618 | 0 | 85625849.1657 | 144616657.5248 | 7498.9421 | 25.093 | 3412.3372 | 5763.2223 | 69.5651 | 117.4911
1 | 6000 | 707 | 0.045 | 15 | 15 | 7 | 1e-11 | 5spot_SharedNeighbor | CO2 | Porous | Wet | R600a | MinimizeLCOE_Brownfield | IgnoreSilica | 2019 | 127.5157 | 40.0668 | 7.1386 | 4 | 3117.91 | 5183.8182 | 63.5628 | 105.6791 | 216.4892 | 23.5564 | 115.6928 | 10989020.6466 | 0 | 4401323.9181 | 0 | 0 | 0 | 4147774.0271 | 7619866.2508 | 19825328.9351 | 13531194.368 | 60514508.1456 | 961560.8286 | 27554035.6139 | 27554035.6139 | 20626182.4834 | 10810590.2618 | 0 | 89030104.5882 | 148020912.9473 | 10000 | 28.5544 | 3117.91 | 5183.8182 | 63.5628 | 105.6791
1 | 6000 | 707 | 0.045 | 15 | 15 | 7 | 1.3335e-11 | 5spot_SharedNeighbor | CO2 | Porous | Wet | R600a | MinimizeLCOE_Brownfield | IgnoreSilica | 2019 | 138.7797 | 43.8921 | 7.9096 | 4 | 2895.0108 | 4759.5502 | 59.0187 | 97.0299 | 215.6419 | 23.0486 | 139.7317 | 11590970.0959 | 0 | 4709699.0144 | 0 | 0 | 0 | 4064969.0002 | 7942598.8631 | 20665012.9908 | 14104295.9897 | 63077545.9541 | 961560.8286 | 27554035.6139 | 27554035.6139 | 20626182.4834 | 10810590.2618 | 0 | 91593142.3967 | 150583950.7558 | 13335.2143 | 31.6383 | 2895.0108 | 4759.5502 | 59.0187 | 97.0299
1 | 6000 | 707 | 0.045 | 15 | 15 | 7 | 1.7783e-11 | 5spot_SharedNeighbor | CO2 | Porous | Wet | R600a | MinimizeLCOE_Brownfield | IgnoreSilica | 2019 | 148.1265 | 47.0964 | 8.5658 | 4 | 2726.8206 | 4448.5122 | 55.5899 | 90.6889 | 214.8046 | 22.5894 | 136.3415 | 12060823.8031 | 0 | 4961791.1148 | 0 | 0 | 0 | 3936028.2207 | 8173870.824 | 21266735.1927 | 14514983.7567 | 64914232.9121 | 961560.8286 | 27554035.6139 | 27554035.6139 | 20626182.4834 | 10810590.2618 | 0 | 93429829.3546 | 152420637.7137 | 17782.7941 | 34.2633 | 2726.8206 | 4448.5122 | 55.5899 | 90.6889
1 | 6000 | 707 | 0.045 | 15 | 15 | 7 | 2.3714e-11 | 5spot_SharedNeighbor | CO2 | Porous | Wet | R600a | MinimizeLCOE_Brownfield | IgnoreSilica | 2019 | 155.6346 | 49.6927 | 9.1049 | 4 | 2600.14 | 4219.899 | 53.0074 | 86.0283 | 214.0439 | 22.1946 | 119.6892 | 12418342.6415 | 0 | 5161989.9716 | 0 | 0 | 0 | 3787049.6223 | 8333279.0718 | 21681482.7542 | 14798057.4896 | 66180201.5509 | 961560.8286 | 27554035.6139 | 27554035.6139 | 20626182.4834 | 10810590.2618 | 0 | 94695797.9934 | 153686606.3526 | 23713.7371 | 36.4195 | 2600.14 | 4219.899 | 53.0074 | 86.0283
1 | 6000 | 707 | 0.045 | 15 | 15 | 7 | 3.1623e-11 | 5spot_SharedNeighbor | CO2 | Porous | Wet | R600a | MinimizeLCOE_Brownfield | IgnoreSilica | 2019 | 161.5176 | 51.7424 | 9.5358 | 4 | 2504.8924 | 4051.458 | 51.0656 | 82.5945 | 213.3935 | 21.8698 | 112.0555 | 12685962.0509 | 0 | 5317509.6653 | 0 | 0 | 0 | 3637882.6423 | 8440128.1998 | 21959482.2676 | 14987797.8699 | 67028762.6958 | 961560.8286 | 27554035.6139 | 27554035.6139 | 20626182.4834 | 10810590.2618 | 0 | 95544359.1383 | 154535167.4975 | 31622.7766 | 38.1431 | 2504.8924 | 4051.458 | 51.0656 | 82.5945
1 | 6000 | 707 | 0.045 | 15 | 15 | 7 | 4.217e-11 | 5spot_SharedNeighbor | CO2 | Porous | Wet | R600a | MinimizeLCOE_Brownfield | IgnoreSilica | 2019 | 166.0802 | 53.3413 | 9.8746 | 4 | 2433.2966 | 3926.794 | 49.606 | 80.053 | 212.8554 | 21.608 | 120.5375 | 12885717.5474 | 0 | 5437341.2475 | 0 | 0 | 0 | 3501375.059 | 8511529.203 | 22145253.0315 | 15114590.2334 | 67595806.3218 | 961560.8286 | 27554035.6139 | 27554035.6139 | 20626182.4834 | 10810590.2618 | 0 | 96111402.7643 | 155102211.1235 | 42169.6503 | 39.4984 | 2433.2966 | 3926.794 | 49.606 | 80.053
1 | 6000 | 707 | 0.045 | 15 | 15 | 7 | 5.6234e-11 | 5spot_SharedNeighbor | CO2 | Porous | Wet | R600a | MinimizeLCOE_Brownfield | IgnoreSilica | 2019 | 169.5808 | 54.5738 | 10.1375 | 4 | 2379.4979 | 3834.2679 | 48.5093 | 78.1667 | 212.4222 | 21.4013 | 121.8203 | 13034269.6803 | 0 | 5528835.6985 | 0 | 0 | 0 | 3383064.99 | 8559006.4438 | 22268779.0732 | 15198899.2951 | 67972855.1808 | 961560.8286 | 27554035.6139 | 27554035.6139 | 20626182.4834 | 10810590.2618 | 0 | 96488451.6233 | 155479259.9825 | 56234.1325 | 40.5499 | 2379.4979 | 3834.2679 | 48.5093 | 78.1667
1 | 6000 | 707 | 0.045 | 15 | 15 | 7 | 7.4989e-11 | 5spot_SharedNeighbor | CO2 | Porous | Wet | R600a | MinimizeLCOE_Brownfield | IgnoreSilica | 2019 | 172.2339 | 55.512 | 10.3391 | 4 | 2339.0826 | 3765.489 | 47.6854 | 76.7646 | 212.0819 | 21.2411 | 121.019 | 13144078.4235 | 0 | 5597926.1412 | 0 | 0 | 0 | 3283983.1602 | 8590135.2127 | 22349769.7445 | 15254177.0925 | 68220069.7746 | 961560.8286 | 27554035.6139 | 27554035.6139 | 20626182.4834 | 10810590.2618 | 0 | 96735666.2172 | 155726474.5763 | 74989.4209 | 41.3562 | 2339.0826 | 3765.489 | 47.6854 | 76.7646
1 | 6000 | 707 | 0.045 | 15 | 15 | 7 | 1e-10 | 5spot_SharedNeighbor | CO2 | Porous | Wet | R600a | MinimizeLCOE_Brownfield | IgnoreSilica | 2019 | 174.2554 | 56.2286 | 10.4933 | 4 | 2308.7283 | 3714.1743 | 47.0665 | 75.7185 | 211.8157 | 21.1171 | 131.0585 | 13226124.4293 | 0 | 5650428.1395 | 0 | 0 | 0 | 3203879.1185 | 8611368.3581 | 22405014.0332 | 15291882.4546 | 68388696.5333 | 961560.8286 | 27554035.6139 | 27554035.6139 | 20626182.4834 | 10810590.2618 | 0 | 96904292.9758 | 155895101.335 | 100000 | 41.973 | 2308.7283 | 3714.1743 | 47.0665 | 75.7185
1 | 6000 | 707 | 0.045 | 15 | 15 | 7 | 1.3335e-10 | 5spot_SharedNeighbor | CO2 | Porous | Wet | R600a | MinimizeLCOE_Brownfield | IgnoreSilica | 2019 | 175.7707 | 56.7675 | 10.61 | 4 | 2285.9357 | 3675.9168 | 46.6019 | 74.9385 | 211.612 | 21.0229 | 120.779 | 13286685.1018 | 0 | 5689701.7557 | 0 | 0 | 0 | 3139828.2476 | 8625323.891 | 22441323.4671 | 15316664.3894 | 68499526.8527 | 961560.8286 | 27554035.6139 | 27554035.6139 | 20626182.4834 | 10810590.2618 | 0 | 97015123.2952 | 156005931.6543 | 133352.1432 | 42.44 | 2285.9357 | 3675.9168 | 46.6019 | 74.9385
1 | 6000 | 707 | 0.045 | 15 | 15 | 7 | 1.7783e-10 | 5spot_SharedNeighbor | CO2 | Porous | Wet | R600a | MinimizeLCOE_Brownfield | IgnoreSilica | 2019 | 176.9233 | 57.1777 | 10.6987 | 4 | 2268.8247 | 3647.2818 | 46.2531 | 74.3548 | 211.4548 | 20.9506 | 121.8489 | 13332213.0503 | 0 | 5719529.9246 | 0 | 0 | 0 | 3089911.942 | 8635245.4176 | 22467137.2441 | 15334282.8226 | 68578320.4012 | 961560.8286 | 27554035.6139 | 27554035.6139 | 20626182.4834 | 10810590.2618 | 0 | 97093916.8437 | 156084725.2029 | 177827.941 | 42.7948 | 2268.8247 | 3647.2818 | 46.2531 | 74.3548
1 | 6000 | 707 | 0.045 | 15 | 15 | 7 | 2.3714e-10 | 5spot_SharedNeighbor | CO2 | Porous | Wet | R600a | MinimizeLCOE_Brownfield | IgnoreSilica | 2019 | 177.7781 | 57.4829 | 10.7653 | 4 | 2255.9817 | 3625.9137 | 45.9912 | 73.9192 | 211.3369 | 20.8966 | 120.986 | 13365669.4148 | 0 | 5741626.0683 | 0 | 0 | 0 | 3050886.4747 | 8641690.9635 | 22483907.2326 | 15345728.6843 | 68629508.8382 | 961560.8286 | 27554035.6139 | 27554035.6139 | 20626182.4834 | 10810590.2618 | 0 | 97145105.2807 | 156135913.6399 | 237137.3706 | 43.0611 | 2255.9817 | 3625.9137 | 45.9912 | 73.9192
1 | 6000 | 707 | 0.045 | 15 | 15 | 7 | 3.1623e-10 | 5spot_SharedNeighbor | CO2 | Porous | Wet | R600a | MinimizeLCOE_Brownfield | IgnoreSilica | 2019 | 178.4313 | 57.7158 | 10.8158 | 4 | 2246.3439 | 3609.878 | 45.7948 | 73.5922 | 211.2461 | 20.8552 | 125.117 | 13391065.6568 | 0 | 5758498.1589 | 0 | 0 | 0 | 3021164.27 | 8646583.9534 | 22496637.7884 | 15354417.5503 | 68668367.3777 | 961560.8286 | 27554035.6139 | 27554035.6139 | 20626182.4834 | 10810590.2618 | 0 | 97183963.8202 | 156174772.1794 | 316227.766 | 43.2632 | 2246.3439 | 3609.878 | 45.7948 | 73.5922
1 | 6000 | 707 | 0.045 | 15 | 15 | 7 | 4.217e-10 | 5spot_SharedNeighbor | CO2 | Porous | Wet | R600a | MinimizeLCOE_Brownfield | IgnoreSilica | 2019 | 178.9159 | 57.8891 | 10.8536 | 4 | 2239.1125 | 3597.8945 | 45.6473 | 73.3479 | 211.1782 | 20.8243 | 131.4883 | 13409801.6525 | 0 | 5771004.4339 | 0 | 0 | 0 | 2998295.1828 | 8649849.495 | 22505134.0579 | 15360216.4288 | 68694301.251 | 961560.8286 | 27554035.6139 | 27554035.6139 | 20626182.4834 | 10810590.2618 | 0 | 97209897.6935 | 156200706.0527 | 421696.5034 | 43.4145 | 2239.1125 | 3597.8945 | 45.6473 | 73.3479
1 | 6000 | 707 | 0.045 | 15 | 15 | 7 | 5.6234e-10 | 5spot_SharedNeighbor | CO2 | Porous | Wet | R600a | MinimizeLCOE_Brownfield | IgnoreSilica | 2019 | 179.2861 | 58.0212 | 10.8823 | 4 | 2233.6873 | 3588.8925 | 45.5367 | 73.1644 | 211.1262 | 20.8006 | 113.0375 | 13424064.7515 | 0 | 5780556.9155 | 0 | 0 | 0 | 2981068.3215 | 8652419.0955 | 22511819.6313 | 15364779.47 | 68714708.1853 | 961560.8286 | 27554035.6139 | 27554035.6139 | 20626182.4834 | 10810590.2618 | 0 | 97230304.6279 | 156221112.987 | 562341.3252 | 43.5291 | 2233.6873 | 3588.8925 | 45.5367 | 73.1644
1 | 6000 | 707 | 0.045 | 15 | 15 | 7 | 7.4989e-10 | 5spot_SharedNeighbor | CO2 | Porous | Wet | R600a | MinimizeLCOE_Brownfield | IgnoreSilica | 2019 | 179.5567 | 58.1182 | 10.9036 | 4 | 2229.6176 | 3582.1758 | 45.4538 | 73.0275 | 211.088 | 20.7833 | 120.4259 | 13434454.7975 | 0 | 5787535.5652 | 0 | 0 | 0 | 2967827.9458 | 8654029.1403 | 22516008.6376 | 15367638.5529 | 68727494.6392 | 961560.8286 | 27554035.6139 | 27554035.6139 | 20626182.4834 | 10810590.2618 | 0 | 97243091.0817 | 156233899.4409 | 749894.2093 | 43.6142 | 2229.6176 | 3582.1758 | 45.4538 | 73.0275
1 | 6000 | 707 | 0.045 | 15 | 15 | 7 | 1e-09 | 5spot_SharedNeighbor | CO2 | Porous | Wet | R600a | MinimizeLCOE_Brownfield | IgnoreSilica | 2019 | 179.764 | 58.1923 | 10.9197 | 4 | 2226.5649 | 3577.1257 | 45.3915 | 72.9245 | 211.0586 | 20.77 | 118.877 | 13442396.9045 | 0 | 5792879.588 | 0 | 0 | 0 | 2957927.1408 | 8655349.417 | 22519443.7268 | 15369983.0718 | 68737979.849 | 961560.8286 | 27554035.6139 | 27554035.6139 | 20626182.4834 | 10810590.2618 | 0 | 97253576.2915 | 156244384.6507 | 1000000 | 43.6788 | 2226.5649 | 3577.1257 | 45.3915 | 72.9245
1 | 6000 | 707 | 0.045 | 15 | 15 | 7 | 1.3335e-09 | 5spot_SharedNeighbor | CO2 | Porous | Wet | R600a | MinimizeLCOE_Brownfield | IgnoreSilica | 2019 | 179.9124 | 58.2457 | 10.9316 | 4 | 2224.2753 | 3573.3678 | 45.3449 | 72.8479 | 211.0376 | 20.7605 | 110.9213 | 13448069.4039 | 0 | 5796703.7873 | 0 | 0 | 0 | 2950279.4734 | 8656070.5392 | 22521319.9387 | 15371263.625 | 68743706.7674 | 961560.8286 | 27554035.6139 | 27554035.6139 | 20626182.4834 | 10810590.2618 | 0 | 97259303.2099 | 156250111.5691 | 1333521.4322 | 43.7263 | 2224.2753 | 3573.3678 | 45.3449 | 72.8479
1 | 6000 | 707 | 0.045 | 15 | 15 | 7 | 1.7783e-09 | 5spot_SharedNeighbor | CO2 | Porous | Wet | R600a | MinimizeLCOE_Brownfield | IgnoreSilica | 2019 | 180.0218 | 58.2852 | 10.9404 | 4 | 2222.558 | 3570.5577 | 45.3099 | 72.7906 | 211.022 | 20.7534 | 124.9365 | 13452248.8615 | 0 | 5799524.9235 | 0 | 0 | 0 | 2944474.284 | 8656536.7469 | 22522532.9157 | 15372091.5067 | 68747409.2384 | 961560.8286 | 27554035.6139 | 27554035.6139 | 20626182.4834 | 10810590.2618 | 0 | 97263005.6809 | 156253814.0401 | 1778279.41 | 43.7617 | 2222.558 | 3570.5577 | 45.3099 | 72.7906
1 | 6000 | 707 | 0.045 | 15 | 15 | 7 | 2.3714e-09 | 5spot_SharedNeighbor | CO2 | Porous | Wet | R600a | MinimizeLCOE_Brownfield | IgnoreSilica | 2019 | 180.1144 | 58.3181 | 10.9474 | 4 | 2221.2701 | 3568.4106 | 45.2836 | 72.7469 | 211.0088 | 20.7475 | 121.6444 | 13455785.6018 | 0 | 5801911.596 | 0 | 0 | 0 | 2940368.9816 | 8657245.81 | 22524377.7522 | 15373350.6456 | 68753040.3872 | 961560.8286 | 27554035.6139 | 27554035.6139 | 20626182.4834 | 10810590.2618 | 0 | 97268636.8297 | 156259445.1889 | 2371373.7057 | 43.7896 | 2221.2701 | 3568.4106 | 45.2836 | 72.7469
1 | 6000 | 707 | 0.045 | 15 | 15 | 7 | 3.1623e-09 | 5spot_SharedNeighbor | CO2 | Porous | Wet | R600a | MinimizeLCOE_Brownfield | IgnoreSilica | 2019 | 180.183 | 58.3425 | 10.9526 | 4 | 2220.3043 | 3566.8045 | 45.2639 | 72.7141 | 210.9991 | 20.7431 | 118.571 | 13458400.4873 | 0 | 5803677.5757 | 0 | 0 | 0 | 2937259.1018 | 8657741.4943 | 22525667.4211 | 15374230.8711 | 68756976.9514 | 961560.8286 | 27554035.6139 | 27554035.6139 | 20626182.4834 | 10810590.2618 | 0 | 97272573.3939 | 156263381.753 | 3162277.6602 | 43.8105 | 2220.3043 | 3566.8045 | 45.2639 | 72.7141
1 | 6000 | 707 | 0.045 | 15 | 15 | 7 | 4.217e-09 | 5spot_SharedNeighbor | CO2 | Porous | Wet | R600a | MinimizeLCOE_Brownfield | IgnoreSilica | 2019 | 180.2413 | 58.3629 | 10.9567 | 4 | 2219.5799 | 3565.5737 | 45.2491 | 72.689 | 210.9909 | 20.7393 | 112.9979 | 13460627.6753 | 0 | 5805180.939 | 0 | 0 | 0 | 2935095.1338 | 8658352.4618 | 22527257.0332 | 15375315.814 | 68761829.0571 | 961560.8286 | 27554035.6139 | 27554035.6139 | 20626182.4834 | 10810590.2618 | 0 | 97277425.4996 | 156268233.8588 | 4216965.0343 | 43.827 | 2219.5799 | 3565.5737 | 45.2491 | 72.689
1 | 6000 | 707 | 0.045 | 15 | 15 | 7 | 5.6234e-09 | 5spot_SharedNeighbor | CO2 | Porous | Wet | R600a | MinimizeLCOE_Brownfield | IgnoreSilica | 2019 | 180.2756 | 58.3753 | 10.9595 | 4 | 2219.0367 | 3564.6871 | 45.2381 | 72.671 | 210.986 | 20.7371 | 115.3266 | 13461932.3171 | 0 | 5806063.8213 | 0 | 0 | 0 | 2933233.7721 | 8658479.6651 | 22527587.9901 | 15375541.6989 | 68762839.2646 | 961560.8286 | 27554035.6139 | 27554035.6139 | 20626182.4834 | 10810590.2618 | 0 | 97278435.7071 | 156269244.0663 | 5623413.2519 | 43.8381 | 2219.0367 | 3564.6871 | 45.2381 | 72.671
1 | 6000 | 707 | 0.045 | 15 | 15 | 7 | 7.4989e-09 | 5spot_SharedNeighbor | CO2 | Porous | Wet | R600a | MinimizeLCOE_Brownfield | IgnoreSilica | 2019 | 180.2996 | 58.3841 | 10.9616 | 4 | 2218.6293 | 3564.0285 | 45.2298 | 72.6575 | 210.9825 | 20.7355 | 119.725 | 13462848.2228 | 0 | 5806684.205 | 0 | 0 | 0 | 2931796.3467 | 8658518.222 | 22527688.3074 | 15375610.1675 | 68763145.4715 | 961560.8286 | 27554035.6139 | 27554035.6139 | 20626182.4834 | 10810590.2618 | 0 | 97278741.914 | 156269550.2732 | 7498942.0933 | 43.8463 | 2218.6293 | 3564.0285 | 45.2298 | 72.6575
1 | 6000 | 707 | 0.045 | 15 | 15 | 7 | 1e-08 | 5spot_SharedNeighbor | CO2 | Porous | Wet | R600a | MinimizeLCOE_Brownfield | IgnoreSilica | 2019 | 180.3191 | 58.3911 | 10.9632 | 4 | 2218.3238 | 3563.5293 | 45.2235 | 72.6474 | 210.9797 | 20.7343 | 120.9595 | 13463588.4018 | 0 | 5807185.272 | 0 | 0 | 0 | 2930752.205 | 8658595.0927 | 22527888.3092 | 15375746.6728 | 68763755.9534 | 961560.8286 | 27554035.6139 | 27554035.6139 | 20626182.4834 | 10810590.2618 | 0 | 97279352.396 | 156270160.7551 | 10000000 | 43.8526 | 2218.3238 | 3563.5293 | 45.2235 | 72.6474
1 | 6100 | 707 | 0.045 | 15 | 15 | 7 | 1e-13 | 5spot_SharedNeighbor | CO2 | Porous | Wet | R600a | MinimizeLCOE_Brownfield | IgnoreSilica | 2019 | 3.7144 | 0.41614 | 0.046438 | 4 | 182717.5528 | 507223.8028 | 3724.9445 | 10340.4433 | 150.4075 | 24.494 | 56.3197 | 683060.2273 | 0 | 260042.899 | 0 | 0 | 0 | 606439.3031 | 604321.5475 | 1572320.7031 | 1073141.1878 | 4799325.8678 | 961560.8286 | 28179198.4787 | 28179198.4787 | 21064687.5574 | 11033682.2466 | 0 | 33940085.1751 | 94217653.4578 | 100 | 0.18575 | 182717.5528 | 507223.8028 | 3724.9445 | 10340.4433
1 | 6100 | 707 | 0.045 | 15 | 15 | 7 | 1.3335e-13 | 5spot_SharedNeighbor | CO2 | Porous | Wet | R600a | MinimizeLCOE_Brownfield | IgnoreSilica | 2019 | 5.0056 | 0.73282 | 0.090527 | 4 | 97519.1427 | 263982.345 | 1988.0596 | 5381.6372 | 165.0182 | 25.0451 | 48.7434 | 910181.2642 | 0 | 330138.2789 | 0 | 0 | 0 | 752300.7205 | 777121.9028 | 2021911.7814 | 1379996.337 | 6171650.2847 | 961560.8286 | 28179198.4787 | 28179198.4787 | 21064687.5574 | 11033682.2466 | 0 | 35312409.592 | 95589977.8747 | 133.3521 | 0.36211 | 97519.1427 | 263982.345 | 1988.0596 | 5381.6372
1 | 6100 | 707 | 0.045 | 15 | 15 | 7 | 1.7783e-13 | 5spot_SharedNeighbor | CO2 | Porous | Wet | R600a | MinimizeLCOE_Brownfield | IgnoreSilica | 2019 | 6.6056 | 1.165 | 0.15284 | 4 | 60297.4051 | 158894.0019 | 1229.2442 | 3239.2691 | 177.0317 | 25.4466 | 52.4206 | 1171658.9696 | 0 | 412155.5139 | 0 | 0 | 0 | 909487.5912 | 972387.8092 | 2529953.6153 | 1726745.3278 | 7722388.8269 | 961560.8286 | 28179198.4787 | 28179198.4787 | 21064687.5574 | 11033682.2466 | 0 | 36863148.1342 | 97140716.417 | 177.8279 | 0.61136 | 60297.4051 | 158894.0019 | 1229.2442 | 3239.2691
1 | 6100 | 707 | 0.045 | 15 | 15 | 7 | 2.3714e-13 | 5spot_SharedNeighbor | CO2 | Porous | Wet | R600a | MinimizeLCOE_Brownfield | IgnoreSilica | 2019 | 8.6324 | 1.7447 | 0.23829 | 4 | 40565.2165 | 103805.9889 | 826.9768 | 2116.2255 | 187.0132 | 25.7485 | 59.0861 | 1478369.7843 | 0 | 510550.0419 | 0 | 0 | 0 | 1085977.5478 | 1199209.9759 | 3120098.3654 | 2129531.246 | 9523736.9613 | 961560.8286 | 28179198.4787 | 28179198.4787 | 21064687.5574 | 11033682.2466 | 0 | 38664496.2686 | 98942064.5513 | 237.1374 | 0.95314 | 40565.2165 | 103805.9889 | 826.9768 | 2116.2255
1 | 6100 | 707 | 0.045 | 15 | 15 | 7 | 3.1623e-13 | 5spot_SharedNeighbor | CO2 | Porous | Wet | R600a | MinimizeLCOE_Brownfield | IgnoreSilica | 2019 | 11.2077 | 2.5089 | 0.35334 | 4 | 28843.3722 | 71491.8725 | 588.0112 | 1457.4585 | 195.2213 | 25.9754 | 53.288 | 1838794.1771 | 0 | 629136.7203 | 0 | 0 | 0 | 1285468.7809 | 1463825.8746 | 3808574.6536 | 2599430.4595 | 11625230.6661 | 961560.8286 | 28179198.4787 | 28179198.4787 | 21064687.5574 | 11033682.2466 | 0 | 40765989.9734 | 101043558.2561 | 316.2278 | 1.4134 | 28843.3722 | 71491.8725 | 588.0112 | 1457.4585
1 | 6100 | 707 | 0.045 | 15 | 15 | 7 | 4.217e-13 | 5spot_SharedNeighbor | CO2 | Porous | Wet | R600a | MinimizeLCOE_Brownfield | IgnoreSilica | 2019 | 14.4527 | 3.4971 | 0.50609 | 4 | 21337.6256 | 51113.9467 | 434.9964 | 1042.0269 | 201.8527 | 26.1419 | 59.6752 | 2259026.3702 | 0 | 771065.7875 | 0 | 0 | 0 | 1507467.1868 | 1769648.1444 | 4604261.467 | 3142503.0593 | 14053972.0152 | 961560.8286 | 28179198.4787 | 28179198.4787 | 21064687.5574 | 11033682.2466 | 0 | 43194731.3225 | 103472299.6052 | 421.6965 | 2.0243 | 21337.6256 | 51113.9467 | 434.9964 | 1042.0269
1 | 6100 | 707 | 0.045 | 15 | 15 | 7 | 5.6234e-13 | 5spot_SharedNeighbor | CO2 | Porous | Wet | R600a | MinimizeLCOE_Brownfield | IgnoreSilica | 2019 | 18.5398 | 4.7634 | 0.7069 | 4 | 16270.4497 | 37587.9393 | 331.6951 | 766.281 | 207.1755 | 26.259 | 67.747 | 2749377.5722 | 0 | 941058.2789 | 0 | 0 | 0 | 1754950.74 | 2123700.7705 | 5525433.774 | 3771222.0871 | 16865743.2228 | 961560.8286 | 28179198.4787 | 28179198.4787 | 21064687.5574 | 11033682.2466 | 0 | 46006502.5301 | 106284070.8128 | 562.3413 | 2.8276 | 16270.4497 | 37587.9393 | 331.6951 | 766.281
1 | 6100 | 707 | 0.045 | 15 | 15 | 7 | 7.4989e-13 | 5spot_SharedNeighbor | CO2 | Porous | Wet | R600a | MinimizeLCOE_Brownfield | IgnoreSilica | 2019 | 23.695 | 6.3795 | 0.96897 | 4 | 12713.3839 | 28265.4022 | 259.1795 | 576.2285 | 211.4273 | 26.3318 | 62.5977 | 3323023.6524 | 0 | 1145136.508 | 0 | 0 | 0 | 2032643.3301 | 2535313.3613 | 6596365.3018 | 4502154.8602 | 20134637.0138 | 961560.8286 | 28179198.4787 | 28179198.4787 | 21064687.5574 | 11033682.2466 | 0 | 49275396.3211 | 109552964.6038 | 749.8942 | 3.8759 | 12713.3839 | 28265.4022 | 259.1795 | 576.2285
1 | 6100 | 707 | 0.045 | 15 | 15 | 7 | 1e-12 | 5spot_SharedNeighbor | CO2 | Porous | Wet | R600a | MinimizeLCOE_Brownfield | IgnoreSilica | 2019 | 30.1212 | 8.4142 | 1.3072 | 4 | 10141.1607 | 21669.0092 | 206.7413 | 441.7521 | 214.7644 | 26.3597 | 67.6261 | 3987022.2808 | 0 | 1387490.5342 | 0 | 0 | 0 | 2337482.5818 | 3007678.2048 | 7825361.7291 | 5340970.1752 | 23886005.5059 | 961560.8286 | 28179198.4787 | 28179198.4787 | 21064687.5574 | 11033682.2466 | 0 | 53026764.8132 | 113304333.0959 | 1000 | 5.2289 | 10141.1607 | 21669.0092 | 206.7413 | 441.7521
1 | 6100 | 707 | 0.045 | 15 | 15 | 7 | 1.3335e-12 | 5spot_SharedNeighbor | CO2 | Porous | Wet | R600a | MinimizeLCOE_Brownfield | IgnoreSilica | 2019 | 38.0944 | 10.9584 | 1.7394 | 4 | 8238.0511 | 16901.362 | 167.9438 | 344.5571 | 217.3516 | 26.3373 | 67.0078 | 4752756.0134 | 0 | 1674251.8933 | 0 | 0 | 0 | 2670709.1682 | 3548109.6592 | 9231453.5159 | 6300656.712 | 28177936.962 | 961560.8286 | 28179198.4787 | 28179198.4787 | 21064687.5574 | 11033682.2466 | 0 | 57318696.2693 | 117596264.552 | 1333.5214 | 6.9578 | 8238.0511 | 16901.362 | 167.9438 | 344.5571
1 | 6100 | 707 | 0.045 | 15 | 15 | 7 | 1.7783e-12 | 5spot_SharedNeighbor | CO2 | Porous | Wet | R600a | MinimizeLCOE_Brownfield | IgnoreSilica | 2019 | 47.7776 | 14.0739 | 2.2817 | 4 | 6805.2475 | 13409.6284 | 138.7342 | 273.3734 | 219.2865 | 26.2537 | 72.6344 | 5617794.3769 | 0 | 2006836.4356 | 0 | 0 | 0 | 3020315.9698 | 4151529.2451 | 10801427.5001 | 7372196.2159 | 32970099.7435 | 961560.8286 | 28179198.4787 | 28179198.4787 | 21064687.5574 | 11033682.2466 | 0 | 62110859.0508 | 122388427.3336 | 1778.2794 | 9.1269 | 6805.2475 | 13409.6284 | 138.7342 | 273.3734
1 | 6100 | 707 | 0.045 | 15 | 15 | 7 | 2.3714e-12 | 5spot_SharedNeighbor | CO2 | Porous | Wet | R600a | MinimizeLCOE_Brownfield | IgnoreSilica | 2019 | 59.3117 | 17.815 | 2.9473 | 4 | 5713.1445 | 10826.1442 | 116.4702 | 220.7056 | 220.6531 | 26.0926 | 87.6921 | 6576539.2338 | 0 | 2385858.0493 | 0 | 0 | 0 | 3374973.5383 | 4811574.6203 | 12518730.1724 | 8544290.5769 | 38211966.1909 | 961560.8286 | 28179198.4787 | 28179198.4787 | 21064687.5574 | 11033682.2466 | 0 | 67352725.4982 | 127630293.781 | 2371.3737 | 11.7891 | 5713.1445 | 10826.1442 | 116.4702 | 220.7056
1 | 6100 | 707 | 0.045 | 15 | 15 | 7 | 3.1623e-12 | 5spot_SharedNeighbor | CO2 | Porous | Wet | R600a | MinimizeLCOE_Brownfield | IgnoreSilica | 2019 | 72.5124 | 22.1363 | 3.7348 | 4 | 4874.8884 | 8909.7911 | 99.3812 | 181.6381 | 221.48 | 25.8376 | 89.8012 | 7597157.0337 | 0 | 2801959.9172 | 0 | 0 | 0 | 3705439.6873 | 5500777.0889 | 14311893.6207 | 9768161.4761 | 43685388.8238 | 961560.8286 | 28179198.4787 | 28179198.4787 | 21064687.5574 | 11033682.2466 | 0 | 72826148.1311 | 133103716.4138 | 3162.2777 | 14.939 | 4874.8884 | 8909.7911 | 99.3812 | 181.6381
1 | 6100 | 707 | 0.045 | 15 | 15 | 7 | 4.217e-12 | 5spot_SharedNeighbor | CO2 | Porous | Wet | R600a | MinimizeLCOE_Brownfield | IgnoreSilica | 2019 | 86.9144 | 26.8973 | 4.6234 | 4 | 4230.3031 | 7489.6595 | 86.2405 | 152.6868 | 221.789 | 25.4791 | 101.4765 | 8632013.9695 | 0 | 3238961.5032 | 0 | 0 | 0 | 3979585.6942 | 6181718.8551 | 16083564.4161 | 10977363.1982 | 49093207.6363 | 961560.8286 | 28179198.4787 | 28179198.4787 | 21064687.5574 | 11033682.2466 | 0 | 78233966.9436 | 138511535.2263 | 4216.965 | 18.4937 | 4230.3031 | 7489.6595 | 86.2405 | 152.6868
1 | 6100 | 707 | 0.045 | 15 | 15 | 7 | 5.6234e-12 | 5spot_SharedNeighbor | CO2 | Porous | Wet | R600a | MinimizeLCOE_Brownfield | IgnoreSilica | 2019 | 101.7157 | 31.8416 | 5.5689 | 4 | 3735.7187 | 6441.7002 | 76.1577 | 131.3228 | 221.6286 | 25.026 | 104.7525 | 9619773.0029 | 0 | 3673185.1423 | 0 | 0 | 0 | 4166026.8524 | 6809004.1491 | 17715632.0771 | 12091282.9125 | 54074904.1363 | 961560.8286 | 28179198.4787 | 28179198.4787 | 21064687.5574 | 11033682.2466 | 0 | 83215663.4436 | 143493231.7263 | 5623.4133 | 22.2757 | 3735.7187 | 6441.7002 | 76.1577 | 131.3228
1 | 6100 | 707 | 0.045 | 15 | 15 | 7 | 7.4989e-12 | 5spot_SharedNeighbor | CO2 | Porous | Wet | R600a | MinimizeLCOE_Brownfield | IgnoreSilica | 2019 | 116.0077 | 36.6668 | 6.5131 | 4 | 3357.9079 | 5671.614 | 68.4555 | 115.6235 | 221.1005 | 24.5076 | 109.9258 | 10505975.6162 | 0 | 4080578.4234 | 0 | 0 | 0 | 4249732.8977 | 7346151.9055 | 19113180.3552 | 13045138.329 | 58340757.5271 | 961560.8286 | 28179198.4787 | 28179198.4787 | 21064687.5574 | 11033682.2466 | 0 | 87481516.8344 | 147759085.1171 | 7498.9421 | 26.0524 | 3357.9079 | 5671.614 | 68.4555 | 115.6235
1 | 6100 | 707 | 0.045 | 15 | 15 | 7 | 1e-11 | 5spot_SharedNeighbor | CO2 | Porous | Wet | R600a | MinimizeLCOE_Brownfield | IgnoreSilica | 2019 | 129.024 | 41.1075 | 7.3999 | 4 | 3070.7532 | 5107.1873 | 62.6015 | 104.1169 | 220.3413 | 23.9664 | 116.7362 | 11257536.6494 | 0 | 4442920.9837 | 0 | 0 | 0 | 4237273.11 | 7775714.9898 | 20230815.385 | 13807947.2019 | 61752208.3197 | 961560.8286 | 28179198.4787 | 28179198.4787 | 21064687.5574 | 11033682.2466 | 0 | 90892967.627 | 151170535.9097 | 10000 | 29.5996 | 3070.7532 | 5107.1873 | 62.6015 | 104.1169
1 | 6100 | 707 | 0.045 | 15 | 15 | 7 | 1.3335e-11 | 5spot_SharedNeighbor | CO2 | Porous | Wet | R600a | MinimizeLCOE_Brownfield | IgnoreSilica | 2019 | 140.2413 | 44.9747 | 8.187 | 4 | 2853.4684 | 4694.1174 | 58.1718 | 95.6959 | 219.4902 | 23.4465 | 121.322 | 11863218.3978 | 0 | 4749337.7074 | 0 | 0 | 0 | 4149262.0074 | 8097109.0639 | 21067016.8389 | 14378671.8764 | 64304615.8918 | 961560.8286 | 28179198.4787 | 28179198.4787 | 21064687.5574 | 11033682.2466 | 0 | 93445375.1991 | 153722943.4818 | 13335.2143 | 32.748 | 2853.4684 | 4694.1174 | 58.1718 | 95.6959
1 | 6100 | 707 | 0.045 | 15 | 15 | 7 | 1.7783e-11 | 5spot_SharedNeighbor | CO2 | Porous | Wet | R600a | MinimizeLCOE_Brownfield | IgnoreSilica | 2019 | 149.5102 | 48.2015 | 8.8547 | 4 | 2689.5817 | 4391.4385 | 54.8308 | 89.5254 | 218.6542 | 22.9789 | 122.8022 | 12334122.2394 | 0 | 4998838.3573 | 0 | 0 | 0 | 4015227.5732 | 8325793.3863 | 21662006.536 | 14784764.5705 | 66120752.6627 | 961560.8286 | 28179198.4787 | 28179198.4787 | 21064687.5574 | 11033682.2466 | 0 | 95261511.97 | 155539080.2527 | 17782.7941 | 35.4187 | 2689.5817 | 4391.4385 | 54.8308 | 89.5254
1 | 6100 | 707 | 0.045 | 15 | 15 | 7 | 2.3714e-11 | 5spot_SharedNeighbor | CO2 | Porous | Wet | R600a | MinimizeLCOE_Brownfield | IgnoreSilica | 2019 | 156.9427 | 50.8115 | 9.402 | 4 | 2566.1811 | 4168.9655 | 52.3151 | 84.99 | 217.897 | 22.5781 | 127.7663 | 12691933.1832 | 0 | 5196672.0748 | 0 | 0 | 0 | 3862363.9262 | 8482877.9819 | 22070708.4313 | 15063712.012 | 67368267.6094 | 961560.8286 | 28179198.4787 | 28179198.4787 | 21064687.5574 | 11033682.2466 | 0 | 96509026.9167 | 156786595.1994 | 23713.7371 | 37.608 | 2566.1811 | 4168.9655 | 52.3151 | 84.99
1 | 6100 | 707 | 0.045 | 15 | 15 | 7 | 3.1623e-11 | 5spot_SharedNeighbor | CO2 | Porous | Wet | R600a | MinimizeLCOE_Brownfield | IgnoreSilica | 2019 | 162.7823 | 52.8767 | 9.8396 | 4 | 2473.4239 | 4004.9259 | 50.4241 | 81.6458 | 217.2485 | 22.2476 | 111.8169 | 12960580.7224 | 0 | 5350791.8256 | 0 | 0 | 0 | 3711172.0493 | 8588792.3929 | 22346276.0029 | 15251792.542 | 68209405.5352 | 961560.8286 | 28179198.4787 | 28179198.4787 | 21064687.5574 | 11033682.2466 | 0 | 97350164.8424 | 157627733.1252 | 31622.7766 | 39.3585 | 2473.4239 | 4004.9259 | 50.4241 | 81.6458
1 | 6100 | 707 | 0.045 | 15 | 15 | 7 | 4.217e-11 | 5spot_SharedNeighbor | CO2 | Porous | Wet | R600a | MinimizeLCOE_Brownfield | IgnoreSilica | 2019 | 167.2936 | 54.4819 | 10.1829 | 4 | 2403.7139 | 3883.588 | 49.003 | 79.1722 | 216.7143 | 21.9825 | 112.4699 | 13160372.9812 | 0 | 5469097.945 | 0 | 0 | 0 | 3572857.3005 | 8658908.0084 | 22528702.4517 | 15376302.3418 | 68766241.0287 | 961560.8286 | 28179198.4787 | 28179198.4787 | 21064687.5574 | 11033682.2466 | 0 | 97907000.336 | 158184568.6187 | 42169.6503 | 40.7316 | 2403.7139 | 3883.588 | 49.003 | 79.1722
1 | 6100 | 707 | 0.045 | 15 | 15 | 7 | 5.6234e-11 | 5spot_SharedNeighbor | CO2 | Porous | Wet | R600a | MinimizeLCOE_Brownfield | IgnoreSilica | 2019 | 170.7406 | 55.7149 | 10.4486 | 4 | 2351.3407 | 3793.5818 | 47.9353 | 77.3373 | 216.2862 | 21.7741 | 121.0499 | 13308387.5418 | 0 | 5559066.1745 | 0 | 0 | 0 | 3452984.8455 | 8704971.0391 | 22648549.0086 | 15458100.0795 | 69132058.6888 | 961560.8286 | 28179198.4787 | 28179198.4787 | 21064687.5574 | 11033682.2466 | 0 | 98272817.9961 | 158550386.2788 | 56234.1325 | 41.7944 | 2351.3407 | 3793.5818 | 47.9353 | 77.3373
1 | 6100 | 707 | 0.045 | 15 | 15 | 7 | 7.4989e-11 | 5spot_SharedNeighbor | CO2 | Porous | Wet | R600a | MinimizeLCOE_Brownfield | IgnoreSilica | 2019 | 173.3593 | 56.6553 | 10.6525 | 4 | 2312.0013 | 3726.6402 | 47.1333 | 75.9726 | 215.9493 | 21.6123 | 119.0826 | 13418090.109 | 0 | 5627168.9124 | 0 | 0 | 0 | 3353067.0753 | 8735347.1777 | 22727581.4903 | 15512041.3722 | 69373296.1369 | 961560.8286 | 28179198.4787 | 28179198.4787 | 21064687.5574 | 11033682.2466 | 0 | 98514055.4441 | 158791623.7269 | 74989.4209 | 42.6099 | 2312.0013 | 3726.6402 | 47.1333 | 75.9726
1 | 6100 | 707 | 0.045 | 15 | 15 | 7 | 1e-10 | 5spot_SharedNeighbor | CO2 | Porous | Wet | R600a | MinimizeLCOE_Brownfield | IgnoreSilica | 2019 | 175.3419 | 57.3695 | 10.808 | 4 | 2282.4582 | 3676.7452 | 46.531 | 74.9554 | 215.6874 | 21.4878 | 121.6636 | 13499554.7424 | 0 | 5678595.2377 | 0 | 0 | 0 | 3272083.9496 | 8755591.2326 | 22780252.3685 | 15547990.3289 | 69534067.8597 | 961560.8286 | 28179198.4787 | 28179198.4787 | 21064687.5574 | 11033682.2466 | 0 | 98674827.167 | 158952395.4497 | 100000 | 43.2318 | 2282.4582 | 3676.7452 | 46.531 | 74.9554
1 | 6100 | 707 | 0.045 | 15 | 15 | 7 | 1.3335e-10 | 5spot_SharedNeighbor | CO2 | Porous | Wet | R600a | MinimizeLCOE_Brownfield | IgnoreSilica | 2019 | 176.8501 | 57.9136 | 10.9264 | 4 | 2260.2765 | 3639.453 | 46.0788 | 74.1952 | 215.4842 | 21.392 | 123.7449 | 13560597.7757 | 0 | 5717637.7193 | 0 | 0 | 0 | 3208043.6896 | 8769648.882 | 22816827.4886 | 15572953.5999 | 69645709.1551 | 961560.8286 | 28179198.4787 | 28179198.4787 | 21064687.5574 | 11033682.2466 | 0 | 98786468.4624 | 159064036.7451 | 133352.1432 | 43.7055 | 2260.2765 | 3639.453 | 46.0788 | 74.1952
1 | 6100 | 707 | 0.045 | 15 | 15 | 7 | 1.7783e-10 | 5spot_SharedNeighbor | CO2 | Porous | Wet | R600a | MinimizeLCOE_Brownfield | IgnoreSilica | 2019 | 177.9755 | 58.3208 | 11.0156 | 4 | 2243.6255 | 3611.6275 | 45.7393 | 73.6279 | 215.3303 | 21.3198 | 119.7931 | 13605613.63 | 0 | 5746726.702 | 0 | 0 | 0 | 3157586.7182 | 8778871.5496 | 22840822.9778 | 15589331.0144 | 69718952.592 | 961560.8286 | 28179198.4787 | 28179198.4787 | 21064687.5574 | 11033682.2466 | 0 | 98859711.8993 | 159137280.182 | 177827.941 | 44.0625 | 2243.6255 | 3611.6275 | 45.7393 | 73.6279
1 | 6100 | 707 | 0.045 | 15 | 15 | 7 | 2.3714e-10 | 5spot_SharedNeighbor | CO2 | Porous | Wet | R600a | MinimizeLCOE_Brownfield | IgnoreSilica | 2019 | 178.8233 | 58.6279 | 11.083 | 4 | 2231.1284 | 3590.8102 | 45.4846 | 73.2035 | 215.2131 | 21.2651 | 131.8145 | 13639222.7428 | 0 | 5768614.5715 | 0 | 0 | 0 | 3118531.2911 | 8785283.7561 | 22857506.2239 | 15600717.6726 | 69769876.258 | 961560.8286 | 28179198.4787 | 28179198.4787 | 21064687.5574 | 11033682.2466 | 0 | 98910635.5653 | 159188203.848 | 237137.3706 | 44.3321 | 2231.1284 | 3590.8102 | 45.4846 | 73.2035
1 | 6100 | 707 | 0.045 | 15 | 15 | 7 | 3.1623e-10 | 5spot_SharedNeighbor | CO2 | Porous | Wet | R600a | MinimizeLCOE_Brownfield | IgnoreSilica | 2019 | 179.4714 | 58.8624 | 11.1342 | 4 | 2221.7505 | 3575.1869 | 45.2934 | 72.885 | 215.1228 | 21.223 | 109.8217 | 13664745.539 | 0 | 5785333.9238 | 0 | 0 | 0 | 3088806.2729 | 8790165.4369 | 22870207.356 | 15609386.4563 | 69808644.9849 | 961560.8286 | 28179198.4787 | 28179198.4787 | 21064687.5574 | 11033682.2466 | 0 | 98949404.2922 | 159226972.575 | 316227.766 | 44.5367 | 2221.7505 | 3575.1869 | 45.2934 | 72.885
1 | 6100 | 707 | 0.045 | 15 | 15 | 7 | 4.217e-10 | 5spot_SharedNeighbor | CO2 | Porous | Wet | R600a | MinimizeLCOE_Brownfield | IgnoreSilica | 2019 | 179.9512 | 59.0366 | 11.1724 | 4 | 2214.7144 | 3563.5147 | 45.1499 | 72.6471 | 215.0555 | 21.1917 | 116.7865 | 13683543.8046 | 0 | 5797706.3416 | 0 | 0 | 0 | 3065919.8356 | 8793396.2929 | 22878613.3804 | 15615123.7406 | 69834303.3956 | 961560.8286 | 28179198.4787 | 28179198.4787 | 21064687.5574 | 11033682.2466 | 0 | 98975062.7029 | 159252630.9857 | 421696.5034 | 44.6898 | 2214.7144 | 3563.5147 | 45.1499 | 72.6471
1 | 6100 | 707 | 0.045 | 15 | 15 | 7 | 5.6234e-10 | 5spot_SharedNeighbor | CO2 | Porous | Wet | R600a | MinimizeLCOE_Brownfield | IgnoreSilica | 2019 | 180.2996 | 59.1637 | 11.2008 | 4 | 2209.4358 | 3554.8166 | 45.0423 | 72.4697 | 215.0063 | 21.169 | 122.2186 | 13697133.9842 | 0 | 5806684.205 | 0 | 0 | 0 | 3048214.8672 | 8795292.892 | 22883547.9423 | 15618491.6805 | 69849365.5712 | 961560.8286 | 28179198.4787 | 28179198.4787 | 21064687.5574 | 11033682.2466 | 0 | 98990124.8785 | 159267693.1612 | 562341.3252 | 44.8033 | 2209.4358 | 3554.8166 | 45.0423 | 72.4697
1 | 6100 | 707 | 0.045 | 15 | 15 | 7 | 7.4989e-10 | 5spot_SharedNeighbor | CO2 | Porous | Wet | R600a | MinimizeLCOE_Brownfield | IgnoreSilica | 2019 | 180.5749 | 59.2634 | 11.2226 | 4 | 2205.4762 | 3548.2467 | 44.9616 | 72.3358 | 214.9675 | 21.1509 | 130.4753 | 13707843.9148 | 0 | 5813774.264 | 0 | 0 | 0 | 3035155.9946 | 8797141.9276 | 22888358.7537 | 15621775.1582 | 69864050.0129 | 961560.8286 | 28179198.4787 | 28179198.4787 | 21064687.5574 | 11033682.2466 | 0 | 99004809.3202 | 159282377.6029 | 749894.2093 | 44.8904 | 2205.4762 | 3548.2467 | 44.9616 | 72.3358
1 | 6100 | 707 | 0.045 | 15 | 15 | 7 | 1e-09 | 5spot_SharedNeighbor | CO2 | Porous | Wet | R600a | MinimizeLCOE_Brownfield | IgnoreSilica | 2019 | 180.7749 | 59.3362 | 11.2388 | 4 | 2202.5061 | 3543.3475 | 44.9011 | 72.2359 | 214.9391 | 21.1378 | 113.0848 | 13715608.3017 | 0 | 5818926.0094 | 0 | 0 | 0 | 3025120.8838 | 8798265.526 | 22891282.1263 | 15623770.42 | 69872973.2671 | 961560.8286 | 28179198.4787 | 28179198.4787 | 21064687.5574 | 11033682.2466 | 0 | 99013732.5744 | 159291300.8572 | 1000000 | 44.955 | 2202.5061 | 3543.3475 | 44.9011 | 72.2359
1 | 6100 | 707 | 0.045 | 15 | 15 | 7 | 1.3335e-09 | 5spot_SharedNeighbor | CO2 | Porous | Wet | R600a | MinimizeLCOE_Brownfield | IgnoreSilica | 2019 | 180.9381 | 59.395 | 11.2513 | 4 | 2200.2785 | 3539.6258 | 44.8557 | 72.1601 | 214.916 | 21.1271 | 121.7536 | 13721935.5988 | 0 | 5823127.4266 | 0 | 0 | 0 | 3017884.9328 | 8799549.7037 | 22894623.2932 | 15626050.835 | 69883171.7901 | 961560.8286 | 28179198.4787 | 28179198.4787 | 21064687.5574 | 11033682.2466 | 0 | 99023931.0973 | 159301499.3801 | 1333521.4322 | 45.0052 | 2200.2785 | 3539.6258 | 44.8557 | 72.1601
1 | 6100 | 707 | 0.045 | 15 | 15 | 7 | 1.7783e-09 | 5spot_SharedNeighbor | CO2 | Porous | Wet | R600a | MinimizeLCOE_Brownfield | IgnoreSilica | 2019 | 181.0501 | 59.4358 | 11.2604 | 4 | 2198.6078 | 3536.875 | 44.8216 | 72.104 | 214.9 | 21.1197 | 124.0189 | 13726271.7945 | 0 | 5826012.3393 | 0 | 0 | 0 | 3012171.1997 | 8800137.5801 | 22896152.8269 | 15627094.7733 | 69887840.5137 | 961560.8286 | 28179198.4787 | 28179198.4787 | 21064687.5574 | 11033682.2466 | 0 | 99028599.821 | 159306168.1037 | 1778279.41 | 45.0415 | 2198.6078 | 3536.875 | 44.8216 | 72.104
1 | 6100 | 707 | 0.045 | 15 | 15 | 7 | 2.3714e-09 | 5spot_SharedNeighbor | CO2 | Porous | Wet | R600a | MinimizeLCOE_Brownfield | IgnoreSilica | 2019 | 181.1233 | 59.4631 | 11.2668 | 4 | 2197.3547 | 3534.8537 | 44.796 | 72.0628 | 214.8895 | 21.1149 | 118.8668 | 13729096.3688 | 0 | 5827895.6847 | 0 | 0 | 0 | 3007597.0897 | 8800189.7658 | 22896288.6035 | 15627187.4436 | 69888254.9561 | 961560.8286 | 28179198.4787 | 28179198.4787 | 21064687.5574 | 11033682.2466 | 0 | 99029014.2634 | 159306582.5461 | 2371373.7057 | 45.0674 | 2197.3547 | 3534.8537 | 44.796 | 72.0628
1 | 6100 | 707 | 0.045 | 15 | 15 | 7 | 3.1623e-09 | 5spot_SharedNeighbor | CO2 | Porous | Wet | R600a | MinimizeLCOE_Brownfield | IgnoreSilica | 2019 | 181.2035 | 59.4914 | 11.2725 | 4 | 2196.415 | 3533.2427 | 44.7769 | 72.0299 | 214.8782 | 21.1096 | 102.7614 | 13732201.8906 | 0 | 5829960.5459 | 0 | 0 | 0 | 3004800.5888 | 8801115.5799 | 22898697.3819 | 15628831.4843 | 69895607.4715 | 961560.8286 | 28179198.4787 | 28179198.4787 | 21064687.5574 | 11033682.2466 | 0 | 99036366.7788 | 159313935.0615 | 3162277.6602 | 45.09 | 2196.415 | 3533.2427 | 44.7769 | 72.0299
1 | 6100 | 707 | 0.045 | 15 | 15 | 7 | 4.217e-09 | 5spot_SharedNeighbor | CO2 | Porous | Wet | R600a | MinimizeLCOE_Brownfield | IgnoreSilica | 2019 | 181.2398 | 59.5052 | 11.276 | 4 | 2195.7103 | 3532.1247 | 44.7625 | 72.0071 | 214.8729 | 21.1072 | 121.8609 | 13733599.2483 | 0 | 5830894.7004 | 0 | 0 | 0 | 3002095.4656 | 8800969.8716 | 22898318.2787 | 15628572.7386 | 69894450.3033 | 961560.8286 | 28179198.4787 | 28179198.4787 | 21064687.5574 | 11033682.2466 | 0 | 99035209.6106 | 159312777.8933 | 4216965.0343 | 45.104 | 2195.7103 | 3532.1247 | 44.7625 | 72.0071
1 | 6100 | 707 | 0.045 | 15 | 15 | 7 | 5.6234e-09 | 5spot_SharedNeighbor | CO2 | Porous | Wet | R600a | MinimizeLCOE_Brownfield | IgnoreSilica | 2019 | 181.2741 | 59.5178 | 11.2788 | 4 | 2195.1818 | 3531.2599 | 44.7518 | 71.9895 | 214.868 | 21.105 | 112.9255 | 13734921.44 | 0 | 5831776.6079 | 0 | 0 | 0 | 3000242.6355 | 8801106.8665 | 22898674.7114 | 15628816.0112 | 69895538.2725 | 961560.8286 | 28179198.4787 | 28179198.4787 | 21064687.5574 | 11033682.2466 | 0 | 99036297.5798 | 159313865.8625 | 5623413.2519 | 45.1153 | 2195.1818 | 3531.2599 | 44.7518 | 71.9895
1 | 6100 | 707 | 0.045 | 15 | 15 | 7 | 7.4989e-09 | 5spot_SharedNeighbor | CO2 | Porous | Wet | R600a | MinimizeLCOE_Brownfield | IgnoreSilica | 2019 | 181.3083 | 59.5299 | 11.2812 | 4 | 2194.7855 | 3530.5792 | 44.7437 | 71.9756 | 214.8632 | 21.1027 | 116.2705 | 13736246.4735 | 0 | 5832658.4819 | 0 | 0 | 0 | 2999068.1121 | 8801509.4963 | 22899722.2716 | 15629530.9926 | 69898735.828 | 961560.8286 | 28179198.4787 | 28179198.4787 | 21064687.5574 | 11033682.2466 | 0 | 99039495.1353 | 159317063.418 | 7498942.0933 | 45.1249 | 2194.7855 | 3530.5792 | 44.7437 | 71.9756
1 | 6100 | 707 | 0.045 | 15 | 15 | 7 | 1e-08 | 5spot_SharedNeighbor | CO2 | Porous | Wet | R600a | MinimizeLCOE_Brownfield | IgnoreSilica | 2019 | 181.3324 | 59.5385 | 11.283 | 4 | 2194.4883 | 3530.0749 | 44.7376 | 71.9654 | 214.8598 | 21.1011 | 119.5094 | 13737176.8579 | 0 | 5833278.1573 | 0 | 0 | 0 | 2998145.6246 | 8801754.2495 | 22900359.0691 | 15629965.62 | 69900679.5784 | 961560.8286 | 28179198.4787 | 28179198.4787 | 21064687.5574 | 11033682.2466 | 0 | 99041438.8857 | 159319007.1684 | 10000000 | 45.1319 | 2194.4883 | 3530.0749 | 44.7376 | 71.9654
1 | 6200 | 707 | 0.045 | 15 | 15 | 7 | 1e-13 | 5spot_SharedNeighbor | CO2 | Porous | Wet | R600a | MinimizeLCOE_Brownfield | IgnoreSilica | 2019 | 3.805 | 0.43233 | 0.04901 | 4 | 177138.3489 | 491246.3643 | 3611.2048 | 10014.7216 | 153.0963 | 24.9866 | 54.702 | 706977.6938 | 0 | 265103.8602 | 0 | 0 | 0 | 627601.7849 | 623876.5022 | 1623198.684 | 1107866.4553 | 4954624.9804 | 961560.8286 | 28810221.4343 | 28810221.4343 | 21508759.7178 | 11259118.2678 | 0 | 34726407.2433 | 96304506.6632 | 100 | 0.19604 | 177138.3489 | 491246.3643 | 3611.2048 | 10014.7216
1 | 6200 | 707 | 0.045 | 15 | 15 | 7 | 1.3335e-13 | 5spot_SharedNeighbor | CO2 | Porous | Wet | R600a | MinimizeLCOE_Brownfield | IgnoreSilica | 2019 | 5.1176 | 0.75921 | 0.095215 | 4 | 94864.2999 | 256546.2926 | 1933.9371 | 5230.0432 | 167.9002 | 25.5411 | 49.7498 | 940137.8097 | 0 | 336037.7077 | 0 | 0 | 0 | 776666.9719 | 800608.5708 | 2083019.2739 | 1421703.4562 | 6358173.7902 | 961560.8286 | 28810221.4343 | 28810221.4343 | 21508759.7178 | 11259118.2678 | 0 | 36129956.0531 | 97708055.473 | 133.3521 | 0.38086 | 94864.2999 | 256546.2926 | 1933.9371 | 5230.0432
1 | 6200 | 707 | 0.045 | 15 | 15 | 7 | 1.7783e-13 | 5spot_SharedNeighbor | CO2 | Porous | Wet | R600a | MinimizeLCOE_Brownfield | IgnoreSilica | 2019 | 6.7519 | 1.2066 | 0.16047 | 4 | 58775.3983 | 154712.2425 | 1198.216 | 3154.0183 | 180.1406 | 25.9476 | 44.7319 | 1209845.2651 | 0 | 419443.3808 | 0 | 0 | 0 | 938741.8969 | 1001531.9117 | 2605780.5917 | 1778498.7973 | 7953841.8434 | 961560.8286 | 28810221.4343 | 28810221.4343 | 21508759.7178 | 11259118.2678 | 0 | 37725624.1063 | 99303723.5261 | 177.8279 | 0.64186 | 58775.3983 | 154712.2425 | 1198.216 | 3154.0183
1 | 6200 | 707 | 0.045 | 15 | 15 | 7 | 2.3714e-13 | 5spot_SharedNeighbor | CO2 | Porous | Wet | R600a | MinimizeLCOE_Brownfield | IgnoreSilica | 2019 | 8.8176 | 1.8056 | 0.24986 | 4 | 39596.8076 | 101210.4157 | 807.2345 | 2063.3112 | 190.2907 | 26.2527 | 55.6727 | 1525535.3712 | 0 | 519295.021 | 0 | 0 | 0 | 1119975.0749 | 1234274.1322 | 3211328.1075 | 2191797.4195 | 9802205.1262 | 961560.8286 | 28810221.4343 | 28810221.4343 | 21508759.7178 | 11259118.2678 | 0 | 39573987.3891 | 101152086.809 | 237.1374 | 0.99942 | 39596.8076 | 101210.4157 | 807.2345 | 2063.3112
1 | 6200 | 707 | 0.045 | 15 | 15 | 7 | 3.1623e-13 | 5spot_SharedNeighbor | CO2 | Porous | Wet | R600a | MinimizeLCOE_Brownfield | IgnoreSilica | 2019 | 11.4318 | 2.5927 | 0.37006 | 4 | 28184.4802 | 69784.7176 | 574.5788 | 1422.6559 | 198.6153 | 26.4814 | 53.4667 | 1895131.4869 | 0 | 639181.258 | 0 | 0 | 0 | 1323250.8992 | 1504449.8212 | 3914269.8297 | 2671569.589 | 11947852.8841 | 961560.8286 | 28810221.4343 | 28810221.4343 | 21508759.7178 | 11259118.2678 | 0 | 41719635.147 | 103297734.5668 | 316.2278 | 1.4802 | 28184.4802 | 69784.7176 | 574.5788 | 1422.6559
1 | 6200 | 707 | 0.045 | 15 | 15 | 7 | 4.217e-13 | 5spot_SharedNeighbor | CO2 | Porous | Wet | R600a | MinimizeLCOE_Brownfield | IgnoreSilica | 2019 | 14.7445 | 3.6149 | 0.52975 | 4 | 20867.7839 | 49928.0347 | 425.418 | 1017.8505 | 205.384 | 26.65 | 52.4915 | 2328573.2506 | 0 | 783495.8483 | 0 | 0 | 0 | 1552269.974 | 1819092.2385 | 4732904.8573 | 3230304.8166 | 14446640.9854 | 961560.8286 | 28810221.4343 | 28810221.4343 | 21508759.7178 | 11259118.2678 | 0 | 44218423.2483 | 105796522.6681 | 421.6965 | 2.119 | 20867.7839 | 49928.0347 | 425.418 | 1017.8505
1 | 6200 | 707 | 0.045 | 15 | 15 | 7 | 5.6234e-13 | 5spot_SharedNeighbor | CO2 | Porous | Wet | R600a | MinimizeLCOE_Brownfield | IgnoreSilica | 2019 | 18.9102 | 4.9233 | 0.73955 | 4 | 15923.4613 | 36739.4326 | 324.6213 | 748.983 | 210.8072 | 26.7678 | 57.9702 | 2833535.5205 | 0 | 956070.9299 | 0 | 0 | 0 | 1806714.5557 | 2182565.1924 | 5678586.9249 | 3875752.2595 | 17333225.3828 | 961560.8286 | 28810221.4343 | 28810221.4343 | 21508759.7178 | 11259118.2678 | 0 | 47105007.6457 | 108683107.0655 | 562.3413 | 2.9582 | 15923.4613 | 36739.4326 | 324.6213 | 748.983
1 | 6200 | 707 | 0.045 | 15 | 15 | 7 | 7.4989e-13 | 5spot_SharedNeighbor | CO2 | Porous | Wet | R600a | MinimizeLCOE_Brownfield | IgnoreSilica | 2019 | 24.1649 | 6.5931 | 1.0133 | 4 | 12449.9847 | 27642.7634 | 253.8098 | 563.5351 | 215.14 | 26.8402 | 79.0755 | 3424342.5193 | 0 | 1163271.3804 | 0 | 0 | 0 | 2092321.5044 | 2605174.8076 | 6778130.4546 | 4626213.3119 | 20689453.9782 | 961560.8286 | 28810221.4343 | 28810221.4343 | 21508759.7178 | 11259118.2678 | 0 | 50461236.2411 | 112039335.6609 | 749.8942 | 4.0531 | 12449.9847 | 27642.7634 | 253.8098 | 563.5351
1 | 6200 | 707 | 0.045 | 15 | 15 | 7 | 1e-12 | 5spot_SharedNeighbor | CO2 | Porous | Wet | R600a | MinimizeLCOE_Brownfield | IgnoreSilica | 2019 | 30.713 | 8.6948 | 1.3664 | 4 | 9936.6974 | 21202.9661 | 202.573 | 432.2511 | 218.5398 | 26.8663 | 62.2889 | 4107982.1453 | 0 | 1409255.6374 | 0 | 0 | 0 | 2405675.8057 | 3089936.2995 | 8039380.4182 | 5487042.3282 | 24539272.6344 | 961560.8286 | 28810221.4343 | 28810221.4343 | 21508759.7178 | 11259118.2678 | 0 | 54311054.8973 | 115889154.3171 | 1000 | 5.4657 | 9936.6974 | 21202.9661 | 202.573 | 432.2511
1 | 6200 | 707 | 0.045 | 15 | 15 | 7 | 1.3335e-12 | 5spot_SharedNeighbor | CO2 | Porous | Wet | R600a | MinimizeLCOE_Brownfield | IgnoreSilica | 2019 | 38.8176 | 11.3174 | 1.8171 | 4 | 8076.3433 | 16548.3826 | 164.6472 | 337.3612 | 221.1708 | 26.8402 | 64.7143 | 4894518.1937 | 0 | 1699634.7918 | 0 | 0 | 0 | 2746458.6655 | 3642838.5439 | 9477918.6423 | 6468874.2252 | 28930243.0625 | 961560.8286 | 28810221.4343 | 28810221.4343 | 21508759.7178 | 11259118.2678 | 0 | 58702025.3254 | 120280124.7452 | 1333.5214 | 7.2684 | 8076.3433 | 16548.3826 | 164.6472 | 337.3612
1 | 6200 | 707 | 0.045 | 15 | 15 | 7 | 1.7783e-12 | 5spot_SharedNeighbor | CO2 | Porous | Wet | R600a | MinimizeLCOE_Brownfield | IgnoreSilica | 2019 | 48.6861 | 14.5362 | 2.3827 | 4 | 6675.3111 | 13136.1812 | 136.0852 | 267.7988 | 223.1438 | 26.7501 | 64.1907 | 5785329.7675 | 0 | 2037307.3095 | 0 | 0 | 0 | 3106445.1791 | 4262342.0799 | 11089739.7652 | 7568975.2611 | 33850139.3623 | 961560.8286 | 28810221.4343 | 28810221.4343 | 21508759.7178 | 11259118.2678 | 0 | 63621921.6253 | 125200021.0451 | 1778.2794 | 9.5309 | 6675.3111 | 13136.1812 | 136.0852 | 267.7988
1 | 6200 | 707 | 0.045 | 15 | 15 | 7 | 2.3714e-12 | 5spot_SharedNeighbor | CO2 | Porous | Wet | R600a | MinimizeLCOE_Brownfield | IgnoreSilica | 2019 | 60.3936 | 18.3873 | 3.0752 | 4 | 5607.3266 | 10613.3232 | 114.3129 | 216.3669 | 224.5305 | 26.5794 | 77.4732 | 6768568.7474 | 0 | 2420610.0227 | 0 | 0 | 0 | 3468227.8342 | 4936388.5757 | 12843470.4813 | 8765932.5104 | 39203198.1717 | 961560.8286 | 28810221.4343 | 28810221.4343 | 21508759.7178 | 11259118.2678 | 0 | 68974980.4346 | 130553079.8544 | 2371.3737 | 12.3009 | 5607.3266 | 10613.3232 | 114.3129 | 216.3669
1 | 6200 | 707 | 0.045 | 15 | 15 | 7 | 3.1623e-12 | 5spot_SharedNeighbor | CO2 | Porous | Wet | R600a | MinimizeLCOE_Brownfield | IgnoreSilica | 2019 | 73.7692 | 22.8284 | 3.8929 | 4 | 4787.7095 | 8742.2045 | 97.6039 | 178.2217 | 225.3656 | 26.3112 | 86.3373 | 7813329.8019 | 0 | 2840747.3524 | 0 | 0 | 0 | 3804169.9482 | 5638716.37 | 14670783.335 | 10013111.0806 | 44780857.8882 | 961560.8286 | 28810221.4343 | 28810221.4343 | 21508759.7178 | 11259118.2678 | 0 | 74552640.1511 | 136130739.571 | 3162.2777 | 15.5717 | 4787.7095 | 8742.2045 | 97.6039 | 178.2217
1 | 6200 | 707 | 0.045 | 15 | 15 | 7 | 4.217e-12 | 5spot_SharedNeighbor | CO2 | Porous | Wet | R600a | MinimizeLCOE_Brownfield | IgnoreSilica | 2019 | 88.2936 | 27.6999 | 4.8122 | 4 | 4157.694 | 7356.7822 | 84.7602 | 149.978 | 225.6714 | 25.937 | 87.3729 | 8867565.8276 | 0 | 3280012.8495 | 0 | 0 | 0 | 4079111.879 | 6328409.3169 | 16465222.9072 | 11237852.9607 | 50258175.7408 | 961560.8286 | 28810221.4343 | 28810221.4343 | 21508759.7178 | 11259118.2678 | 0 | 80029958.0037 | 141608057.4235 | 4216.965 | 19.2486 | 4157.694 | 7356.7822 | 84.7602 | 149.978
1 | 6200 | 707 | 0.045 | 15 | 15 | 7 | 5.6234e-12 | 5spot_SharedNeighbor | CO2 | Porous | Wet | R600a | MinimizeLCOE_Brownfield | IgnoreSilica | 2019 | 103.1897 | 32.7483 | 5.7873 | 4 | 3674.5398 | 6334.5701 | 74.9105 | 129.1388 | 225.502 | 25.466 | 101.7255 | 9871651.1242 | 0 | 3715706.0512 | 0 | 0 | 0 | 4264457.9853 | 6962207.9127 | 18114236.8437 | 12363338.8562 | 55291598.7735 | 961560.8286 | 28810221.4343 | 28810221.4343 | 21508759.7178 | 11259118.2678 | 0 | 85063381.0364 | 146641480.4562 | 5623.4133 | 23.1494 | 3674.5398 | 6334.5701 | 74.9105 | 129.1388
1 | 6200 | 707 | 0.045 | 15 | 15 | 7 | 7.4989e-12 | 5spot_SharedNeighbor | CO2 | Porous | Wet | R600a | MinimizeLCOE_Brownfield | IgnoreSilica | 2019 | 117.5157 | 37.6562 | 6.7574 | 4 | 3305.6724 | 5583.8545 | 67.3906 | 113.8344 | 224.9637 | 24.9305 | 112.5914 | 10768833.6433 | 0 | 4122960.0333 | 0 | 0 | 0 | 4344233.2405 | 7502050.4977 | 19518796.5128 | 13321979.6912 | 59578853.6188 | 961560.8286 | 28810221.4343 | 28810221.4343 | 21508759.7178 | 11259118.2678 | 0 | 89350635.8817 | 150928735.3016 | 7498.9421 | 27.0295 | 3305.6724 | 5583.8545 | 67.3906 | 113.8344
1 | 6200 | 707 | 0.045 | 15 | 15 | 7 | 1e-11 | 5spot_SharedNeighbor | CO2 | Porous | Wet | R600a | MinimizeLCOE_Brownfield | IgnoreSilica | 2019 | 130.4971 | 42.1517 | 7.6645 | 4 | 3025.4716 | 5034.0278 | 61.6783 | 102.6255 | 224.1983 | 24.3751 | 126.2875 | 11525916.7545 | 0 | 4483456.3174 | 0 | 0 | 0 | 4325674.7187 | 7930668.6383 | 20633972.9931 | 14083110.5535 | 62982799.9754 | 961560.8286 | 28810221.4343 | 28810221.4343 | 21508759.7178 | 11259118.2678 | 0 | 92754582.2383 | 154332681.6581 | 10000 | 30.6579 | 3025.4716 | 5034.0278 | 61.6783 | 102.6255
1 | 6200 | 707 | 0.045 | 15 | 15 | 7 | 1.3335e-11 | 5spot_SharedNeighbor | CO2 | Porous | Wet | R600a | MinimizeLCOE_Brownfield | IgnoreSilica | 2019 | 141.6614 | 46.0586 | 8.4674 | 4 | 2813.5526 | 4631.6441 | 57.3581 | 94.4223 | 223.3445 | 23.8435 | 127.3476 | 12134918.8666 | 0 | 4787771.8775 | 0 | 0 | 0 | 4232251.7871 | 8250427.5871 | 21465920.1864 | 14650931.6077 | 65522221.9124 | 961560.8286 | 28810221.4343 | 28810221.4343 | 21508759.7178 | 11259118.2678 | 0 | 95294004.1753 | 156872103.5951 | 13335.2143 | 33.8696 | 2813.5526 | 4631.6441 | 57.3581 | 94.4223
1 | 6200 | 707 | 0.045 | 15 | 15 | 7 | 1.7783e-11 | 5spot_SharedNeighbor | CO2 | Porous | Wet | R600a | MinimizeLCOE_Brownfield | IgnoreSilica | 2019 | 150.8797 | 49.3157 | 9.1473 | 4 | 2653.7769 | 4336.7418 | 54.1008 | 88.4103 | 222.5078 | 23.3662 | 136.2179 | 12608154.082 | 0 | 5035435.5456 | 0 | 0 | 0 | 4094189.4708 | 8477733.8484 | 22057324.4511 | 15054577.1706 | 67327414.5684 | 961560.8286 | 28810221.4343 | 28810221.4343 | 21508759.7178 | 11259118.2678 | 0 | 97099196.8314 | 158677296.2512 | 17782.7941 | 36.5891 | 2653.7769 | 4336.7418 | 54.1008 | 88.4103
1 | 6200 | 707 | 0.045 | 15 | 15 | 7 | 2.3714e-11 | 5spot_SharedNeighbor | CO2 | Porous | Wet | R600a | MinimizeLCOE_Brownfield | IgnoreSilica | 2019 | 158.2534 | 51.9441 | 9.7033 | 4 | 2533.5083 | 4120.0361 | 51.649 | 83.9925 | 221.7527 | 22.9585 | 117.5074 | 12966916.0147 | 0 | 5231360.6068 | 0 | 0 | 0 | 3937975.3041 | 8633138.251 | 22461654.8289 | 15330540.9616 | 68561585.9671 | 961560.8286 | 28810221.4343 | 28810221.4343 | 21508759.7178 | 11259118.2678 | 0 | 98333368.23 | 159911467.6498 | 23713.7371 | 38.8131 | 2533.5083 | 4120.0361 | 51.649 | 83.9925
1 | 6200 | 707 | 0.045 | 15 | 15 | 7 | 3.1623e-11 | 5spot_SharedNeighbor | CO2 | Porous | Wet | R600a | MinimizeLCOE_Brownfield | IgnoreSilica | 2019 | 164.0197 | 54.015 | 10.1465 | 4 | 2443.1283 | 3960.3518 | 49.8065 | 80.7371 | 221.1094 | 22.6242 | 107.2405 | 13235113.2045 | 0 | 5383307.9368 | 0 | 0 | 0 | 3783724.3574 | 8736836.7445 | 22731457.0375 | 15514686.5128 | 69385125.7935 | 961560.8286 | 28810221.4343 | 28810221.4343 | 21508759.7178 | 11259118.2678 | 0 | 99156908.0564 | 160735007.4762 | 31622.7766 | 40.586 | 2443.1283 | 3960.3518 | 49.8065 | 80.7371
1 | 6200 | 707 | 0.045 | 15 | 15 | 7 | 4.217e-11 | 5spot_SharedNeighbor | CO2 | Porous | Wet | R600a | MinimizeLCOE_Brownfield | IgnoreSilica | 2019 | 168.4749 | 55.6247 | 10.494 | 4 | 2375.2179 | 3842.2067 | 48.422 | 78.3286 | 220.5798 | 22.3561 | 127.866 | 13434660.8554 | 0 | 5499971.2569 | 0 | 0 | 0 | 3643434.4227 | 8805445.9486 | 22909964.113 | 15636521.2598 | 69929997.8564 | 961560.8286 | 28810221.4343 | 28810221.4343 | 21508759.7178 | 11259118.2678 | 0 | 99701780.1194 | 161279879.5392 | 42169.6503 | 41.9758 | 2375.2179 | 3842.2067 | 48.422 | 78.3286
1 | 6200 | 707 | 0.045 | 15 | 15 | 7 | 5.6234e-11 | 5spot_SharedNeighbor | CO2 | Porous | Wet | R600a | MinimizeLCOE_Brownfield | IgnoreSilica | 2019 | 171.866 | 56.8569 | 10.7623 | 4 | 2324.2045 | 3754.6127 | 47.3821 | 76.5429 | 220.1573 | 22.1463 | 115.3902 | 13581977.177 | 0 | 5588359.7501 | 0 | 0 | 0 | 3521907.5454 | 8849975.3443 | 23025820.4663 | 15715595.6015 | 70283635.8847 | 961560.8286 | 28810221.4343 | 28810221.4343 | 21508759.7178 | 11259118.2678 | 0 | 100055418.1476 | 161633517.5674 | 56234.1325 | 43.0493 | 2324.2045 | 3754.6127 | 47.3821 | 76.5429
1 | 6200 | 707 | 0.045 | 15 | 15 | 7 | 7.4989e-11 | 5spot_SharedNeighbor | CO2 | Porous | Wet | R600a | MinimizeLCOE_Brownfield | IgnoreSilica | 2019 | 174.4555 | 57.8008 | 10.9686 | 4 | 2285.8913 | 3689.3996 | 46.601 | 75.2134 | 219.8233 | 21.9827 | 117.7015 | 13691760.7791 | 0 | 5655616.6996 | 0 | 0 | 0 | 3421293.0524 | 8879781.5072 | 23103369.988 | 15768524.7436 | 70520346.7699 | 961560.8286 | 28810221.4343 | 28810221.4343 | 21508759.7178 | 11259118.2678 | 0 | 100292129.0328 | 161870228.4527 | 74989.4209 | 43.8744 | 2285.8913 | 3689.3996 | 46.601 | 75.2134
1 | 6200 | 707 | 0.045 | 15 | 15 | 7 | 1e-10 | 5spot_SharedNeighbor | CO2 | Porous | Wet | R600a | MinimizeLCOE_Brownfield | IgnoreSilica | 2019 | 176.424 | 58.5202 | 11.1261 | 4 | 2257.1217 | 3640.7581 | 46.0145 | 74.2218 | 219.5627 | 21.8563 | 125.5542 | 13773629.9193 | 0 | 5706612.1382 | 0 | 0 | 0 | 3340097.8433 | 8899932.5613 | 23155798.8973 | 15804308.5515 | 70680379.9107 | 961560.8286 | 28810221.4343 | 28810221.4343 | 21508759.7178 | 11259118.2678 | 0 | 100452162.1736 | 162030261.5934 | 100000 | 44.5045 | 2257.1217 | 3640.7581 | 46.0145 | 74.2218
1 | 6200 | 707 | 0.045 | 15 | 15 | 7 | 1.3335e-10 | 5spot_SharedNeighbor | CO2 | Porous | Wet | R600a | MinimizeLCOE_Brownfield | IgnoreSilica | 2019 | 177.9024 | 59.0621 | 11.2455 | 4 | 2235.5227 | 3604.4783 | 45.5742 | 73.4822 | 219.363 | 21.7602 | 126.8981 | 13834199.761 | 0 | 5744836.7399 | 0 | 0 | 0 | 3275427.5841 | 8913240.9931 | 23190424.707 | 15827941.3781 | 70786071.1633 | 961560.8286 | 28810221.4343 | 28810221.4343 | 21508759.7178 | 11259118.2678 | 0 | 100557853.4262 | 162135952.846 | 133352.1432 | 44.9818 | 2235.5227 | 3604.4783 | 45.5742 | 73.4822
1 | 6200 | 707 | 0.045 | 15 | 15 | 7 | 1.7783e-10 | 5spot_SharedNeighbor | CO2 | Porous | Wet | R600a | MinimizeLCOE_Brownfield | IgnoreSilica | 2019 | 179.0233 | 59.4734 | 11.336 | 4 | 2219.31 | 3577.3365 | 45.2436 | 72.9288 | 219.2095 | 21.6867 | 119.8815 | 13879598.7105 | 0 | 5773776.3644 | 0 | 0 | 0 | 3225021.9167 | 8922574.8267 | 23214709.4274 | 15844516.1988 | 70860197.4446 | 961560.8286 | 28810221.4343 | 28810221.4343 | 21508759.7178 | 11259118.2678 | 0 | 100631979.7075 | 162210079.1273 | 177827.941 | 45.3438 | 2219.31 | 3577.3365 | 45.2436 | 72.9288
1 | 6200 | 707 | 0.045 | 15 | 15 | 7 | 2.3714e-10 | 5spot_SharedNeighbor | CO2 | Porous | Wet | R600a | MinimizeLCOE_Brownfield | IgnoreSilica | 2019 | 179.8586 | 59.7807 | 11.404 | 4 | 2207.1426 | 3557.0659 | 44.9956 | 72.5156 | 219.0938 | 21.6315 | 119.4509 | 13913130.2063 | 0 | 5795319.2363 | 0 | 0 | 0 | 3185780.9182 | 8928749.8407 | 23230775.547 | 15855481.6556 | 70909237.404 | 961560.8286 | 28810221.4343 | 28810221.4343 | 21508759.7178 | 11259118.2678 | 0 | 100681019.6669 | 162259119.0868 | 237137.3706 | 45.616 | 2207.1426 | 3557.0659 | 44.9956 | 72.5156
1 | 6200 | 707 | 0.045 | 15 | 15 | 7 | 3.1623e-10 | 5spot_SharedNeighbor | CO2 | Porous | Wet | R600a | MinimizeLCOE_Brownfield | IgnoreSilica | 2019 | 180.4823 | 60.0106 | 11.4551 | 4 | 2198.0125 | 3541.9098 | 44.8095 | 72.2066 | 219.0066 | 21.5902 | 132.1435 | 13937994.4077 | 0 | 5811388.8102 | 0 | 0 | 0 | 3155534.3517 | 8932917.8522 | 23241619.8579 | 15862883.1205 | 70942338.4002 | 961560.8286 | 28810221.4343 | 28810221.4343 | 21508759.7178 | 11259118.2678 | 0 | 100714120.6631 | 162292220.0829 | 316227.766 | 45.8205 | 2198.0125 | 3541.9098 | 44.8095 | 72.2066
1 | 6200 | 707 | 0.045 | 15 | 15 | 7 | 4.217e-10 | 5spot_SharedNeighbor | CO2 | Porous | Wet | R600a | MinimizeLCOE_Brownfield | IgnoreSilica | 2019 | 180.9575 | 60.1856 | 11.4938 | 4 | 2191.1625 | 3530.5344 | 44.6698 | 71.9747 | 218.9398 | 21.5585 | 124.9609 | 13956849.9315 | 0 | 5823628.1395 | 0 | 0 | 0 | 3132626.4527 | 8936110.7642 | 23249927.1602 | 15868553.0251 | 70967695.4733 | 961560.8286 | 28810221.4343 | 28810221.4343 | 21508759.7178 | 11259118.2678 | 0 | 100739477.7362 | 162317577.156 | 421696.5034 | 45.9754 | 2191.1625 | 3530.5344 | 44.6698 | 71.9747
1 | 6200 | 707 | 0.045 | 15 | 15 | 7 | 5.6234e-10 | 5spot_SharedNeighbor | CO2 | Porous | Wet | R600a | MinimizeLCOE_Brownfield | IgnoreSilica | 2019 | 181.313 | 60.3166 | 11.5229 | 4 | 2186.0237 | 3522.0183 | 44.565 | 71.8011 | 218.8897 | 21.5348 | 117.691 | 13970896.8118 | 0 | 5832777.6515 | 0 | 0 | 0 | 3115178.8861 | 8938352.8063 | 23255760.4936 | 15872534.395 | 70985501.0443 | 961560.8286 | 28810221.4343 | 28810221.4343 | 21508759.7178 | 11259118.2678 | 0 | 100757283.3072 | 162335382.7271 | 562341.3252 | 46.0916 | 2186.0237 | 3522.0183 | 44.565 | 71.8011
1 | 6200 | 707 | 0.045 | 15 | 15 | 7 | 7.4989e-10 | 5spot_SharedNeighbor | CO2 | Porous | Wet | R600a | MinimizeLCOE_Brownfield | IgnoreSilica | 2019 | 181.5714 | 60.4124 | 11.5445 | 4 | 2182.169 | 3515.6686 | 44.4865 | 71.6717 | 218.853 | 21.5175 | 109.4099 | 13981075.3201 | 0 | 5839426.3519 | 0 | 0 | 0 | 3101744.7562 | 8939676.107 | 23259203.4508 | 15874884.284 | 70996010.27 | 961560.8286 | 28810221.4343 | 28810221.4343 | 21508759.7178 | 11259118.2678 | 0 | 100767792.5329 | 162345891.9527 | 749894.2093 | 46.1778 | 2182.169 | 3515.6686 | 44.4865 | 71.6717
1 | 6200 | 707 | 0.045 | 15 | 15 | 7 | 1e-09 | 5spot_SharedNeighbor | CO2 | Porous | Wet | R600a | MinimizeLCOE_Brownfield | IgnoreSilica | 2019 | 181.7734 | 60.4868 | 11.5609 | 4 | 2179.2777 | 3510.8792 | 44.4275 | 71.574 | 218.8243 | 21.5039 | 120.9927 | 13989021.1743 | 0 | 5844624.6144 | 0 | 0 | 0 | 3091807.9946 | 8940926.9755 | 23262457.9539 | 15877105.5492 | 71005944.2618 | 961560.8286 | 28810221.4343 | 28810221.4343 | 21508759.7178 | 11259118.2678 | 0 | 100777726.5247 | 162355825.9446 | 1000000 | 46.2436 | 2179.2777 | 3510.8792 | 44.4275 | 71.574
1 | 6200 | 707 | 0.045 | 15 | 15 | 7 | 1.3335e-09 | 5spot_SharedNeighbor | CO2 | Porous | Wet | R600a | MinimizeLCOE_Brownfield | IgnoreSilica | 2019 | 181.9346 | 60.5457 | 11.5736 | 4 | 2177.1091 | 3507.2537 | 44.3833 | 71.5001 | 218.8015 | 21.4931 | 113.5236 | 13995350.3413 | 0 | 5848769.236 | 0 | 0 | 0 | 3084559.7936 | 8942184.9546 | 23265730.9576 | 15879339.4415 | 71015934.7246 | 961560.8286 | 28810221.4343 | 28810221.4343 | 21508759.7178 | 11259118.2678 | 0 | 100787716.9876 | 162365816.4074 | 1333521.4322 | 46.2943 | 2177.1091 | 3507.2537 | 44.3833 | 71.5001
1 | 6200 | 707 | 0.045 | 15 | 15 | 7 | 1.7783e-09 | 5spot_SharedNeighbor | CO2 | Porous | Wet | R600a | MinimizeLCOE_Brownfield | IgnoreSilica | 2019 | 182.0318 | 60.5824 | 11.5823 | 4 | 2175.4827 | 3504.6239 | 44.3502 | 71.4465 | 218.7875 | 21.4866 | 113.6579 | 13999156.9022 | 0 | 5851269.9455 | 0 | 0 | 0 | 3078490.9237 | 8942277.9308 | 23265972.8626 | 15879504.5466 | 71016673.1114 | 961560.8286 | 28810221.4343 | 28810221.4343 | 21508759.7178 | 11259118.2678 | 0 | 100788455.3743 | 162366554.7941 | 1778279.41 | 46.3292 | 2175.4827 | 3504.6239 | 44.3502 | 71.4465
1 | 6200 | 707 | 0.045 | 15 | 15 | 7 | 2.3714e-09 | 5spot_SharedNeighbor | CO2 | Porous | Wet | R600a | MinimizeLCOE_Brownfield | IgnoreSilica | 2019 | 182.1218 | 60.6153 | 11.5894 | 4 | 2174.2629 | 3502.5888 | 44.3253 | 71.405 | 218.7747 | 21.4805 | 122.5843 | 14002684.4749 | 0 | 5853584.423 | 0 | 0 | 0 | 3074366.0166 | 8942947.6166 | 23267715.2477 | 15880693.7603 | 71021991.5392 | 961560.8286 | 28810221.4343 | 28810221.4343 | 21508759.7178 | 11259118.2678 | 0 | 100793773.8021 | 162371873.2219 | 2371373.7057 | 46.3577 | 2174.2629 | 3502.5888 | 44.3253 | 71.405
1 | 6200 | 707 | 0.045 | 15 | 15 | 7 | 3.1623e-09 | 5spot_SharedNeighbor | CO2 | Porous | Wet | R600a | MinimizeLCOE_Brownfield | IgnoreSilica | 2019 | 182.1903 | 60.6404 | 11.5948 | 4 | 2173.3482 | 3501.0592 | 44.3066 | 71.3738 | 218.7649 | 21.4759 | 120.9853 | 14005368.6743 | 0 | 5855346.4932 | 0 | 0 | 0 | 3071291.1314 | 8943482.4565 | 23269106.7914 | 15881643.5175 | 71026239.0643 | 961560.8286 | 28810221.4343 | 28810221.4343 | 21508759.7178 | 11259118.2678 | 0 | 100798021.3272 | 162376120.747 | 3162277.6602 | 46.3791 | 2173.3482 | 3501.0592 | 44.3066 | 71.3738
1 | 6200 | 707 | 0.045 | 15 | 15 | 7 | 4.217e-09 | 5spot_SharedNeighbor | CO2 | Porous | Wet | R600a | MinimizeLCOE_Brownfield | IgnoreSilica | 2019 | 182.2339 | 60.6566 | 11.5986 | 4 | 2172.6622 | 3499.9416 | 44.2927 | 71.351 | 218.7587 | 21.473 | 125.8472 | 14007069.9084 | 0 | 5856465.577 | 0 | 0 | 0 | 3068778.7746 | 8943602.5614 | 23269419.2796 | 15881856.7971 | 71027192.898 | 961560.8286 | 28810221.4343 | 28810221.4343 | 21508759.7178 | 11259118.2678 | 0 | 100798975.1609 | 162377074.5807 | 4216965.0343 | 46.3942 | 2172.6622 | 3499.9416 | 44.2927 | 71.351
1 | 6200 | 707 | 0.045 | 15 | 15 | 7 | 5.6234e-09 | 5spot_SharedNeighbor | CO2 | Porous | Wet | R600a | MinimizeLCOE_Brownfield | IgnoreSilica | 2019 | 182.2681 | 60.6694 | 11.6014 | 4 | 2172.1477 | 3499.0975 | 44.2822 | 71.3338 | 218.7538 | 21.4707 | 118.3273 | 14008409.3338 | 0 | 5857346.5202 | 0 | 0 | 0 | 3066934.0338 | 8943749.0562 | 23269800.4291 | 15882116.9394 | 71028356.3125 | 961560.8286 | 28810221.4343 | 28810221.4343 | 21508759.7178 | 11259118.2678 | 0 | 100800138.5754 | 162378237.9952 | 5623413.2519 | 46.4057 | 2172.1477 | 3499.0975 | 44.2822 | 71.3338
1 | 6200 | 707 | 0.045 | 15 | 15 | 7 | 7.4989e-09 | 5spot_SharedNeighbor | CO2 | Porous | Wet | R600a | MinimizeLCOE_Brownfield | IgnoreSilica | 2019 | 182.305 | 60.6825 | 11.604 | 4 | 2171.7619 | 3498.4233 | 44.2743 | 71.3201 | 218.7486 | 21.4682 | 123.1106 | 14009854.2753 | 0 | 5858294.3192 | 0 | 0 | 0 | 3065835.7316 | 8944253.8872 | 23271113.8957 | 15883013.4074 | 71032365.5163 | 961560.8286 | 28810221.4343 | 28810221.4343 | 21508759.7178 | 11259118.2678 | 0 | 100804147.7792 | 162382247.199 | 7498942.0933 | 46.4158 | 2171.7619 | 3498.4233 | 44.2743 | 71.3201
1 | 6200 | 707 | 0.045 | 15 | 15 | 7 | 1e-08 | 5spot_SharedNeighbor | CO2 | Porous | Wet | R600a | MinimizeLCOE_Brownfield | IgnoreSilica | 2019 | 182.3265 | 60.6903 | 11.6057 | 4 | 2171.4726 | 3497.9405 | 44.2684 | 71.3102 | 218.7455 | 21.4668 | 124.016 | 14010694.1181 | 0 | 5858846.4285 | 0 | 0 | 0 | 3064853.0205 | 8944413.4912 | 23271529.1525 | 15883296.8287 | 71033633.0394 | 961560.8286 | 28810221.4343 | 28810221.4343 | 21508759.7178 | 11259118.2678 | 0 | 100805415.3023 | 162383514.7222 | 10000000 | 46.4226 | 2171.4726 | 3497.9405 | 44.2684 | 71.3102
1 | 6300 | 707 | 0.045 | 15 | 15 | 7 | 1e-13 | 5spot_SharedNeighbor | CO2 | Porous | Wet | R600a | MinimizeLCOE_Brownfield | IgnoreSilica | 2019 | 3.8802 | 0.4465 | 0.051647 | 4 | 171832.958 | 476269.5565 | 3503.0473 | 9709.3991 | 155.5759 | 25.4706 | 50.1765 | 728336.1467 | 0 | 269286.6113 | 0 | 0 | 0 | 645656.7919 | 640879.0244 | 1667435.7592 | 1138059.168 | 5089653.5014 | 961560.8286 | 29447104.4808 | 29447104.4808 | 21958398.9644 | 11486898.3253 | 0 | 35498318.8108 | 98390720.5812 | 100 | 0.20659 | 171832.958 | 476269.5565 | 3503.0473 | 9709.3991
1 | 6300 | 707 | 0.045 | 15 | 15 | 7 | 1.3335e-13 | 5spot_SharedNeighbor | CO2 | Porous | Wet | R600a | MinimizeLCOE_Brownfield | IgnoreSilica | 2019 | 5.2297 | 0.78609 | 0.10006 | 4 | 92335.5578 | 249477.8464 | 1882.3852 | 5085.9433 | 170.7861 | 26.0372 | 49.6082 | 970455.6557 | 0 | 341911.3554 | 0 | 0 | 0 | 801250.4476 | 824310.8089 | 2144687.6353 | 1463793.38 | 6546409.283 | 961560.8286 | 29447104.4808 | 29447104.4808 | 21958398.9644 | 11486898.3253 | 0 | 36955074.5924 | 99847476.3628 | 133.3521 | 0.40023 | 92335.5578 | 249477.8464 | 1882.3852 | 5085.9433
1 | 6300 | 707 | 0.045 | 15 | 15 | 7 | 1.7783e-13 | 5spot_SharedNeighbor | CO2 | Porous | Wet | R600a | MinimizeLCOE_Brownfield | IgnoreSilica | 2019 | 6.9003 | 1.2493 | 0.16834 | 4 | 57323.9647 | 150727.4692 | 1168.6266 | 3072.7833 | 183.266 | 26.4491 | 68.0404 | 1248811.1794 | 0 | 426800.108 | 0 | 0 | 0 | 968636.4847 | 1031256.6311 | 2683118.2143 | 1831283.3138 | 8189905.9313 | 961560.8286 | 29447104.4808 | 29447104.4808 | 21958398.9644 | 11486898.3253 | 0 | 38598571.2407 | 101490973.0112 | 177.8279 | 0.67334 | 57323.9647 | 150727.4692 | 1168.6266 | 3072.7833
1 | 6300 | 707 | 0.045 | 15 | 15 | 7 | 2.3714e-13 | 5spot_SharedNeighbor | CO2 | Porous | Wet | R600a | MinimizeLCOE_Brownfield | IgnoreSilica | 2019 | 9.0003 | 1.8671 | 0.26174 | 4 | 38672.4017 | 98743.2371 | 788.3892 | 2013.0144 | 193.5622 | 26.7566 | 69.0131 | 1572863.3461 | 0 | 527881.2541 | 0 | 0 | 0 | 1153817.5309 | 1269279.2311 | 3302404.1944 | 2253958.7203 | 10080204.277 | 961560.8286 | 29447104.4808 | 29447104.4808 | 21958398.9644 | 11486898.3253 | 0 | 40488869.5864 | 103381271.3568 | 237.1374 | 1.047 | 38672.4017 | 98743.2371 | 788.3892 | 2013.0144
1 | 6300 | 707 | 0.045 | 15 | 15 | 7 | 3.1623e-13 | 5spot_SharedNeighbor | CO2 | Porous | Wet | R600a | MinimizeLCOE_Brownfield | IgnoreSilica | 2019 | 11.6681 | 2.6809 | 0.38736 | 4 | 27555.0648 | 68145.6206 | 561.7473 | 1389.2407 | 202.0448 | 26.9881 | 60.2164 | 1953781.8769 | 0 | 649730.7205 | 0 | 0 | 0 | 1363259.3945 | 1547041.0769 | 4025083.5402 | 2747202.2234 | 12286098.8325 | 961560.8286 | 29447104.4808 | 29447104.4808 | 21958398.9644 | 11486898.3253 | 0 | 42694764.1419 | 105587165.9123 | 316.2278 | 1.5494 | 27555.0648 | 68145.6206 | 561.7473 | 1389.2407
1 | 6300 | 707 | 0.045 | 15 | 15 | 7 | 4.217e-13 | 5spot_SharedNeighbor | CO2 | Porous | Wet | R600a | MinimizeLCOE_Brownfield | IgnoreSilica | 2019 | 15.0346 | 3.7343 | 0.55402 | 4 | 20418.6483 | 48798.4869 | 416.2618 | 994.8232 | 208.9166 | 27.1579 | 67.3571 | 2398675.6006 | 0 | 795801.7701 | 0 | 0 | 0 | 1597182.8697 | 1868747.4937 | 4862097.6459 | 3318481.5494 | 14840986.9294 | 961560.8286 | 29447104.4808 | 29447104.4808 | 21958398.9644 | 11486898.3253 | 0 | 45249652.2388 | 108142054.0092 | 421.6965 | 2.2161 | 20418.6483 | 48798.4869 | 416.2618 | 994.8232
1 | 6300 | 707 | 0.045 | 15 | 15 | 7 | 5.6234e-13 | 5spot_SharedNeighbor | CO2 | Porous | Wet | R600a | MinimizeLCOE_Brownfield | IgnoreSilica | 2019 | 19.2929 | 5.0891 | 0.77324 | 4 | 15591.554 | 35925.4983 | 317.8549 | 732.3899 | 214.4557 | 27.2767 | 54.9032 | 2920072.8748 | 0 | 971517.0141 | 0 | 0 | 0 | 1860485.7065 | 2243309.4822 | 5836631.1066 | 3983620.661 | 17815636.8452 | 961560.8286 | 29447104.4808 | 29447104.4808 | 21958398.9644 | 11486898.3253 | 0 | 48224302.1546 | 111116703.925 | 562.3413 | 3.093 | 15591.554 | 35925.4983 | 317.8549 | 732.3899
1 | 6300 | 707 | 0.045 | 15 | 15 | 7 | 7.4989e-13 | 5spot_SharedNeighbor | CO2 | Porous | Wet | R600a | MinimizeLCOE_Brownfield | IgnoreSilica | 2019 | 24.6371 | 6.8109 | 1.0588 | 4 | 12197.887 | 27048.112 | 248.6704 | 551.4123 | 218.8582 | 27.3485 | 71.3179 | 3527018.4916 | 0 | 1181418.6005 | 0 | 0 | 0 | 2152732.4091 | 2675856.1055 | 6962028.6929 | 4751727.6383 | 21250781.9379 | 961560.8286 | 29447104.4808 | 29447104.4808 | 21958398.9644 | 11486898.3253 | 0 | 51659447.2472 | 114551849.0177 | 749.8942 | 4.2351 | 12197.887 | 27048.112 | 248.6704 | 551.4123
1 | 6300 | 707 | 0.045 | 15 | 15 | 7 | 1e-12 | 5spot_SharedNeighbor | CO2 | Porous | Wet | R600a | MinimizeLCOE_Brownfield | IgnoreSilica | 2019 | 31.3197 | 8.9845 | 1.4274 | 4 | 9740.8971 | 20755.8074 | 198.5814 | 423.1352 | 222.3254 | 27.3726 | 59.2348 | 4231794.7572 | 0 | 1431485.2184 | 0 | 0 | 0 | 2476007.5027 | 3174322.1165 | 8258935.0042 | 5636892.8445 | 25209437.4435 | 961560.8286 | 29447104.4808 | 29447104.4808 | 21958398.9644 | 11486898.3253 | 0 | 55618102.7529 | 118510504.5234 | 1000 | 5.7098 | 9740.8971 | 20755.8074 | 198.5814 | 423.1352
1 | 6300 | 707 | 0.045 | 15 | 15 | 7 | 1.3335e-12 | 5spot_SharedNeighbor | CO2 | Porous | Wet | R600a | MinimizeLCOE_Brownfield | IgnoreSilica | 2019 | 39.5681 | 11.6903 | 1.8973 | 4 | 7921.4066 | 16208.5945 | 161.4886 | 330.4341 | 225.0009 | 27.3425 | 66.8766 | 5040378.4647 | 0 | 1725872.7215 | 0 | 0 | 0 | 2825401.379 | 3740744.5004 | 9732649.8579 | 6642733.514 | 29707780.4375 | 961560.8286 | 29447104.4808 | 29447104.4808 | 21958398.9644 | 11486898.3253 | 0 | 60116445.7469 | 123008847.5173 | 1333.5214 | 7.5891 | 7921.4066 | 16208.5945 | 161.4886 | 330.4341
1 | 6300 | 707 | 0.045 | 15 | 15 | 7 | 1.7783e-12 | 5spot_SharedNeighbor | CO2 | Porous | Wet | R600a | MinimizeLCOE_Brownfield | IgnoreSilica | 2019 | 49.5823 | 15.0027 | 2.4859 | 4 | 6550.7582 | 12875.6684 | 133.5461 | 262.4879 | 227.0031 | 27.2459 | 81.6646 | 5953563.046 | 0 | 2067252.9377 | 0 | 0 | 0 | 3192176.1196 | 4373066.9203 | 11377823.0873 | 7765598.048 | 34729480.1589 | 961560.8286 | 29447104.4808 | 29447104.4808 | 21958398.9644 | 11486898.3253 | 0 | 65138145.4683 | 128030547.2388 | 1778.2794 | 9.9436 | 6550.7582 | 12875.6684 | 133.5461 | 262.4879
1 | 6300 | 707 | 0.045 | 15 | 15 | 7 | 2.3714e-12 | 5spot_SharedNeighbor | CO2 | Porous | Wet | R600a | MinimizeLCOE_Brownfield | IgnoreSilica | 2019 | 61.4628 | 18.9655 | 3.2058 | 4 | 5505.8539 | 10410.3738 | 112.2443 | 212.2296 | 228.4106 | 27.0655 | 95.5169 | 6961542.8205 | 0 | 2454834.6471 | 0 | 0 | 0 | 3561202.4303 | 5061256.1602 | 13168350.3224 | 8987669.6775 | 40194856.0579 | 961560.8286 | 29447104.4808 | 29447104.4808 | 21958398.9644 | 11486898.3253 | 0 | 70603521.3673 | 133495923.1377 | 2371.3737 | 12.8234 | 5505.8539 | 10410.3738 | 112.2443 | 212.2296
1 | 6300 | 707 | 0.045 | 15 | 15 | 7 | 3.1623e-12 | 5spot_SharedNeighbor | CO2 | Porous | Wet | R600a | MinimizeLCOE_Brownfield | IgnoreSilica | 2019 | 74.9996 | 23.5238 | 4.0539 | 4 | 4704.0832 | 8582.6281 | 95.8991 | 174.9685 | 229.2535 | 26.7839 | 96.8016 | 8029609.1051 | 0 | 2878588.9852 | 0 | 0 | 0 | 3901768.8581 | 5775887.1099 | 15027673.4626 | 10256695.926 | 45870223.4469 | 961560.8286 | 29447104.4808 | 29447104.4808 | 21958398.9644 | 11486898.3253 | 0 | 76278888.7563 | 139171290.5267 | 3162.2777 | 16.2155 | 4704.0832 | 8582.6281 | 95.8991 | 174.9685
1 | 6300 | 707 | 0.045 | 15 | 15 | 7 | 4.217e-12 | 5spot_SharedNeighbor | CO2 | Porous | Wet | R600a | MinimizeLCOE_Brownfield | IgnoreSilica | 2019 | 89.6593 | 28.511 | 5.0045 | 4 | 4088.0215 | 7229.8385 | 83.3398 | 147.39 | 229.5567 | 26.3933 | 109.1367 | 9104314.8976 | 0 | 3320537.8117 | 0 | 0 | 0 | 4178472.9086 | 6475296.991 | 16847394.5045 | 11498692.9287 | 51424710.0421 | 961560.8286 | 29447104.4808 | 29447104.4808 | 21958398.9644 | 11486898.3253 | 0 | 81833375.3514 | 144725777.1219 | 4216.965 | 20.0178 | 4088.0215 | 7229.8385 | 83.3398 | 147.39
1 | 6300 | 707 | 0.045 | 15 | 15 | 7 | 5.6234e-12 | 5spot_SharedNeighbor | CO2 | Porous | Wet | R600a | MinimizeLCOE_Brownfield | IgnoreSilica | 2019 | 104.6387 | 33.6609 | 6.0093 | 4 | 3615.8129 | 6232.2912 | 73.7132 | 127.0537 | 229.3786 | 25.9046 | 120.4467 | 10124000.0665 | 0 | 3757390.1342 | 0 | 0 | 0 | 4362122.6576 | 7114970.0147 | 18511692.4973 | 12634610.5067 | 56504785.877 | 961560.8286 | 29447104.4808 | 29447104.4808 | 21958398.9644 | 11486898.3253 | 0 | 86913451.1864 | 149805852.9568 | 5623.4133 | 24.037 | 3615.8129 | 6232.2912 | 73.7132 | 127.0537
1 | 6300 | 707 | 0.045 | 15 | 15 | 7 | 7.4989e-12 | 5spot_SharedNeighbor | CO2 | Porous | Wet | R600a | MinimizeLCOE_Brownfield | IgnoreSilica | 2019 | 118.9897 | 38.6493 | 7.0049 | 4 | 3255.5074 | 5500.0836 | 66.3679 | 112.1266 | 228.831 | 25.352 | 110.2401 | 11031587.1204 | 0 | 4164278.5559 | 0 | 0 | 0 | 4437575.0442 | 7657041.881 | 19922052.2991 | 13597210.0514 | 60809744.952 | 961560.8286 | 29447104.4808 | 29447104.4808 | 21958398.9644 | 11486898.3253 | 0 | 91218410.2614 | 154110812.0318 | 7498.9421 | 28.0197 | 3255.5074 | 5500.0836 | 66.3679 | 112.1266
1 | 6300 | 707 | 0.045 | 15 | 15 | 7 | 1e-11 | 5spot_SharedNeighbor | CO2 | Porous | Wet | R600a | MinimizeLCOE_Brownfield | IgnoreSilica | 2019 | 131.9586 | 43.2063 | 7.933 | 4 | 2981.9609 | 4963.9379 | 60.7913 | 101.1966 | 228.0586 | 24.7814 | 121.1026 | 11795414.0291 | 0 | 4523583.2135 | 0 | 0 | 0 | 4414009.9415 | 8085872.8018 | 21037782.3897 | 14358718.7642 | 64215381.1398 | 961560.8286 | 29447104.4808 | 29447104.4808 | 21958398.9644 | 11486898.3253 | 0 | 94624046.4492 | 157516448.2197 | 10000 | 31.7322 | 2981.9609 | 4963.9379 | 60.7913 | 101.1966
1 | 6300 | 707 | 0.045 | 15 | 15 | 7 | 1.3335e-11 | 5spot_SharedNeighbor | CO2 | Porous | Wet | R600a | MinimizeLCOE_Brownfield | IgnoreSilica | 2019 | 143.0723 | 47.1533 | 8.7518 | 4 | 2775.174 | 4571.7341 | 56.5757 | 93.201 | 227.2022 | 24.2379 | 135.0897 | 12407711.5324 | 0 | 4825883.8709 | 0 | 0 | 0 | 4315236.0102 | 8404044.2512 | 21865599.2352 | 14923720.7712 | 66742195.6711 | 961560.8286 | 29447104.4808 | 29447104.4808 | 21958398.9644 | 11486898.3253 | 0 | 97150860.9805 | 160043262.751 | 13335.2143 | 35.0071 | 2775.174 | 4571.7341 | 56.5757 | 93.201
1 | 6300 | 707 | 0.045 | 15 | 15 | 7 | 1.7783e-11 | 5spot_SharedNeighbor | CO2 | Porous | Wet | R600a | MinimizeLCOE_Brownfield | IgnoreSilica | 2019 | 152.2144 | 50.4323 | 9.4428 | 4 | 2619.3286 | 4284.4137 | 53.3986 | 87.3436 | 226.3674 | 23.7525 | 134.2824 | 12881835.5971 | 0 | 5071039.0778 | 0 | 0 | 0 | 4172126.9408 | 8628750.6301 | 22450239.1394 | 15322749.5189 | 68526740.904 | 961560.8286 | 29447104.4808 | 29447104.4808 | 21958398.9644 | 11486898.3253 | 0 | 98935406.2134 | 161827807.9838 | 17782.7941 | 37.7713 | 2619.3286 | 4284.4137 | 53.3986 | 87.3436
1 | 6300 | 707 | 0.045 | 15 | 15 | 7 | 2.3714e-11 | 5spot_SharedNeighbor | CO2 | Porous | Wet | R600a | MinimizeLCOE_Brownfield | IgnoreSilica | 2019 | 158.882 | 52.8735 | 9.9853 | 4 | 2502.0779 | 4076.7066 | 51.0082 | 83.1092 | 225.6809 | 23.3753 | 136.3479 | 13210213.9288 | 0 | 5247978.9111 | 0 | 0 | 0 | 3989783.7639 | 8754710.8755 | 22777961.8598 | 15546427.0096 | 69527076.3487 | 961560.8286 | 29447104.4808 | 29447104.4808 | 21958398.9644 | 11486898.3253 | 0 | 99935741.6581 | 162828143.4285 | 23713.7371 | 39.9411 | 2502.0779 | 4076.7066 | 51.0082 | 83.1092
1 | 6300 | 707 | 0.045 | 15 | 15 | 7 | 3.1623e-11 | 5spot_SharedNeighbor | CO2 | Porous | Wet | R600a | MinimizeLCOE_Brownfield | IgnoreSilica | 2019 | 165.2176 | 55.1531 | 10.4559 | 4 | 2413.9441 | 3917.6909 | 49.2115 | 79.8674 | 224.9775 | 23.0002 | 126.5819 | 13508926.629 | 0 | 5414738.0466 | 0 | 0 | 0 | 3855111.0494 | 8883722.5327 | 23113623.7281 | 15775523.1319 | 70551645.1178 | 961560.8286 | 29447104.4808 | 29447104.4808 | 21958398.9644 | 11486898.3253 | 0 | 100960310.4272 | 163852712.1976 | 31622.7766 | 41.8238 | 2413.9441 | 3917.6909 | 49.2115 | 79.8674
1 | 6300 | 707 | 0.045 | 15 | 15 | 7 | 4.217e-11 | 5spot_SharedNeighbor | CO2 | Porous | Wet | R600a | MinimizeLCOE_Brownfield | IgnoreSilica | 2019 | 169.6345 | 56.7725 | 10.8081 | 4 | 2347.7524 | 3802.5068 | 47.8621 | 77.5192 | 224.4508 | 22.7283 | 118.8311 | 13708981.259 | 0 | 5530236.6371 | 0 | 0 | 0 | 3713409.9889 | 8951524.8751 | 23290031.5149 | 15895925.0712 | 71090109.3462 | 961560.8286 | 29447104.4808 | 29447104.4808 | 21958398.9644 | 11486898.3253 | 0 | 101498774.6556 | 164391176.426 | 42169.6503 | 43.2323 | 2347.7524 | 3802.5068 | 47.8621 | 77.5192
1 | 6300 | 707 | 0.045 | 15 | 15 | 7 | 5.6234e-11 | 5spot_SharedNeighbor | CO2 | Porous | Wet | R600a | MinimizeLCOE_Brownfield | IgnoreSilica | 2019 | 172.9844 | 58.0081 | 11.0795 | 4 | 2298.0374 | 3717.1536 | 46.8486 | 75.7792 | 224.0322 | 22.5163 | 125.8885 | 13856165.5129 | 0 | 5617431.6263 | 0 | 0 | 0 | 3590633.1319 | 8995049.8057 | 23403274.456 | 15973215.7054 | 71435770.2383 | 961560.8286 | 29447104.4808 | 29447104.4808 | 21958398.9644 | 11486898.3253 | 0 | 101844435.5476 | 164736837.3181 | 56234.1325 | 44.318 | 2298.0374 | 3717.1536 | 46.8486 | 75.7792
1 | 6300 | 707 | 0.045 | 15 | 15 | 7 | 7.4989e-11 | 5spot_SharedNeighbor | CO2 | Porous | Wet | R600a | MinimizeLCOE_Brownfield | IgnoreSilica | 2019 | 175.5466 | 58.956 | 11.2882 | 4 | 2260.7038 | 3653.5851 | 46.0875 | 74.4833 | 223.7009 | 22.3507 | 124.4145 | 13966062.2729 | 0 | 5683897.2978 | 0 | 0 | 0 | 3489345.8185 | 9024329.1018 | 23479453.1785 | 16025209.2488 | 71668296.9184 | 961560.8286 | 29447104.4808 | 29447104.4808 | 21958398.9644 | 11486898.3253 | 0 | 102076962.2278 | 164969363.9982 | 74989.4209 | 45.1527 | 2260.7038 | 3653.5851 | 46.0875 | 74.4833
1 | 6300 | 707 | 0.045 | 15 | 15 | 7 | 1e-10 | 5spot_SharedNeighbor | CO2 | Porous | Wet | R600a | MinimizeLCOE_Brownfield | IgnoreSilica | 2019 | 177.4808 | 59.674 | 11.4471 | 4 | 2232.6726 | 3606.2226 | 45.5161 | 73.5177 | 223.4442 | 22.2237 | 125.9574 | 14047457.3319 | 0 | 5733943.9278 | 0 | 0 | 0 | 3407345.1033 | 9043611.0815 | 23529620.9345 | 16059449.7731 | 71821428.152 | 961560.8286 | 29447104.4808 | 29447104.4808 | 21958398.9644 | 11486898.3253 | 0 | 102230093.4614 | 165122495.2319 | 100000 | 45.7882 | 2232.6726 | 3606.2226 | 45.5161 | 73.5177
1 | 6300 | 707 | 0.045 | 15 | 15 | 7 | 1.3335e-10 | 5spot_SharedNeighbor | CO2 | Porous | Wet | R600a | MinimizeLCOE_Brownfield | IgnoreSilica | 2019 | 178.9307 | 60.214 | 11.5673 | 4 | 2211.6295 | 3570.9047 | 45.0871 | 72.7977 | 223.2479 | 22.1274 | 121.4436 | 14107573.6216 | 0 | 5771386.7889 | 0 | 0 | 0 | 3342058.0995 | 9056197.2189 | 23562367.4821 | 16081799.9648 | 71921383.1758 | 961560.8286 | 29447104.4808 | 29447104.4808 | 21958398.9644 | 11486898.3253 | 0 | 102330048.4851 | 165222450.2556 | 133352.1432 | 46.2691 | 2211.6295 | 3570.9047 | 45.0871 | 72.7977
1 | 6300 | 707 | 0.045 | 15 | 15 | 7 | 1.7783e-10 | 5spot_SharedNeighbor | CO2 | Porous | Wet | R600a | MinimizeLCOE_Brownfield | IgnoreSilica | 2019 | 180.0413 | 60.6274 | 11.6588 | 4 | 2195.8352 | 3544.4377 | 44.7651 | 72.2582 | 223.0955 | 22.053 | 126.1087 | 14153105.4249 | 0 | 5800026.1451 | 0 | 0 | 0 | 3291538.1453 | 9065421.189 | 23586366.3602 | 16098179.6922 | 71994636.9566 | 961560.8286 | 29447104.4808 | 29447104.4808 | 21958398.9644 | 11486898.3253 | 0 | 102403302.266 | 165295704.0365 | 177827.941 | 46.6352 | 2195.8352 | 3544.4377 | 44.7651 | 72.2582
1 | 6300 | 707 | 0.045 | 15 | 15 | 7 | 2.3714e-10 | 5spot_SharedNeighbor | CO2 | Porous | Wet | R600a | MinimizeLCOE_Brownfield | IgnoreSilica | 2019 | 180.8675 | 60.9358 | 11.7276 | 4 | 2183.9823 | 3524.6761 | 44.5234 | 71.8553 | 222.9809 | 21.9972 | 110.2084 | 14186681.5271 | 0 | 5821310.6906 | 0 | 0 | 0 | 3252192.0355 | 9071471.8587 | 23602108.9617 | 16108924.3412 | 72042689.4148 | 961560.8286 | 29447104.4808 | 29447104.4808 | 21958398.9644 | 11486898.3253 | 0 | 102451354.7242 | 165343756.4946 | 237137.3706 | 46.9103 | 2183.9823 | 3524.6761 | 44.5234 | 71.8553
1 | 6300 | 707 | 0.045 | 15 | 15 | 7 | 3.1623e-10 | 5spot_SharedNeighbor | CO2 | Porous | Wet | R600a | MinimizeLCOE_Brownfield | IgnoreSilica | 2019 | 181.4787 | 61.1648 | 11.7791 | 4 | 2175.0886 | 3509.9216 | 44.3421 | 71.5545 | 222.8953 | 21.9558 | 109.3576 | 14211352.6053 | 0 | 5837043.5229 | 0 | 0 | 0 | 3221727.6638 | 9075348.2789 | 23612194.6118 | 16115808.0046 | 72073474.6874 | 961560.8286 | 29447104.4808 | 29447104.4808 | 21958398.9644 | 11486898.3253 | 0 | 102482139.9968 | 165374541.7672 | 316227.766 | 47.1163 | 2175.0886 | 3509.9216 | 44.3421 | 71.5545
1 | 6300 | 707 | 0.045 | 15 | 15 | 7 | 4.217e-10 | 5spot_SharedNeighbor | CO2 | Porous | Wet | R600a | MinimizeLCOE_Brownfield | IgnoreSilica | 2019 | 181.9586 | 61.3435 | 11.8185 | 4 | 2168.4161 | 3498.795 | 44.2061 | 71.3277 | 222.8278 | 21.9231 | 113.8808 | 14230632.6109 | 0 | 5849388.4842 | 0 | 0 | 0 | 3199037.8961 | 9078833.0066 | 23621261.1583 | 16121996.1089 | 72101149.265 | 961560.8286 | 29447104.4808 | 29447104.4808 | 21958398.9644 | 11486898.3253 | 0 | 102509814.5744 | 165402216.3448 | 421696.5034 | 47.2741 | 2168.4161 | 3498.795 | 44.2061 | 71.3277
1 | 6300 | 707 | 0.045 | 15 | 15 | 7 | 5.6234e-10 | 5spot_SharedNeighbor | CO2 | Porous | Wet | R600a | MinimizeLCOE_Brownfield | IgnoreSilica | 2019 | 182.305 | 61.4734 | 11.8477 | 4 | 2163.4106 | 3490.5121 | 44.1041 | 71.1588 | 222.7788 | 21.8995 | 119.4448 | 14244489.2205 | 0 | 5858294.3192 | 0 | 0 | 0 | 3181422.9687 | 9080840.5383 | 23626484.3441 | 16125561.0405 | 72117092.4313 | 961560.8286 | 29447104.4808 | 29447104.4808 | 21958398.9644 | 11486898.3253 | 0 | 102525757.7407 | 165418159.5111 | 562341.3252 | 47.3908 | 2163.4106 | 3490.5121 | 44.1041 | 71.1588
1 | 6300 | 707 | 0.045 | 15 | 15 | 7 | 7.4989e-10 | 5spot_SharedNeighbor | CO2 | Porous | Wet | R600a | MinimizeLCOE_Brownfield | IgnoreSilica | 2019 | 182.5628 | 61.5702 | 11.8696 | 4 | 2159.6559 | 3484.3136 | 44.0275 | 71.0324 | 222.7422 | 21.8819 | 124.8915 | 14254773.0854 | 0 | 5864921.039 | 0 | 0 | 0 | 3168027.5958 | 9082211.4709 | 23630051.2295 | 16127995.5132 | 72127979.9339 | 961560.8286 | 29447104.4808 | 29447104.4808 | 21958398.9644 | 11486898.3253 | 0 | 102536645.2432 | 165429047.0137 | 749894.2093 | 47.4782 | 2159.6559 | 3484.3136 | 44.0275 | 71.0324
1 | 6300 | 707 | 0.045 | 15 | 15 | 7 | 1e-09 | 5spot_SharedNeighbor | CO2 | Porous | Wet | R600a | MinimizeLCOE_Brownfield | IgnoreSilica | 2019 | 182.7675 | 61.6464 | 11.8863 | 4 | 2156.8397 | 3479.6267 | 43.9701 | 70.9369 | 222.7132 | 21.8679 | 122.9131 | 14262923.6508 | 0 | 5870180.5012 | 0 | 0 | 0 | 3158203.7028 | 9083610.0634 | 23633690.0802 | 16130479.1035 | 72139087.1019 | 961560.8286 | 29447104.4808 | 29447104.4808 | 21958398.9644 | 11486898.3253 | 0 | 102547752.4113 | 165440154.1817 | 1000000 | 47.5454 | 2156.8397 | 3479.6267 | 43.9701 | 70.9369
1 | 6300 | 707 | 0.045 | 15 | 15 | 7 | 1.3335e-09 | 5spot_SharedNeighbor | CO2 | Porous | Wet | R600a | MinimizeLCOE_Brownfield | IgnoreSilica | 2019 | 182.9092 | 61.6998 | 11.8986 | 4 | 2154.7275 | 3476.1572 | 43.927 | 70.8662 | 222.6929 | 21.8581 | 115.4823 | 14268552.8286 | 0 | 5873820.9773 | 0 | 0 | 0 | 3150483.7997 | 9084214.4662 | 23635262.6124 | 16131552.389 | 72143887.0732 | 961560.8286 | 29447104.4808 | 29447104.4808 | 21958398.9644 | 11486898.3253 | 0 | 102552552.3826 | 165444954.153 | 1333521.4322 | 47.5942 | 2154.7275 | 3476.1572 | 43.927 | 70.8662
1 | 6300 | 707 | 0.045 | 15 | 15 | 7 | 1.7783e-09 | 5spot_SharedNeighbor | CO2 | Porous | Wet | R600a | MinimizeLCOE_Brownfield | IgnoreSilica | 2019 | 183.0233 | 61.7424 | 11.908 | 4 | 2153.1434 | 3473.5277 | 43.8947 | 70.8126 | 222.6767 | 21.8503 | 128.9993 | 14273082.8003 | 0 | 5876751.7568 | 0 | 0 | 0 | 3144875.2888 | 9084936.8399 | 23637142.0806 | 16132835.1647 | 72149623.9312 | 961560.8286 | 29447104.4808 | 29447104.4808 | 21958398.9644 | 11486898.3253 | 0 | 102558289.2406 | 165450691.011 | 1778279.41 | 47.6319 | 2153.1434 | 3473.5277 | 43.8947 | 70.8126
1 | 6300 | 707 | 0.045 | 15 | 15 | 7 | 2.3714e-09 | 5spot_SharedNeighbor | CO2 | Porous | Wet | R600a | MinimizeLCOE_Brownfield | IgnoreSilica | 2019 | 183.0964 | 61.7704 | 11.9146 | 4 | 2151.9553 | 3471.6018 | 43.8705 | 70.7733 | 222.6661 | 21.8453 | 122.9831 | 14275980.6639 | 0 | 5878631.0246 | 0 | 0 | 0 | 3140331.9355 | 9085028.0134 | 23637379.2953 | 16132997.0686 | 72150348.0014 | 961560.8286 | 29447104.4808 | 29447104.4808 | 21958398.9644 | 11486898.3253 | 0 | 102559013.3107 | 165451415.0812 | 2371373.7057 | 47.6585 | 2151.9553 | 3471.6018 | 43.8705 | 70.7733
1 | 6300 | 707 | 0.045 | 15 | 15 | 7 | 3.1623e-09 | 5spot_SharedNeighbor | CO2 | Porous | Wet | R600a | MinimizeLCOE_Brownfield | IgnoreSilica | 2019 | 183.165 | 61.7958 | 11.9201 | 4 | 2151.0643 | 3470.1078 | 43.8524 | 70.7428 | 222.6564 | 21.8406 | 122.4557 | 14278699.1354 | 0 | 5880391.2152 | 0 | 0 | 0 | 3137273.9842 | 9085582.0906 | 23638820.8905 | 16133980.987 | 72154748.3028 | 961560.8286 | 29447104.4808 | 29447104.4808 | 21958398.9644 | 11486898.3253 | 0 | 102563413.6122 | 165455815.3826 | 3162277.6602 | 47.6803 | 2151.0643 | 3470.1078 | 43.8524 | 70.7428
1 | 6300 | 707 | 0.045 | 15 | 15 | 7 | 4.217e-09 | 5spot_SharedNeighbor | CO2 | Porous | Wet | R600a | MinimizeLCOE_Brownfield | IgnoreSilica | 2019 | 183.2085 | 61.8122 | 11.9239 | 4 | 2150.3962 | 3469.0165 | 43.8387 | 70.7206 | 222.6501 | 21.8376 | 125.0794 | 14280422.106 | 0 | 5881509.1057 | 0 | 0 | 0 | 3134771.2646 | 9085713.9657 | 23639164.0027 | 16134215.1681 | 72155795.6127 | 961560.8286 | 29447104.4808 | 29447104.4808 | 21958398.9644 | 11486898.3253 | 0 | 102564460.9221 | 165456862.6925 | 4216965.0343 | 47.6956 | 2150.3962 | 3469.0165 | 43.8387 | 70.7206
1 | 6300 | 707 | 0.045 | 15 | 15 | 7 | 5.6234e-09 | 5spot_SharedNeighbor | CO2 | Porous | Wet | R600a | MinimizeLCOE_Brownfield | IgnoreSilica | 2019 | 183.2427 | 61.8251 | 11.9268 | 4 | 2149.8951 | 3468.1922 | 43.8285 | 70.7038 | 222.6452 | 21.8352 | 116.2125 | 14281778.6409 | 0 | 5882389.1097 | 0 | 0 | 0 | 3132934.4225 | 9085869.8475 | 23639569.5751 | 16134491.9796 | 72157033.5752 | 961560.8286 | 29447104.4808 | 29447104.4808 | 21958398.9644 | 11486898.3253 | 0 | 102565698.8846 | 165458100.6551 | 5623413.2519 | 47.7073 | 2149.8951 | 3468.1922 | 43.8285 | 70.7038
1 | 6300 | 707 | 0.045 | 15 | 15 | 7 | 7.4989e-09 | 5spot_SharedNeighbor | CO2 | Porous | Wet | R600a | MinimizeLCOE_Brownfield | IgnoreSilica | 2019 | 183.2692 | 61.8351 | 11.929 | 4 | 2149.5193 | 3467.5712 | 43.8209 | 70.6911 | 222.6414 | 21.8334 | 107.7208 | 14282827.9955 | 0 | 5883069.8135 | 0 | 0 | 0 | 3131576.7065 | 9086015.061 | 23639947.3909 | 16134749.8466 | 72158186.814 | 961560.8286 | 29447104.4808 | 29447104.4808 | 21958398.9644 | 11486898.3253 | 0 | 102566852.1234 | 165459253.8938 | 7498942.0933 | 47.7162 | 2149.5193 | 3467.5712 | 43.8209 | 70.6911
1 | 6300 | 707 | 0.045 | 15 | 15 | 7 | 1e-08 | 5spot_SharedNeighbor | CO2 | Porous | Wet | R600a | MinimizeLCOE_Brownfield | IgnoreSilica | 2019 | 183.2841 | 61.8409 | 11.9305 | 4 | 2149.2375 | 3467.124 | 43.8151 | 70.682 | 222.6392 | 21.8324 | 97.7892 | 14283412.5926 | 0 | 5883450.3346 | 0 | 0 | 0 | 3130426.0924 | 9085942.7176 | 23639759.1682 | 16134621.3808 | 72157612.2862 | 961560.8286 | 29447104.4808 | 29447104.4808 | 21958398.9644 | 11486898.3253 | 0 | 102566277.5955 | 165458679.366 | 10000000 | 47.7222 | 2149.2375 | 3467.124 | 43.8151 | 70.682
1 | 6400 | 707 | 0.045 | 15 | 15 | 7 | 1e-13 | 5spot_SharedNeighbor | CO2 | Porous | Wet | R600a | MinimizeLCOE_Brownfield | IgnoreSilica | 2019 | 3.9682 | 0.46289 | 0.054404 | 4 | 166786.867 | 461896.3211 | 3400.1759 | 9416.3813 | 158.2353 | 25.9617 | 49.3216 | 752340.0905 | 0 | 274160.2821 | 0 | 0 | 0 | 666627.5103 | 660319.8743 | 1718016.8627 | 1172581.8105 | 5244046.4303 | 961560.8286 | 30089847.6181 | 30089847.6181 | 22413605.2974 | 11717022.4191 | 0 | 36295454.8771 | 100515930.2116 | 100 | 0.21762 | 166786.867 | 461896.3211 | 3400.1759 | 9416.3813
1 | 6400 | 707 | 0.045 | 15 | 15 | 7 | 1.3335e-13 | 5spot_SharedNeighbor | CO2 | Porous | Wet | R600a | MinimizeLCOE_Brownfield | IgnoreSilica | 2019 | 5.3345 | 0.81212 | 0.10503 | 4 | 89925.0078 | 242792.0923 | 1833.2429 | 4949.6452 | 173.6094 | 26.5309 | 51.4272 | 999866.9622 | 0 | 347383.1566 | 0 | 0 | 0 | 824571.8223 | 847010.5571 | 2203747.7237 | 1504103.1039 | 6726683.3258 | 961560.8286 | 30089847.6181 | 30089847.6181 | 22413605.2974 | 11717022.4191 | 0 | 37778091.7725 | 101998567.1071 | 133.3521 | 0.42011 | 89925.0078 | 242792.0923 | 1833.2429 | 4949.6452
1 | 6400 | 707 | 0.045 | 15 | 15 | 7 | 1.7783e-13 | 5spot_SharedNeighbor | CO2 | Porous | Wet | R600a | MinimizeLCOE_Brownfield | IgnoreSilica | 2019 | 7.042 | 1.2914 | 0.1764 | 4 | 55938.6377 | 146951.8714 | 1140.3848 | 2995.8127 | 186.355 | 26.9492 | 56.8195 | 1287153.7781 | 0 | 433797.128 | 0 | 0 | 0 | 997534.7085 | 1060209.3897 | 2758447.3532 | 1882696.999 | 8419839.3564 | 961560.8286 | 30089847.6181 | 30089847.6181 | 22413605.2974 | 11717022.4191 | 0 | 39471247.8032 | 103691723.1378 | 177.8279 | 0.70562 | 55938.6377 | 146951.8714 | 1140.3848 | 2995.8127
1 | 6400 | 707 | 0.045 | 15 | 15 | 7 | 2.3714e-13 | 5spot_SharedNeighbor | CO2 | Porous | Wet | R600a | MinimizeLCOE_Brownfield | IgnoreSilica | 2019 | 9.1855 | 1.9301 | 0.27399 | 4 | 37789.3116 | 96387.5477 | 770.3862 | 1964.9905 | 196.8481 | 27.2608 | 62.264 | 1621118.7565 | 0 | 536554.3036 | 0 | 0 | 0 | 1188394.2627 | 1304966.2559 | 3395254.5125 | 2317330.9703 | 10363619.0614 | 961560.8286 | 30089847.6181 | 30089847.6181 | 22413605.2974 | 11717022.4191 | 0 | 41415027.5082 | 105635502.8427 | 237.1374 | 1.0959 | 37789.3116 | 96387.5477 | 770.3862 | 1964.9905
1 | 6400 | 707 | 0.045 | 15 | 15 | 7 | 3.1623e-13 | 5spot_SharedNeighbor | CO2 | Porous | Wet | R600a | MinimizeLCOE_Brownfield | IgnoreSilica | 2019 | 11.8922 | 2.7677 | 0.40501 | 4 | 26953.3178 | 66594.335 | 549.4798 | 1357.6156 | 205.4472 | 27.4939 | 57.6081 | 2011396.5636 | 0 | 659695.4765 | 0 | 0 | 0 | 1401659.6528 | 1588373.1602 | 4132621.1428 | 2820598.8468 | 12614344.8428 | 961560.8286 | 30089847.6181 | 30089847.6181 | 22413605.2974 | 11717022.4191 | 0 | 43665753.2895 | 107886228.6241 | 316.2278 | 1.6201 | 26953.3178 | 66594.335 | 549.4798 | 1357.6156
1 | 6400 | 707 | 0.045 | 15 | 15 | 7 | 4.217e-13 | 5spot_SharedNeighbor | CO2 | Porous | Wet | R600a | MinimizeLCOE_Brownfield | IgnoreSilica | 2019 | 15.3339 | 3.8582 | 0.57906 | 4 | 19988.9712 | 47715.2194 | 407.5022 | 972.7393 | 212.4685 | 27.666 | 75.8127 | 2470738.7414 | 0 | 808450.9385 | 0 | 0 | 0 | 1643792.3898 | 1919963.0072 | 4995349.9061 | 3409428.9551 | 15247723.9381 | 961560.8286 | 30089847.6181 | 30089847.6181 | 22413605.2974 | 11717022.4191 | 0 | 46299132.3848 | 110519607.7194 | 421.6965 | 2.3162 | 19988.9712 | 47715.2194 | 407.5022 | 972.7393
1 | 6400 | 707 | 0.045 | 15 | 15 | 7 | 5.6234e-13 | 5spot_SharedNeighbor | CO2 | Porous | Wet | R600a | MinimizeLCOE_Brownfield | IgnoreSilica | 2019 | 19.6607 | 5.2538 | 0.80759 | 4 | 15273.8298 | 35153.996 | 311.3777 | 716.6618 | 218.0929 | 27.7852 | 60.1443 | 3005801.4398 | 0 | 986307.3128 | 0 | 0 | 0 | 1912752.7872 | 2302896.0005 | 5991663.0044 | 4089433.1168 | 18288853.6614 | 961560.8286 | 30089847.6181 | 30089847.6181 | 22413605.2974 | 11717022.4191 | 0 | 49340262.1081 | 113560737.4427 | 562.3413 | 3.2304 | 15273.8298 | 35153.996 | 311.3777 | 716.6618
1 | 6400 | 707 | 0.045 | 15 | 15 | 7 | 7.4989e-13 | 5spot_SharedNeighbor | CO2 | Porous | Wet | R600a | MinimizeLCOE_Brownfield | IgnoreSilica | 2019 | 25.1124 | 7.0333 | 1.1055 | 4 | 11956.4201 | 26479.4927 | 243.7478 | 539.8203 | 222.5823 | 27.8566 | 62.1774 | 3631156.045 | 0 | 1199615.9748 | 0 | 0 | 0 | 2213994.0697 | 2747458.7749 | 7148324.151 | 4878878.1164 | 21819427.1318 | 961560.8286 | 30089847.6181 | 30089847.6181 | 22413605.2974 | 11717022.4191 | 0 | 52870835.5785 | 117091310.9131 | 749.8942 | 4.422 | 11956.4201 | 26479.4927 | 243.7478 | 539.8203
1 | 6400 | 707 | 0.045 | 15 | 15 | 7 | 1e-12 | 5spot_SharedNeighbor | CO2 | Porous | Wet | R600a | MinimizeLCOE_Brownfield | IgnoreSilica | 2019 | 31.9117 | 9.2748 | 1.4897 | 4 | 9553.251 | 20330.7758 | 194.7559 | 414.4704 | 226.1088 | 27.8786 | 64.5599 | 4355429.3982 | 0 | 1453089.0806 | 0 | 0 | 0 | 2545313.9123 | 3257994.6325 | 8476633.7272 | 5785476.6962 | 25873937.4471 | 961560.8286 | 30089847.6181 | 30089847.6181 | 22413605.2974 | 11717022.4191 | 0 | 56925345.8938 | 121145821.2284 | 1000 | 5.9587 | 9553.251 | 20330.7758 | 194.7559 | 414.4704
1 | 6400 | 707 | 0.045 | 15 | 15 | 7 | 1.3335e-12 | 5spot_SharedNeighbor | CO2 | Porous | Wet | R600a | MinimizeLCOE_Brownfield | IgnoreSilica | 2019 | 40.3038 | 12.0652 | 1.9791 | 4 | 7772.8463 | 15885.2069 | 158.46 | 323.8414 | 228.831 | 27.8444 | 80.3302 | 5186383.0166 | 0 | 1751496.1737 | 0 | 0 | 0 | 2903531.9029 | 3838150.3263 | 9986079.8363 | 6815704.6817 | 30481345.9375 | 961560.8286 | 30089847.6181 | 30089847.6181 | 22413605.2974 | 11717022.4191 | 0 | 61532754.3842 | 125753229.7188 | 1333.5214 | 7.9164 | 7772.8463 | 15885.2069 | 158.46 | 323.8414
1 | 6400 | 707 | 0.045 | 15 | 15 | 7 | 1.7783e-12 | 5spot_SharedNeighbor | CO2 | Porous | Wet | R600a | MinimizeLCOE_Brownfield | IgnoreSilica | 2019 | 50.4862 | 15.4791 | 2.5917 | 4 | 6431.2777 | 12626.0502 | 131.1103 | 257.3991 | 230.8673 | 27.7409 | 72.1522 | 6124227.1274 | 0 | 2097346.8735 | 0 | 0 | 0 | 3279224.2196 | 4485311.306 | 11669859.9544 | 7964919.2105 | 35620888.6916 | 961560.8286 | 30089847.6181 | 30089847.6181 | 22413605.2974 | 11717022.4191 | 0 | 66672297.1383 | 130892772.4729 | 1778.2794 | 10.3669 | 6431.2777 | 12626.0502 | 131.1103 | 257.3991
1 | 6400 | 707 | 0.045 | 15 | 15 | 7 | 2.3714e-12 | 5spot_SharedNeighbor | CO2 | Porous | Wet | R600a | MinimizeLCOE_Brownfield | IgnoreSilica | 2019 | 62.5176 | 19.5488 | 3.3391 | 4 | 5408.4777 | 10216.7456 | 110.2591 | 208.2822 | 232.2928 | 27.5507 | 77.7465 | 7155260.1187 | 0 | 2488481.2637 | 0 | 0 | 0 | 3653725.2509 | 5186011.987 | 13492939.3928 | 9209208.3878 | 41185626.4009 | 961560.8286 | 30089847.6181 | 30089847.6181 | 22413605.2974 | 11717022.4191 | 0 | 72237034.8476 | 136457510.1822 | 2371.3737 | 13.3563 | 5408.4777 | 10216.7456 | 110.2591 | 208.2822
1 | 6400 | 707 | 0.045 | 15 | 15 | 7 | 3.1623e-12 | 5spot_SharedNeighbor | CO2 | Porous | Wet | R600a | MinimizeLCOE_Brownfield | IgnoreSilica | 2019 | 76.2176 | 24.2266 | 4.218 | 4 | 4623.8082 | 8430.1726 | 94.2626 | 171.8605 | 233.144 | 27.2554 | 89.0888 | 8246995.3821 | 0 | 2915927.4486 | 0 | 0 | 0 | 3999177.5157 | 5913219.1351 | 15384983.2215 | 10500567.1785 | 46960869.8816 | 961560.8286 | 30089847.6181 | 30089847.6181 | 22413605.2974 | 11717022.4191 | 0 | 78012278.3284 | 142232753.6629 | 3162.2777 | 16.8719 | 4623.8082 | 8430.1726 | 94.2626 | 171.8605
1 | 6400 | 707 | 0.045 | 15 | 15 | 7 | 4.217e-12 | 5spot_SharedNeighbor | CO2 | Porous | Wet | R600a | MinimizeLCOE_Brownfield | IgnoreSilica | 2019 | 91.0165 | 29.3319 | 5.2005 | 4 | 4021.12 | 7108.3755 | 81.976 | 144.9138 | 233.4449 | 26.8479 | 107.2619 | 9342564.051 | 0 | 3360690.4583 | 0 | 0 | 0 | 4277961.6308 | 6622674.2946 | 17230840.0173 | 11760402.3701 | 52595132.8221 | 961560.8286 | 30089847.6181 | 30089847.6181 | 22413605.2974 | 11717022.4191 | 0 | 83646541.2688 | 147867016.6034 | 4216.965 | 20.8018 | 4021.12 | 7108.3755 | 81.976 | 144.9138
1 | 6400 | 707 | 0.045 | 15 | 15 | 7 | 5.6234e-12 | 5spot_SharedNeighbor | CO2 | Porous | Wet | R600a | MinimizeLCOE_Brownfield | IgnoreSilica | 2019 | 106.066 | 34.5802 | 6.2347 | 4 | 3559.4011 | 6134.5286 | 72.5632 | 125.0607 | 233.2584 | 26.3415 | 114.1737 | 10376953.0966 | 0 | 3798335.9074 | 0 | 0 | 0 | 4459163.9431 | 7267436.6494 | 18908379.4054 | 12905357.4726 | 57715626.4745 | 961560.8286 | 30089847.6181 | 30089847.6181 | 22413605.2974 | 11717022.4191 | 0 | 88767034.9212 | 152987510.2558 | 5623.4133 | 24.9388 | 3559.4011 | 6134.5286 | 72.5632 | 125.0607
1 | 6400 | 707 | 0.045 | 15 | 15 | 7 | 7.4989e-12 | 5spot_SharedNeighbor | CO2 | Porous | Wet | R600a | MinimizeLCOE_Brownfield | IgnoreSilica | 2019 | 120.4512 | 39.6523 | 7.2564 | 4 | 3207.2983 | 5419.841 | 65.3851 | 110.4908 | 232.7015 | 25.7713 | 107.4292 | 11295484.1559 | 0 | 4205148.7974 | 0 | 0 | 0 | 4530818.3167 | 7812265.9953 | 20325913.6037 | 13872853.6903 | 62042484.5593 | 961560.8286 | 30089847.6181 | 30089847.6181 | 22413605.2974 | 11717022.4191 | 0 | 93093893.006 | 157314368.3406 | 7498.9421 | 29.0256 | 3207.2983 | 5419.841 | 65.3851 | 110.4908
1 | 6400 | 707 | 0.045 | 15 | 15 | 7 | 1e-11 | 5spot_SharedNeighbor | CO2 | Porous | Wet | R600a | MinimizeLCOE_Brownfield | IgnoreSilica | 2019 | 133.3935 | 44.2665 | 8.205 | 4 | 2940.1243 | 4896.8685 | 59.9384 | 99.8293 | 231.9232 | 25.1861 | 119.4421 | 12065111.6174 | 0 | 4562891.2204 | 0 | 0 | 0 | 4501575.6511 | 8240535.6107 | 21440183.2927 | 14633365.649 | 65443663.0413 | 961560.8286 | 30089847.6181 | 30089847.6181 | 22413605.2974 | 11717022.4191 | 0 | 96495071.4881 | 160715546.8226 | 10000 | 32.8201 | 2940.1243 | 4896.8685 | 59.9384 | 99.8293
1 | 6400 | 707 | 0.045 | 15 | 15 | 7 | 1.3335e-11 | 5spot_SharedNeighbor | CO2 | Porous | Wet | R600a | MinimizeLCOE_Brownfield | IgnoreSilica | 2019 | 144.4607 | 48.2544 | 9.0396 | 4 | 2738.2499 | 4514.338 | 55.8229 | 92.0309 | 231.0642 | 24.6305 | 120.374 | 12680827.4829 | 0 | 4863312.7228 | 0 | 0 | 0 | 4397647.3831 | 8557297.1596 | 22264331.8663 | 15195863.985 | 67959280.5998 | 961560.8286 | 30089847.6181 | 30089847.6181 | 22413605.2974 | 11717022.4191 | 0 | 99010689.0465 | 163231164.3811 | 13335.2143 | 36.1584 | 2738.2499 | 4514.338 | 55.8229 | 92.0309
1 | 6400 | 707 | 0.045 | 15 | 15 | 7 | 1.7783e-11 | 5spot_SharedNeighbor | CO2 | Porous | Wet | R600a | MinimizeLCOE_Brownfield | IgnoreSilica | 2019 | 153.525 | 51.5542 | 9.7416 | 4 | 2586.1649 | 4234.2614 | 52.7225 | 86.3211 | 230.2319 | 24.1371 | 124.8057 | 13155636.9093 | 0 | 5105939.5907 | 0 | 0 | 0 | 4249419.08 | 8779288.2762 | 22841907.215 | 15590071.0285 | 69722262.0996 | 961560.8286 | 30089847.6181 | 30089847.6181 | 22413605.2974 | 11717022.4191 | 0 | 100773670.5463 | 164994145.8809 | 17782.7941 | 38.9665 | 2586.1649 | 4234.2614 | 52.7225 | 86.3211
1 | 6400 | 707 | 0.045 | 15 | 15 | 7 | 2.3714e-11 | 5spot_SharedNeighbor | CO2 | Porous | Wet | R600a | MinimizeLCOE_Brownfield | IgnoreSilica | 2019 | 160.7749 | 54.2157 | 10.3144 | 4 | 2471.7874 | 4028.3631 | 50.3907 | 82.1236 | 229.4832 | 23.7169 | 125.2603 | 13515899.4531 | 0 | 5297938.7188 | 0 | 0 | 0 | 4086595.072 | 8931168.9651 | 23237069.6126 | 15859777.4846 | 70928449.3062 | 961560.8286 | 30089847.6181 | 30089847.6181 | 22413605.2974 | 11717022.4191 | 0 | 101979857.7529 | 166200333.0875 | 23713.7371 | 41.2575 | 2471.7874 | 4028.3631 | 50.3907 | 82.1236
1 | 6400 | 707 | 0.045 | 15 | 15 | 7 | 3.1623e-11 | 5spot_SharedNeighbor | CO2 | Porous | Wet | R600a | MinimizeLCOE_Brownfield | IgnoreSilica | 2019 | 166.424 | 56.306 | 10.7695 | 4 | 2385.8142 | 3876.6129 | 48.638 | 79.03 | 228.8474 | 23.373 | 128.7533 | 13784188.0201 | 0 | 5446342.9286 | 0 | 0 | 0 | 3926905.3289 | 9031400.1483 | 23497850.5909 | 16037765.8608 | 71724452.8775 | 961560.8286 | 30089847.6181 | 30089847.6181 | 22413605.2974 | 11717022.4191 | 0 | 102775861.3242 | 166996336.6588 | 31622.7766 | 43.0779 | 2385.8142 | 3876.6129 | 48.638 | 79.03
1 | 6400 | 707 | 0.045 | 15 | 15 | 7 | 4.217e-11 | 5spot_SharedNeighbor | CO2 | Porous | Wet | R600a | MinimizeLCOE_Brownfield | IgnoreSilica | 2019 | 170.7749 | 57.9259 | 11.1252 | 4 | 2321.2652 | 3764.3904 | 47.3221 | 76.7422 | 228.3268 | 23.0989 | 115.4176 | 13983392.441 | 0 | 5559958.6695 | 0 | 0 | 0 | 3782847.621 | 9097217.5053 | 23669093.8529 | 16154642.9058 | 72247152.9955 | 961560.8286 | 30089847.6181 | 30089847.6181 | 22413605.2974 | 11717022.4191 | 0 | 103298561.4422 | 167519036.7768 | 42169.6503 | 44.501 | 2321.2652 | 3764.3904 | 47.3221 | 76.7422
1 | 6400 | 707 | 0.045 | 15 | 15 | 7 | 5.6234e-11 | 5spot_SharedNeighbor | CO2 | Porous | Wet | R600a | MinimizeLCOE_Brownfield | IgnoreSilica | 2019 | 174.0922 | 59.1674 | 11.3999 | 4 | 2272.7909 | 3681.1416 | 46.3339 | 75.0451 | 227.9112 | 22.8842 | 127.9195 | 14130777.1115 | 0 | 5646194.9663 | 0 | 0 | 0 | 3659064.4443 | 9140054.2436 | 23780546.2589 | 16230711.4631 | 72587348.4877 | 961560.8286 | 30089847.6181 | 30089847.6181 | 22413605.2974 | 11717022.4191 | 0 | 103638756.9344 | 167859232.269 | 56234.1325 | 45.5998 | 2272.7909 | 3681.1416 | 46.3339 | 75.0451
1 | 6400 | 707 | 0.045 | 15 | 15 | 7 | 7.4989e-11 | 5spot_SharedNeighbor | CO2 | Porous | Wet | R600a | MinimizeLCOE_Brownfield | IgnoreSilica | 2019 | 176.6138 | 60.1146 | 11.6105 | 4 | 2236.3932 | 3619.201 | 45.5919 | 73.7823 | 227.5843 | 22.7176 | 124.6712 | 14240158.2388 | 0 | 5711524.3358 | 0 | 0 | 0 | 3556679.139 | 9168261.0683 | 23853934.6308 | 16280800.5348 | 72811357.9475 | 961560.8286 | 30089847.6181 | 30089847.6181 | 22413605.2974 | 11717022.4191 | 0 | 103862766.3942 | 168083241.7288 | 74989.4209 | 46.4421 | 2236.3932 | 3619.201 | 45.5919 | 73.7823
1 | 6400 | 707 | 0.045 | 15 | 15 | 7 | 1e-10 | 5spot_SharedNeighbor | CO2 | Porous | Wet | R600a | MinimizeLCOE_Brownfield | IgnoreSilica | 2019 | 178.524 | 60.8343 | 11.771 | 4 | 2209.0673 | 3573.0207 | 45.0348 | 72.8409 | 227.3302 | 22.5894 | 126.3654 | 14321473.5878 | 0 | 5760889.07 | 0 | 0 | 0 | 3474142.5506 | 9187037.0313 | 23902785.835 | 16314142.4855 | 72960470.5602 | 961560.8286 | 30089847.6181 | 30089847.6181 | 22413605.2974 | 11717022.4191 | 0 | 104011879.0069 | 168232354.3415 | 100000 | 47.0841 | 2209.0673 | 3573.0207 | 45.0348 | 72.8409
1 | 6400 | 707 | 0.045 | 15 | 15 | 7 | 1.3335e-10 | 5spot_SharedNeighbor | CO2 | Porous | Wet | R600a | MinimizeLCOE_Brownfield | IgnoreSilica | 2019 | 179.9512 | 61.374 | 11.8923 | 4 | 2188.5553 | 3538.6004 | 44.6167 | 72.1392 | 227.1367 | 22.4925 | 116.5081 | 14381349.5481 | 0 | 5797706.3416 | 0 | 0 | 0 | 3408379.7428 | 9199099.8967 | 23934170.9363 | 16335563.462 | 73056269.9275 | 961560.8286 | 30089847.6181 | 30089847.6181 | 22413605.2974 | 11717022.4191 | 0 | 104107678.3742 | 168328153.7088 | 133352.1432 | 47.5691 | 2188.5553 | 3538.6004 | 44.6167 | 72.1392
1 | 6400 | 707 | 0.045 | 15 | 15 | 7 | 1.7783e-10 | 5spot_SharedNeighbor | CO2 | Porous | Wet | R600a | MinimizeLCOE_Brownfield | IgnoreSilica | 2019 | 181.0501 | 61.789 | 11.9848 | 4 | 2173.1604 | 3512.7839 | 44.3028 | 71.6129 | 226.9857 | 22.4173 | 123.6098 | 14426939.6584 | 0 | 5826012.3393 | 0 | 0 | 0 | 3357693.5276 | 9208151.7549 | 23957722.0146 | 16351637.5569 | 73128156.8516 | 961560.8286 | 30089847.6181 | 30089847.6181 | 22413605.2974 | 11717022.4191 | 0 | 104179565.2984 | 168400040.633 | 177827.941 | 47.9392 | 2173.1604 | 3512.7839 | 44.3028 | 71.6129
1 | 6400 | 707 | 0.045 | 15 | 15 | 7 | 2.3714e-10 | 5spot_SharedNeighbor | CO2 | Porous | Wet | R600a | MinimizeLCOE_Brownfield | IgnoreSilica | 2019 | 181.8466 | 62.0918 | 12.0536 | 4 | 2161.6078 | 3493.5867 | 44.0673 | 71.2215 | 226.8748 | 22.3624 | 116.147 | 14459688.4208 | 0 | 5846506.4589 | 0 | 0 | 0 | 3317661.8335 | 9213304.1181 | 23971127.4068 | 16360787.0126 | 73169075.2506 | 961560.8286 | 30089847.6181 | 30089847.6181 | 22413605.2974 | 11717022.4191 | 0 | 104220483.6973 | 168440959.0319 | 237137.3706 | 48.2143 | 2161.6078 | 3493.5867 | 44.0673 | 71.2215
1 | 6400 | 707 | 0.045 | 15 | 15 | 7 | 3.1623e-10 | 5spot_SharedNeighbor | CO2 | Porous | Wet | R600a | MinimizeLCOE_Brownfield | IgnoreSilica | 2019 | 182.4682 | 62.3271 | 12.1062 | 4 | 2152.9398 | 3479.1317 | 43.8906 | 70.9268 | 226.7878 | 22.3194 | 113.2197 | 14485089.5777 | 0 | 5862488.6632 | 0 | 0 | 0 | 3287588.5627 | 9217715.0534 | 23982603.7557 | 16368619.8565 | 73204105.4692 | 961560.8286 | 30089847.6181 | 30089847.6181 | 22413605.2974 | 11717022.4191 | 0 | 104255513.916 | 168475989.2506 | 316227.766 | 48.4247 | 2152.9398 | 3479.1317 | 43.8906 | 70.9268
1 | 6400 | 707 | 0.045 | 15 | 15 | 7 | 4.217e-10 | 5spot_SharedNeighbor | CO2 | Porous | Wet | R600a | MinimizeLCOE_Brownfield | IgnoreSilica | 2019 | 182.9332 | 62.5033 | 12.1457 | 4 | 2146.4368 | 3468.3142 | 43.758 | 70.7063 | 226.7223 | 22.2871 | 117.8853 | 14503998.5944 | 0 | 5874439.5642 | 0 | 0 | 0 | 3264592.1552 | 9220781.8224 | 23990582.8594 | 16374065.7587 | 73228460.7542 | 961560.8286 | 30089847.6181 | 30089847.6181 | 22413605.2974 | 11717022.4191 | 0 | 104279869.2009 | 168500344.5355 | 421696.5034 | 48.5828 | 2146.4368 | 3468.3142 | 43.758 | 70.7063
1 | 6400 | 707 | 0.045 | 15 | 15 | 7 | 5.6234e-10 | 5spot_SharedNeighbor | CO2 | Porous | Wet | R600a | MinimizeLCOE_Brownfield | IgnoreSilica | 2019 | 183.2692 | 62.6315 | 12.175 | 4 | 2141.5586 | 3460.2589 | 43.6586 | 70.5421 | 226.6746 | 22.2637 | 109.8461 | 14517603.52 | 0 | 5883069.8135 | 0 | 0 | 0 | 3246768.2433 | 9222502.2149 | 23995058.9679 | 16377120.7948 | 73242123.5544 | 961560.8286 | 30089847.6181 | 30089847.6181 | 22413605.2974 | 11717022.4191 | 0 | 104293532.0012 | 168514007.3357 | 562341.3252 | 48.6998 | 2141.5586 | 3460.2589 | 43.6586 | 70.5421
1 | 6400 | 707 | 0.045 | 15 | 15 | 7 | 7.4989e-10 | 5spot_SharedNeighbor | CO2 | Porous | Wet | R600a | MinimizeLCOE_Brownfield | IgnoreSilica | 2019 | 183.525 | 62.7289 | 12.1971 | 4 | 2137.8995 | 3454.2097 | 43.584 | 70.4187 | 226.6383 | 22.2458 | 115.259 | 14527932.8106 | 0 | 5889637.4694 | 0 | 0 | 0 | 3233372.1579 | 9223867.5508 | 23998611.2917 | 16379545.3288 | 73252966.6091 | 961560.8286 | 30089847.6181 | 30089847.6181 | 22413605.2974 | 11717022.4191 | 0 | 104304375.0559 | 168524850.3905 | 749894.2093 | 48.7883 | 2137.8995 | 3454.2097 | 43.584 | 70.4187
1 | 6400 | 707 | 0.045 | 15 | 15 | 7 | 1e-09 | 5spot_SharedNeighbor | CO2 | Porous | Wet | R600a | MinimizeLCOE_Brownfield | IgnoreSilica | 2019 | 183.7218 | 62.8035 | 12.2138 | 4 | 2135.1549 | 3449.6585 | 43.528 | 70.326 | 226.6102 | 22.232 | 135.1723 | 14535864.3487 | 0 | 5894688.938 | 0 | 0 | 0 | 3223383.673 | 9225035.4143 | 24001649.833 | 16381619.1956 | 73262241.4024 | 961560.8286 | 30089847.6181 | 30089847.6181 | 22413605.2974 | 11717022.4191 | 0 | 104313649.8492 | 168534125.1837 | 1000000 | 48.8553 | 2135.1549 | 3449.6585 | 43.528 | 70.326
1 | 6400 | 707 | 0.045 | 15 | 15 | 7 | 1.3335e-09 | 5spot_SharedNeighbor | CO2 | Porous | Wet | R600a | MinimizeLCOE_Brownfield | IgnoreSilica | 2019 | 183.8681 | 62.8592 | 12.2264 | 4 | 2133.0965 | 3446.2518 | 43.4861 | 70.2565 | 226.5894 | 22.2218 | 126.546 | 14541752.0831 | 0 | 5898444.4621 | 0 | 0 | 0 | 3215817.3135 | 9225845.4049 | 24003757.2624 | 16383057.5595 | 73268674.0853 | 961560.8286 | 30089847.6181 | 30089847.6181 | 22413605.2974 | 11717022.4191 | 0 | 104320082.5321 | 168540557.8666 | 1333521.4322 | 48.9055 | 2133.0965 | 3446.2518 | 43.4861 | 70.2565
1 | 6400 | 707 | 0.045 | 15 | 15 | 7 | 1.7783e-09 | 5spot_SharedNeighbor | CO2 | Porous | Wet | R600a | MinimizeLCOE_Brownfield | IgnoreSilica | 2019 | 183.9802 | 62.9016 | 12.2359 | 4 | 2131.5527 | 3443.6898 | 43.4546 | 70.2043 | 226.5734 | 22.2139 | 127.1618 | 14546256.3841 | 0 | 5901320.1239 | 0 | 0 | 0 | 3210180.9582 | 9226525.4118 | 24005526.501 | 16384265.1012 | 73274074.4802 | 961560.8286 | 30089847.6181 | 30089847.6181 | 22413605.2974 | 11717022.4191 | 0 | 104325482.9269 | 168545958.2615 | 1778279.41 | 48.9434 | 2131.5527 | 3443.6898 | 43.4546 | 70.2043
1 | 6400 | 707 | 0.045 | 15 | 15 | 7 | 2.3714e-09 | 5spot_SharedNeighbor | CO2 | Porous | Wet | R600a | MinimizeLCOE_Brownfield | IgnoreSilica | 2019 | 184.0682 | 62.9348 | 12.2431 | 4 | 2130.3949 | 3441.7548 | 43.431 | 70.1648 | 226.5608 | 22.2078 | 123.5167 | 14549790.9278 | 0 | 5903577.6294 | 0 | 0 | 0 | 3206045.1016 | 9227171.3269 | 24007207.0396 | 16385412.1033 | 73279204.1287 | 961560.8286 | 30089847.6181 | 30089847.6181 | 22413605.2974 | 11717022.4191 | 0 | 104330612.5755 | 168551087.91 | 2371373.7057 | 48.9724 | 2130.3949 | 3441.7548 | 43.431 | 70.1648
1 | 6400 | 707 | 0.045 | 15 | 15 | 7 | 3.1623e-09 | 5spot_SharedNeighbor | CO2 | Porous | Wet | R600a | MinimizeLCOE_Brownfield | IgnoreSilica | 2019 | 184.1265 | 62.9572 | 12.2483 | 4 | 2129.5267 | 3440.3316 | 43.4133 | 70.1358 | 226.5525 | 22.2037 | 119.3517 | 14552130.511 | 0 | 5905074.593 | 0 | 0 | 0 | 3202733.662 | 9227376.1188 | 24007739.8659 | 16385775.7682 | 73280830.5189 | 961560.8286 | 30089847.6181 | 30089847.6181 | 22413605.2974 | 11717022.4191 | 0 | 104332238.9656 | 168552714.3002 | 3162277.6602 | 48.9932 | 2129.5267 | 3440.3316 | 43.4133 | 70.1358
1 | 6400 | 707 | 0.045 | 15 | 15 | 7 | 4.217e-09 | 5spot_SharedNeighbor | CO2 | Porous | Wet | R600a | MinimizeLCOE_Brownfield | IgnoreSilica | 2019 | 184.1628 | 62.9715 | 12.2519 | 4 | 2128.8755 | 3439.2914 | 43.4 | 70.1146 | 226.5472 | 22.2011 | 136.934 | 14553582.2026 | 0 | 5906005.7629 | 0 | 0 | 0 | 3200048.9143 | 9227258.3831 | 24007433.5419 | 16385566.6958 | 73279895.5005 | 961560.8286 | 30089847.6181 | 30089847.6181 | 22413605.2974 | 11717022.4191 | 0 | 104331303.9472 | 168551779.2818 | 4216965.0343 | 49.0077 | 2128.8755 | 3439.2914 | 43.4 | 70.1146
1 | 6400 | 707 | 0.045 | 15 | 15 | 7 | 5.6234e-09 | 5spot_SharedNeighbor | CO2 | Porous | Wet | R600a | MinimizeLCOE_Brownfield | IgnoreSilica | 2019 | 184.1971 | 62.9846 | 12.2549 | 4 | 2128.3872 | 3438.4861 | 43.3901 | 70.0982 | 226.5423 | 22.1987 | 129.3953 | 14554955.7433 | 0 | 5906884.8531 | 0 | 0 | 0 | 3198219.819 | 9227423.562 | 24007863.3035 | 16385860.0169 | 73281207.2979 | 961560.8286 | 30089847.6181 | 30089847.6181 | 22413605.2974 | 11717022.4191 | 0 | 104332615.7446 | 168553091.0792 | 5623413.2519 | 49.0196 | 2128.3872 | 3438.4861 | 43.3901 | 70.0982
1 | 6400 | 707 | 0.045 | 15 | 15 | 7 | 7.4989e-09 | 5spot_SharedNeighbor | CO2 | Porous | Wet | R600a | MinimizeLCOE_Brownfield | IgnoreSilica | 2019 | 184.2313 | 62.9971 | 12.2574 | 4 | 2128.021 | 3437.8513 | 43.3826 | 70.0852 | 226.5374 | 22.1963 | 131.7933 | 14556332.1758 | 0 | 5907763.9106 | 0 | 0 | 0 | 3197073.3274 | 9227856.0714 | 24008988.6042 | 16386628.0577 | 73284642.1471 | 961560.8286 | 30089847.6181 | 30089847.6181 | 22413605.2974 | 11717022.4191 | 0 | 104336050.5938 | 168556525.9284 | 7498942.0933 | 49.0296 | 2128.021 | 3437.8513 | 43.3826 | 70.0852
1 | 6400 | 707 | 0.045 | 15 | 15 | 7 | 1e-08 | 5spot_SharedNeighbor | CO2 | Porous | Wet | R600a | MinimizeLCOE_Brownfield | IgnoreSilica | 2019 | 184.2554 | 63.0061 | 12.2592 | 4 | 2127.7464 | 3437.3812 | 43.377 | 70.0757 | 226.534 | 22.1946 | 132.2813 | 14557298.6581 | 0 | 5908381.6072 | 0 | 0 | 0 | 3196169.969 | 9228121.5914 | 24009679.4328 | 16387099.5625 | 73286750.821 | 961560.8286 | 30089847.6181 | 30089847.6181 | 22413605.2974 | 11717022.4191 | 0 | 104338159.2677 | 168558634.6023 | 10000000 | 49.0369 | 2127.7464 | 3437.3812 | 43.377 | 70.0757
1 | 6500 | 707 | 0.045 | 15 | 15 | 7 | 1e-13 | 5spot_SharedNeighbor | CO2 | Porous | Wet | R600a | MinimizeLCOE_Brownfield | IgnoreSilica | 2019 | 4.0628 | 0.48061 | 0.057273 | 4 | 161985.5353 | 448170.0873 | 3302.2942 | 9136.5534 | 160.9892 | 26.4563 | 63.3996 | 777894.437 | 0 | 279378.7778 | 0 | 0 | 0 | 689249.9151 | 681144.0207 | 1772197.02 | 1209560.8812 | 5409425.0518 | 961560.8286 | 30738450.8463 | 30738450.8463 | 22874378.7166 | 11949490.5493 | 0 | 37109436.7268 | 102671756.839 | 100 | 0.22909 | 161985.5353 | 448170.0873 | 3302.2942 | 9136.5534
1 | 6500 | 707 | 0.045 | 15 | 15 | 7 | 1.3335e-13 | 5spot_SharedNeighbor | CO2 | Porous | Wet | R600a | MinimizeLCOE_Brownfield | IgnoreSilica | 2019 | 5.4466 | 0.83997 | 0.11018 | 4 | 87625.7706 | 236388.3692 | 1786.3699 | 4819.0966 | 176.503 | 27.0269 | 49.2696 | 1030886.9974 | 0 | 353208.7585 | 0 | 0 | 0 | 849567.6884 | 871128.7433 | 2266498.2969 | 1546931.6595 | 6918222.1439 | 961560.8286 | 30738450.8463 | 30738450.8463 | 22874378.7166 | 11949490.5493 | 0 | 38618233.8188 | 104180553.9311 | 133.3521 | 0.44072 | 87625.7706 | 236388.3692 | 1786.3699 | 4819.0966
1 | 6500 | 707 | 0.045 | 15 | 15 | 7 | 1.7783e-13 | 5spot_SharedNeighbor | CO2 | Porous | Wet | R600a | MinimizeLCOE_Brownfield | IgnoreSilica | 2019 | 7.1781 | 1.3331 | 0.18468 | 4 | 54615.4799 | 143368.3225 | 1113.4104 | 2922.7572 | 189.4145 | 27.4482 | 59.3716 | 1325018.9357 | 0 | 440493.275 | 0 | 0 | 0 | 1025608.8023 | 1088537.1951 | 2832150.4919 | 1933000.9056 | 8644809.6055 | 961560.8286 | 30738450.8463 | 30738450.8463 | 22874378.7166 | 11949490.5493 | 0 | 40344821.2804 | 105907141.3926 | 177.8279 | 0.73871 | 54615.4799 | 143368.3225 | 1113.4104 | 2922.7572
1 | 6500 | 707 | 0.045 | 15 | 15 | 7 | 2.3714e-13 | 5spot_SharedNeighbor | CO2 | Porous | Wet | R600a | MinimizeLCOE_Brownfield | IgnoreSilica | 2019 | 9.3707 | 1.9943 | 0.28657 | 4 | 36945.0596 | 94140.6321 | 753.175 | 1919.1841 | 200.1382 | 27.7649 | 58.0781 | 1669914.0727 | 0 | 545192.4435 | 0 | 0 | 0 | 1223258.0776 | 1340962.1916 | 3488908.5534 | 2381251.7776 | 10649487.1164 | 961560.8286 | 30738450.8463 | 30738450.8463 | 22874378.7166 | 11949490.5493 | 0 | 42349498.7913 | 107911818.9036 | 237.1374 | 1.1463 | 36945.0596 | 94140.6321 | 753.175 | 1919.1841
1 | 6500 | 707 | 0.045 | 15 | 15 | 7 | 3.1623e-13 | 5spot_SharedNeighbor | CO2 | Porous | Wet | R600a | MinimizeLCOE_Brownfield | IgnoreSilica | 2019 | 12.1286 | 2.859 | 0.42326 | 4 | 26377.582 | 65102.1287 | 537.7427 | 1327.195 | 208.885 | 28.0005 | 62.9787 | 2071346.5413 | 0 | 670162.7781 | 0 | 0 | 0 | 1442315.6713 | 1631691.7464 | 4245327.218 | 2897523.0591 | 12958367.0141 | 961560.8286 | 30738450.8463 | 30738450.8463 | 22874378.7166 | 11949490.5493 | 0 | 44658378.689 | 110220698.8013 | 316.2278 | 1.693 | 26377.582 | 65102.1287 | 537.7427 | 1327.195
1 | 6500 | 707 | 0.045 | 15 | 15 | 7 | 4.217e-13 | 5spot_SharedNeighbor | CO2 | Porous | Wet | R600a | MinimizeLCOE_Brownfield | IgnoreSilica | 2019 | 15.6239 | 3.9817 | 0.60463 | 4 | 19577.5958 | 46686.0449 | 399.1158 | 951.7582 | 216.0093 | 28.1737 | 73.7827 | 2542385.6729 | 0 | 820661.6876 | 0 | 0 | 0 | 1689425.7908 | 1970464.529 | 5126744.5066 | 3499108.4698 | 15648790.6567 | 961560.8286 | 30738450.8463 | 30738450.8463 | 22874378.7166 | 11949490.5493 | 0 | 47348802.3317 | 112911122.4439 | 421.6965 | 2.4185 | 19577.5958 | 46686.0449 | 399.1158 | 951.7582
1 | 6500 | 707 | 0.045 | 15 | 15 | 7 | 5.6234e-13 | 5spot_SharedNeighbor | CO2 | Porous | Wet | R600a | MinimizeLCOE_Brownfield | IgnoreSilica | 2019 | 20.046 | 5.426 | 0.84308 | 4 | 14969.4512 | 34410.755 | 305.1725 | 701.5098 | 221.752 | 28.2939 | 70.1371 | 3094541.7632 | 0 | 1001738.8186 | 0 | 0 | 0 | 1967732.0784 | 2364964.9375 | 6153153.6463 | 4199653.7983 | 18781785.0423 | 961560.8286 | 30738450.8463 | 30738450.8463 | 22874378.7166 | 11949490.5493 | 0 | 50481796.7172 | 116044116.8295 | 562.3413 | 3.3723 | 14969.4512 | 34410.755 | 305.1725 | 701.5098
1 | 6500 | 707 | 0.045 | 15 | 15 | 7 | 7.4989e-13 | 5spot_SharedNeighbor | CO2 | Porous | Wet | R600a | MinimizeLCOE_Brownfield | IgnoreSilica | 2019 | 25.5922 | 7.2607 | 1.1535 | 4 | 11724.9641 | 25935.0029 | 239.0293 | 528.7201 | 226.3134 | 28.3645 | 69.5873 | 3736923.1483 | 0 | 1217920.8892 | 0 | 0 | 0 | 2276292.3782 | 2820143.2021 | 7337434.121 | 5007949.5568 | 22396663.2955 | 961560.8286 | 30738450.8463 | 30738450.8463 | 22874378.7166 | 11949490.5493 | 0 | 54096674.9704 | 119658995.0827 | 749.8942 | 4.6138 | 11724.9641 | 25935.0029 | 239.0293 | 528.7201
1 | 6500 | 707 | 0.045 | 15 | 15 | 7 | 1e-12 | 5spot_SharedNeighbor | CO2 | Porous | Wet | R600a | MinimizeLCOE_Brownfield | IgnoreSilica | 2019 | 32.4964 | 9.5679 | 1.5533 | 4 | 9373.2864 | 19925.3489 | 191.0871 | 406.2052 | 229.893 | 28.3842 | 74.3399 | 4479616.0592 | 0 | 1474350.4377 | 0 | 0 | 0 | 2614369.3855 | 3341650.9941 | 8694290.4198 | 5934031.8613 | 26538309.1576 | 961560.8286 | 30738450.8463 | 30738450.8463 | 22874378.7166 | 11949490.5493 | 0 | 58238320.8325 | 123800640.9448 | 1000 | 6.2132 | 9373.2864 | 19925.3489 | 191.0871 | 406.2052
1 | 6500 | 707 | 0.045 | 15 | 15 | 7 | 1.3335e-12 | 5spot_SharedNeighbor | CO2 | Porous | Wet | R600a | MinimizeLCOE_Brownfield | IgnoreSilica | 2019 | 41.0218 | 12.4411 | 2.0625 | 4 | 7630.2964 | 15577.4092 | 155.5539 | 317.5666 | 232.6604 | 28.3458 | 87.3432 | 5332199.137 | 0 | 1776413.9128 | 0 | 0 | 0 | 2980527.3798 | 3934764.7675 | 10237450.7939 | 6987270.5254 | 31248626.5163 | 961560.8286 | 30738450.8463 | 30738450.8463 | 22874378.7166 | 11949490.5493 | 0 | 62948638.1912 | 128510958.3035 | 1333.5214 | 8.2498 | 7630.2964 | 15577.4092 | 155.5539 | 317.5666
1 | 6500 | 707 | 0.045 | 15 | 15 | 7 | 1.7783e-12 | 5spot_SharedNeighbor | CO2 | Porous | Wet | R600a | MinimizeLCOE_Brownfield | IgnoreSilica | 2019 | 51.3728 | 15.9582 | 2.6996 | 4 | 6316.5812 | 12388.1415 | 128.7721 | 252.549 | 234.7325 | 28.2354 | 78.4304 | 6295083.8743 | 0 | 2126762.1162 | 0 | 0 | 0 | 3365406.4073 | 4597028.4351 | 11960525.008 | 8163304.0822 | 36508109.9232 | 961560.8286 | 30738450.8463 | 30738450.8463 | 22874378.7166 | 11949490.5493 | 0 | 68208121.5981 | 133770441.7103 | 1778.2794 | 10.7983 | 6316.5812 | 12388.1415 | 128.7721 | 252.549
1 | 6500 | 707 | 0.045 | 15 | 15 | 7 | 2.3714e-12 | 5spot_SharedNeighbor | CO2 | Porous | Wet | R600a | MinimizeLCOE_Brownfield | IgnoreSilica | 2019 | 63.5971 | 20.1488 | 3.476 | 4 | 5314.9674 | 10030.3594 | 108.3528 | 204.4824 | 236.1807 | 28.0343 | 81.4316 | 7352924.0045 | 0 | 2522795.4107 | 0 | 0 | 0 | 3748848.3009 | 5313581.4093 | 13824848.8616 | 9435743.4203 | 42198741.4073 | 961560.8286 | 30738450.8463 | 30738450.8463 | 22874378.7166 | 11949490.5493 | 0 | 73898753.0822 | 139461073.1945 | 2371.3737 | 13.9039 | 5314.9674 | 10030.3594 | 108.3528 | 204.4824
1 | 6500 | 707 | 0.045 | 15 | 15 | 7 | 3.1623e-12 | 5spot_SharedNeighbor | CO2 | Porous | Wet | R600a | MinimizeLCOE_Brownfield | IgnoreSilica | 2019 | 77.446 | 24.9435 | 4.3859 | 4 | 4546.697 | 8283.8151 | 92.6906 | 168.8768 | 237.0381 | 27.7251 | 97.7365 | 8467202.7622 | 0 | 2953462.8753 | 0 | 0 | 0 | 4097984.7478 | 6052273.6503 | 15746774.546 | 10747497.1915 | 48065195.7731 | 961560.8286 | 30738450.8463 | 30738450.8463 | 22874378.7166 | 11949490.5493 | 0 | 79765207.4481 | 145327527.5603 | 3162.2777 | 17.5436 | 4546.697 | 8283.8151 | 92.6906 | 168.8768
1 | 6500 | 707 | 0.045 | 15 | 15 | 7 | 4.217e-12 | 5spot_SharedNeighbor | CO2 | Porous | Wet | R600a | MinimizeLCOE_Brownfield | IgnoreSilica | 2019 | 92.364 | 30.1623 | 5.4001 | 4 | 3956.836 | 6992.0953 | 80.6655 | 142.5433 | 237.3358 | 27.3008 | 102.1038 | 9582171.9342 | 0 | 3400435.244 | 0 | 0 | 0 | 4377476.9556 | 6770432.8122 | 17615277.3706 | 12022788.7632 | 53768583.0797 | 961560.8286 | 30738450.8463 | 30738450.8463 | 22874378.7166 | 11949490.5493 | 0 | 85468594.7546 | 151030914.8669 | 4216.965 | 21.6002 | 3956.836 | 6992.0953 | 80.6655 | 142.5433
1 | 6500 | 707 | 0.045 | 15 | 15 | 7 | 5.6234e-12 | 5spot_SharedNeighbor | CO2 | Porous | Wet | R600a | MinimizeLCOE_Brownfield | IgnoreSilica | 2019 | 107.4841 | 35.51 | 6.464 | 4 | 3505.1771 | 6040.8517 | 71.4578 | 123.1509 | 237.141 | 26.7764 | 90.0764 | 10631276.6751 | 0 | 3838907.0153 | 0 | 0 | 0 | 4556263.3215 | 7420314.3347 | 19306135.7831 | 13176834.3734 | 58929731.5031 | 961560.8286 | 30738450.8463 | 30738450.8463 | 22874378.7166 | 11949490.5493 | 0 | 90629743.178 | 156192063.2903 | 5623.4133 | 25.856 | 3505.1771 | 6040.8517 | 71.4578 | 123.1509
1 | 6500 | 707 | 0.045 | 15 | 15 | 7 | 7.4989e-12 | 5spot_SharedNeighbor | CO2 | Porous | Wet | R600a | MinimizeLCOE_Brownfield | IgnoreSilica | 2019 | 121.9003 | 40.6651 | 7.5118 | 4 | 3160.9385 | 5342.9278 | 64.44 | 108.9228 | 236.575 | 26.1885 | 113.3771 | 11560467.2712 | 0 | 4245571.175 | 0 | 0 | 0 | 4623943.2462 | 7967692.86 | 20730302.4232 | 14148857.369 | 63276834.3446 | 961560.8286 | 30738450.8463 | 30738450.8463 | 22874378.7166 | 11949490.5493 | 0 | 94976846.0195 | 160539166.1318 | 7498.9421 | 30.047 | 3160.9385 | 5342.9278 | 64.44 | 108.9228
1 | 6500 | 707 | 0.045 | 15 | 15 | 7 | 1e-11 | 5spot_SharedNeighbor | CO2 | Porous | Wet | R600a | MinimizeLCOE_Brownfield | IgnoreSilica | 2019 | 134.8091 | 45.3341 | 8.4806 | 4 | 2899.8715 | 4832.5903 | 59.1178 | 98.5189 | 235.7915 | 25.5888 | 121.2324 | 12335368.9526 | 0 | 4601588.4434 | 0 | 0 | 0 | 4588686.7544 | 8395001.2187 | 21842071.1195 | 14907662.3487 | 66670378.8374 | 961560.8286 | 30738450.8463 | 30738450.8463 | 22874378.7166 | 11949490.5493 | 0 | 98370390.5123 | 163932710.6246 | 10000 | 33.9223 | 2899.8715 | 4832.5903 | 59.1178 | 98.5189
1 | 6500 | 707 | 0.045 | 15 | 15 | 7 | 1.3335e-11 | 5spot_SharedNeighbor | CO2 | Porous | Wet | R600a | MinimizeLCOE_Brownfield | IgnoreSilica | 2019 | 145.8102 | 49.3565 | 9.3302 | 4 | 2702.7029 | 4459.4268 | 55.0983 | 90.9114 | 234.9319 | 25.0223 | 113.4657 | 12953315.8731 | 0 | 4899624.11 | 0 | 0 | 0 | 4478777.7215 | 8709369.9048 | 22659993.9549 | 15465911.4905 | 69166993.0548 | 961560.8286 | 30738450.8463 | 30738450.8463 | 22874378.7166 | 11949490.5493 | 0 | 100867004.7298 | 166429324.842 | 13335.2143 | 37.3208 | 2702.7029 | 4459.4268 | 55.0983 | 90.9114
1 | 6500 | 707 | 0.045 | 15 | 15 | 7 | 1.7783e-11 | 5spot_SharedNeighbor | CO2 | Porous | Wet | R600a | MinimizeLCOE_Brownfield | IgnoreSilica | 2019 | 154.8286 | 52.6868 | 10.0442 | 4 | 2554.2183 | 4186.0699 | 52.0712 | 85.3387 | 234.0996 | 24.5192 | 128.1338 | 13430377.3934 | 0 | 5140593.0935 | 0 | 0 | 0 | 4326706.1957 | 8930093.9062 | 23234272.5298 | 15857868.4181 | 70919911.5366 | 961560.8286 | 30738450.8463 | 30738450.8463 | 22874378.7166 | 11949490.5493 | 0 | 102619923.2115 | 168182243.3238 | 17782.7941 | 40.1766 | 2554.2183 | 4186.0699 | 52.0712 | 85.3387
1 | 6500 | 707 | 0.045 | 15 | 15 | 7 | 2.3714e-11 | 5spot_SharedNeighbor | CO2 | Porous | Wet | R600a | MinimizeLCOE_Brownfield | IgnoreSilica | 2019 | 161.9929 | 55.3565 | 10.6243 | 4 | 2442.5809 | 3985.3275 | 49.7953 | 81.2463 | 233.3565 | 24.0941 | 115.5039 | 13789989.741 | 0 | 5330023.4054 | 0 | 0 | 0 | 4159545.8824 | 9079028.0213 | 23621768.5466 | 16122342.4119 | 72102698.0086 | 961560.8286 | 30738450.8463 | 30738450.8463 | 22874378.7166 | 11949490.5493 | 0 | 103802709.6836 | 169365029.7958 | 23713.7371 | 42.4971 | 2442.5809 | 3985.3275 | 49.7953 | 81.2463
1 | 6500 | 707 | 0.045 | 15 | 15 | 7 | 3.1623e-11 | 5spot_SharedNeighbor | CO2 | Porous | Wet | R600a | MinimizeLCOE_Brownfield | IgnoreSilica | 2019 | 167.5929 | 57.4588 | 11.0855 | 4 | 2358.685 | 3837.2514 | 48.085 | 78.2276 | 232.7241 | 23.7452 | 132.092 | 14058724.892 | 0 | 5476924.4029 | 0 | 0 | 0 | 3997575.5815 | 9177957.7018 | 23879163.282 | 16298019.6077 | 72888365.4679 | 961560.8286 | 30738450.8463 | 30738450.8463 | 22874378.7166 | 11949490.5493 | 0 | 104588377.1428 | 170150697.2551 | 31622.7766 | 44.3418 | 2358.685 | 3837.2514 | 48.085 | 78.2276
1 | 6500 | 707 | 0.045 | 15 | 15 | 7 | 4.217e-11 | 5spot_SharedNeighbor | CO2 | Porous | Wet | R600a | MinimizeLCOE_Brownfield | IgnoreSilica | 2019 | 171.8855 | 59.081 | 11.445 | 4 | 2295.7074 | 3727.8231 | 46.8011 | 75.9967 | 232.209 | 23.4687 | 123.2309 | 14257366.9266 | 0 | 5588865.6407 | 0 | 0 | 0 | 3851398.3399 | 9242076.0538 | 24045986.0815 | 16411879.5963 | 73397572.6388 | 961560.8286 | 30738450.8463 | 30738450.8463 | 22874378.7166 | 11949490.5493 | 0 | 105097584.3137 | 170659904.426 | 42169.6503 | 45.78 | 2295.7074 | 3727.8231 | 46.8011 | 75.9967
1 | 6500 | 707 | 0.045 | 15 | 15 | 7 | 5.6234e-11 | 5spot_SharedNeighbor | CO2 | Porous | Wet | R600a | MinimizeLCOE_Brownfield | IgnoreSilica | 2019 | 175.1593 | 60.3246 | 11.7225 | 4 | 2248.4196 | 3646.6304 | 45.8371 | 74.3415 | 231.7978 | 23.2521 | 119.2833 | 14404424.5331 | 0 | 5673863.3522 | 0 | 0 | 0 | 3726263.6758 | 9283775.1088 | 24154478.4691 | 16485927.88 | 73728733.0191 | 961560.8286 | 30738450.8463 | 30738450.8463 | 22874378.7166 | 11949490.5493 | 0 | 105428744.694 | 170991064.8062 | 56234.1325 | 46.8902 | 2248.4196 | 3646.6304 | 45.8371 | 74.3415
1 | 6500 | 707 | 0.045 | 15 | 15 | 7 | 7.4989e-11 | 5spot_SharedNeighbor | CO2 | Porous | Wet | R600a | MinimizeLCOE_Brownfield | IgnoreSilica | 2019 | 177.664 | 61.2787 | 11.9358 | 4 | 2212.9169 | 3586.1486 | 45.1133 | 73.1085 | 231.4725 | 23.083 | 124.8806 | 14514300.586 | 0 | 5738678.1899 | 0 | 0 | 0 | 3623486.0482 | 9311821.2814 | 24227448.857 | 16535731.6692 | 73951466.6317 | 961560.8286 | 30738450.8463 | 30738450.8463 | 22874378.7166 | 11949490.5493 | 0 | 105651478.3067 | 171213798.4189 | 74989.4209 | 47.7431 | 2212.9169 | 3586.1486 | 45.1133 | 73.1085
1 | 6500 | 707 | 0.045 | 15 | 15 | 7 | 1e-10 | 5spot_SharedNeighbor | CO2 | Porous | Wet | R600a | MinimizeLCOE_Brownfield | IgnoreSilica | 2019 | 179.5445 | 61.9979 | 12.0977 | 4 | 2186.2652 | 3541.1211 | 44.57 | 72.1905 | 231.2219 | 22.9541 | 107.536 | 14595264.0214 | 0 | 5787220.5704 | 0 | 0 | 0 | 3540231.882 | 9329859.4248 | 24274380.406 | 16567763.4157 | 74094719.7203 | 961560.8286 | 30738450.8463 | 30738450.8463 | 22874378.7166 | 11949490.5493 | 0 | 105794731.3952 | 171357051.5075 | 100000 | 48.3906 | 2186.2652 | 3541.1211 | 44.57 | 72.1905
1 | 6500 | 707 | 0.045 | 15 | 15 | 7 | 1.3335e-10 | 5spot_SharedNeighbor | CO2 | Porous | Wet | R600a | MinimizeLCOE_Brownfield | IgnoreSilica | 2019 | 180.9575 | 62.5399 | 12.2202 | 4 | 2166.2607 | 3507.5277 | 44.1622 | 71.5057 | 231.03 | 22.8561 | 122.4359 | 14655226.0958 | 0 | 5823628.1395 | 0 | 0 | 0 | 3474213.6425 | 9341696.4724 | 24305177.9757 | 16588783.3899 | 74188725.7159 | 961560.8286 | 30738450.8463 | 30738450.8463 | 22874378.7166 | 11949490.5493 | 0 | 105888737.3908 | 171451057.5031 | 133352.1432 | 48.8809 | 2166.2607 | 3507.5277 | 44.1622 | 71.5057
1 | 6500 | 707 | 0.045 | 15 | 15 | 7 | 1.7783e-10 | 5spot_SharedNeighbor | CO2 | Porous | Wet | R600a | MinimizeLCOE_Brownfield | IgnoreSilica | 2019 | 182.0272 | 62.9506 | 12.3131 | 4 | 2151.2476 | 3482.3993 | 43.8561 | 70.9934 | 230.8827 | 22.7814 | 111.4437 | 14700117.6373 | 0 | 5851150.8701 | 0 | 0 | 0 | 3422854.9275 | 9349908.1396 | 24326543.0493 | 16603365.4916 | 74253940.1154 | 961560.8286 | 30738450.8463 | 30738450.8463 | 22874378.7166 | 11949490.5493 | 0 | 105953951.7903 | 171516271.9026 | 177827.941 | 49.2523 | 2151.2476 | 3482.3993 | 43.8561 | 70.9934
1 | 6500 | 707 | 0.045 | 15 | 15 | 7 | 2.3714e-10 | 5spot_SharedNeighbor | CO2 | Porous | Wet | R600a | MinimizeLCOE_Brownfield | IgnoreSilica | 2019 | 182.8212 | 63.2565 | 12.3828 | 4 | 2139.9821 | 3463.6416 | 43.6264 | 70.611 | 230.7721 | 22.7255 | 117.7614 | 14733156.0214 | 0 | 5871560.6174 | 0 | 0 | 0 | 3382878.1786 | 9355161.9788 | 24340212.4612 | 16612695.1461 | 74295664.4035 | 961560.8286 | 30738450.8463 | 30738450.8463 | 22874378.7166 | 11949490.5493 | 0 | 105995676.0784 | 171557996.1907 | 237137.3706 | 49.5311 | 2139.9821 | 3463.6416 | 43.6264 | 70.611
1 | 6500 | 707 | 0.045 | 15 | 15 | 7 | 3.1623e-10 | 5spot_SharedNeighbor | CO2 | Porous | Wet | R600a | MinimizeLCOE_Brownfield | IgnoreSilica | 2019 | 183.4324 | 63.4914 | 12.4358 | 4 | 2131.5297 | 3449.5482 | 43.4541 | 70.3237 | 230.6864 | 22.6823 | 116.2805 | 14758429.7879 | 0 | 5887259.7365 | 0 | 0 | 0 | 3352628.0724 | 9359343.8628 | 24351092.8655 | 16620121.2456 | 74328875.5708 | 961560.8286 | 30738450.8463 | 30738450.8463 | 22874378.7166 | 11949490.5493 | 0 | 106028887.2457 | 171591207.358 | 316227.766 | 49.7431 | 2131.5297 | 3449.5482 | 43.4541 | 70.3237
1 | 6500 | 707 | 0.045 | 15 | 15 | 7 | 4.217e-10 | 5spot_SharedNeighbor | CO2 | Porous | Wet | R600a | MinimizeLCOE_Brownfield | IgnoreSilica | 2019 | 183.8876 | 63.6667 | 12.4755 | 4 | 2125.1887 | 3439.0088 | 43.3248 | 70.1088 | 230.6222 | 22.65 | 129.6382 | 14777155.6727 | 0 | 5898943.569 | 0 | 0 | 0 | 3329447.3249 | 9362163.161 | 24358428.1012 | 16625127.6947 | 74351265.5236 | 961560.8286 | 30738450.8463 | 30738450.8463 | 22874378.7166 | 11949490.5493 | 0 | 106051277.1985 | 171613597.3108 | 421696.5034 | 49.9021 | 2125.1887 | 3439.0088 | 43.3248 | 70.1088
1 | 6500 | 707 | 0.045 | 15 | 15 | 7 | 5.6234e-10 | 5spot_SharedNeighbor | CO2 | Porous | Wet | R600a | MinimizeLCOE_Brownfield | IgnoreSilica | 2019 | 184.2313 | 63.799 | 12.5055 | 4 | 2120.4321 | 3431.1063 | 43.2279 | 69.9477 | 230.5735 | 22.6255 | 131.0772 | 14791246.2072 | 0 | 5907763.9106 | 0 | 0 | 0 | 3311898.5694 | 9364254.388 | 24363869.0449 | 16628841.2506 | 74367873.3708 | 961560.8286 | 30738450.8463 | 30738450.8463 | 22874378.7166 | 11949490.5493 | 0 | 106067885.0457 | 171630205.158 | 562341.3252 | 50.0218 | 2120.4321 | 3431.1063 | 43.2279 | 69.9477
1 | 6500 | 707 | 0.045 | 15 | 15 | 7 | 7.4989e-10 | 5spot_SharedNeighbor | CO2 | Porous | Wet | R600a | MinimizeLCOE_Brownfield | IgnoreSilica | 2019 | 184.4749 | 63.8936 | 12.5275 | 4 | 2116.8642 | 3425.2368 | 43.1551 | 69.8281 | 230.5387 | 22.6082 | 121.2658 | 14801196.6162 | 0 | 5914011.4047 | 0 | 0 | 0 | 3298221.3232 | 9365237.4442 | 24366426.7554 | 16630586.9406 | 74375680.4842 | 961560.8286 | 30738450.8463 | 30738450.8463 | 22874378.7166 | 11949490.5493 | 0 | 106075692.1591 | 171638012.2714 | 749894.2093 | 50.1098 | 2116.8642 | 3425.2368 | 43.1551 | 69.8281
1 | 6500 | 707 | 0.045 | 15 | 15 | 7 | 1e-09 | 5spot_SharedNeighbor | CO2 | Porous | Wet | R600a | MinimizeLCOE_Brownfield | IgnoreSilica | 2019 | 184.6723 | 63.9695 | 12.5445 | 4 | 2114.1882 | 3420.7851 | 43.1006 | 69.7373 | 230.5106 | 22.5941 | 132.1576 | 14809251.6405 | 0 | 5919074.4763 | 0 | 0 | 0 | 3288291.7407 | 9366480.9644 | 24369662.14 | 16632795.1571 | 74385556.119 | 961560.8286 | 30738450.8463 | 30738450.8463 | 22874378.7166 | 11949490.5493 | 0 | 106085567.794 | 171647887.9062 | 1000000 | 50.1779 | 2114.1882 | 3420.7851 | 43.1006 | 69.7373
1 | 6500 | 707 | 0.045 | 15 | 15 | 7 | 1.3335e-09 | 5spot_SharedNeighbor | CO2 | Porous | Wet | R600a | MinimizeLCOE_Brownfield | IgnoreSilica | 2019 | 184.8233 | 64.0274 | 12.5574 | 4 | 2112.1811 | 3417.4383 | 43.0597 | 69.6691 | 230.4891 | 22.5833 | 125.268 | 14815401.2037 | 0 | 5922944.8414 | 0 | 0 | 0 | 3280881.0692 | 9367498.5746 | 24372309.753 | 16634602.2073 | 74393637.6493 | 961560.8286 | 30738450.8463 | 30738450.8463 | 22874378.7166 | 11949490.5493 | 0 | 106093649.3243 | 171655969.4365 | 1333521.4322 | 50.2294 | 2112.1811 | 3417.4383 | 43.0597 | 69.6691
1 | 6500 | 707 | 0.045 | 15 | 15 | 7 | 1.7783e-09 | 5spot_SharedNeighbor | CO2 | Porous | Wet | R600a | MinimizeLCOE_Brownfield | IgnoreSilica | 2019 | 184.9204 | 64.0654 | 12.5665 | 4 | 2110.6759 | 3414.987 | 43.029 | 69.6191 | 230.4751 | 22.5763 | 125.7802 | 14819344.7778 | 0 | 5925433.2185 | 0 | 0 | 0 | 3274865.1307 | 9367660.8195 | 24372731.881 | 16634890.3183 | 74394926.1459 | 961560.8286 | 30738450.8463 | 30738450.8463 | 22874378.7166 | 11949490.5493 | 0 | 106094937.8208 | 171657257.9331 | 1778279.41 | 50.2659 | 2110.6759 | 3414.987 | 43.029 | 69.6191
1 | 6500 | 707 | 0.045 | 15 | 15 | 7 | 2.3714e-09 | 5spot_SharedNeighbor | CO2 | Porous | Wet | R600a | MinimizeLCOE_Brownfield | IgnoreSilica | 2019 | 185.0083 | 64.099 | 12.5738 | 4 | 2109.547 | 3413.0952 | 43.006 | 69.5806 | 230.4626 | 22.57 | 123.6512 | 14822922.6278 | 0 | 5927688.4244 | 0 | 0 | 0 | 3270749.5038 | 9368330.6168 | 24374474.5562 | 16636079.73 | 74400245.459 | 961560.8286 | 30738450.8463 | 30738450.8463 | 22874378.7166 | 11949490.5493 | 0 | 106100257.1339 | 171662577.2461 | 2371373.7057 | 50.2953 | 2109.547 | 3413.0952 | 43.006 | 69.5806
1 | 6500 | 707 | 0.045 | 15 | 15 | 7 | 3.1623e-09 | 5spot_SharedNeighbor | CO2 | Porous | Wet | R600a | MinimizeLCOE_Brownfield | IgnoreSilica | 2019 | 185.0667 | 64.1217 | 12.5791 | 4 | 2108.7004 | 3411.704 | 42.9887 | 69.5522 | 230.4542 | 22.5658 | 117.9849 | 14825290.8905 | 0 | 5929183.8637 | 0 | 0 | 0 | 3267450.341 | 9368550.7871 | 24375047.3941 | 16636470.7036 | 74401993.9799 | 961560.8286 | 30738450.8463 | 30738450.8463 | 22874378.7166 | 11949490.5493 | 0 | 106102005.6548 | 171664325.7671 | 3162277.6602 | 50.3163 | 2108.7004 | 3411.704 | 42.9887 | 69.5522
1 | 6500 | 707 | 0.045 | 15 | 15 | 7 | 4.217e-09 | 5spot_SharedNeighbor | CO2 | Porous | Wet | R600a | MinimizeLCOE_Brownfield | IgnoreSilica | 2019 | 185.1056 | 64.137 | 12.5829 | 4 | 2108.0656 | 3410.6782 | 42.9758 | 69.5313 | 230.4486 | 22.5631 | 122.1733 | 14826867.0057 | 0 | 5930180.7708 | 0 | 0 | 0 | 3264841.7816 | 9368536.9277 | 24375011.3346 | 16636446.0923 | 74401883.9127 | 961560.8286 | 30738450.8463 | 30738450.8463 | 22874378.7166 | 11949490.5493 | 0 | 106101895.5876 | 171664215.6999 | 4216965.0343 | 50.3314 | 2108.0656 | 3410.6782 | 42.9758 | 69.5313
1 | 6500 | 707 | 0.045 | 15 | 15 | 7 | 5.6234e-09 | 5spot_SharedNeighbor | CO2 | Porous | Wet | R600a | MinimizeLCOE_Brownfield | IgnoreSilica | 2019 | 185.1445 | 64.1518 | 12.586 | 4 | 2107.5894 | 3409.8744 | 42.9661 | 69.5149 | 230.443 | 22.5603 | 125.3711 | 14828447.011 | 0 | 5931177.6361 | 0 | 0 | 0 | 3263144.4213 | 9368879.9367 | 24375903.7737 | 16637055.2003 | 74404607.9789 | 961560.8286 | 30738450.8463 | 30738450.8463 | 22874378.7166 | 11949490.5493 | 0 | 106104619.6539 | 171666939.7661 | 5623413.2519 | 50.3441 | 2107.5894 | 3409.8744 | 42.9661 | 69.5149
1 | 6500 | 707 | 0.045 | 15 | 15 | 7 | 7.4989e-09 | 5spot_SharedNeighbor | CO2 | Porous | Wet | R600a | MinimizeLCOE_Brownfield | IgnoreSilica | 2019 | 185.1787 | 64.1645 | 12.5886 | 4 | 2107.2324 | 3409.2537 | 42.9588 | 69.5022 | 230.4382 | 22.5578 | 117.7789 | 14829840.1979 | 0 | 5932055.7922 | 0 | 0 | 0 | 3262006.8703 | 9369322.1156 | 24377054.2325 | 16637840.412 | 74408119.6205 | 961560.8286 | 30738450.8463 | 30738450.8463 | 22874378.7166 | 11949490.5493 | 0 | 106108131.2954 | 171670451.4077 | 7498942.0933 | 50.3543 | 2107.2324 | 3409.2537 | 42.9588 | 69.5022
1 | 6500 | 707 | 0.045 | 15 | 15 | 7 | 1e-08 | 5spot_SharedNeighbor | CO2 | Porous | Wet | R600a | MinimizeLCOE_Brownfield | IgnoreSilica | 2019 | 185.1936 | 64.1705 | 12.5901 | 4 | 2106.9647 | 3408.8268 | 42.9533 | 69.4935 | 230.436 | 22.5568 | 118.1482 | 14830439.3126 | 0 | 5932435.5253 | 0 | 0 | 0 | 3260861.2703 | 9369257.0822 | 24376885.029 | 16637724.9272 | 74407603.1465 | 961560.8286 | 30738450.8463 | 30738450.8463 | 22874378.7166 | 11949490.5493 | 0 | 106107614.8214 | 171669934.9337 | 10000000 | 50.3604 | 2106.9647 | 3408.8268 | 42.9533 | 69.4935
1 | 6600 | 707 | 0.045 | 15 | 15 | 7 | 1e-13 | 5spot_SharedNeighbor | CO2 | Porous | Wet | R600a | MinimizeLCOE_Brownfield | IgnoreSilica | 2019 | 4.136 | 0.4953 | 0.060192 | 4 | 157411.6838 | 435346.8623 | 3209.0501 | 8875.1346 | 163.452 | 26.9393 | 57.941 | 799650.9975 | 0 | 283396.3606 | 0 | 0 | 0 | 707326.995 | 698245.9977 | 1816692.8562 | 1239930.2036 | 5545243.4107 | 961560.8286 | 31392914.1654 | 31392914.1654 | 23340719.2222 | 12184302.7159 | 0 | 37899718.4047 | 104817654.5081 | 100 | 0.24077 | 157411.6838 | 435346.8623 | 3209.0501 | 8875.1346
1 | 6600 | 707 | 0.045 | 15 | 15 | 7 | 1.3335e-13 | 5spot_SharedNeighbor | CO2 | Porous | Wet | R600a | MinimizeLCOE_Brownfield | IgnoreSilica | 2019 | 5.5586 | 0.86831 | 0.11549 | 4 | 85431.1004 | 230287.0952 | 1741.6285 | 4694.7139 | 179.4005 | 27.5228 | 49.8324 | 1062260.0101 | 0 | 359010.4365 | 0 | 0 | 0 | 874773.363 | 895457.0858 | 2329795.6537 | 1590133.4062 | 7111429.9553 | 961560.8286 | 31392914.1654 | 31392914.1654 | 23340719.2222 | 12184302.7159 | 0 | 39465904.9493 | 106383841.0528 | 133.3521 | 0.46196 | 85431.1004 | 230287.0952 | 1741.6285 | 4694.7139
1 | 6600 | 707 | 0.045 | 15 | 15 | 7 | 1.7783e-13 | 5spot_SharedNeighbor | CO2 | Porous | Wet | R600a | MinimizeLCOE_Brownfield | IgnoreSilica | 2019 | 7.3218 | 1.3772 | 0.19323 | 4 | 53350.8011 | 139929.3578 | 1087.6282 | 2852.6492 | 192.524 | 27.9487 | 65.1438 | 1364549.1954 | 0 | 447535.0151 | 0 | 0 | 0 | 1055360.4088 | 1118303.4015 | 2909596.0552 | 1985859.0939 | 8881203.1698 | 961560.8286 | 31392914.1654 | 31392914.1654 | 23340719.2222 | 12184302.7159 | 0 | 41235678.1638 | 108153614.2673 | 177.8279 | 0.77292 | 53350.8011 | 139929.3578 | 1087.6282 | 2852.6492
1 | 6600 | 707 | 0.045 | 15 | 15 | 7 | 2.3714e-13 | 5spot_SharedNeighbor | CO2 | Porous | Wet | R600a | MinimizeLCOE_Brownfield | IgnoreSilica | 2019 | 9.5487 | 2.0579 | 0.29944 | 4 | 36137.3151 | 92006.5536 | 736.708 | 1875.678 | 203.4038 | 28.2681 | 55.7196 | 1718138.8355 | 0 | 553461.1621 | 0 | 0 | 0 | 1257124.1418 | 1376202.4144 | 3580596.3843 | 2443830.6061 | 10929353.5442 | 961560.8286 | 31392914.1654 | 31392914.1654 | 23340719.2222 | 12184302.7159 | 0 | 43283828.5382 | 110201764.6416 | 237.1374 | 1.1978 | 36137.3151 | 92006.5536 | 736.708 | 1875.678
1 | 6600 | 707 | 0.045 | 15 | 15 | 7 | 3.1623e-13 | 5spot_SharedNeighbor | CO2 | Porous | Wet | R600a | MinimizeLCOE_Brownfield | IgnoreSilica | 2019 | 12.3675 | 2.9524 | 0.44202 | 4 | 25826.3418 | 63674.5315 | 526.5049 | 1298.0915 | 212.3333 | 28.5071 | 50.3823 | 2132314.4292 | 0 | 680703.9326 | 0 | 0 | 0 | 1483721.1176 | 1675728.397 | 4359901.5498 | 2975722.3948 | 13308091.821 | 961560.8286 | 31392914.1654 | 31392914.1654 | 23340719.2222 | 12184302.7159 | 0 | 45662566.815 | 112580502.9185 | 316.2278 | 1.7681 | 25826.3418 | 63674.5315 | 526.5049 | 1298.0915
1 | 6600 | 707 | 0.045 | 15 | 15 | 7 | 4.217e-13 | 5spot_SharedNeighbor | CO2 | Porous | Wet | R600a | MinimizeLCOE_Brownfield | IgnoreSilica | 2019 | 15.9212 | 4.1092 | 0.63094 | 4 | 19183.4523 | 45698.4275 | 391.0806 | 931.6243 | 219.5658 | 28.6815 | 69.1554 | 2615737.3624 | 0 | 833129.9628 | 0 | 0 | 0 | 1736474.242 | 2022283.2112 | 5261566.0882 | 3591126.9696 | 16060317.8362 | 961560.8286 | 31392914.1654 | 31392914.1654 | 23340719.2222 | 12184302.7159 | 0 | 48414792.8302 | 115332728.9336 | 421.6965 | 2.5238 | 19183.4523 | 45698.4275 | 391.0806 | 931.6243
1 | 6600 | 707 | 0.045 | 15 | 15 | 7 | 5.6234e-13 | 5spot_SharedNeighbor | CO2 | Porous | Wet | R600a | MinimizeLCOE_Brownfield | IgnoreSilica | 2019 | 20.4159 | 5.5968 | 0.87922 | 4 | 14677.6444 | 33705.3889 | 299.2236 | 687.1299 | 225.3991 | 28.8021 | 74.5647 | 3182358.6314 | 0 | 1016498.1203 | 0 | 0 | 0 | 2021093.2772 | 2425780.5113 | 6311383.2944 | 4307648.7844 | 19264762.6189 | 961560.8286 | 31392914.1654 | 31392914.1654 | 23340719.2222 | 12184302.7159 | 0 | 51619237.6129 | 118537173.7164 | 562.3413 | 3.5169 | 14677.6444 | 33705.3889 | 299.2236 | 687.1299
1 | 6600 | 707 | 0.045 | 15 | 15 | 7 | 7.4989e-13 | 5spot_SharedNeighbor | CO2 | Porous | Wet | R600a | MinimizeLCOE_Brownfield | IgnoreSilica | 2019 | 26.0481 | 7.4851 | 1.2021 | 4 | 11502.9418 | 25419.296 | 234.503 | 518.2067 | 230.0324 | 28.8719 | 59.0801 | 3841086.2203 | 0 | 1235243.884 | 0 | 0 | 0 | 2336162.3078 | 2890872.0407 | 7521456.0506 | 5133548.305 | 22958368.8084 | 961560.8286 | 31392914.1654 | 31392914.1654 | 23340719.2222 | 12184302.7159 | 0 | 55312843.8024 | 122230779.9059 | 749.8942 | 4.8086 | 11502.9418 | 25419.296 | 234.503 | 518.2067
1 | 6600 | 707 | 0.045 | 15 | 15 | 7 | 1e-12 | 5spot_SharedNeighbor | CO2 | Porous | Wet | R600a | MinimizeLCOE_Brownfield | IgnoreSilica | 2019 | 33.0829 | 9.8664 | 1.6185 | 4 | 9200.5659 | 19537.0868 | 187.566 | 398.2899 | 233.6816 | 28.8895 | 78.4186 | 4605264.9422 | 0 | 1495599.4979 | 0 | 0 | 0 | 2684133.3273 | 3426149.1293 | 8914137.2346 | 6084081.8298 | 27209365.9612 | 961560.8286 | 31392914.1654 | 31392914.1654 | 23340719.2222 | 12184302.7159 | 0 | 59563840.9552 | 126481777.0587 | 1000 | 6.4739 | 9200.5659 | 19537.0868 | 187.566 | 398.2899
1 | 6600 | 707 | 0.045 | 15 | 15 | 7 | 1.3335e-12 | 5spot_SharedNeighbor | CO2 | Porous | Wet | R600a | MinimizeLCOE_Brownfield | IgnoreSilica | 2019 | 41.7601 | 12.8291 | 2.1482 | 4 | 7493.4176 | 15280.919 | 152.7635 | 311.5222 | 236.4986 | 28.8466 | 85.2899 | 5481462.394 | 0 | 1801944.6058 | 0 | 0 | 0 | 3060079.5849 | 4033959.768 | 10495535.8374 | 7163418.8707 | 32036401.0606 | 961560.8286 | 31392914.1654 | 31392914.1654 | 23340719.2222 | 12184302.7159 | 0 | 64390876.0546 | 131308812.1581 | 1333.5214 | 8.593 | 7493.4176 | 15280.919 | 152.7635 | 311.5222
1 | 6600 | 707 | 0.045 | 15 | 15 | 7 | 1.7783e-12 | 5spot_SharedNeighbor | CO2 | Porous | Wet | R600a | MinimizeLCOE_Brownfield | IgnoreSilica | 2019 | 52.2741 | 16.4495 | 2.8103 | 4 | 6206.4014 | 12159.4131 | 126.5259 | 247.8861 | 238.6034 | 28.7289 | 72.8629 | 6468962.3816 | 0 | 2156559.2936 | 0 | 0 | 0 | 3453508.4249 | 4710821.739 | 12256591.8425 | 8365375.7803 | 37411819.462 | 961560.8286 | 31392914.1654 | 31392914.1654 | 23340719.2222 | 12184302.7159 | 0 | 69766294.456 | 136684230.5594 | 1778.2794 | 11.241 | 6206.4014 | 12159.4131 | 126.5259 | 247.8861
1 | 6600 | 707 | 0.045 | 15 | 15 | 7 | 2.3714e-12 | 5spot_SharedNeighbor | CO2 | Porous | Wet | R600a | MinimizeLCOE_Brownfield | IgnoreSilica | 2019 | 64.6512 | 20.7507 | 3.6152 | 4 | 5225.1086 | 9852.6827 | 106.5209 | 200.8603 | 240.0696 | 28.5173 | 88.5922 | 7550369.5283 | 0 | 2556194.2649 | 0 | 0 | 0 | 3842640.8042 | 5440189.793 | 14154257.905 | 9660571.8611 | 43204224.1565 | 961560.8286 | 31392914.1654 | 31392914.1654 | 23340719.2222 | 12184302.7159 | 0 | 75558699.1505 | 142476635.2539 | 2371.3737 | 14.4607 | 5225.1086 | 9852.6827 | 106.5209 | 200.8603
1 | 6600 | 707 | 0.045 | 15 | 15 | 7 | 3.1623e-12 | 5spot_SharedNeighbor | CO2 | Porous | Wet | R600a | MinimizeLCOE_Brownfield | IgnoreSilica | 2019 | 78.664 | 25.6682 | 4.557 | 4 | 4472.5757 | 8143.7355 | 91.1795 | 166.0211 | 240.9348 | 28.1936 | 69.2341 | 8688607.8248 | 0 | 2990564.2934 | 0 | 0 | 0 | 4196723.7536 | 6191599.39 | 16109271.5411 | 10994908.8392 | 49171675.6421 | 961560.8286 | 31392914.1654 | 31392914.1654 | 23340719.2222 | 12184302.7159 | 0 | 81526150.6361 | 148444086.7395 | 3162.2777 | 18.228 | 4472.5757 | 8143.7355 | 91.1795 | 166.0211
1 | 6600 | 707 | 0.045 | 15 | 15 | 7 | 4.217e-12 | 5spot_SharedNeighbor | CO2 | Porous | Wet | R600a | MinimizeLCOE_Brownfield | IgnoreSilica | 2019 | 93.7085 | 31.004 | 5.6035 | 4 | 3895.0265 | 6880.5777 | 79.4054 | 140.2699 | 241.2293 | 27.7518 | 87.6259 | 9823586.589 | 0 | 3439976.1002 | 0 | 0 | 0 | 4477437.4913 | 6918990.0704 | 18001792.8831 | 12286593.5426 | 54948376.6766 | 961560.8286 | 31392914.1654 | 31392914.1654 | 23340719.2222 | 12184302.7159 | 0 | 87302851.6705 | 154220787.774 | 4216.965 | 22.4139 | 3895.0265 | 6880.5777 | 79.4054 | 140.2699
1 | 6600 | 707 | 0.045 | 15 | 15 | 7 | 5.6234e-12 | 5spot_SharedNeighbor | CO2 | Porous | Wet | R600a | MinimizeLCOE_Brownfield | IgnoreSilica | 2019 | 108.8971 | 36.4513 | 6.6973 | 4 | 3453.0222 | 5950.9743 | 70.3945 | 121.3187 | 241.0262 | 27.2091 | 96.3403 | 10887212.4243 | 0 | 3879227.8784 | 0 | 0 | 0 | 4653651.9877 | 7573835.9933 | 19705567.6471 | 13449454.8281 | 60148950.7588 | 961560.8286 | 31392914.1654 | 31392914.1654 | 23340719.2222 | 12184302.7159 | 0 | 92503425.7528 | 159421361.8563 | 5623.4133 | 26.7891 | 3453.0222 | 5950.9743 | 70.3945 | 121.3187
1 | 6600 | 707 | 0.045 | 15 | 15 | 7 | 7.4989e-12 | 5spot_SharedNeighbor | CO2 | Porous | Wet | R600a | MinimizeLCOE_Brownfield | IgnoreSilica | 2019 | 123.3204 | 41.6823 | 7.7703 | 4 | 3116.3289 | 5269.3193 | 63.5306 | 107.4222 | 240.4523 | 26.6042 | 109.5565 | 11825454.2196 | 0 | 4285092.0064 | 0 | 0 | 0 | 4716085.7065 | 8122386.4537 | 21132783.4218 | 14423558.9207 | 64505360.7286 | 961560.8286 | 31392914.1654 | 31392914.1654 | 23340719.2222 | 12184302.7159 | 0 | 96859835.7226 | 163777771.8261 | 7498.9421 | 31.0814 | 3116.3289 | 5269.3193 | 63.5306 | 107.4222
1 | 6600 | 707 | 0.045 | 15 | 15 | 7 | 1e-11 | 5spot_SharedNeighbor | CO2 | Porous | Wet | R600a | MinimizeLCOE_Brownfield | IgnoreSilica | 2019 | 136.2124 | 46.4114 | 8.7599 | 4 | 2861.1188 | 4770.8961 | 58.3278 | 97.2612 | 239.663 | 25.9893 | 110.4304 | 12606532.4713 | 0 | 4639866.8452 | 0 | 0 | 0 | 4675646.1559 | 8549597.7342 | 22244299.5408 | 15182191.5112 | 67898134.2586 | 961560.8286 | 31392914.1654 | 31392914.1654 | 23340719.2222 | 12184302.7159 | 0 | 100252609.2526 | 167170545.3561 | 10000 | 35.0397 | 2861.1188 | 4770.8961 | 58.3278 | 97.2612
1 | 6600 | 707 | 0.045 | 15 | 15 | 7 | 1.3335e-11 | 5spot_SharedNeighbor | CO2 | Porous | Wet | R600a | MinimizeLCOE_Brownfield | IgnoreSilica | 2019 | 147.1667 | 50.474 | 9.6251 | 4 | 2668.461 | 4406.5662 | 54.4002 | 89.8338 | 238.8015 | 25.4108 | 125.0855 | 13227616.1766 | 0 | 4936054.2808 | 0 | 0 | 0 | 4560537.9189 | 8862441.2668 | 23058254.2394 | 15737732.3182 | 70382636.2006 | 961560.8286 | 31392914.1654 | 31392914.1654 | 23340719.2222 | 12184302.7159 | 0 | 102737111.1946 | 169655047.2981 | 13335.2143 | 38.5005 | 2668.461 | 4406.5662 | 54.4002 | 89.8338
1 | 6600 | 707 | 0.045 | 15 | 15 | 7 | 1.7783e-11 | 5spot_SharedNeighbor | CO2 | Porous | Wet | R600a | MinimizeLCOE_Brownfield | IgnoreSilica | 2019 | 156.0996 | 53.8215 | 10.3495 | 4 | 2523.4263 | 4139.8799 | 51.4435 | 84.3971 | 237.9727 | 24.9002 | 138.4802 | 13704699.1105 | 0 | 5174326.6378 | 0 | 0 | 0 | 4402992.2996 | 9079987.0387 | 23624263.7132 | 16124045.4143 | 72110314.2141 | 961560.8286 | 31392914.1654 | 31392914.1654 | 23340719.2222 | 12184302.7159 | 0 | 104464789.208 | 171382725.3115 | 17782.7941 | 41.398 | 2523.4263 | 4139.8799 | 51.4435 | 84.3971
1 | 6600 | 707 | 0.045 | 15 | 15 | 7 | 2.3714e-11 | 5spot_SharedNeighbor | CO2 | Porous | Wet | R600a | MinimizeLCOE_Brownfield | IgnoreSilica | 2019 | 163.2085 | 56.5087 | 10.9379 | 4 | 2414.4134 | 3943.9108 | 49.2211 | 80.402 | 237.2325 | 24.4685 | 142.1776 | 14065063.47 | 0 | 5361996.0755 | 0 | 0 | 0 | 4232591.5034 | 9227263.9091 | 24007447.9193 | 16385576.5087 | 73279939.386 | 961560.8286 | 31392914.1654 | 31392914.1654 | 23340719.2222 | 12184302.7159 | 0 | 105634414.3799 | 172552350.4834 | 23713.7371 | 43.7516 | 2414.4134 | 3943.9108 | 49.2211 | 80.402
1 | 6600 | 707 | 0.045 | 15 | 15 | 7 | 3.1623e-11 | 5spot_SharedNeighbor | CO2 | Porous | Wet | R600a | MinimizeLCOE_Brownfield | IgnoreSilica | 2019 | 168.7332 | 58.6139 | 11.4041 | 4 | 2332.5066 | 3799.4781 | 47.5513 | 77.4575 | 236.6065 | 24.1164 | 128.6865 | 14332888.0619 | 0 | 5506718.2583 | 0 | 0 | 0 | 4067393.4642 | 9323729.9159 | 24258432.6812 | 16556878.7659 | 74046041.1475 | 961560.8286 | 31392914.1654 | 31392914.1654 | 23340719.2222 | 12184302.7159 | 0 | 106400516.1415 | 173318452.2449 | 31622.7766 | 45.6164 | 2332.5066 | 3799.4781 | 47.5513 | 77.4575
1 | 6600 | 707 | 0.045 | 15 | 15 | 7 | 4.217e-11 | 5spot_SharedNeighbor | CO2 | Porous | Wet | R600a | MinimizeLCOE_Brownfield | IgnoreSilica | 2019 | 172.9844 | 60.2437 | 11.7679 | 4 | 2271.0331 | 3692.649 | 46.2981 | 75.2796 | 236.0951 | 23.8365 | 129.9756 | 14531684.3472 | 0 | 5617431.6263 | 0 | 0 | 0 | 3919630.6107 | 9386811.1678 | 24422557.159 | 16668897.0944 | 74547012.0054 | 961560.8286 | 31392914.1654 | 31392914.1654 | 23340719.2222 | 12184302.7159 | 0 | 106901486.9994 | 173819423.1029 | 42169.6503 | 47.0717 | 2271.0331 | 3692.649 | 46.2981 | 75.2796
1 | 6600 | 707 | 0.045 | 15 | 15 | 7 | 5.6234e-11 | 5spot_SharedNeighbor | CO2 | Porous | Wet | R600a | MinimizeLCOE_Brownfield | IgnoreSilica | 2019 | 176.2239 | 61.492 | 12.0485 | 4 | 2224.881 | 3613.3885 | 45.3572 | 73.6638 | 235.6874 | 23.6175 | 133.346 | 14678767.3546 | 0 | 5701435.2153 | 0 | 0 | 0 | 3793399.0034 | 9427704.6136 | 24528953.5164 | 16741514.7945 | 74871774.4978 | 961560.8286 | 31392914.1654 | 31392914.1654 | 23340719.2222 | 12184302.7159 | 0 | 107226249.4918 | 174144185.5953 | 56234.1325 | 48.1941 | 2224.881 | 3613.3885 | 45.3572 | 73.6638
1 | 6600 | 707 | 0.045 | 15 | 15 | 7 | 7.4989e-11 | 5spot_SharedNeighbor | CO2 | Porous | Wet | R600a | MinimizeLCOE_Brownfield | IgnoreSilica | 2019 | 178.6944 | 62.447 | 12.2638 | 4 | 2190.2345 | 3554.3738 | 44.6509 | 72.4607 | 235.3659 | 23.4472 | 113.0132 | 14788326.2098 | 0 | 5765287.6984 | 0 | 0 | 0 | 3689675.5503 | 9454882.8888 | 24599665.8135 | 16789777.3903 | 75087615.551 | 961560.8286 | 31392914.1654 | 31392914.1654 | 23340719.2222 | 12184302.7159 | 0 | 107442090.545 | 174360026.6485 | 74989.4209 | 49.0551 | 2190.2345 | 3554.3738 | 44.6509 | 72.4607
1 | 6600 | 707 | 0.045 | 15 | 15 | 7 | 1e-10 | 5spot_SharedNeighbor | CO2 | Porous | Wet | R600a | MinimizeLCOE_Brownfield | IgnoreSilica | 2019 | 180.536 | 63.1625 | 12.4267 | 4 | 2164.2279 | 3510.4856 | 44.1207 | 71.566 | 235.12 | 23.3183 | 123.9928 | 14868498.8017 | 0 | 5812772.4032 | 0 | 0 | 0 | 3605409.356 | 9471805.4188 | 24643694.7652 | 16819828.0545 | 75222008.7994 | 961560.8286 | 31392914.1654 | 31392914.1654 | 23340719.2222 | 12184302.7159 | 0 | 107576483.7934 | 174494419.8969 | 100000 | 49.7066 | 2164.2279 | 3510.4856 | 44.1207 | 71.566
1 | 6600 | 707 | 0.045 | 15 | 15 | 7 | 1.3335e-10 | 5spot_SharedNeighbor | CO2 | Porous | Wet | R600a | MinimizeLCOE_Brownfield | IgnoreSilica | 2019 | 181.9392 | 63.7082 | 12.5507 | 4 | 2144.7089 | 3477.666 | 43.7228 | 70.8969 | 234.9292 | 23.2189 | 112.8781 | 14928726.8539 | 0 | 5848888.3234 | 0 | 0 | 0 | 3539260.5703 | 9483581.5416 | 24674333.8212 | 16840739.8398 | 75315530.9502 | 961560.8286 | 31392914.1654 | 31392914.1654 | 23340719.2222 | 12184302.7159 | 0 | 107670005.9442 | 174587942.0477 | 133352.1432 | 50.2026 | 2144.7089 | 3477.666 | 43.7228 | 70.8969
1 | 6600 | 707 | 0.045 | 15 | 15 | 7 | 1.7783e-10 | 5spot_SharedNeighbor | CO2 | Porous | Wet | R600a | MinimizeLCOE_Brownfield | IgnoreSilica | 2019 | 183.0038 | 64.1224 | 12.6447 | 4 | 2130.0611 | 3453.1076 | 43.4242 | 70.3963 | 234.7825 | 23.1429 | 126.0243 | 14973921.4016 | 0 | 5876252.1793 | 0 | 0 | 0 | 3487898.4216 | 9491848.081 | 24695841.6609 | 16855419.3824 | 75381181.1267 | 961560.8286 | 31392914.1654 | 31392914.1654 | 23340719.2222 | 12184302.7159 | 0 | 107735656.1207 | 174653592.2242 | 177827.941 | 50.5787 | 2130.0611 | 3453.1076 | 43.4242 | 70.3963
1 | 6600 | 707 | 0.045 | 15 | 15 | 7 | 2.3714e-10 | 5spot_SharedNeighbor | CO2 | Porous | Wet | R600a | MinimizeLCOE_Brownfield | IgnoreSilica | 2019 | 183.7903 | 64.4297 | 12.7151 | 4 | 2119.07 | 3434.7895 | 43.2001 | 70.0228 | 234.6728 | 23.0864 | 130.6507 | 15007024.6079 | 0 | 5896447.9288 | 0 | 0 | 0 | 3447824.7479 | 9497005.941 | 24709261.3547 | 16864578.5991 | 75422143.1795 | 961560.8286 | 31392914.1654 | 31392914.1654 | 23340719.2222 | 12184302.7159 | 0 | 107776618.1735 | 174694554.277 | 237137.3706 | 50.8603 | 2119.07 | 3434.7895 | 43.2001 | 70.0228
1 | 6600 | 707 | 0.045 | 15 | 15 | 7 | 3.1623e-10 | 5spot_SharedNeighbor | CO2 | Porous | Wet | R600a | MinimizeLCOE_Brownfield | IgnoreSilica | 2019 | 184.3823 | 64.6612 | 12.7682 | 4 | 2110.8239 | 3421.0749 | 43.032 | 69.7432 | 234.5896 | 23.0437 | 124.4162 | 15031780.554 | 0 | 5911636.1262 | 0 | 0 | 0 | 3417136.2628 | 9500615.6478 | 24718653.0712 | 16870988.6386 | 75450810.3006 | 961560.8286 | 31392914.1654 | 31392914.1654 | 23340719.2222 | 12184302.7159 | 0 | 107805285.2946 | 174723221.398 | 316227.766 | 51.0726 | 2110.8239 | 3421.0749 | 43.032 | 69.7432
1 | 6600 | 707 | 0.045 | 15 | 15 | 7 | 4.217e-10 | 5spot_SharedNeighbor | CO2 | Porous | Wet | R600a | MinimizeLCOE_Brownfield | IgnoreSilica | 2019 | 184.8233 | 64.8339 | 12.808 | 4 | 2104.6378 | 3410.8174 | 42.9059 | 69.5341 | 234.5273 | 23.0118 | 126.0768 | 15050133.3295 | 0 | 5922944.8414 | 0 | 0 | 0 | 3393643.762 | 9503021.5539 | 24724912.7454 | 16875260.9949 | 75469917.2272 | 961560.8286 | 31392914.1654 | 31392914.1654 | 23340719.2222 | 12184302.7159 | 0 | 107824392.2212 | 174742328.3247 | 421696.5034 | 51.2318 | 2104.6378 | 3410.8174 | 42.9059 | 69.5341
1 | 6600 | 707 | 0.045 | 15 | 15 | 7 | 5.6234e-10 | 5spot_SharedNeighbor | CO2 | Porous | Wet | R600a | MinimizeLCOE_Brownfield | IgnoreSilica | 2019 | 185.1593 | 64.9653 | 12.838 | 4 | 2099.9974 | 3403.1156 | 42.8113 | 69.3771 | 234.4796 | 22.9874 | 116.8379 | 15064067.3321 | 0 | 5931557.3832 | 0 | 0 | 0 | 3375946.8457 | 9504912.9088 | 24729833.6631 | 16878619.6223 | 75484937.7553 | 961560.8286 | 31392914.1654 | 31392914.1654 | 23340719.2222 | 12184302.7159 | 0 | 107839412.7493 | 174757348.8528 | 562341.3252 | 51.3522 | 2099.9974 | 3403.1156 | 42.8113 | 69.3771
1 | 6600 | 707 | 0.045 | 15 | 15 | 7 | 7.4989e-10 | 5spot_SharedNeighbor | CO2 | Porous | Wet | R600a | MinimizeLCOE_Brownfield | IgnoreSilica | 2019 | 185.4151 | 65.0652 | 12.8608 | 4 | 2096.5169 | 3397.3318 | 42.7403 | 69.2592 | 234.4432 | 22.9688 | 122.253 | 15074646.3799 | 0 | 5938111.5853 | 0 | 0 | 0 | 3362651.5992 | 9506409.7301 | 24733728.0849 | 16881277.6453 | 75496825.0246 | 961560.8286 | 31392914.1654 | 31392914.1654 | 23340719.2222 | 12184302.7159 | 0 | 107851300.0186 | 174769236.1221 | 749894.2093 | 51.4431 | 2096.5169 | 3397.3318 | 42.7403 | 69.2592
1 | 6600 | 707 | 0.045 | 15 | 15 | 7 | 1e-09 | 5spot_SharedNeighbor | CO2 | Porous | Wet | R600a | MinimizeLCOE_Brownfield | IgnoreSilica | 2019 | 185.6003 | 65.138 | 12.8776 | 4 | 2093.9063 | 3393.0208 | 42.6871 | 69.1713 | 234.4167 | 22.9553 | 118.5181 | 15082288.4264 | 0 | 5942856.6027 | 0 | 0 | 0 | 3352427.1976 | 9507253.1684 | 24735922.5385 | 16882775.4049 | 75503523.3386 | 961560.8286 | 31392914.1654 | 31392914.1654 | 23340719.2222 | 12184302.7159 | 0 | 107857998.3326 | 174775934.4361 | 1000000 | 51.5104 | 2093.9063 | 3393.0208 | 42.6871 | 69.1713
1 | 6600 | 707 | 0.045 | 15 | 15 | 7 | 1.3335e-09 | 5spot_SharedNeighbor | CO2 | Porous | Wet | R600a | MinimizeLCOE_Brownfield | IgnoreSilica | 2019 | 185.7512 | 65.1966 | 12.8907 | 4 | 2091.9484 | 3389.7471 | 42.6472 | 69.1046 | 234.3952 | 22.9443 | 120.6575 | 15088511.6052 | 0 | 5946723.0915 | 0 | 0 | 0 | 3345048.863 | 9508310.5883 | 24738673.7281 | 16884653.1483 | 75511921.0244 | 961560.8286 | 31392914.1654 | 31392914.1654 | 23340719.2222 | 12184302.7159 | 0 | 107866396.0184 | 174784332.1219 | 1333521.4322 | 51.5626 | 2091.9484 | 3389.7471 | 42.6472 | 69.1046
1 | 6600 | 707 | 0.045 | 15 | 15 | 7 | 1.7783e-09 | 5spot_SharedNeighbor | CO2 | Porous | Wet | R600a | MinimizeLCOE_Brownfield | IgnoreSilica | 2019 | 185.8561 | 65.2377 | 12.9002 | 4 | 2090.48 | 3387.3227 | 42.6173 | 69.0552 | 234.3802 | 22.9366 | 124.3714 | 15092824.6839 | 0 | 5949407.6893 | 0 | 0 | 0 | 3339263.0907 | 9508783.2309 | 24739903.4473 | 16885492.4569 | 75515674.5991 | 961560.8286 | 31392914.1654 | 31392914.1654 | 23340719.2222 | 12184302.7159 | 0 | 107870149.5931 | 174788085.6965 | 1778279.41 | 51.6007 | 2090.48 | 3387.3227 | 42.6173 | 69.0552
1 | 6600 | 707 | 0.045 | 15 | 15 | 7 | 2.3714e-09 | 5spot_SharedNeighbor | CO2 | Porous | Wet | R600a | MinimizeLCOE_Brownfield | IgnoreSilica | 2019 | 185.9339 | 65.2683 | 12.9073 | 4 | 2089.3788 | 3385.508 | 42.5948 | 69.0182 | 234.369 | 22.9309 | 133.4886 | 15096022.3336 | 0 | 5951399.7655 | 0 | 0 | 0 | 3334889.0267 | 9509101.3391 | 24740731.0994 | 16886057.3465 | 75518200.9108 | 961560.8286 | 31392914.1654 | 31392914.1654 | 23340719.2222 | 12184302.7159 | 0 | 107872675.9048 | 174790612.0082 | 2371373.7057 | 51.6291 | 2089.3788 | 3385.508 | 42.5948 | 69.0182
1 | 6600 | 707 | 0.045 | 15 | 15 | 7 | 3.1623e-09 | 5spot_SharedNeighbor | CO2 | Porous | Wet | R600a | MinimizeLCOE_Brownfield | IgnoreSilica | 2019 | 185.9876 | 65.2897 | 12.9124 | 4 | 2088.553 | 3384.1636 | 42.578 | 68.9908 | 234.3613 | 22.927 | 127.4012 | 15098226.9354 | 0 | 5952775.1494 | 0 | 0 | 0 | 3331475.6315 | 9509166.3094 | 24740900.1388 | 16886172.7194 | 75518716.8838 | 961560.8286 | 31392914.1654 | 31392914.1654 | 23340719.2222 | 12184302.7159 | 0 | 107873191.8778 | 174791127.9813 | 3162277.6602 | 51.6497 | 2088.553 | 3384.1636 | 42.578 | 68.9908
1 | 6600 | 707 | 0.045 | 15 | 15 | 7 | 4.217e-09 | 5spot_SharedNeighbor | CO2 | Porous | Wet | R600a | MinimizeLCOE_Brownfield | IgnoreSilica | 2019 | 186.0413 | 65.3102 | 12.9168 | 4 | 2087.9337 | 3383.1085 | 42.5654 | 68.9692 | 234.3536 | 22.9231 | 118.2654 | 15100436.4049 | 0 | 5954150.4539 | 0 | 0 | 0 | 3329277.8203 | 9509707.2249 | 24742307.4899 | 16887133.2655 | 75523012.6594 | 961560.8286 | 31392914.1654 | 31392914.1654 | 23340719.2222 | 12184302.7159 | 0 | 107877487.6534 | 174795423.7568 | 4216965.0343 | 51.6671 | 2087.9337 | 3383.1085 | 42.5654 | 68.9692
1 | 6600 | 707 | 0.045 | 15 | 15 | 7 | 5.6234e-09 | 5spot_SharedNeighbor | CO2 | Porous | Wet | R600a | MinimizeLCOE_Brownfield | IgnoreSilica | 2019 | 186.0756 | 65.3236 | 12.9198 | 4 | 2087.4692 | 3382.3385 | 42.5559 | 68.9535 | 234.3487 | 22.9206 | 123.9472 | 15101843.2826 | 0 | 5955027.7618 | 0 | 0 | 0 | 3327463.4221 | 9509890.442 | 24742784.1832 | 16887458.6184 | 75524467.7102 | 961560.8286 | 31392914.1654 | 31392914.1654 | 23340719.2222 | 12184302.7159 | 0 | 107878942.7042 | 174796878.8077 | 5623413.2519 | 51.6793 | 2087.4692 | 3382.3385 | 42.5559 | 68.9535
1 | 6600 | 707 | 0.045 | 15 | 15 | 7 | 7.4989e-09 | 5spot_SharedNeighbor | CO2 | Porous | Wet | R600a | MinimizeLCOE_Brownfield | IgnoreSilica | 2019 | 186.0996 | 65.3331 | 12.9221 | 4 | 2087.1209 | 3381.7668 | 42.5488 | 68.9419 | 234.3452 | 22.9188 | 127.9303 | 15102830.9831 | 0 | 5955644.2292 | 0 | 0 | 0 | 3326057.4785 | 9509967.7494 | 24742985.3213 | 16887595.8993 | 75525081.6607 | 961560.8286 | 31392914.1654 | 31392914.1654 | 23340719.2222 | 12184302.7159 | 0 | 107879556.6547 | 174797492.7581 | 7498942.0933 | 51.6882 | 2087.1209 | 3381.7668 | 42.5488 | 68.9419
1 | 6600 | 707 | 0.045 | 15 | 15 | 7 | 1e-08 | 5spot_SharedNeighbor | CO2 | Porous | Wet | R600a | MinimizeLCOE_Brownfield | IgnoreSilica | 2019 | 186.1191 | 65.3407 | 12.9238 | 4 | 2086.8597 | 3381.3332 | 42.5435 | 68.9331 | 234.3425 | 22.9174 | 130.0872 | 15103629.1604 | 0 | 5956142.1334 | 0 | 0 | 0 | 3325040.295 | 9510076.5197 | 24743268.3192 | 16887789.0512 | 75525945.4789 | 961560.8286 | 31392914.1654 | 31392914.1654 | 23340719.2222 | 12184302.7159 | 0 | 107880420.4729 | 174798356.5764 | 10000000 | 51.6951 | 2086.8597 | 3381.3332 | 42.5435 | 68.9331
1 | 6700 | 707 | 0.045 | 15 | 15 | 7 | 1e-13 | 5spot_SharedNeighbor | CO2 | Porous | Wet | R600a | MinimizeLCOE_Brownfield | IgnoreSilica | 2019 | 4.2286 | 0.51332 | 0.063255 | 4 | 153052.5089 | 422941.8151 | 3120.1824 | 8622.241 | 166.1846 | 27.4327 | 57.9113 | 825394.3425 | 0 | 288461.5979 | 0 | 0 | 0 | 729876.9408 | 719055.8236 | 1870835.7545 | 1276883.8443 | 5710508.3035 | 961560.8286 | 32053237.5753 | 32053237.5753 | 23812626.8141 | 12421458.9187 | 0 | 38725306.7074 | 107012630.0156 | 100 | 0.25302 | 153052.5089 | 422941.8151 | 3120.1824 | 8622.241
1 | 6700 | 707 | 0.045 | 15 | 15 | 7 | 1.3335e-13 | 5spot_SharedNeighbor | CO2 | Porous | Wet | R600a | MinimizeLCOE_Brownfield | IgnoreSilica | 2019 | 5.6707 | 0.89714 | 0.12096 | 4 | 83334.8103 | 224469.659 | 1698.8928 | 4576.1176 | 182.3018 | 28.0188 | 52.184 | 1093983.3007 | 0 | 364788.7684 | 0 | 0 | 0 | 900186.5152 | 919993.8479 | 2393635.2756 | 1633705.2599 | 7306292.9677 | 961560.8286 | 32053237.5753 | 32053237.5753 | 23812626.8141 | 12421458.9187 | 0 | 40321091.3717 | 108608414.6799 | 133.3521 | 0.48384 | 83334.8103 | 224469.659 | 1698.8928 | 4576.1176
1 | 6700 | 707 | 0.045 | 15 | 15 | 7 | 1.7783e-13 | 5spot_SharedNeighbor | CO2 | Porous | Wet | R600a | MinimizeLCOE_Brownfield | IgnoreSilica | 2019 | 7.4681 | 1.4225 | 0.20204 | 4 | 52141.1613 | 136639.864 | 1062.9681 | 2785.5884 | 195.6533 | 28.4496 | 57.7713 | 1404944.9025 | 0 | 454675.8944 | 0 | 0 | 0 | 1085857.7275 | 1148736.6245 | 2988777.0586 | 2039901.7558 | 9122893.9632 | 961560.8286 | 32053237.5753 | 32053237.5753 | 23812626.8141 | 12421458.9187 | 0 | 42137692.3671 | 110425015.6753 | 177.8279 | 0.80815 | 52141.1613 | 136639.864 | 1062.9681 | 2785.5884
1 | 6700 | 707 | 0.045 | 15 | 15 | 7 | 2.3714e-13 | 5spot_SharedNeighbor | CO2 | Porous | Wet | R600a | MinimizeLCOE_Brownfield | IgnoreSilica | 2019 | 9.7339 | 2.1243 | 0.31271 | 4 | 35363.9886 | 89957.0243 | 720.9427 | 1833.8956 | 206.702 | 28.7721 | 52.8302 | 1767990.4952 | 0 | 562033.2126 | 0 | 0 | 0 | 1292541.6299 | 1412800.4817 | 3675817.0482 | 2508820.6659 | 11220003.5335 | 961560.8286 | 32053237.5753 | 32053237.5753 | 23812626.8141 | 12421458.9187 | 0 | 44234801.9374 | 112522125.2456 | 237.1374 | 1.2508 | 35363.9886 | 89957.0243 | 720.9427 | 1833.8956
1 | 6700 | 707 | 0.045 | 15 | 15 | 7 | 3.1623e-13 | 5spot_SharedNeighbor | CO2 | Porous | Wet | R600a | MinimizeLCOE_Brownfield | IgnoreSilica | 2019 | 12.589 | 3.043 | 0.46107 | 4 | 25298.1711 | 62324.9313 | 515.7374 | 1270.578 | 215.7414 | 29.0126 | 67.2107 | 2191444.7863 | 0 | 690440.2464 | 0 | 0 | 0 | 1522612.566 | 1717754.0635 | 4469243.7135 | 3050350.6682 | 13641846.044 | 961560.8286 | 32053237.5753 | 32053237.5753 | 23812626.8141 | 12421458.9187 | 0 | 46656644.4479 | 114943967.7561 | 316.2278 | 1.8443 | 25298.1711 | 62324.9313 | 515.7374 | 1270.578
1 | 6700 | 707 | 0.045 | 15 | 15 | 7 | 4.217e-13 | 5spot_SharedNeighbor | CO2 | Porous | Wet | R600a | MinimizeLCOE_Brownfield | IgnoreSilica | 2019 | 16.2112 | 4.2369 | 0.65782 | 4 | 18805.5554 | 44757.6358 | 383.3767 | 912.4449 | 223.1144 | 29.189 | 67.1826 | 2688900.0232 | 0 | 845250.0976 | 0 | 0 | 0 | 1782811.9191 | 2073615.1955 | 5395121.3818 | 3682281.2018 | 16467979.819 | 961560.8286 | 32053237.5753 | 32053237.5753 | 23812626.8141 | 12421458.9187 | 0 | 49482778.2229 | 117770101.5311 | 421.6965 | 2.6313 | 18805.5554 | 44757.6358 | 383.3767 | 912.4449
1 | 6700 | 707 | 0.045 | 15 | 15 | 7 | 5.6234e-13 | 5spot_SharedNeighbor | CO2 | Porous | Wet | R600a | MinimizeLCOE_Brownfield | IgnoreSilica | 2019 | 20.7861 | 5.7705 | 0.91624 | 4 | 14397.6942 | 33030.2506 | 293.5165 | 673.3663 | 229.0504 | 29.3101 | 55.9557 | 3271128.0061 | 0 | 1031219.8736 | 0 | 0 | 0 | 2074908.7715 | 2487130.094 | 6471002.324 | 4416592.0519 | 19751981.121 | 961560.8286 | 32053237.5753 | 32053237.5753 | 23812626.8141 | 12421458.9187 | 0 | 52766779.525 | 121054102.8332 | 562.3413 | 3.6649 | 14397.6942 | 33030.2506 | 293.5165 | 673.3663
1 | 6700 | 707 | 0.045 | 15 | 15 | 7 | 7.4989e-13 | 5spot_SharedNeighbor | CO2 | Porous | Wet | R600a | MinimizeLCOE_Brownfield | IgnoreSilica | 2019 | 26.5324 | 7.7212 | 1.2525 | 4 | 11289.8189 | 24919.666 | 230.1582 | 508.0211 | 233.7738 | 29.3793 | 69.9088 | 3949550.1385 | 0 | 1253585.0239 | 0 | 0 | 0 | 2399947.9891 | 2965202.4291 | 7714848.4738 | 5265542.6076 | 23548676.6619 | 961560.8286 | 32053237.5753 | 32053237.5753 | 23812626.8141 | 12421458.9187 | 0 | 56563475.0658 | 124850798.374 | 749.8942 | 5.0101 | 11289.8189 | 24919.666 | 230.1582 | 508.0211
1 | 6700 | 707 | 0.045 | 15 | 15 | 7 | 1e-12 | 5spot_SharedNeighbor | CO2 | Porous | Wet | R600a | MinimizeLCOE_Brownfield | IgnoreSilica | 2019 | 33.6897 | 10.1755 | 1.6856 | 4 | 9034.6829 | 19162.5774 | 184.1842 | 390.6551 | 237.4821 | 29.3944 | 74.6499 | 4734328.4784 | 0 | 1517504.1092 | 0 | 0 | 0 | 2756647.3948 | 3513307.1931 | 9140904.6381 | 6238855.2423 | 27901547.0559 | 961560.8286 | 32053237.5753 | 32053237.5753 | 23812626.8141 | 12421458.9187 | 0 | 60916345.4598 | 129203668.768 | 1000 | 6.7425 | 9034.6829 | 19162.5774 | 184.1842 | 390.6551
1 | 6700 | 707 | 0.045 | 15 | 15 | 7 | 1.3335e-12 | 5spot_SharedNeighbor | CO2 | Porous | Wet | R600a | MinimizeLCOE_Brownfield | IgnoreSilica | 2019 | 42.4936 | 13.2218 | 2.2359 | 4 | 7361.8948 | 14997.2409 | 150.0822 | 305.739 | 240.339 | 29.3469 | 72.1773 | 5631747.7474 | 0 | 1827219.8984 | 0 | 0 | 0 | 3139741.7734 | 4133496.6735 | 10754510.4477 | 7340174.3637 | 32826890.9041 | 961560.8286 | 32053237.5753 | 32053237.5753 | 23812626.8141 | 12421458.9187 | 0 | 65841689.308 | 134129012.6162 | 1333.5214 | 8.9436 | 7361.8948 | 14997.2409 | 150.0822 | 305.739
1 | 6700 | 707 | 0.045 | 15 | 15 | 7 | 1.7783e-12 | 5spot_SharedNeighbor | CO2 | Porous | Wet | R600a | MinimizeLCOE_Brownfield | IgnoreSilica | 2019 | 53.1561 | 16.9426 | 2.9229 | 4 | 6100.4892 | 11941.2049 | 124.3667 | 243.4376 | 242.4748 | 29.2218 | 78.8212 | 6642779.8478 | 0 | 2185619.9317 | 0 | 0 | 0 | 3540523.7655 | 4823880.1826 | 12550746.7212 | 8566142.5292 | 38309692.978 | 961560.8286 | 32053237.5753 | 32053237.5753 | 23812626.8141 | 12421458.9187 | 0 | 71324491.3819 | 139611814.6901 | 1778.2794 | 11.6916 | 6100.4892 | 11941.2049 | 124.3667 | 243.4376
1 | 6700 | 707 | 0.045 | 15 | 15 | 7 | 2.3714e-12 | 5spot_SharedNeighbor | CO2 | Porous | Wet | R600a | MinimizeLCOE_Brownfield | IgnoreSilica | 2019 | 65.6964 | 21.3591 | 3.7571 | 4 | 5138.7022 | 9682.591 | 104.7594 | 197.3927 | 243.9609 | 28.9993 | 104.2911 | 7748900 | 0 | 2589200.4787 | 0 | 0 | 0 | 3936355.4063 | 5567037.7951 | 14484290.3865 | 9885825.8112 | 44211609.8777 | 961560.8286 | 32053237.5753 | 32053237.5753 | 23812626.8141 | 12421458.9187 | 0 | 77226408.2816 | 145513731.5898 | 2371.3737 | 15.0284 | 5138.7022 | 9682.591 | 104.7594 | 197.3927
1 | 6700 | 707 | 0.045 | 15 | 15 | 7 | 3.1623e-12 | 5spot_SharedNeighbor | CO2 | Porous | Wet | R600a | MinimizeLCOE_Brownfield | IgnoreSilica | 2019 | 79.8723 | 26.401 | 4.7313 | 4 | 4401.2824 | 8009.5502 | 89.7261 | 163.2855 | 244.8339 | 28.6607 | 97.6867 | 8911220.5843 | 0 | 3027258.0947 | 0 | 0 | 0 | 4295424.0146 | 6331222.0505 | 16472541.0633 | 11242847.7526 | 50280513.56 | 961560.8286 | 32053237.5753 | 32053237.5753 | 23812626.8141 | 12421458.9187 | 0 | 83295311.964 | 151582635.2722 | 3162.2777 | 18.9252 | 4401.2824 | 8009.5502 | 89.7261 | 163.2855
1 | 6700 | 707 | 0.045 | 15 | 15 | 7 | 4.217e-12 | 5spot_SharedNeighbor | CO2 | Porous | Wet | R600a | MinimizeLCOE_Brownfield | IgnoreSilica | 2019 | 95.0339 | 31.852 | 5.8102 | 4 | 3835.5584 | 6773.8286 | 78.193 | 138.0937 | 245.1254 | 28.2014 | 91.5831 | 10065599.3476 | 0 | 3478845.8092 | 0 | 0 | 0 | 4576800.0521 | 7067285.6314 | 18387627.5134 | 12549933.6059 | 56126091.9595 | 961560.8286 | 32053237.5753 | 32053237.5753 | 23812626.8141 | 12421458.9187 | 0 | 89140890.3635 | 157428213.6716 | 4216.965 | 23.2407 | 3835.5584 | 6773.8286 | 78.193 | 138.0937
1 | 6700 | 707 | 0.045 | 15 | 15 | 7 | 5.6234e-12 | 5spot_SharedNeighbor | CO2 | Porous | Wet | R600a | MinimizeLCOE_Brownfield | IgnoreSilica | 2019 | 110.3003 | 37.4026 | 6.9344 | 4 | 3402.8263 | 5864.7452 | 69.3712 | 119.5608 | 244.914 | 27.6398 | 101.6173 | 11144400.7436 | 0 | 3919166.0078 | 0 | 0 | 0 | 4751048.1979 | 7727699.8302 | 20105889.7891 | 13722682.9158 | 61370887.4845 | 961560.8286 | 32053237.5753 | 32053237.5753 | 23812626.8141 | 12421458.9187 | 0 | 94385685.8884 | 162673009.1966 | 5623.4133 | 27.7374 | 3402.8263 | 5864.7452 | 69.3712 | 119.5608
1 | 6700 | 707 | 0.045 | 15 | 15 | 7 | 7.4989e-12 | 5spot_SharedNeighbor | CO2 | Porous | Wet | R600a | MinimizeLCOE_Brownfield | IgnoreSilica | 2019 | 124.7313 | 42.71 | 8.0328 | 4 | 3073.377 | 5198.6407 | 62.6549 | 105.9813 | 244.3323 | 27.0177 | 125.8594 | 12091629.5302 | 0 | 4324269.9046 | 0 | 0 | 0 | 4808247.9537 | 8277417.4815 | 21536142.355 | 14698859.6808 | 65736566.9056 | 961560.8286 | 32053237.5753 | 32053237.5753 | 23812626.8141 | 12421458.9187 | 0 | 98751365.3095 | 167038688.6177 | 7498.9421 | 32.1312 | 3073.377 | 5198.6407 | 62.6549 | 105.9813
1 | 6700 | 707 | 0.045 | 15 | 15 | 7 | 1e-11 | 5spot_SharedNeighbor | CO2 | Porous | Wet | R600a | MinimizeLCOE_Brownfield | IgnoreSilica | 2019 | 137.5935 | 47.4949 | 9.0426 | 4 | 2823.7877 | 4711.7207 | 57.5667 | 96.0548 | 243.5382 | 26.388 | 113.552 | 12877985.6812 | 0 | 4677466.8011 | 0 | 0 | 0 | 4761988.5013 | 8703801.9836 | 22645507.366 | 15456024.0959 | 69122774.4291 | 961560.8286 | 32053237.5753 | 32053237.5753 | 23812626.8141 | 12421458.9187 | 0 | 102137572.833 | 170424896.1412 | 10000 | 36.1704 | 2823.7877 | 4711.7207 | 57.5667 | 96.0548
1 | 6700 | 707 | 0.045 | 15 | 15 | 7 | 1.3335e-11 | 5spot_SharedNeighbor | CO2 | Porous | Wet | R600a | MinimizeLCOE_Brownfield | IgnoreSilica | 2019 | 148.4702 | 51.5873 | 9.9222 | 4 | 2635.457 | 4356.0315 | 53.7274 | 88.8036 | 242.6777 | 25.7993 | 129.3121 | 13500390.8466 | 0 | 4971000.9058 | 0 | 0 | 0 | 4640373.8202 | 9013588.5733 | 23451508.5265 | 16006136.4497 | 71582999.1222 | 961560.8286 | 32053237.5753 | 32053237.5753 | 23812626.8141 | 12421458.9187 | 0 | 104597797.5261 | 172885120.8343 | 13335.2143 | 39.6887 | 2635.457 | 4356.0315 | 53.7274 | 88.8036
1 | 6700 | 707 | 0.045 | 15 | 15 | 7 | 1.7783e-11 | 5spot_SharedNeighbor | CO2 | Porous | Wet | R600a | MinimizeLCOE_Brownfield | IgnoreSilica | 2019 | 157.3519 | 54.9626 | 10.658 | 4 | 2493.7303 | 4095.5114 | 50.8381 | 83.4925 | 241.8501 | 25.2795 | 121.9885 | 13979253.5196 | 0 | 5207507.7538 | 0 | 0 | 0 | 4478789.6758 | 9229564.8702 | 24013434.5481 | 16389662.5058 | 73298212.8733 | 961560.8286 | 32053237.5753 | 32053237.5753 | 23812626.8141 | 12421458.9187 | 0 | 106313011.2773 | 174600334.5855 | 17782.7941 | 42.6321 | 2493.7303 | 4095.5114 | 50.8381 | 83.4925
1 | 6700 | 707 | 0.045 | 15 | 15 | 7 | 2.3714e-11 | 5spot_SharedNeighbor | CO2 | Porous | Wet | R600a | MinimizeLCOE_Brownfield | IgnoreSilica | 2019 | 164.3876 | 57.6609 | 11.2539 | 4 | 2387.2329 | 3904.1995 | 48.667 | 79.5924 | 241.1148 | 24.8424 | 129.0798 | 14339389.3693 | 0 | 5392964.0528 | 0 | 0 | 0 | 4304485.4462 | 9374367.1586 | 24390180.3997 | 16646799.2909 | 74448185.7175 | 961560.8286 | 32053237.5753 | 32053237.5753 | 23812626.8141 | 12421458.9187 | 0 | 107462984.1215 | 175750307.4296 | 23713.7371 | 45.0157 | 2387.2329 | 3904.1995 | 48.667 | 79.5924
1 | 6700 | 707 | 0.045 | 15 | 15 | 7 | 3.1623e-11 | 5spot_SharedNeighbor | CO2 | Porous | Wet | R600a | MinimizeLCOE_Brownfield | IgnoreSilica | 2019 | 169.8586 | 59.7754 | 11.7258 | 4 | 2307.2618 | 3763.1838 | 47.0367 | 76.7176 | 240.4938 | 24.4866 | 131.0704 | 14607400.1517 | 0 | 5536080.9756 | 0 | 0 | 0 | 4137076.201 | 9469417.358 | 24637481.521 | 16815587.3877 | 75203043.595 | 961560.8286 | 32053237.5753 | 32053237.5753 | 23812626.8141 | 12421458.9187 | 0 | 108217841.9989 | 176505165.3071 | 31622.7766 | 46.9031 | 2307.2618 | 3763.1838 | 47.0367 | 76.7176
1 | 6700 | 707 | 0.045 | 15 | 15 | 7 | 4.217e-11 | 5spot_SharedNeighbor | CO2 | Porous | Wet | R600a | MinimizeLCOE_Brownfield | IgnoreSilica | 2019 | 174.0682 | 61.4125 | 12.0938 | 4 | 2247.1996 | 3658.8138 | 45.8122 | 74.5899 | 239.9855 | 24.2027 | 129.8604 | 14806154.6232 | 0 | 5645570.22 | 0 | 0 | 0 | 3987431.1262 | 9531270.8281 | 24798411.5622 | 16925425.4476 | 75694263.8072 | 961560.8286 | 32053237.5753 | 32053237.5753 | 23812626.8141 | 12421458.9187 | 0 | 108709062.2111 | 176996385.5193 | 42169.6503 | 48.3753 | 2247.1996 | 3658.8138 | 45.8122 | 74.5899
1 | 6700 | 707 | 0.045 | 15 | 15 | 7 | 5.6234e-11 | 5spot_SharedNeighbor | CO2 | Porous | Wet | R600a | MinimizeLCOE_Brownfield | IgnoreSilica | 2019 | 177.2787 | 62.6671 | 12.3776 | 4 | 2202.1352 | 3581.3834 | 44.8935 | 73.0113 | 239.5806 | 23.981 | 119.2835 | 14953452.9218 | 0 | 5728720.7457 | 0 | 0 | 0 | 3860247.246 | 9571544.1562 | 24903194.5008 | 16996941.9563 | 76014101.5267 | 961560.8286 | 32053237.5753 | 32053237.5753 | 23812626.8141 | 12421458.9187 | 0 | 109028899.9306 | 177316223.2388 | 56234.1325 | 49.5105 | 2202.1352 | 3581.3834 | 44.8935 | 73.0113
1 | 6700 | 707 | 0.045 | 15 | 15 | 7 | 7.4989e-11 | 5spot_SharedNeighbor | CO2 | Porous | Wet | R600a | MinimizeLCOE_Brownfield | IgnoreSilica | 2019 | 179.6882 | 63.6137 | 12.5938 | 4 | 2168.3087 | 3523.8797 | 44.2039 | 71.8391 | 239.2664 | 23.8113 | 113.8679 | 15061450.4874 | 0 | 5790926.3201 | 0 | 0 | 0 | 3754728.8482 | 9596771.2057 | 24968830.1088 | 17041739.6074 | 76214446.5776 | 961560.8286 | 32053237.5753 | 32053237.5753 | 23812626.8141 | 12421458.9187 | 0 | 109229244.9815 | 177516568.2897 | 74989.4209 | 50.3753 | 2168.3087 | 3523.8797 | 44.2039 | 71.8391
1 | 6700 | 707 | 0.045 | 15 | 15 | 7 | 1e-10 | 5spot_SharedNeighbor | CO2 | Porous | Wet | R600a | MinimizeLCOE_Brownfield | IgnoreSilica | 2019 | 181.5371 | 64.3407 | 12.7593 | 4 | 2142.9197 | 3480.9076 | 43.6863 | 70.963 | 239.0194 | 23.6792 | 92.9332 | 15142830.8733 | 0 | 5838544.7335 | 0 | 0 | 0 | 3670815.5388 | 9614354.5468 | 25014578.3555 | 17072963.7258 | 76354087.7739 | 961560.8286 | 32053237.5753 | 32053237.5753 | 23812626.8141 | 12421458.9187 | 0 | 109368886.1778 | 177656209.486 | 100000 | 51.0373 | 2142.9197 | 3480.9076 | 43.6863 | 70.963
1 | 6700 | 707 | 0.045 | 15 | 15 | 7 | 1.3335e-10 | 5spot_SharedNeighbor | CO2 | Porous | Wet | R600a | MinimizeLCOE_Brownfield | IgnoreSilica | 2019 | 182.9092 | 64.8828 | 12.884 | 4 | 2123.8655 | 3448.9101 | 43.2979 | 70.3107 | 238.8325 | 23.5801 | 98.882 | 15202366.883 | 0 | 5873820.9773 | 0 | 0 | 0 | 3603886.2815 | 9625228.9153 | 25042871.2317 | 17092274.1952 | 76440448.4839 | 961560.8286 | 32053237.5753 | 32053237.5753 | 23812626.8141 | 12421458.9187 | 0 | 109455246.8878 | 177742570.196 | 133352.1432 | 51.5359 | 2123.8655 | 3448.9101 | 43.2979 | 70.3107
1 | 6700 | 707 | 0.045 | 15 | 15 | 7 | 1.7783e-10 | 5spot_SharedNeighbor | CO2 | Porous | Wet | R600a | MinimizeLCOE_Brownfield | IgnoreSilica | 2019 | 183.9413 | 65.2913 | 12.9781 | 4 | 2109.5672 | 3424.9976 | 43.0064 | 69.8232 | 238.6899 | 23.5049 | 115.4056 | 15246669.3036 | 0 | 5900322 | 0 | 0 | 0 | 3551719.6123 | 9632497.2572 | 25061781.9664 | 17105181.1602 | 76498171.2997 | 961560.8286 | 32053237.5753 | 32053237.5753 | 23812626.8141 | 12421458.9187 | 0 | 109512969.7036 | 177800293.0118 | 177827.941 | 51.9125 | 2109.5672 | 3424.9976 | 43.0064 | 69.8232
1 | 6700 | 707 | 0.045 | 15 | 15 | 7 | 2.3714e-10 | 5spot_SharedNeighbor | CO2 | Porous | Wet | R600a | MinimizeLCOE_Brownfield | IgnoreSilica | 2019 | 184.7307 | 65.6034 | 13.0496 | 4 | 2098.8389 | 3407.0624 | 42.7877 | 69.4576 | 238.5798 | 23.447 | 129.1062 | 15280276.5985 | 0 | 5920570.4593 | 0 | 0 | 0 | 3511844.6842 | 9637949.7794 | 25075968.3106 | 17114863.6316 | 76541473.4634 | 961560.8286 | 32053237.5753 | 32053237.5753 | 23812626.8141 | 12421458.9187 | 0 | 109556271.8674 | 177843595.1755 | 237137.3706 | 52.1985 | 2098.8389 | 3407.0624 | 42.7877 | 69.4576
1 | 6700 | 707 | 0.045 | 15 | 15 | 7 | 3.1623e-10 | 5spot_SharedNeighbor | CO2 | Porous | Wet | R600a | MinimizeLCOE_Brownfield | IgnoreSilica | 2019 | 185.3102 | 65.8335 | 13.103 | 4 | 2090.7902 | 3393.6866 | 42.6236 | 69.1849 | 238.4983 | 23.4043 | 119.9119 | 15304789.5325 | 0 | 5935425.7113 | 0 | 0 | 0 | 3480899.473 | 9641234.7396 | 25084515.1032 | 17120696.9931 | 76567561.5527 | 961560.8286 | 32053237.5753 | 32053237.5753 | 23812626.8141 | 12421458.9187 | 0 | 109582359.9566 | 177869683.2648 | 316227.766 | 52.4119 | 2090.7902 | 3393.6866 | 42.6236 | 69.1849
1 | 6700 | 707 | 0.045 | 15 | 15 | 7 | 4.217e-10 | 5spot_SharedNeighbor | CO2 | Porous | Wet | R600a | MinimizeLCOE_Brownfield | IgnoreSilica | 2019 | 185.7512 | 66.0084 | 13.1433 | 4 | 2084.7523 | 3383.6495 | 42.5005 | 68.9803 | 238.4359 | 23.3718 | 120.6568 | 15323355.239 | 0 | 5946723.0915 | 0 | 0 | 0 | 3457482.3688 | 9643748.6727 | 25091055.8416 | 17125161.1815 | 76587526.3951 | 961560.8286 | 32053237.5753 | 32053237.5753 | 23812626.8141 | 12421458.9187 | 0 | 109602324.799 | 177889648.1072 | 421696.5034 | 52.5733 | 2084.7523 | 3383.6495 | 42.5005 | 68.9803
1 | 6700 | 707 | 0.045 | 15 | 15 | 7 | 5.6234e-10 | 5spot_SharedNeighbor | CO2 | Porous | Wet | R600a | MinimizeLCOE_Brownfield | IgnoreSilica | 2019 | 186.0996 | 66.1457 | 13.1743 | 4 | 2080.2232 | 3376.0697 | 42.4082 | 68.8257 | 238.3866 | 23.3459 | 124.9 | 15337974.6532 | 0 | 5955644.2292 | 0 | 0 | 0 | 3440192.9196 | 9646186.6028 | 25097398.8354 | 17129490.4052 | 76606887.6453 | 961560.8286 | 32053237.5753 | 32053237.5753 | 23812626.8141 | 12421458.9187 | 0 | 109621686.0492 | 177909009.3574 | 562341.3252 | 52.6971 | 2080.2232 | 3376.0697 | 42.4082 | 68.8257
1 | 6700 | 707 | 0.045 | 15 | 15 | 7 | 7.4989e-10 | 5spot_SharedNeighbor | CO2 | Porous | Wet | R600a | MinimizeLCOE_Brownfield | IgnoreSilica | 2019 | 186.336 | 66.2403 | 13.1966 | 4 | 2076.8262 | 3370.4783 | 42.3389 | 68.7118 | 238.3528 | 23.3284 | 126.8549 | 15347854.7532 | 0 | 5961694.0209 | 0 | 0 | 0 | 3426402.364 | 9647020.9438 | 25099569.6198 | 17130972.0101 | 76613513.7117 | 961560.8286 | 32053237.5753 | 32053237.5753 | 23812626.8141 | 12421458.9187 | 0 | 109628312.1156 | 177915635.4238 | 749894.2093 | 52.7865 | 2076.8262 | 3370.4783 | 42.3389 | 68.7118
1 | 6700 | 707 | 0.045 | 15 | 15 | 7 | 1e-09 | 5spot_SharedNeighbor | CO2 | Porous | Wet | R600a | MinimizeLCOE_Brownfield | IgnoreSilica | 2019 | 186.5212 | 66.3139 | 13.2137 | 4 | 2074.2783 | 3366.26 | 42.287 | 68.6258 | 238.3264 | 23.3146 | 124.7173 | 15355585.8748 | 0 | 5966434.3413 | 0 | 0 | 0 | 3416212.8668 | 9647910.9023 | 25101885.1092 | 17132552.3792 | 76620581.4736 | 961560.8286 | 32053237.5753 | 32053237.5753 | 23812626.8141 | 12421458.9187 | 0 | 109635379.8775 | 177922703.1857 | 1000000 | 52.8547 | 2074.2783 | 3366.26 | 42.287 | 68.6258
1 | 6700 | 707 | 0.045 | 15 | 15 | 7 | 1.3335e-09 | 5spot_SharedNeighbor | CO2 | Porous | Wet | R600a | MinimizeLCOE_Brownfield | IgnoreSilica | 2019 | 186.6675 | 66.3717 | 13.2267 | 4 | 2072.3674 | 3363.0726 | 42.248 | 68.5608 | 238.3055 | 23.3037 | 75.5686 | 15361686.8179 | 0 | 5970178.5287 | 0 | 0 | 0 | 3408737.3029 | 9648835.0333 | 25104289.5084 | 17134193.4311 | 76627920.6222 | 961560.8286 | 32053237.5753 | 32053237.5753 | 23812626.8141 | 12421458.9187 | 0 | 109642719.0262 | 177930042.3344 | 1333521.4322 | 52.907 | 2072.3674 | 3363.0726 | 42.248 | 68.5608
1 | 6700 | 707 | 0.045 | 15 | 15 | 7 | 1.7783e-09 | 5spot_SharedNeighbor | CO2 | Porous | Wet | R600a | MinimizeLCOE_Brownfield | IgnoreSilica | 2019 | 186.7723 | 66.4133 | 13.2364 | 4 | 2070.9343 | 3360.7002 | 42.2188 | 68.5124 | 238.2905 | 23.2959 | 86.0747 | 15366050.3398 | 0 | 5972860.4866 | 0 | 0 | 0 | 3402972.1623 | 9649334.3656 | 25105588.6686 | 17135080.1346 | 76631886.1573 | 961560.8286 | 32053237.5753 | 32053237.5753 | 23812626.8141 | 12421458.9187 | 0 | 109646684.5613 | 177934007.8695 | 1778279.41 | 52.9455 | 2070.9343 | 3360.7002 | 42.2188 | 68.5124
1 | 6700 | 707 | 0.045 | 15 | 15 | 7 | 2.3714e-09 | 5spot_SharedNeighbor | CO2 | Porous | Wet | R600a | MinimizeLCOE_Brownfield | IgnoreSilica | 2019 | 186.8501 | 66.4443 | 13.2436 | 4 | 2069.8595 | 3358.9246 | 42.1969 | 68.4762 | 238.2793 | 23.2901 | 95.4209 | 15369285.3853 | 0 | 5974850.6048 | 0 | 0 | 0 | 3398613.3863 | 9649672.2568 | 25106467.7922 | 17135680.1545 | 76634569.5798 | 961560.8286 | 32053237.5753 | 32053237.5753 | 23812626.8141 | 12421458.9187 | 0 | 109649367.9837 | 177936691.2919 | 2371373.7057 | 52.9743 | 2069.8595 | 3358.9246 | 42.1969 | 68.4762
1 | 6700 | 707 | 0.045 | 15 | 15 | 7 | 3.1623e-09 | 5spot_SharedNeighbor | CO2 | Porous | Wet | R600a | MinimizeLCOE_Brownfield | IgnoreSilica | 2019 | 186.9085 | 66.4675 | 13.249 | 4 | 2069.0535 | 3357.5933 | 42.1805 | 68.4491 | 238.2709 | 23.2858 | 104.9313 | 15371710.082 | 0 | 5976343.0848 | 0 | 0 | 0 | 3395337.7237 | 9649922.4473 | 25107118.7366 | 17136124.4374 | 76636556.5117 | 961560.8286 | 32053237.5753 | 32053237.5753 | 23812626.8141 | 12421458.9187 | 0 | 109651354.9156 | 177938678.2238 | 3162277.6602 | 52.9959 | 2069.0535 | 3357.5933 | 42.1805 | 68.4491
1 | 6700 | 707 | 0.045 | 15 | 15 | 7 | 4.217e-09 | 5spot_SharedNeighbor | CO2 | Porous | Wet | R600a | MinimizeLCOE_Brownfield | IgnoreSilica | 2019 | 186.9498 | 66.4841 | 13.2529 | 4 | 2068.4491 | 3356.6035 | 42.1681 | 68.4289 | 238.2649 | 23.2827 | 96.7347 | 15373425.6018 | 0 | 5977400.1144 | 0 | 0 | 0 | 3392810.162 | 9650017.9925 | 25107367.3256 | 17136294.1045 | 76637315.3007 | 961560.8286 | 32053237.5753 | 32053237.5753 | 23812626.8141 | 12421458.9187 | 0 | 109652113.7046 | 177939437.0128 | 4216965.0343 | 53.0118 | 2068.4491 | 3356.6035 | 42.1681 | 68.4289
1 | 6700 | 707 | 0.045 | 15 | 15 | 7 | 5.6234e-09 | 5spot_SharedNeighbor | CO2 | Porous | Wet | R600a | MinimizeLCOE_Brownfield | IgnoreSilica | 2019 | 186.9887 | 66.4992 | 13.2562 | 4 | 2067.9958 | 3355.834 | 42.1589 | 68.4132 | 238.2594 | 23.2798 | 101.2001 | 15375043.1892 | 0 | 5978395.0053 | 0 | 0 | 0 | 3391130.8079 | 9650381.9109 | 25108314.1667 | 17136940.343 | 76640205.423 | 961560.8286 | 32053237.5753 | 32053237.5753 | 23812626.8141 | 12421458.9187 | 0 | 109655003.8269 | 177942327.1351 | 5623413.2519 | 53.0248 | 2067.9958 | 3355.834 | 42.1589 | 68.4132
1 | 6700 | 707 | 0.045 | 15 | 15 | 7 | 7.4989e-09 | 5spot_SharedNeighbor | CO2 | Porous | Wet | R600a | MinimizeLCOE_Brownfield | IgnoreSilica | 2019 | 187.0157 | 66.5099 | 13.2586 | 4 | 2067.6559 | 3355.2644 | 42.152 | 68.4016 | 238.2555 | 23.2778 | 120.4781 | 15376166.3284 | 0 | 5979086.4413 | 0 | 0 | 0 | 3389811.1529 | 9650574.9298 | 25108816.3623 | 17137283.1019 | 76641738.3166 | 961560.8286 | 32053237.5753 | 32053237.5753 | 23812626.8141 | 12421458.9187 | 0 | 109656536.7206 | 177943860.0288 | 7498942.0933 | 53.0342 | 2067.6559 | 3355.2644 | 42.152 | 68.4016
1 | 6700 | 707 | 0.045 | 15 | 15 | 7 | 1e-08 | 5spot_SharedNeighbor | CO2 | Porous | Wet | R600a | MinimizeLCOE_Brownfield | IgnoreSilica | 2019 | 187.0204 | 66.5125 | 13.2598 | 4 | 2067.401 | 3354.8914 | 42.1468 | 68.394 | 238.2547 | 23.2774 | 124.1488 | 15376352.7684 | 0 | 5979204.8745 | 0 | 0 | 0 | 3388389.2891 | 9650139.3035 | 25107682.9519 | 17136509.5259 | 76638278.7132 | 961560.8286 | 32053237.5753 | 32053237.5753 | 23812626.8141 | 12421458.9187 | 0 | 109653077.1171 | 177940400.4253 | 10000000 | 53.0391 | 2067.401 | 3354.8914 | 42.1468 | 68.394
1 | 6800 | 707 | 0.045 | 15 | 15 | 7 | 1e-13 | 5spot_SharedNeighbor | CO2 | Porous | Wet | R600a | MinimizeLCOE_Brownfield | IgnoreSilica | 2019 | 4.3166 | 0.53093 | 0.066407 | 4 | 148896.7308 | 411180.7438 | 3035.4613 | 8382.4756 | 168.857 | 27.9235 | 54.289 | 850534.2058 | 0 | 293253.0571 | 0 | 0 | 0 | 751583.8345 | 739194.728 | 1923233.0526 | 1312646.0769 | 5870444.9549 | 961560.8286 | 32719421.0761 | 32719421.0761 | 24290101.4924 | 12660959.158 | 0 | 39551426.8596 | 109221908.5861 | 100 | 0.26563 | 148896.7308 | 411180.7438 | 3035.4613 | 8382.4756
1 | 6800 | 707 | 0.045 | 15 | 15 | 7 | 1.3335e-13 | 5spot_SharedNeighbor | CO2 | Porous | Wet | R600a | MinimizeLCOE_Brownfield | IgnoreSilica | 2019 | 5.7897 | 0.92781 | 0.12662 | 4 | 81331.4508 | 218887.758 | 1658.0516 | 4462.323 | 185.27 | 28.5168 | 55.3365 | 1127311.4281 | 0 | 370899.4841 | 0 | 0 | 0 | 927273.6712 | 945938.9875 | 2461139.2068 | 1679778.08 | 7512340.8578 | 961560.8286 | 32719421.0761 | 32719421.0761 | 24290101.4924 | 12660959.158 | 0 | 41193322.7625 | 110863804.4889 | 133.3521 | 0.50649 | 81331.4508 | 218887.758 | 1658.0516 | 4462.323
1 | 6800 | 707 | 0.045 | 15 | 15 | 7 | 1.7783e-13 | 5spot_SharedNeighbor | CO2 | Porous | Wet | R600a | MinimizeLCOE_Brownfield | IgnoreSilica | 2019 | 7.6191 | 1.4696 | 0.21112 | 4 | 50983.4809 | 133486.4645 | 1039.3672 | 2721.3021 | 198.8143 | 28.9512 | 61.4753 | 1446555.4945 | 0 | 462013.4887 | 0 | 0 | 0 | 1117510.6066 | 1180171.04 | 3070562.9597 | 2095722.3138 | 9372535.9033 | 961560.8286 | 32719421.0761 | 32719421.0761 | 24290101.4924 | 12660959.158 | 0 | 43053517.808 | 112723999.5345 | 177.8279 | 0.84446 | 50983.4809 | 133486.4645 | 1039.3672 | 2721.3021
1 | 6800 | 707 | 0.045 | 15 | 15 | 7 | 2.3714e-13 | 5spot_SharedNeighbor | CO2 | Porous | Wet | R600a | MinimizeLCOE_Brownfield | IgnoreSilica | 2019 | 9.9165 | 2.1912 | 0.32631 | 4 | 34623.0792 | 88001.1703 | 705.8383 | 1794.0229 | 209.994 | 29.2758 | 62.1804 | 1817963.7668 | 0 | 570452.9633 | 0 | 0 | 0 | 1327768.3047 | 1449312.1636 | 3770812.9548 | 2573657.3241 | 11509967.4773 | 961560.8286 | 32719421.0761 | 32719421.0761 | 24290101.4924 | 12660959.158 | 0 | 45190949.382 | 114861431.1085 | 237.1374 | 1.3052 | 34623.0792 | 88001.1703 | 705.8383 | 1794.0229
1 | 6800 | 707 | 0.045 | 15 | 15 | 7 | 3.1623e-13 | 5spot_SharedNeighbor | CO2 | Porous | Wet | R600a | MinimizeLCOE_Brownfield | IgnoreSilica | 2019 | 12.8324 | 3.1407 | 0.48084 | 4 | 24791.74 | 61015.3192 | 505.4132 | 1243.8798 | 219.209 | 29.5194 | 56.7001 | 2254329.3268 | 0 | 701098.6602 | 0 | 0 | 0 | 1565388.7747 | 1763118.5371 | 4587272.7682 | 3130907.9233 | 14002115.9903 | 961560.8286 | 32719421.0761 | 32719421.0761 | 24290101.4924 | 12660959.158 | 0 | 47683097.895 | 117353579.6214 | 316.2278 | 1.9233 | 24791.74 | 61015.3192 | 505.4132 | 1243.8798
1 | 6800 | 707 | 0.045 | 15 | 15 | 7 | 4.217e-13 | 5spot_SharedNeighbor | CO2 | Porous | Wet | R600a | MinimizeLCOE_Brownfield | IgnoreSilica | 2019 | 16.513 | 4.3698 | 0.68551 | 4 | 18442.971 | 43851.1061 | 375.9849 | 893.9641 | 226.6859 | 29.6968 | 64.6898 | 2764367.8391 | 0 | 857812.7297 | 0 | 0 | 0 | 1831245.2948 | 2126836.0868 | 5533591.2238 | 3776789.7142 | 16890642.8884 | 961560.8286 | 32719421.0761 | 32719421.0761 | 24290101.4924 | 12660959.158 | 0 | 50571624.7931 | 120242106.5195 | 421.6965 | 2.7421 | 18442.971 | 43851.1061 | 375.9849 | 893.9641
1 | 6800 | 707 | 0.045 | 15 | 15 | 7 | 5.6234e-13 | 5spot_SharedNeighbor | CO2 | Porous | Wet | R600a | MinimizeLCOE_Brownfield | IgnoreSilica | 2019 | 21.1734 | 5.9518 | 0.95442 | 4 | 14128.9335 | 32378.3393 | 288.0374 | 660.0762 | 232.7229 | 29.8183 | 64.8133 | 3362901.9951 | 0 | 1046562.3564 | 0 | 0 | 0 | 2131438.4144 | 2550952.0787 | 6637054.0366 | 4529925.7578 | 20258834.639 | 961560.8286 | 32719421.0761 | 32719421.0761 | 24290101.4924 | 12660959.158 | 0 | 53939816.5437 | 123610298.2702 | 562.3413 | 3.8177 | 14128.9335 | 32378.3393 | 288.0374 | 660.0762
1 | 6800 | 707 | 0.045 | 15 | 15 | 7 | 7.4989e-13 | 5spot_SharedNeighbor | CO2 | Porous | Wet | R600a | MinimizeLCOE_Brownfield | IgnoreSilica | 2019 | 27.0077 | 7.9585 | 1.3039 | 4 | 11085.1018 | 24442.858 | 225.9848 | 498.3007 | 237.5129 | 29.8864 | 61.7851 | 4058072.2773 | 0 | 1271517.0891 | 0 | 0 | 0 | 2463102.4015 | 3039149.7895 | 7907244.3368 | 5396856.7375 | 24135942.6317 | 961560.8286 | 32719421.0761 | 32719421.0761 | 24290101.4924 | 12660959.158 | 0 | 57816924.5364 | 127487406.2628 | 749.8942 | 5.2157 | 11085.1018 | 24442.858 | 225.9848 | 498.3007
1 | 6800 | 707 | 0.045 | 15 | 15 | 7 | 1e-12 | 5spot_SharedNeighbor | CO2 | Porous | Wet | R600a | MinimizeLCOE_Brownfield | IgnoreSilica | 2019 | 34.2692 | 10.4816 | 1.7537 | 4 | 8875.2589 | 18807.0875 | 180.9342 | 383.4079 | 241.275 | 29.899 | 64.534 | 4861783.735 | 0 | 1538352.9488 | 0 | 0 | 0 | 2826683.1487 | 3598459.7347 | 9362454.084 | 6390067.2915 | 28577800.9427 | 961560.8286 | 32719421.0761 | 32719421.0761 | 24290101.4924 | 12660959.158 | 0 | 62258782.8474 | 131929264.5739 | 1000 | 7.0149 | 8875.2589 | 18807.0875 | 180.9342 | 383.4079
1 | 6800 | 707 | 0.045 | 15 | 15 | 7 | 1.3335e-12 | 5spot_SharedNeighbor | CO2 | Porous | Wet | R600a | MinimizeLCOE_Brownfield | IgnoreSilica | 2019 | 43.2144 | 13.617 | 2.3252 | 4 | 7235.4348 | 14726.244 | 147.5041 | 300.2144 | 244.1797 | 29.8468 | 83.0681 | 5782252.5428 | 0 | 1851975.6076 | 0 | 0 | 0 | 3218714.447 | 4232647.613 | 11012480.8535 | 7516244.4664 | 33614315.5301 | 961560.8286 | 32719421.0761 | 32719421.0761 | 24290101.4924 | 12660959.158 | 0 | 67295297.4348 | 136965779.1613 | 1333.5214 | 9.3008 | 7235.4348 | 14726.244 | 147.5041 | 300.2144
1 | 6800 | 707 | 0.045 | 15 | 15 | 7 | 1.7783e-12 | 5spot_SharedNeighbor | CO2 | Porous | Wet | R600a | MinimizeLCOE_Brownfield | IgnoreSilica | 2019 | 54.0381 | 17.4435 | 3.038 | 4 | 5998.6136 | 11731.8585 | 122.2899 | 239.1698 | 246.3495 | 29.714 | 83.3601 | 6818250.9922 | 0 | 2214584.2862 | 0 | 0 | 0 | 3628144.2135 | 4937782.0018 | 12847095.8903 | 8768406.9266 | 39214264.3106 | 961560.8286 | 32719421.0761 | 32719421.0761 | 24290101.4924 | 12660959.158 | 0 | 72895246.2153 | 142565727.9417 | 1778.2794 | 12.152 | 5998.6136 | 11731.8585 | 122.2899 | 239.1698
1 | 6800 | 707 | 0.045 | 15 | 15 | 7 | 2.3714e-12 | 5spot_SharedNeighbor | CO2 | Porous | Wet | R600a | MinimizeLCOE_Brownfield | IgnoreSilica | 2019 | 66.7512 | 21.9799 | 3.9023 | 4 | 5055.5626 | 9518.9933 | 103.0645 | 194.0576 | 247.8563 | 29.48 | 86.2772 | 7950078.2705 | 0 | 2622405.4433 | 0 | 0 | 0 | 4031483.8538 | 5695547.3514 | 14818645.8908 | 10114030.3132 | 45232191.1229 | 961560.8286 | 32719421.0761 | 32719421.0761 | 24290101.4924 | 12660959.158 | 0 | 78913173.0276 | 148583654.7541 | 2371.3737 | 15.6092 | 5055.5626 | 9518.9933 | 103.0645 | 194.0576
1 | 6800 | 707 | 0.045 | 15 | 15 | 7 | 3.1623e-12 | 5spot_SharedNeighbor | CO2 | Porous | Wet | R600a | MinimizeLCOE_Brownfield | IgnoreSilica | 2019 | 81.0749 | 27.1428 | 4.9089 | 4 | 4332.6663 | 7880.8303 | 88.3273 | 160.6614 | 248.7357 | 29.1264 | 111.6169 | 9135304.8488 | 0 | 3063665.2979 | 0 | 0 | 0 | 4394345.8612 | 6471393.2431 | 16837237.7532 | 11491760.7372 | 51393707.7415 | 961560.8286 | 32719421.0761 | 32719421.0761 | 24290101.4924 | 12660959.158 | 0 | 85074689.6462 | 154745171.3726 | 3162.2777 | 19.6356 | 4332.6663 | 7880.8303 | 88.3273 | 160.6614
1 | 6800 | 707 | 0.045 | 15 | 15 | 7 | 4.217e-12 | 5spot_SharedNeighbor | CO2 | Porous | Wet | R600a | MinimizeLCOE_Brownfield | IgnoreSilica | 2019 | 96.3445 | 32.7075 | 6.0202 | 4 | 3778.3079 | 6671.505 | 77.0259 | 136.0077 | 249.0239 | 28.6495 | 81.8235 | 10308461.2668 | 0 | 3517174.5021 | 0 | 0 | 0 | 4675809.8557 | 7215563.7936 | 18773416.8752 | 12813242.7725 | 57303669.0659 | 961560.8286 | 32719421.0761 | 32719421.0761 | 24290101.4924 | 12660959.158 | 0 | 90984650.9706 | 160655132.697 | 4216.965 | 24.0808 | 3778.3079 | 6671.505 | 77.0259 | 136.0077
1 | 6800 | 707 | 0.045 | 15 | 15 | 7 | 5.6234e-12 | 5spot_SharedNeighbor | CO2 | Porous | Wet | R600a | MinimizeLCOE_Brownfield | IgnoreSilica | 2019 | 111.6692 | 38.3559 | 7.1743 | 4 | 3354.4865 | 5782.2611 | 68.3857 | 117.8792 | 248.805 | 28.0694 | 97.1751 | 11401115.8971 | 0 | 3958031.0588 | 0 | 0 | 0 | 4847008.9574 | 7880400.8062 | 20503186.4052 | 13993846.0199 | 62583589.1446 | 961560.8286 | 32719421.0761 | 32719421.0761 | 24290101.4924 | 12660959.158 | 0 | 96264571.0493 | 165935052.7757 | 5623.4133 | 28.6973 | 3354.4865 | 5782.2611 | 68.3857 | 117.8792
1 | 6800 | 707 | 0.045 | 15 | 15 | 7 | 7.4989e-12 | 5spot_SharedNeighbor | CO2 | Porous | Wet | R600a | MinimizeLCOE_Brownfield | IgnoreSilica | 2019 | 126.1197 | 43.7437 | 8.2986 | 4 | 3031.9967 | 5130.8601 | 61.8114 | 104.5995 | 248.2156 | 27.4295 | 110.7657 | 12358090.2018 | 0 | 4362734.4851 | 0 | 0 | 0 | 4899712.5647 | 8432009.5281 | 21938359.1492 | 14973380.9075 | 66964286.8365 | 961560.8286 | 32719421.0761 | 32719421.0761 | 24290101.4924 | 12660959.158 | 0 | 100645268.7412 | 170315750.4676 | 7498.9421 | 33.1944 | 3031.9967 | 5130.8601 | 61.8114 | 104.5995
1 | 6800 | 707 | 0.045 | 15 | 15 | 7 | 1e-11 | 5spot_SharedNeighbor | CO2 | Porous | Wet | R600a | MinimizeLCOE_Brownfield | IgnoreSilica | 2019 | 138.9501 | 48.5835 | 9.3285 | 4 | 2787.8052 | 4654.9487 | 56.8332 | 94.8974 | 247.4174 | 26.7851 | 133.1944 | 13149519.3222 | 0 | 4714324.7362 | 0 | 0 | 0 | 4847572.5998 | 8857452.4967 | 23045274.483 | 15728873.3677 | 70343017.0054 | 961560.8286 | 32719421.0761 | 32719421.0761 | 24290101.4924 | 12660959.158 | 0 | 104023998.9101 | 173694480.6366 | 10000 | 37.3139 | 2787.8052 | 4654.9487 | 56.8332 | 94.8974
1 | 6800 | 707 | 0.045 | 15 | 15 | 7 | 1.3335e-11 | 5spot_SharedNeighbor | CO2 | Porous | Wet | R600a | MinimizeLCOE_Brownfield | IgnoreSilica | 2019 | 149.7855 | 52.7172 | 10.2236 | 4 | 2603.6282 | 4307.2958 | 53.0785 | 87.8101 | 246.5552 | 26.1842 | 132.5076 | 13775159.8885 | 0 | 5006198.7501 | 0 | 0 | 0 | 4721028.4088 | 9165930.9485 | 23847872.1371 | 16276662.7583 | 72792852.8913 | 961560.8286 | 32719421.0761 | 32719421.0761 | 24290101.4924 | 12660959.158 | 0 | 106473834.796 | 176144316.5225 | 13335.2143 | 40.8944 | 2603.6282 | 4307.2958 | 53.0785 | 87.8101
1 | 6800 | 707 | 0.045 | 15 | 15 | 7 | 1.7783e-11 | 5spot_SharedNeighbor | CO2 | Porous | Wet | R600a | MinimizeLCOE_Brownfield | IgnoreSilica | 2019 | 158.5823 | 56.1087 | 10.9696 | 4 | 2465.0755 | 4052.8881 | 50.2539 | 82.6236 | 245.7317 | 25.6573 | 129.7662 | 14253829.0714 | 0 | 5240057.832 | 0 | 0 | 0 | 4553961.5009 | 9378660.8777 | 24401351.7759 | 16654423.9847 | 74482285.0427 | 961560.8286 | 32719421.0761 | 32719421.0761 | 24290101.4924 | 12660959.158 | 0 | 108163266.9474 | 177833748.6738 | 17782.7941 | 43.8783 | 2465.0755 | 4052.8881 | 50.2539 | 82.6236
1 | 6800 | 707 | 0.045 | 15 | 15 | 7 | 2.3714e-11 | 5spot_SharedNeighbor | CO2 | Porous | Wet | R600a | MinimizeLCOE_Brownfield | IgnoreSilica | 2019 | 165.564 | 58.824 | 11.5735 | 4 | 2360.9909 | 3865.9434 | 48.132 | 78.8125 | 244.9997 | 25.2137 | 76.7996 | 14614609.4843 | 0 | 5423817.2874 | 0 | 0 | 0 | 4376451.5218 | 9521802.5345 | 24773777.0044 | 16908611.8557 | 75619069.6882 | 961560.8286 | 32719421.0761 | 32719421.0761 | 24290101.4924 | 12660959.158 | 0 | 109300051.5929 | 178970533.3193 | 23713.7371 | 46.2941 | 2360.9909 | 3865.9434 | 48.132 | 78.8125
1 | 6800 | 707 | 0.045 | 15 | 15 | 7 | 3.1623e-11 | 5spot_SharedNeighbor | CO2 | Porous | Wet | R600a | MinimizeLCOE_Brownfield | IgnoreSilica | 2019 | 170.9723 | 60.9445 | 12.0506 | 4 | 2282.8476 | 3728.2185 | 46.5389 | 76.0048 | 244.384 | 24.8542 | 82.505 | 14882137.9241 | 0 | 5565100.4436 | 0 | 0 | 0 | 4206204.0999 | 9614842.5624 | 25015848.0719 | 17073830.3334 | 76357963.4354 | 961560.8286 | 32719421.0761 | 32719421.0761 | 24290101.4924 | 12660959.158 | 0 | 110038945.3401 | 179709427.0665 | 31622.7766 | 48.2025 | 2282.8476 | 3728.2185 | 46.5389 | 76.0048
1 | 6800 | 707 | 0.045 | 15 | 15 | 7 | 4.217e-11 | 5spot_SharedNeighbor | CO2 | Porous | Wet | R600a | MinimizeLCOE_Brownfield | IgnoreSilica | 2019 | 175.125 | 62.5832 | 12.4222 | 4 | 2224.1666 | 3626.302 | 45.3426 | 73.9271 | 243.8814 | 24.5681 | 81.2354 | 15080180.4603 | 0 | 5672975.371 | 0 | 0 | 0 | 4054398.0672 | 9674946.0204 | 25172224.9407 | 17180560.7595 | 76835285.619 | 961560.8286 | 32719421.0761 | 32719421.0761 | 24290101.4924 | 12660959.158 | 0 | 110516267.5237 | 180186749.2502 | 42169.6503 | 49.6888 | 2224.1666 | 3626.302 | 45.3426 | 73.9271
1 | 6800 | 707 | 0.045 | 15 | 15 | 7 | 5.6234e-11 | 5spot_SharedNeighbor | CO2 | Porous | Wet | R600a | MinimizeLCOE_Brownfield | IgnoreSilica | 2019 | 178.2922 | 63.8389 | 12.7086 | 4 | 2180.1446 | 3550.6812 | 44.4452 | 72.3854 | 243.4814 | 24.3448 | 80.9922 | 15227000.4956 | 0 | 5754906.7717 | 0 | 0 | 0 | 3925799.0397 | 9714005.4598 | 25273849.5898 | 17249921.6707 | 77145483.0273 | 961560.8286 | 32719421.0761 | 32719421.0761 | 24290101.4924 | 12660959.158 | 0 | 110826464.932 | 180496946.6584 | 56234.1325 | 50.8345 | 2180.1446 | 3550.6812 | 44.4452 | 72.3854
1 | 6800 | 707 | 0.045 | 15 | 15 | 7 | 7.4989e-11 | 5spot_SharedNeighbor | CO2 | Porous | Wet | R600a | MinimizeLCOE_Brownfield | IgnoreSilica | 2019 | 180.6823 | 64.7909 | 12.9272 | 4 | 2147.1039 | 3494.4652 | 43.7716 | 71.2394 | 243.1692 | 24.173 | 86.483 | 15335265.1582 | 0 | 5816541.0839 | 0 | 0 | 0 | 3819755.1468 | 9738908.9416 | 25338643.3412 | 17294144.7374 | 77343258.4091 | 961560.8286 | 32719421.0761 | 32719421.0761 | 24290101.4924 | 12660959.158 | 0 | 111024240.3138 | 180694722.0403 | 74989.4209 | 51.7088 | 2147.1039 | 3494.4652 | 43.7716 | 71.2394
1 | 6800 | 707 | 0.045 | 15 | 15 | 7 | 1e-10 | 5spot_SharedNeighbor | CO2 | Porous | Wet | R600a | MinimizeLCOE_Brownfield | IgnoreSilica | 2019 | 182.4922 | 65.5137 | 13.0936 | 4 | 2122.3067 | 3452.5439 | 43.2661 | 70.3848 | 242.927 | 24.041 | 91.6774 | 15415787.8728 | 0 | 5863107.5488 | 0 | 0 | 0 | 3734791.004 | 9755337.706 | 25381387.616 | 17323318.5833 | 77473730.3309 | 961560.8286 | 32719421.0761 | 32719421.0761 | 24290101.4924 | 12660959.158 | 0 | 111154712.2356 | 180825193.962 | 100000 | 52.3745 | 2122.3067 | 3452.5439 | 43.2661 | 70.3848
1 | 6800 | 707 | 0.045 | 15 | 15 | 7 | 1.3335e-10 | 5spot_SharedNeighbor | CO2 | Porous | Wet | R600a | MinimizeLCOE_Brownfield | IgnoreSilica | 2019 | 183.8681 | 66.0638 | 13.2201 | 4 | 2103.6978 | 3421.2058 | 42.8867 | 69.7459 | 242.7396 | 23.9395 | 107.7186 | 15476148.3632 | 0 | 5898444.4621 | 0 | 0 | 0 | 3668111.8985 | 9766654.8423 | 25410832.4833 | 17343415.3103 | 77563607.3598 | 961560.8286 | 32719421.0761 | 32719421.0761 | 24290101.4924 | 12660959.158 | 0 | 111244589.2645 | 180915070.991 | 133352.1432 | 52.8805 | 2103.6978 | 3421.2058 | 42.8867 | 69.7459
1 | 6800 | 707 | 0.045 | 15 | 15 | 7 | 1.7783e-10 | 5spot_SharedNeighbor | CO2 | Porous | Wet | R600a | MinimizeLCOE_Brownfield | IgnoreSilica | 2019 | 184.8887 | 66.4734 | 13.3152 | 4 | 2089.7344 | 3397.839 | 42.6021 | 69.2695 | 242.5985 | 23.8637 | 106.0598 | 15520433.5692 | 0 | 5924621.518 | 0 | 0 | 0 | 3615725.2198 | 9773704.3197 | 25429173.7775 | 17355933.6204 | 77619592.0245 | 961560.8286 | 32719421.0761 | 32719421.0761 | 24290101.4924 | 12660959.158 | 0 | 111300573.9292 | 180971055.6557 | 177827.941 | 53.2606 | 2089.7344 | 3397.839 | 42.6021 | 69.2695
1 | 6800 | 707 | 0.045 | 15 | 15 | 7 | 2.3714e-10 | 5spot_SharedNeighbor | CO2 | Porous | Wet | R600a | MinimizeLCOE_Brownfield | IgnoreSilica | 2019 | 185.6586 | 66.7827 | 13.3869 | 4 | 2079.2578 | 3380.3505 | 42.3885 | 68.913 | 242.491 | 23.8061 | 118.2095 | 15553571.1608 | 0 | 5944351.087 | 0 | 0 | 0 | 3575395.5977 | 9778593.9597 | 25441895.6178 | 17364616.5378 | 77658423.9608 | 961560.8286 | 32719421.0761 | 32719421.0761 | 24290101.4924 | 12660959.158 | 0 | 111339405.8655 | 181009887.592 | 237137.3706 | 53.5477 | 2079.2578 | 3380.3505 | 42.3885 | 68.913
1 | 6800 | 707 | 0.045 | 15 | 15 | 7 | 3.1623e-10 | 5spot_SharedNeighbor | CO2 | Porous | Wet | R600a | MinimizeLCOE_Brownfield | IgnoreSilica | 2019 | 186.2387 | 67.0159 | 13.441 | 4 | 2071.3981 | 3367.2546 | 42.2283 | 68.646 | 242.4094 | 23.7625 | 100.3338 | 15578382.2727 | 0 | 5959204.9755 | 0 | 0 | 0 | 3544552.6285 | 9782034.5519 | 25450847.3328 | 17370726.2672 | 77685748.0285 | 961560.8286 | 32719421.0761 | 32719421.0761 | 24290101.4924 | 12660959.158 | 0 | 111366729.9332 | 181037211.6596 | 316227.766 | 53.764 | 2071.3981 | 3367.2546 | 42.2283 | 68.646
1 | 6800 | 707 | 0.045 | 15 | 15 | 7 | 4.217e-10 | 5spot_SharedNeighbor | CO2 | Porous | Wet | R600a | MinimizeLCOE_Brownfield | IgnoreSilica | 2019 | 186.6797 | 67.193 | 13.4819 | 4 | 2065.5022 | 3357.429 | 42.1081 | 68.4457 | 242.347 | 23.7293 | 108.1349 | 15597156.3587 | 0 | 5970491.082 | 0 | 0 | 0 | 3521206.6852 | 9784653.1091 | 25457660.2815 | 17375376.2448 | 77706543.7613 | 961560.8286 | 32719421.0761 | 32719421.0761 | 24290101.4924 | 12660959.158 | 0 | 111387525.666 | 181058007.3924 | 421696.5034 | 53.9276 | 2065.5022 | 3357.429 | 42.1081 | 68.4457
1 | 6800 | 707 | 0.045 | 15 | 15 | 7 | 5.6234e-10 | 5spot_SharedNeighbor | CO2 | Porous | Wet | R600a | MinimizeLCOE_Brownfield | IgnoreSilica | 2019 | 187.0035 | 67.3235 | 13.5124 | 4 | 2061.0797 | 3350.0938 | 42.0179 | 68.2962 | 242.301 | 23.7048 | 88.0457 | 15610887.7455 | 0 | 5978774.0004 | 0 | 0 | 0 | 3503281.361 | 9786247.8117 | 25461809.3706 | 17378208.0833 | 77719208.3726 | 961560.8286 | 32719421.0761 | 32719421.0761 | 24290101.4924 | 12660959.158 | 0 | 111400190.2773 | 181070672.0038 | 562341.3252 | 54.0494 | 2061.0797 | 3350.0938 | 42.0179 | 68.2962
1 | 6800 | 707 | 0.045 | 15 | 15 | 7 | 7.4989e-10 | 5spot_SharedNeighbor | CO2 | Porous | Wet | R600a | MinimizeLCOE_Brownfield | IgnoreSilica | 2019 | 187.2445 | 67.4208 | 13.5352 | 4 | 2057.7626 | 3344.6043 | 41.9503 | 68.1843 | 242.2666 | 23.6866 | 118.6344 | 15621078.4908 | 0 | 5984936.341 | 0 | 0 | 0 | 3489662.5487 | 9787314.1784 | 25464583.8381 | 17380101.7143 | 77727677.1114 | 961560.8286 | 32719421.0761 | 32719421.0761 | 24290101.4924 | 12660959.158 | 0 | 111408659.0161 | 181079140.7425 | 749894.2093 | 54.1407 | 2057.7626 | 3344.6043 | 41.9503 | 68.1843
1 | 6800 | 707 | 0.045 | 15 | 15 | 7 | 1e-09 | 5spot_SharedNeighbor | CO2 | Porous | Wet | R600a | MinimizeLCOE_Brownfield | IgnoreSilica | 2019 | 187.4297 | 67.4954 | 13.5525 | 4 | 2055.2747 | 3340.4749 | 41.8996 | 68.1001 | 242.2401 | 23.6725 | 119.5302 | 15628897.7241 | 0 | 5989672.0548 | 0 | 0 | 0 | 3479507.0656 | 9788249.9693 | 25467018.5741 | 17381763.4717 | 77735108.8596 | 961560.8286 | 32719421.0761 | 32719421.0761 | 24290101.4924 | 12660959.158 | 0 | 111416090.7643 | 181086572.4908 | 1000000 | 54.2098 | 2055.2747 | 3340.4749 | 41.8996 | 68.1001
1 | 6800 | 707 | 0.045 | 15 | 15 | 7 | 1.3335e-09 | 5spot_SharedNeighbor | CO2 | Porous | Wet | R600a | MinimizeLCOE_Brownfield | IgnoreSilica | 2019 | 187.5734 | 67.553 | 13.5656 | 4 | 2053.4089 | 3337.3633 | 41.8615 | 68.0367 | 242.2196 | 23.6616 | 125.7726 | 15634957.5027 | 0 | 5993346.0982 | 0 | 0 | 0 | 3471987.0675 | 9789113.3607 | 25469264.9412 | 17383296.6634 | 77741965.6337 | 961560.8286 | 32719421.0761 | 32719421.0761 | 24290101.4924 | 12660959.158 | 0 | 111422947.5384 | 181093429.2649 | 1333521.4322 | 54.2624 | 2053.4089 | 3337.3633 | 41.8615 | 68.0367
1 | 6800 | 707 | 0.045 | 15 | 15 | 7 | 1.7783e-09 | 5spot_SharedNeighbor | CO2 | Porous | Wet | R600a | MinimizeLCOE_Brownfield | IgnoreSilica | 2019 | 187.666 | 67.591 | 13.5749 | 4 | 2052.0096 | 3335.0828 | 41.833 | 67.9902 | 242.2062 | 23.6546 | 122.6757 | 15638851.748 | 0 | 5995713.2412 | 0 | 0 | 0 | 3465898.9223 | 9789180.9255 | 25469440.731 | 17383416.6436 | 77742502.2116 | 961560.8286 | 32719421.0761 | 32719421.0761 | 24290101.4924 | 12660959.158 | 0 | 111423484.1163 | 181093965.8428 | 1778279.41 | 54.2997 | 2052.0096 | 3335.0828 | 41.833 | 67.9902
1 | 6800 | 707 | 0.045 | 15 | 15 | 7 | 2.3714e-09 | 5spot_SharedNeighbor | CO2 | Porous | Wet | R600a | MinimizeLCOE_Brownfield | IgnoreSilica | 2019 | 187.7392 | 67.6207 | 13.582 | 4 | 2050.9601 | 3333.3604 | 41.8116 | 67.9551 | 242.1957 | 23.649 | 120.3524 | 15641927.4602 | 0 | 5997583.119 | 0 | 0 | 0 | 3461425.512 | 9789365.0755 | 25469919.8517 | 17383743.6533 | 77743964.6717 | 961560.8286 | 32719421.0761 | 32719421.0761 | 24290101.4924 | 12660959.158 | 0 | 111424946.5764 | 181095428.3028 | 2371373.7057 | 54.3282 | 2050.9601 | 3333.3604 | 41.8116 | 67.9551
1 | 6800 | 707 | 0.045 | 15 | 15 | 7 | 3.1623e-09 | 5spot_SharedNeighbor | CO2 | Porous | Wet | R600a | MinimizeLCOE_Brownfield | IgnoreSilica | 2019 | 187.8124 | 67.6493 | 13.5881 | 4 | 2050.1732 | 3332.0064 | 41.7956 | 67.9275 | 242.1853 | 23.6434 | 115.9612 | 15645009.1041 | 0 | 5999452.8511 | 0 | 0 | 0 | 3458576.6685 | 9790185.0632 | 25472053.2914 | 17385199.7698 | 77750476.7481 | 961560.8286 | 32719421.0761 | 32719421.0761 | 24290101.4924 | 12660959.158 | 0 | 111431458.6528 | 181101940.3792 | 3162277.6602 | 54.3522 | 2050.1732 | 3332.0064 | 41.7956 | 67.9275
1 | 6800 | 707 | 0.045 | 15 | 15 | 7 | 4.217e-09 | 5spot_SharedNeighbor | CO2 | Porous | Wet | R600a | MinimizeLCOE_Brownfield | IgnoreSilica | 2019 | 187.8512 | 67.6653 | 13.592 | 4 | 2049.583 | 3331.0459 | 41.7835 | 67.9079 | 242.1797 | 23.6405 | 120.2996 | 15646641.2587 | 0 | 6000446.8265 | 0 | 0 | 0 | 3455988.6636 | 9790199.932 | 25472091.977 | 17385226.1735 | 77750594.8313 | 961560.8286 | 32719421.0761 | 32719421.0761 | 24290101.4924 | 12660959.158 | 0 | 111431576.736 | 181102058.4624 | 4216965.0343 | 54.3679 | 2049.583 | 3331.0459 | 41.7835 | 67.9079
1 | 6800 | 707 | 0.045 | 15 | 15 | 7 | 5.6234e-09 | 5spot_SharedNeighbor | CO2 | Porous | Wet | R600a | MinimizeLCOE_Brownfield | IgnoreSilica | 2019 | 187.8855 | 67.679 | 13.5951 | 4 | 2049.1404 | 3330.3082 | 41.7745 | 67.8928 | 242.1748 | 23.6379 | 110.4494 | 15648080.9909 | 0 | 6001322.4375 | 0 | 0 | 0 | 3454188.449 | 9790400.8322 | 25472614.678 | 17385582.9276 | 77752190.3151 | 961560.8286 | 32719421.0761 | 32719421.0761 | 24290101.4924 | 12660959.158 | 0 | 111433172.2198 | 181103653.9462 | 5623413.2519 | 54.3804 | 2049.1404 | 3330.3082 | 41.7745 | 67.8928
1 | 6800 | 707 | 0.045 | 15 | 15 | 7 | 7.4989e-09 | 5spot_SharedNeighbor | CO2 | Porous | Wet | R600a | MinimizeLCOE_Brownfield | IgnoreSilica | 2019 | 187.9024 | 67.6863 | 13.5971 | 4 | 2048.8085 | 3329.7853 | 41.7677 | 67.8822 | 242.1723 | 23.6366 | 124.9118 | 15648785.0998 | 0 | 6001752.9063 | 0 | 0 | 0 | 3452589.5791 | 9790219.7582 | 25472143.5607 | 17385261.3804 | 77750752.2845 | 961560.8286 | 32719421.0761 | 32719421.0761 | 24290101.4924 | 12660959.158 | 0 | 111431734.1892 | 181102215.9156 | 7498942.0933 | 54.3886 | 2048.8085 | 3329.7853 | 41.7677 | 67.8822
1 | 6800 | 707 | 0.045 | 15 | 15 | 7 | 1e-08 | 5spot_SharedNeighbor | CO2 | Porous | Wet | R600a | MinimizeLCOE_Brownfield | IgnoreSilica | 2019 | 187.9218 | 67.6941 | 13.5989 | 4 | 2048.5596 | 3329.37 | 41.7627 | 67.8737 | 242.1695 | 23.6351 | 128.0171 | 15649601.9706 | 0 | 6002249.8515 | 0 | 0 | 0 | 3451580.6005 | 9790338.6448 | 25472452.8793 | 17385472.4967 | 77751696.4434 | 961560.8286 | 32719421.0761 | 32719421.0761 | 24290101.4924 | 12660959.158 | 0 | 111432678.3481 | 181103160.0745 | 10000000 | 54.3956 | 2048.5596 | 3329.37 | 41.7627 | 67.8737
1 | 6900 | 707 | 0.045 | 15 | 15 | 7 | 1e-13 | 5spot_SharedNeighbor | CO2 | Porous | Wet | R600a | MinimizeLCOE_Brownfield | IgnoreSilica | 2019 | 4.3944 | 0.54721 | 0.069635 | 4 | 144932.4387 | 400073.7797 | 2954.6438 | 8156.0451 | 171.394 | 28.409 | 49.1283 | 873952.2867 | 0 | 297473.4622 | 0 | 0 | 0 | 771150.2059 | 757604.6224 | 1971131.8213 | 1345337.9708 | 6016650.3692 | 961560.8286 | 33391464.6677 | 33391464.6677 | 24773143.2569 | 12902803.4336 | 0 | 40369675.8656 | 111437087.2238 | 100 | 0.27854 | 144932.4387 | 400073.7797 | 2954.6438 | 8156.0451
1 | 6900 | 707 | 0.045 | 15 | 15 | 7 | 1.3335e-13 | 5spot_SharedNeighbor | CO2 | Porous | Wet | R600a | MinimizeLCOE_Brownfield | IgnoreSilica | 2019 | 5.9017 | 0.95767 | 0.13242 | 4 | 79415.0693 | 213588.733 | 1618.9836 | 4354.2952 | 188.1787 | 29.0126 | 54.6274 | 1159738.4838 | 0 | 376631.398 | 0 | 0 | 0 | 953108.2941 | 970896.4886 | 2526073.5051 | 1724097.0728 | 7710545.2424 | 961560.8286 | 33391464.6677 | 33391464.6677 | 24773143.2569 | 12902803.4336 | 0 | 42063570.7388 | 113130982.097 | 133.3521 | 0.52967 | 79415.0693 | 213588.733 | 1618.9836 | 4354.2952
1 | 6900 | 707 | 0.045 | 15 | 15 | 7 | 1.7783e-13 | 5spot_SharedNeighbor | CO2 | Porous | Wet | R600a | MinimizeLCOE_Brownfield | IgnoreSilica | 2019 | 7.7434 | 1.5117 | 0.22027 | 4 | 49874.5661 | 130535.0397 | 1016.7605 | 2661.1333 | 201.8185 | 29.448 | 64.6799 | 1484083.644 | 0 | 468032.3861 | 0 | 0 | 0 | 1144139.6885 | 1207539.7303 | 3141770.6777 | 2144323.0445 | 9589889.1711 | 961560.8286 | 33391464.6677 | 33391464.6677 | 24773143.2569 | 12902803.4336 | 0 | 43942914.6675 | 115010326.0257 | 177.8279 | 0.88107 | 49874.5661 | 130535.0397 | 1016.7605 | 2661.1333
1 | 6900 | 707 | 0.045 | 15 | 15 | 7 | 2.3714e-13 | 5spot_SharedNeighbor | CO2 | Porous | Wet | R600a | MinimizeLCOE_Brownfield | IgnoreSilica | 2019 | 10.1017 | 2.2597 | 0.34027 | 4 | 33912.7599 | 86126.282 | 691.3575 | 1755.8008 | 213.3 | 29.7796 | 57.4636 | 1868861.2979 | 0 | 578961.0595 | 0 | 0 | 0 | 1363736.1884 | 1486507.8328 | 3867588.4564 | 2639708.5925 | 11805363.4274 | 961560.8286 | 33391464.6677 | 33391464.6677 | 24773143.2569 | 12902803.4336 | 0 | 46158388.9237 | 117225800.282 | 237.1374 | 1.3611 | 33912.7599 | 86126.282 | 691.3575 | 1755.8008
1 | 6900 | 707 | 0.045 | 15 | 15 | 7 | 3.1623e-13 | 5spot_SharedNeighbor | CO2 | Porous | Wet | R600a | MinimizeLCOE_Brownfield | IgnoreSilica | 2019 | 13.0714 | 3.2389 | 0.50105 | 4 | 24305.8544 | 59765.343 | 495.5077 | 1218.3974 | 222.669 | 30.0257 | 44.9751 | 2317217.6634 | 0 | 711522.6692 | 0 | 0 | 0 | 1607763.4309 | 1808236.4678 | 4704660.3689 | 3211027.3728 | 14360427.973 | 961560.8286 | 33391464.6677 | 33391464.6677 | 24773143.2569 | 12902803.4336 | 0 | 48713453.4694 | 119780864.8276 | 316.2278 | 2.0042 | 24305.8544 | 59765.343 | 495.5077 | 1218.3974
1 | 6900 | 707 | 0.045 | 15 | 15 | 7 | 4.217e-13 | 5spot_SharedNeighbor | CO2 | Porous | Wet | R600a | MinimizeLCOE_Brownfield | IgnoreSilica | 2019 | 16.8102 | 4.5036 | 0.71381 | 4 | 18094.8568 | 42985.0133 | 368.8881 | 876.3076 | 230.2538 | 30.2043 | 58.6559 | 2840001.3617 | 0 | 870145.0052 | 0 | 0 | 0 | 1879374.3147 | 2179913.0658 | 5671686.6356 | 3871042.6703 | 17312163.0532 | 961560.8286 | 33391464.6677 | 33391464.6677 | 24773143.2569 | 12902803.4336 | 0 | 51665188.5495 | 122732599.9077 | 421.6965 | 2.8552 | 18094.8568 | 42985.0133 | 368.8881 | 876.3076
1 | 6900 | 707 | 0.045 | 15 | 15 | 7 | 5.6234e-13 | 5spot_SharedNeighbor | CO2 | Porous | Wet | R600a | MinimizeLCOE_Brownfield | IgnoreSilica | 2019 | 21.5413 | 6.1306 | 0.99318 | 4 | 13870.7393 | 31759.5854 | 282.7738 | 647.4621 | 236.379 | 30.326 | 69.6063 | 3453173.7098 | 0 | 1061082.4991 | 0 | 0 | 0 | 2185732.751 | 2612995.6944 | 6798478.7977 | 4640101.4742 | 20751564.9263 | 961560.8286 | 33391464.6677 | 33391464.6677 | 24773143.2569 | 12902803.4336 | 0 | 55104590.4226 | 126172001.7809 | 562.3413 | 3.9727 | 13870.7393 | 31759.5854 | 282.7738 | 647.4621
1 | 6900 | 707 | 0.045 | 15 | 15 | 7 | 7.4989e-13 | 5spot_SharedNeighbor | CO2 | Porous | Wet | R600a | MinimizeLCOE_Brownfield | IgnoreSilica | 2019 | 27.4681 | 8.1953 | 1.3562 | 4 | 10888.3273 | 23988.5586 | 221.9733 | 489.0392 | 241.2457 | 30.3932 | 65.266 | 4165949.6112 | 0 | 1288829.9757 | 0 | 0 | 0 | 2524881.4332 | 3112067.7978 | 8096962.0371 | 5526342.9662 | 24715033.8212 | 961560.8286 | 33391464.6677 | 33391464.6677 | 24773143.2569 | 12902803.4336 | 0 | 59068059.3176 | 130135470.6758 | 749.8942 | 5.4249 | 10888.3273 | 23988.5586 | 221.9733 | 489.0392
1 | 6900 | 707 | 0.045 | 15 | 15 | 7 | 1e-12 | 5spot_SharedNeighbor | CO2 | Porous | Wet | R600a | MinimizeLCOE_Brownfield | IgnoreSilica | 2019 | 34.854 | 10.794 | 1.8235 | 4 | 8721.9438 | 18465.4536 | 177.8086 | 376.4432 | 245.0734 | 30.4031 | 71.1229 | 4991027.8625 | 0 | 1559315.9819 | 0 | 0 | 0 | 2897790.2512 | 3684772.2973 | 9587021.6668 | 6543339.2812 | 29263267.341 | 961560.8286 | 33391464.6677 | 33391464.6677 | 24773143.2569 | 12902803.4336 | 0 | 63616292.8373 | 134683704.1955 | 1000 | 7.2938 | 8721.9438 | 18465.4536 | 177.8086 | 376.4432
1 | 6900 | 707 | 0.045 | 15 | 15 | 7 | 1.3335e-12 | 5spot_SharedNeighbor | CO2 | Porous | Wet | R600a | MinimizeLCOE_Brownfield | IgnoreSilica | 2019 | 43.9527 | 14.0236 | 2.4169 | 4 | 7113.7645 | 14464.8198 | 145.0237 | 294.8849 | 248.0282 | 30.3459 | 79.9302 | 5935939.6839 | 0 | 1877244.081 | 0 | 0 | 0 | 3299998.0878 | 4334140.9226 | 11276545.626 | 7696474.0996 | 34420342.5009 | 961560.8286 | 33391464.6677 | 33391464.6677 | 24773143.2569 | 12902803.4336 | 0 | 68773367.9972 | 139840779.3555 | 1333.5214 | 9.6676 | 7113.7645 | 14464.8198 | 145.0237 | 294.8849
1 | 6900 | 707 | 0.045 | 15 | 15 | 7 | 1.7783e-12 | 5spot_SharedNeighbor | CO2 | Porous | Wet | R600a | MinimizeLCOE_Brownfield | IgnoreSilica | 2019 | 54.9271 | 17.9543 | 3.1558 | 4 | 5900.559 | 11530.5158 | 120.2909 | 235.0652 | 250.2286 | 30.2052 | 72.8406 | 6996018.3001 | 0 | 2243684.8926 | 0 | 0 | 0 | 3717007.9602 | 5053117.3496 | 13147174.8069 | 8973216.9531 | 40130220.2626 | 961560.8286 | 33391464.6677 | 33391464.6677 | 24773143.2569 | 12902803.4336 | 0 | 74483245.7589 | 145550657.1171 | 1778.2794 | 12.6231 | 5900.559 | 11530.5158 | 120.2909 | 235.0652
1 | 6900 | 707 | 0.045 | 15 | 15 | 7 | 2.3714e-12 | 5spot_SharedNeighbor | CO2 | Porous | Wet | R600a | MinimizeLCOE_Brownfield | IgnoreSilica | 2019 | 67.7964 | 22.6071 | 4.0502 | 4 | 4975.517 | 9362.1915 | 101.4326 | 190.8609 | 251.7537 | 29.9597 | 100.6303 | 8152233.827 | 0 | 2655202.9672 | 0 | 0 | 0 | 4126463.0192 | 5824220.9273 | 15153428.1407 | 10342526.0779 | 46254074.9593 | 961560.8286 | 33391464.6677 | 33391464.6677 | 24773143.2569 | 12902803.4336 | 0 | 80607100.4557 | 151674511.8139 | 2371.3737 | 16.2007 | 4975.517 | 9362.1915 | 101.4326 | 190.8609
1 | 6900 | 707 | 0.045 | 15 | 15 | 7 | 3.1623e-12 | 5spot_SharedNeighbor | CO2 | Porous | Wet | R600a | MinimizeLCOE_Brownfield | IgnoreSilica | 2019 | 82.254 | 27.8881 | 5.0892 | 4 | 4266.5868 | 7757.6738 | 86.9801 | 158.1507 | 252.6392 | 29.5911 | 100.0017 | 9359409.0149 | 0 | 3099258.6327 | 0 | 0 | 0 | 4492186.1265 | 6610832.9719 | 17200031.3245 | 11739374.8043 | 52501092.8747 | 961560.8286 | 33391464.6677 | 33391464.6677 | 24773143.2569 | 12902803.4336 | 0 | 86854118.3711 | 157921529.7293 | 3162.2777 | 20.3568 | 4266.5868 | 7757.6738 | 86.9801 | 158.1507
1 | 6900 | 707 | 0.045 | 15 | 15 | 7 | 4.217e-12 | 5spot_SharedNeighbor | CO2 | Porous | Wet | R600a | MinimizeLCOE_Brownfield | IgnoreSilica | 2019 | 97.6519 | 33.5741 | 6.234 | 4 | 3723.1593 | 6573.1738 | 75.9016 | 134.003 | 252.9249 | 29.0957 | 110.4844 | 10552983.0762 | 0 | 3555304.1715 | 0 | 0 | 0 | 4775202.8149 | 7364561.1244 | 19161077.3665 | 13077829.0234 | 58486957.5768 | 961560.8286 | 33391464.6677 | 33391464.6677 | 24773143.2569 | 12902803.4336 | 0 | 92839983.0732 | 163907394.4314 | 4216.965 | 24.9358 | 3723.1593 | 6573.1738 | 75.9016 | 134.003
1 | 6900 | 707 | 0.045 | 15 | 15 | 7 | 5.6234e-12 | 5spot_SharedNeighbor | CO2 | Porous | Wet | R600a | MinimizeLCOE_Brownfield | IgnoreSilica | 2019 | 113.0381 | 39.322 | 7.4183 | 4 | 3307.9067 | 5702.9083 | 67.4362 | 116.2615 | 252.6983 | 28.4967 | 79.6657 | 11659637.9352 | 0 | 3996797.2969 | 0 | 0 | 0 | 4943498.5381 | 8033974.1704 | 20902752.7967 | 14266558.2923 | 63803219.0296 | 961560.8286 | 33391464.6677 | 33391464.6677 | 24773143.2569 | 12902803.4336 | 0 | 98156244.526 | 169223655.8842 | 5623.4133 | 29.6732 | 3307.9067 | 5702.9083 | 67.4362 | 116.2615
1 | 6900 | 707 | 0.045 | 15 | 15 | 7 | 7.4989e-12 | 5spot_SharedNeighbor | CO2 | Porous | Wet | R600a | MinimizeLCOE_Brownfield | IgnoreSilica | 2019 | 127.4887 | 44.7841 | 8.5678 | 4 | 2992.1075 | 5065.7933 | 60.9982 | 103.273 | 252.102 | 27.8396 | 71.7286 | 12624975.5588 | 0 | 4400577.4387 | 0 | 0 | 0 | 4990619.5992 | 8586307.3127 | 22339810.3339 | 15247379.5901 | 68189669.8334 | 961560.8286 | 33391464.6677 | 33391464.6677 | 24773143.2569 | 12902803.4336 | 0 | 102542695.3298 | 173610106.688 | 7498.9421 | 34.2711 | 2992.1075 | 5065.7933 | 60.9982 | 103.273
1 | 6900 | 707 | 0.045 | 15 | 15 | 7 | 1e-11 | 5spot_SharedNeighbor | CO2 | Porous | Wet | R600a | MinimizeLCOE_Brownfield | IgnoreSilica | 2019 | 140.2802 | 49.6764 | 9.6174 | 4 | 2753.103 | 4600.4681 | 56.1257 | 93.7868 | 251.3005 | 27.1809 | 98.7602 | 13420951.2228 | 0 | 4750391.4688 | 0 | 0 | 0 | 4932278.2364 | 9010412.1619 | 23443244.1556 | 16000495.8467 | 71557773.0921 | 961560.8286 | 33391464.6677 | 33391464.6677 | 24773143.2569 | 12902803.4336 | 0 | 105910798.5885 | 176978209.9467 | 10000 | 38.4696 | 2753.103 | 4600.4681 | 56.1257 | 93.7868
1 | 6900 | 707 | 0.045 | 15 | 15 | 7 | 1.3335e-11 | 5spot_SharedNeighbor | CO2 | Porous | Wet | R600a | MinimizeLCOE_Brownfield | IgnoreSilica | 2019 | 151.065 | 53.8479 | 10.5276 | 4 | 2572.9157 | 4260.5595 | 52.4524 | 86.8573 | 250.4378 | 26.5683 | 104.9423 | 14049233.1421 | 0 | 5040380.1405 | 0 | 0 | 0 | 4800446.6862 | 9317123.3878 | 24241243.8503 | 16545147.0356 | 73993574.2425 | 961560.8286 | 33391464.6677 | 33391464.6677 | 24773143.2569 | 12902803.4336 | 0 | 108346599.7388 | 179414011.0971 | 13335.2143 | 42.1104 | 2572.9157 | 4260.5595 | 52.4524 | 86.8573
1 | 6900 | 707 | 0.045 | 15 | 15 | 7 | 1.7783e-11 | 5spot_SharedNeighbor | CO2 | Porous | Wet | R600a | MinimizeLCOE_Brownfield | IgnoreSilica | 2019 | 159.8003 | 57.2629 | 11.2844 | 4 | 2437.4106 | 4011.8717 | 49.6899 | 81.7874 | 249.6168 | 26.033 | 101.3451 | 14528883.2002 | 0 | 5272230.4195 | 0 | 0 | 0 | 4628872.6712 | 9527694.6534 | 24789107.0893 | 16919074.9536 | 75665862.9871 | 961560.8286 | 33391464.6677 | 33391464.6677 | 24773143.2569 | 12902803.4336 | 0 | 110018888.4834 | 181086299.8417 | 17782.7941 | 45.1376 | 2437.4106 | 4011.8717 | 49.6899 | 81.7874
1 | 6900 | 707 | 0.045 | 15 | 15 | 7 | 2.3714e-11 | 5spot_SharedNeighbor | CO2 | Porous | Wet | R600a | MinimizeLCOE_Brownfield | IgnoreSilica | 2019 | 166.7038 | 59.9865 | 11.8954 | 4 | 2335.6419 | 3829.2332 | 47.6152 | 78.0641 | 248.8906 | 25.5846 | 139.4916 | 14888966.2787 | 0 | 5453668.5558 | 0 | 0 | 0 | 4447221.2377 | 9668043.8682 | 25154266.9565 | 17168304.0663 | 76780470.9631 | 961560.8286 | 33391464.6677 | 33391464.6677 | 24773143.2569 | 12902803.4336 | 0 | 111133496.4595 | 182200907.8177 | 23713.7371 | 47.5816 | 2335.6419 | 3829.2332 | 47.6152 | 78.0641
1 | 6900 | 707 | 0.045 | 15 | 15 | 7 | 3.1623e-11 | 5spot_SharedNeighbor | CO2 | Porous | Wet | R600a | MinimizeLCOE_Brownfield | IgnoreSilica | 2019 | 172.0707 | 62.1198 | 12.3784 | 4 | 2259.2523 | 3694.5642 | 46.0579 | 75.3187 | 248.2783 | 25.2202 | 130.1476 | 15157010.0072 | 0 | 5593683.0724 | 0 | 0 | 0 | 4274903.0997 | 9759982.5099 | 25393472.4431 | 17331566.7261 | 77510617.8585 | 961560.8286 | 33391464.6677 | 33391464.6677 | 24773143.2569 | 12902803.4336 | 0 | 111863643.3549 | 182931054.7131 | 31622.7766 | 49.5136 | 2259.2523 | 3694.5642 | 46.0579 | 75.3187
1 | 6900 | 707 | 0.045 | 15 | 15 | 7 | 4.217e-11 | 5spot_SharedNeighbor | CO2 | Porous | Wet | R600a | MinimizeLCOE_Brownfield | IgnoreSilica | 2019 | 176.1728 | 63.7618 | 12.7536 | 4 | 2201.8964 | 3594.9767 | 44.8886 | 73.2885 | 247.7808 | 24.9315 | 127.8839 | 15354562.7777 | 0 | 5700112.2636 | 0 | 0 | 0 | 4121114.0863 | 9818557.7598 | 25545873.2279 | 17435583.3932 | 77975803.5086 | 961560.8286 | 33391464.6677 | 33391464.6677 | 24773143.2569 | 12902803.4336 | 0 | 112328829.0049 | 183396240.3632 | 42169.6503 | 51.0146 | 2201.8964 | 3594.9767 | 44.8886 | 73.2885
1 | 6900 | 707 | 0.045 | 15 | 15 | 7 | 5.6234e-11 | 5spot_SharedNeighbor | CO2 | Porous | Wet | R600a | MinimizeLCOE_Brownfield | IgnoreSilica | 2019 | 179.301 | 65.0197 | 13.0427 | 4 | 2158.8743 | 3521.0775 | 44.0116 | 71.7819 | 247.385 | 24.7063 | 122.1355 | 15501039.4633 | 0 | 5780939.1125 | 0 | 0 | 0 | 3991203.2051 | 9856540.8945 | 25644697.553 | 17503033.0258 | 78277453.2542 | 961560.8286 | 33391464.6677 | 33391464.6677 | 24773143.2569 | 12902803.4336 | 0 | 112630478.7506 | 183697890.1088 | 56234.1325 | 52.1709 | 2158.8743 | 3521.0775 | 44.0116 | 71.7819
1 | 6900 | 707 | 0.045 | 15 | 15 | 7 | 7.4989e-11 | 5spot_SharedNeighbor | CO2 | Porous | Wet | R600a | MinimizeLCOE_Brownfield | IgnoreSilica | 2019 | 181.6614 | 65.9732 | 13.2633 | 4 | 2126.5871 | 3466.137 | 43.3534 | 70.6619 | 247.0764 | 24.5332 | 90.5879 | 15609066.6965 | 0 | 5841742.0019 | 0 | 0 | 0 | 3884290.7039 | 9880688.7669 | 25707525.3634 | 17545914.2974 | 78469227.8299 | 961560.8286 | 33391464.6677 | 33391464.6677 | 24773143.2569 | 12902803.4336 | 0 | 112822253.3263 | 183889664.6845 | 74989.4209 | 53.0532 | 2126.5871 | 3466.137 | 43.3534 | 70.6619
1 | 6900 | 707 | 0.045 | 15 | 15 | 7 | 1e-10 | 5spot_SharedNeighbor | CO2 | Porous | Wet | R600a | MinimizeLCOE_Brownfield | IgnoreSilica | 2019 | 183.4466 | 66.6964 | 13.4311 | 4 | 2102.3572 | 3425.1729 | 42.8594 | 69.8268 | 246.8372 | 24.4003 | 106.7615 | 15689323.3263 | 0 | 5887623.3544 | 0 | 0 | 0 | 3798680.5297 | 9896494.6121 | 25748648.9304 | 17573981.9768 | 78594752.7297 | 961560.8286 | 33391464.6677 | 33391464.6677 | 24773143.2569 | 12902803.4336 | 0 | 112947778.226 | 184015189.5843 | 100000 | 53.7244 | 2102.3572 | 3425.1729 | 42.8594 | 69.8268
1 | 6900 | 707 | 0.045 | 15 | 15 | 7 | 1.3335e-10 | 5spot_SharedNeighbor | CO2 | Porous | Wet | R600a | MinimizeLCOE_Brownfield | IgnoreSilica | 2019 | 184.789 | 67.2417 | 13.5581 | 4 | 2084.1753 | 3394.6018 | 42.4887 | 69.2035 | 246.654 | 24.2994 | 113.6416 | 15748842.9194 | 0 | 5922066.3478 | 0 | 0 | 0 | 3731125.012 | 9906793.3689 | 25775444.1831 | 17592270.2874 | 78676542.1185 | 961560.8286 | 33391464.6677 | 33391464.6677 | 24773143.2569 | 12902803.4336 | 0 | 113029567.6149 | 184096978.9731 | 133352.1432 | 54.2323 | 2084.1753 | 3394.6018 | 42.4887 | 69.2035
1 | 6900 | 707 | 0.045 | 15 | 15 | 7 | 1.7783e-10 | 5spot_SharedNeighbor | CO2 | Porous | Wet | R600a | MinimizeLCOE_Brownfield | IgnoreSilica | 2019 | 185.8024 | 67.6539 | 13.6541 | 4 | 2070.5328 | 3371.742 | 42.2106 | 68.7375 | 246.5139 | 24.2226 | 116.88 | 15793295.333 | 0 | 5948032.1108 | 0 | 0 | 0 | 3678646.5742 | 9913789.867 | 25793647.636 | 17604694.5181 | 78732106.0391 | 961560.8286 | 33391464.6677 | 33391464.6677 | 24773143.2569 | 12902803.4336 | 0 | 113085131.5354 | 184152542.8937 | 177827.941 | 54.6164 | 2070.5328 | 3371.742 | 42.2106 | 68.7375
1 | 6900 | 707 | 0.045 | 15 | 15 | 7 | 2.3714e-10 | 5spot_SharedNeighbor | CO2 | Porous | Wet | R600a | MinimizeLCOE_Brownfield | IgnoreSilica | 2019 | 186.5749 | 67.9679 | 13.7269 | 4 | 2060.2975 | 3354.6048 | 42.002 | 68.3882 | 246.4061 | 24.1636 | 121.7357 | 15826912.0285 | 0 | 5967808.858 | 0 | 0 | 0 | 3638498.7807 | 9918955.6702 | 25807087.9964 | 17613867.8401 | 78773131.174 | 961560.8286 | 33391464.6677 | 33391464.6677 | 24773143.2569 | 12902803.4336 | 0 | 113126156.6703 | 184193568.0286 | 237137.3706 | 54.9077 | 2060.2975 | 3354.6048 | 42.002 | 68.3882
1 | 6900 | 707 | 0.045 | 15 | 15 | 7 | 3.1623e-10 | 5spot_SharedNeighbor | CO2 | Porous | Wet | R600a | MinimizeLCOE_Brownfield | IgnoreSilica | 2019 | 187.1324 | 68.1961 | 13.7809 | 4 | 2052.619 | 3341.8573 | 41.8454 | 68.1283 | 246.3275 | 24.1209 | 126.8417 | 15851012.8246 | 0 | 5982070.7794 | 0 | 0 | 0 | 3607084.6035 | 9921665.6009 | 25814138.6801 | 17618680.0767 | 78794652.5653 | 961560.8286 | 33391464.6677 | 33391464.6677 | 24773143.2569 | 12902803.4336 | 0 | 113147678.0616 | 184215089.4199 | 316227.766 | 55.1236 | 2052.619 | 3341.8573 | 41.8454 | 68.1283
1 | 6900 | 707 | 0.045 | 15 | 15 | 7 | 4.217e-10 | 5spot_SharedNeighbor | CO2 | Porous | Wet | R600a | MinimizeLCOE_Brownfield | IgnoreSilica | 2019 | 187.5734 | 68.3754 | 13.8223 | 4 | 2046.8592 | 3332.2339 | 41.728 | 67.9321 | 246.2651 | 24.087 | 126.6208 | 15869996.9295 | 0 | 5993346.0982 | 0 | 0 | 0 | 3583812.3612 | 9924390.6017 | 25821228.5732 | 17623519.0744 | 78816293.6383 | 961560.8286 | 33391464.6677 | 33391464.6677 | 24773143.2569 | 12902803.4336 | 0 | 113169319.1347 | 184236730.4929 | 421696.5034 | 55.2893 | 2046.8592 | 3332.2339 | 41.728 | 67.9321
1 | 6900 | 707 | 0.045 | 15 | 15 | 7 | 5.6234e-10 | 5spot_SharedNeighbor | CO2 | Porous | Wet | R600a | MinimizeLCOE_Brownfield | IgnoreSilica | 2019 | 187.8977 | 68.5077 | 13.8532 | 4 | 2042.5388 | 3325.0481 | 41.6399 | 67.7856 | 246.219 | 24.062 | 125.4713 | 15883904.643 | 0 | 6001634.5845 | 0 | 0 | 0 | 3565956.8094 | 9926083.4544 | 25825633.0287 | 17626525.2058 | 78829737.7258 | 961560.8286 | 33391464.6677 | 33391464.6677 | 24773143.2569 | 12902803.4336 | 0 | 113182763.2222 | 184250174.5804 | 562341.3252 | 55.4128 | 2042.5388 | 3325.0481 | 41.6399 | 67.7856
1 | 6900 | 707 | 0.045 | 15 | 15 | 7 | 7.4989e-10 | 5spot_SharedNeighbor | CO2 | Porous | Wet | R600a | MinimizeLCOE_Brownfield | IgnoreSilica | 2019 | 188.1413 | 68.6071 | 13.8764 | 4 | 2039.2984 | 3319.6631 | 41.5739 | 67.6758 | 246.1843 | 24.0432 | 117.5758 | 15894321.4823 | 0 | 6007857.5209 | 0 | 0 | 0 | 3552453.8613 | 9927306.8171 | 25828815.9676 | 17628697.627 | 78839453.2761 | 961560.8286 | 33391464.6677 | 33391464.6677 | 24773143.2569 | 12902803.4336 | 0 | 113192478.7725 | 184259890.1307 | 749894.2093 | 55.5056 | 2039.2984 | 3319.6631 | 41.5739 | 67.6758
1 | 6900 | 707 | 0.045 | 15 | 15 | 7 | 1e-09 | 5spot_SharedNeighbor | CO2 | Porous | Wet | R600a | MinimizeLCOE_Brownfield | IgnoreSilica | 2019 | 188.3071 | 68.6758 | 13.8932 | 4 | 2036.8681 | 3315.685 | 41.5243 | 67.5947 | 246.1605 | 24.0304 | 73.2457 | 15901390.2885 | 0 | 6012091.982 | 0 | 0 | 0 | 3541776.0279 | 9927550.7364 | 25829450.5954 | 17629130.7735 | 78841390.4036 | 961560.8286 | 33391464.6677 | 33391464.6677 | 24773143.2569 | 12902803.4336 | 0 | 113194415.8999 | 184261827.2581 | 1000000 | 55.5728 | 2036.8681 | 3315.685 | 41.5243 | 67.5947
1 | 6900 | 707 | 0.045 | 15 | 15 | 7 | 1.3335e-09 | 5spot_SharedNeighbor | CO2 | Porous | Wet | R600a | MinimizeLCOE_Brownfield | IgnoreSilica | 2019 | 188.4554 | 68.7357 | 13.9067 | 4 | 2035.0454 | 3312.6216 | 41.4872 | 67.5323 | 246.1393 | 24.0189 | 96.1189 | 15907717.8494 | 0 | 6015880.849 | 0 | 0 | 0 | 3534416.2398 | 9928625.8259 | 25832247.7578 | 17631039.8943 | 78849928.4163 | 961560.8286 | 33391464.6677 | 33391464.6677 | 24773143.2569 | 12902803.4336 | 0 | 113202953.9127 | 184270365.2709 | 1333521.4322 | 55.6267 | 2035.0454 | 3312.6216 | 41.4872 | 67.5323
1 | 6900 | 707 | 0.045 | 15 | 15 | 7 | 1.7783e-09 | 5spot_SharedNeighbor | CO2 | Porous | Wet | R600a | MinimizeLCOE_Brownfield | IgnoreSilica | 2019 | 188.548 | 68.7741 | 13.9161 | 4 | 2033.6784 | 3310.3884 | 41.4593 | 67.4867 | 246.126 | 24.0118 | 98.292 | 15911656.0452 | 0 | 6018245.7727 | 0 | 0 | 0 | 3528343.5084 | 9928715.6772 | 25832481.5326 | 17631199.4504 | 78850641.9864 | 961560.8286 | 33391464.6677 | 33391464.6677 | 24773143.2569 | 12902803.4336 | 0 | 113203667.4828 | 184271078.841 | 1778279.41 | 55.6645 | 2033.6784 | 3310.3884 | 41.4593 | 67.4867
1 | 6900 | 707 | 0.045 | 15 | 15 | 7 | 2.3714e-09 | 5spot_SharedNeighbor | CO2 | Porous | Wet | R600a | MinimizeLCOE_Brownfield | IgnoreSilica | 2019 | 188.6212 | 68.8042 | 13.9233 | 4 | 2032.6533 | 3308.7017 | 41.4384 | 67.4524 | 246.1154 | 24.0061 | 103.132 | 15914766.4569 | 0 | 6020113.8981 | 0 | 0 | 0 | 3523883.1848 | 9928917.7805 | 25833007.3638 | 17631558.341 | 78852247.0252 | 961560.8286 | 33391464.6677 | 33391464.6677 | 24773143.2569 | 12902803.4336 | 0 | 113205272.5215 | 184272683.8798 | 2371373.7057 | 55.6934 | 2032.6533 | 3308.7017 | 41.4384 | 67.4524
1 | 6900 | 707 | 0.045 | 15 | 15 | 7 | 3.1623e-09 | 5spot_SharedNeighbor | CO2 | Porous | Wet | R600a | MinimizeLCOE_Brownfield | IgnoreSilica | 2019 | 188.6944 | 68.8332 | 13.9294 | 4 | 2031.8845 | 3307.3751 | 41.4227 | 67.4253 | 246.1051 | 24.0004 | 100.9373 | 15917882.8198 | 0 | 6021981.8786 | 0 | 0 | 0 | 3521051.181 | 9929757.193 | 25835191.3429 | 17633048.9516 | 78858913.3669 | 961560.8286 | 33391464.6677 | 33391464.6677 | 24773143.2569 | 12902803.4336 | 0 | 113211938.8632 | 184279350.2215 | 3162277.6602 | 55.7177 | 2031.8845 | 3307.3751 | 41.4227 | 67.4253
1 | 6900 | 707 | 0.045 | 15 | 15 | 7 | 4.217e-09 | 5spot_SharedNeighbor | CO2 | Porous | Wet | R600a | MinimizeLCOE_Brownfield | IgnoreSilica | 2019 | 188.7332 | 68.8493 | 13.9334 | 4 | 2031.308 | 3306.4345 | 41.411 | 67.4061 | 246.0994 | 23.9974 | 120.6373 | 15919533.3903 | 0 | 6022974.9232 | 0 | 0 | 0 | 3518469.7714 | 9929781.4531 | 25835254.4628 | 17633092.0322 | 78859106.033 | 961560.8286 | 33391464.6677 | 33391464.6677 | 24773143.2569 | 12902803.4336 | 0 | 113212131.5294 | 184279542.8876 | 4216965.0343 | 55.7336 | 2031.308 | 3306.4345 | 41.411 | 67.4061
1 | 6900 | 707 | 0.045 | 15 | 15 | 7 | 5.6234e-09 | 5spot_SharedNeighbor | CO2 | Porous | Wet | R600a | MinimizeLCOE_Brownfield | IgnoreSilica | 2019 | 188.7675 | 68.8632 | 13.9366 | 4 | 2030.8756 | 3305.712 | 41.4021 | 67.3914 | 246.0945 | 23.9947 | 115.2926 | 15920989.3534 | 0 | 6023849.7143 | 0 | 0 | 0 | 3516676.4636 | 9929991.0572 | 25835799.8096 | 17633464.2426 | 78860770.6407 | 961560.8286 | 33391464.6677 | 33391464.6677 | 24773143.2569 | 12902803.4336 | 0 | 113213796.1371 | 184281207.4953 | 5623413.2519 | 55.7463 | 2030.8756 | 3305.712 | 41.4021 | 67.3914
1 | 6900 | 707 | 0.045 | 15 | 15 | 7 | 7.4989e-09 | 5spot_SharedNeighbor | CO2 | Porous | Wet | R600a | MinimizeLCOE_Brownfield | IgnoreSilica | 2019 | 188.7844 | 68.8706 | 13.9386 | 4 | 2030.5514 | 3305.2002 | 41.3955 | 67.381 | 246.092 | 23.9934 | 130.6506 | 15921701.4191 | 0 | 6024279.7801 | 0 | 0 | 0 | 3515079.4171 | 9929813.6404 | 25835338.2074 | 17633149.1897 | 78859361.6539 | 961560.8286 | 33391464.6677 | 33391464.6677 | 24773143.2569 | 12902803.4336 | 0 | 113212387.1503 | 184279798.5085 | 7498942.0933 | 55.7545 | 2030.5514 | 3305.2002 | 41.3955 | 67.381
1 | 6900 | 707 | 0.045 | 15 | 15 | 7 | 1e-08 | 5spot_SharedNeighbor | CO2 | Porous | Wet | R600a | MinimizeLCOE_Brownfield | IgnoreSilica | 2019 | 188.8038 | 68.8785 | 13.9404 | 4 | 2030.3082 | 3304.7933 | 41.3906 | 67.3727 | 246.0892 | 23.9919 | 131.4763 | 15922527.4981 | 0 | 6024776.2602 | 0 | 0 | 0 | 3514074.4065 | 9929937.4843 | 25835660.4238 | 17633369.109 | 78860345.182 | 961560.8286 | 33391464.6677 | 33391464.6677 | 24773143.2569 | 12902803.4336 | 0 | 113213370.6783 | 184280782.0365 | 10000000 | 55.7617 | 2030.3082 | 3304.7933 | 41.3906 | 67.3727
1 | 7000 | 707 | 0.045 | 15 | 15 | 7 | 1e-13 | 5spot_SharedNeighbor | CO2 | Porous | Wet | R600a | MinimizeLCOE_Brownfield | IgnoreSilica | 2019 | 4.4844 | 0.56576 | 0.072997 | 4 | 141146.2588 | 389368.3161 | 2877.4574 | 7937.7998 | 174.1009 | 28.9008 | 52.2608 | 900035.8913 | 0 | 302338.0012 | 0 | 0 | 0 | 793661.2011 | 778453.6865 | 2025376.8095 | 1382361.2898 | 6182226.8793 | 961560.8286 | 34069368.3502 | 34069368.3502 | 25261752.1078 | 13146991.7455 | 0 | 41213156.0582 | 113691268.2617 | 100 | 0.29199 | 141146.2588 | 389368.3161 | 2877.4574 | 7937.7998
1 | 7000 | 707 | 0.045 | 15 | 15 | 7 | 1.3335e-13 | 5spot_SharedNeighbor | CO2 | Porous | Wet | R600a | MinimizeLCOE_Brownfield | IgnoreSilica | 2019 | 6.0092 | 0.98712 | 0.13836 | 4 | 77580.7366 | 208544.486 | 1581.5883 | 4251.4614 | 191.0492 | 29.507 | 47.4014 | 1191653.06 | 0 | 382106.0509 | 0 | 0 | 0 | 978144.7173 | 995242.493 | 2589416.8144 | 1767330.183 | 7903893.3186 | 961560.8286 | 34069368.3502 | 34069368.3502 | 25261752.1078 | 13146991.7455 | 0 | 42934822.4975 | 115412934.701 | 133.3521 | 0.55342 | 77580.7366 | 208544.486 | 1581.5883 | 4251.4614
1 | 7000 | 707 | 0.045 | 15 | 15 | 7 | 1.7783e-13 | 5spot_SharedNeighbor | CO2 | Porous | Wet | R600a | MinimizeLCOE_Brownfield | IgnoreSilica | 2019 | 7.8897 | 1.5593 | 0.2298 | 4 | 48811.7078 | 127659.6784 | 995.0927 | 2602.5152 | 204.9596 | 29.9487 | 48.1084 | 1525751.5454 | 0 | 475094.5223 | 0 | 0 | 0 | 1175337.9326 | 1238711.7601 | 3222873.9051 | 2199677.6637 | 9837447.3292 | 961560.8286 | 34069368.3502 | 34069368.3502 | 25261752.1078 | 13146991.7455 | 0 | 44868376.5081 | 117346488.7116 | 177.8279 | 0.91921 | 48811.7078 | 127659.6784 | 995.0927 | 2602.5152
1 | 7000 | 707 | 0.045 | 15 | 15 | 7 | 2.3714e-13 | 5spot_SharedNeighbor | CO2 | Porous | Wet | R600a | MinimizeLCOE_Brownfield | IgnoreSilica | 2019 | 10.2797 | 2.3277 | 0.35453 | 4 | 33231.2982 | 84340.5478 | 677.465 | 1719.3961 | 216.5816 | 30.2826 | 64.7996 | 1919130.8447 | 0 | 587107.5821 | 0 | 0 | 0 | 1398650.1681 | 1522906.552 | 3962290.4573 | 2704344.654 | 12094430.2583 | 961560.8286 | 34069368.3502 | 34069368.3502 | 25261752.1078 | 13146991.7455 | 0 | 47125359.4371 | 119603471.6407 | 237.1374 | 1.4181 | 33231.2982 | 84340.5478 | 677.465 | 1719.3961
1 | 7000 | 707 | 0.045 | 15 | 15 | 7 | 3.1623e-13 | 5spot_SharedNeighbor | CO2 | Porous | Wet | R600a | MinimizeLCOE_Brownfield | IgnoreSilica | 2019 | 13.2929 | 3.334 | 0.52155 | 4 | 23839.3345 | 58581.3066 | 485.9971 | 1194.2592 | 226.0887 | 30.531 | 62.2227 | 2378185.0149 | 0 | 721152.7143 | 0 | 0 | 0 | 1647540.4964 | 1851282.508 | 4816657.3356 | 3287467.6039 | 14702285.6732 | 961560.8286 | 34069368.3502 | 34069368.3502 | 25261752.1078 | 13146991.7455 | 0 | 49733214.8521 | 122211327.0556 | 316.2278 | 2.0862 | 23839.3345 | 58581.3066 | 485.9971 | 1194.2592
1 | 7000 | 707 | 0.045 | 15 | 15 | 7 | 4.217e-13 | 5spot_SharedNeighbor | CO2 | Porous | Wet | R600a | MinimizeLCOE_Brownfield | IgnoreSilica | 2019 | 17.1003 | 4.6376 | 0.74267 | 4 | 17760.4168 | 42158.2374 | 362.0701 | 859.4527 | 233.8137 | 30.7114 | 58.6619 | 2915400.719 | 0 | 882135.2779 | 0 | 0 | 0 | 1926755.2891 | 2232473.6016 | 5808438.368 | 3964378.5376 | 17729581.7933 | 961560.8286 | 34069368.3502 | 34069368.3502 | 25261752.1078 | 13146991.7455 | 0 | 52760510.9722 | 125238623.1757 | 421.6965 | 2.9707 | 17760.4168 | 42158.2374 | 362.0701 | 859.4527
1 | 7000 | 707 | 0.045 | 15 | 15 | 7 | 5.6234e-13 | 5spot_SharedNeighbor | CO2 | Porous | Wet | R600a | MinimizeLCOE_Brownfield | IgnoreSilica | 2019 | 21.9071 | 6.3115 | 1.0328 | 4 | 13622.5415 | 31166.7395 | 277.7139 | 635.3761 | 240.0365 | 30.8334 | 47.9501 | 3544066.0541 | 0 | 1075473.4641 | 0 | 0 | 0 | 2240132.2454 | 2675271.9878 | 6960508.9385 | 4750690.3747 | 21246143.0647 | 961560.8286 | 34069368.3502 | 34069368.3502 | 25261752.1078 | 13146991.7455 | 0 | 56277072.2435 | 128755184.4471 | 562.3413 | 4.1312 | 13622.5415 | 31166.7395 | 277.7139 | 635.3761
1 | 7000 | 707 | 0.045 | 15 | 15 | 7 | 7.4989e-13 | 5spot_SharedNeighbor | CO2 | Porous | Wet | R600a | MinimizeLCOE_Brownfield | IgnoreSilica | 2019 | 27.946 | 8.4408 | 1.41 | 4 | 10699.0665 | 23549.4196 | 218.1149 | 480.0868 | 244.9934 | 30.8998 | 74.5163 | 4276900.2239 | 0 | 1306736.5735 | 0 | 0 | 0 | 2589272.3027 | 3187434.549 | 8293050.8638 | 5660177.6197 | 25313572.1326 | 961560.8286 | 34069368.3502 | 34069368.3502 | 25261752.1078 | 13146991.7455 | 0 | 60344501.3115 | 132822613.515 | 749.8942 | 5.6402 | 10699.0665 | 23549.4196 | 218.1149 | 480.0868
1 | 7000 | 707 | 0.045 | 15 | 15 | 7 | 1e-12 | 5spot_SharedNeighbor | CO2 | Porous | Wet | R600a | MinimizeLCOE_Brownfield | IgnoreSilica | 2019 | 35.4413 | 11.112 | 1.8948 | 4 | 8574.4098 | 18137.2171 | 174.8009 | 369.7517 | 248.8762 | 30.9069 | 67.5624 | 5121787.5563 | 0 | 1580301.6069 | 0 | 0 | 0 | 2969690.2958 | 3771993.989 | 9813954.617 | 6698225.6827 | 29955953.7478 | 961560.8286 | 34069368.3502 | 34069368.3502 | 25261752.1078 | 13146991.7455 | 0 | 64986882.9267 | 137464995.1302 | 1000 | 7.5792 | 8574.4098 | 18137.2171 | 174.8009 | 369.7517
1 | 7000 | 707 | 0.045 | 15 | 15 | 7 | 1.3335e-12 | 5spot_SharedNeighbor | CO2 | Porous | Wet | R600a | MinimizeLCOE_Brownfield | IgnoreSilica | 2019 | 44.6862 | 14.4351 | 2.5105 | 4 | 6996.6302 | 14214.1654 | 142.6358 | 289.775 | 251.8787 | 30.8446 | 37.3623 | 6090595.8807 | 0 | 1902264.1769 | 0 | 0 | 0 | 3381367.1367 | 4435948.6058 | 11541428.334 | 7877261.9906 | 35228866.1246 | 961560.8286 | 34069368.3502 | 34069368.3502 | 25261752.1078 | 13146991.7455 | 0 | 70259795.3035 | 142737907.507 | 1333.5214 | 10.0419 | 6996.6302 | 14214.1654 | 142.6358 | 289.775
1 | 7000 | 707 | 0.045 | 15 | 15 | 7 | 1.7783e-12 | 5spot_SharedNeighbor | CO2 | Porous | Wet | R600a | MinimizeLCOE_Brownfield | IgnoreSilica | 2019 | 55.8091 | 18.4706 | 3.2758 | 4 | 5806.1247 | 11337.4412 | 118.3657 | 231.1291 | 254.1097 | 30.6957 | 45.3647 | 7174756.2175 | 0 | 2272461.5285 | 0 | 0 | 0 | 3805832.3984 | 5168689.5563 | 13447869.9816 | 9178447.5885 | 41048057.2709 | 961560.8286 | 34069368.3502 | 34069368.3502 | 25261752.1078 | 13146991.7455 | 0 | 76078986.4498 | 148557098.6533 | 1778.2794 | 13.1032 | 5806.1247 | 11337.4412 | 118.3657 | 231.1291
1 | 7000 | 707 | 0.045 | 15 | 15 | 7 | 2.3714e-12 | 5spot_SharedNeighbor | CO2 | Porous | Wet | R600a | MinimizeLCOE_Brownfield | IgnoreSilica | 2019 | 68.8512 | 23.2467 | 4.2014 | 4 | 4898.4042 | 9211.1704 | 99.8606 | 187.7822 | 255.655 | 30.438 | 51.5735 | 8357015.4062 | 0 | 2688201.2525 | 0 | 0 | 0 | 4222862.326 | 5954550.804 | 15492519.7458 | 10573963.0659 | 47289112.6004 | 961560.8286 | 34069368.3502 | 34069368.3502 | 25261752.1078 | 13146991.7455 | 0 | 82320041.7793 | 154798153.9828 | 2371.3737 | 16.8055 | 4898.4042 | 9211.1704 | 99.8606 | 187.7822
1 | 7000 | 707 | 0.045 | 15 | 15 | 7 | 3.1623e-12 | 5spot_SharedNeighbor | CO2 | Porous | Wet | R600a | MinimizeLCOE_Brownfield | IgnoreSilica | 2019 | 83.4527 | 28.6505 | 5.2736 | 4 | 4202.9128 | 7638.8051 | 85.6821 | 155.7274 | 256.5461 | 30.0537 | 64.3564 | 9586957.8435 | 0 | 3135339.8531 | 0 | 0 | 0 | 4592082.476 | 6752608.2673 | 17568901.5611 | 11991136.3203 | 53627026.3212 | 961560.8286 | 34069368.3502 | 34069368.3502 | 25261752.1078 | 13146991.7455 | 0 | 88657955.5001 | 161136067.7036 | 3162.2777 | 21.0944 | 4202.9128 | 7638.8051 | 85.6821 | 155.7274
1 | 7000 | 707 | 0.045 | 15 | 15 | 7 | 4.217e-12 | 5spot_SharedNeighbor | CO2 | Porous | Wet | R600a | MinimizeLCOE_Brownfield | IgnoreSilica | 2019 | 98.936 | 34.445 | 6.4507 | 4 | 3670.0047 | 6478.9341 | 74.818 | 132.0818 | 256.8281 | 29.5407 | 73.3241 | 10797629.2318 | 0 | 3592656.5148 | 0 | 0 | 0 | 4873650.2228 | 7512935.028 | 19547115.8281 | 13341308.2057 | 59665295.0312 | 961560.8286 | 34069368.3502 | 34069368.3502 | 25261752.1078 | 13146991.7455 | 0 | 94696224.21 | 167174336.4136 | 4216.965 | 25.8028 | 3670.0047 | 6478.9341 | 74.818 | 132.0818
1 | 7000 | 707 | 0.045 | 15 | 15 | 7 | 5.6234e-12 | 5spot_SharedNeighbor | CO2 | Porous | Wet | R600a | MinimizeLCOE_Brownfield | IgnoreSilica | 2019 | 114.3876 | 40.2946 | 7.6656 | 4 | 3262.9973 | 5626.744 | 66.5206 | 114.7088 | 256.5942 | 28.9223 | 83.4136 | 11918600.8285 | 0 | 4034924.5849 | 0 | 0 | 0 | 5039379.1201 | 8187232.768 | 21301500.2301 | 14538711.6091 | 65020349.1406 | 961560.8286 | 34069368.3502 | 34069368.3502 | 25261752.1078 | 13146991.7455 | 0 | 100051278.3195 | 172529390.523 | 5623.4133 | 30.6624 | 3262.9973 | 5626.744 | 66.5206 | 114.7088
1 | 7000 | 707 | 0.045 | 15 | 15 | 7 | 7.4989e-12 | 5spot_SharedNeighbor | CO2 | Porous | Wet | R600a | MinimizeLCOE_Brownfield | IgnoreSilica | 2019 | 128.8434 | 45.8328 | 8.8404 | 4 | 2953.6341 | 5003.2514 | 60.2138 | 101.998 | 255.9913 | 28.2477 | 93.7116 | 12892565.0692 | 0 | 4437945.4284 | 0 | 0 | 0 | 5081223.0393 | 8740576.0794 | 22741186.0199 | 15521326.7432 | 69414822.3794 | 961560.8286 | 34069368.3502 | 34069368.3502 | 25261752.1078 | 13146991.7455 | 0 | 104445751.5583 | 176923863.7619 | 7498.9421 | 35.3618 | 2953.6341 | 5003.2514 | 60.2138 | 101.998
1 | 7000 | 707 | 0.045 | 15 | 15 | 7 | 1e-11 | 5spot_SharedNeighbor | CO2 | Porous | Wet | R600a | MinimizeLCOE_Brownfield | IgnoreSilica | 2019 | 141.6102 | 50.7821 | 9.9103 | 4 | 2719.6174 | 4547.9704 | 55.4431 | 92.7165 | 255.1857 | 27.5738 | 92.7448 | 13693830.7916 | 0 | 4786389.8721 | 0 | 0 | 0 | 5017361.6269 | 9164057.0933 | 23842996.7503 | 16273335.2067 | 72777971.3409 | 961560.8286 | 34069368.3502 | 34069368.3502 | 25261752.1078 | 13146991.7455 | 0 | 107808900.5198 | 180287012.7233 | 10000 | 39.6412 | 2719.6174 | 4547.9704 | 55.4431 | 92.7165
1 | 7000 | 707 | 0.045 | 15 | 15 | 7 | 1.3335e-11 | 5spot_SharedNeighbor | CO2 | Porous | Wet | R600a | MinimizeLCOE_Brownfield | IgnoreSilica | 2019 | 152.3265 | 54.985 | 10.8348 | 4 | 2543.2648 | 4215.6137 | 51.8479 | 85.941 | 254.3241 | 26.9507 | 108.8394 | 14323554.1443 | 0 | 5074025.4397 | 0 | 0 | 0 | 4879379.493 | 9468014.04 | 24633830.3754 | 16813095.4058 | 75191898.8983 | 961560.8286 | 34069368.3502 | 34069368.3502 | 25261752.1078 | 13146991.7455 | 0 | 110222828.0771 | 182700940.2807 | 13335.2143 | 43.3391 | 2543.2648 | 4215.6137 | 51.8479 | 85.941
1 | 7000 | 707 | 0.045 | 15 | 15 | 7 | 1.7783e-11 | 5spot_SharedNeighbor | CO2 | Porous | Wet | R600a | MinimizeLCOE_Brownfield | IgnoreSilica | 2019 | 160.9964 | 58.4216 | 11.6021 | 4 | 2410.6875 | 3972.4326 | 49.1451 | 80.9834 | 253.5062 | 26.4073 | 141.7502 | 14803866.285 | 0 | 5303777.4787 | 0 | 0 | 0 | 4703130.7177 | 9676202.0478 | 25175492.8663 | 17182791.1859 | 76845260.5815 | 961560.8286 | 34069368.3502 | 34069368.3502 | 25261752.1078 | 13146991.7455 | 0 | 111876189.7603 | 184354301.9639 | 17782.7941 | 46.4084 | 2410.6875 | 3972.4326 | 49.1451 | 80.9834
1 | 7000 | 707 | 0.045 | 15 | 15 | 7 | 2.3714e-11 | 5spot_SharedNeighbor | CO2 | Porous | Wet | R600a | MinimizeLCOE_Brownfield | IgnoreSilica | 2019 | 167.8318 | 61.1564 | 12.2203 | 4 | 2311.1431 | 3793.8771 | 47.1158 | 77.3433 | 252.785 | 25.9535 | 127.3968 | 15163672.0891 | 0 | 5483170.1861 | 0 | 0 | 0 | 4517702.3804 | 9814172.4157 | 25534463.4621 | 17427795.9936 | 77940976.5271 | 961560.8286 | 34069368.3502 | 34069368.3502 | 25261752.1078 | 13146991.7455 | 0 | 112971905.706 | 185450017.9096 | 23713.7371 | 48.8814 | 2311.1431 | 3793.8771 | 47.1158 | 77.3433
1 | 7000 | 707 | 0.045 | 15 | 15 | 7 | 3.1623e-11 | 5spot_SharedNeighbor | CO2 | Porous | Wet | R600a | MinimizeLCOE_Brownfield | IgnoreSilica | 2019 | 173.1307 | 63.2929 | 12.7081 | 4 | 2236.4375 | 3662.258 | 45.5928 | 74.6601 | 252.1791 | 25.5861 | 96.0792 | 15430834.79 | 0 | 5621232.6378 | 0 | 0 | 0 | 4342342.0092 | 9903819.6804 | 25767707.2558 | 17586989.6755 | 78652926.0487 | 961560.8286 | 34069368.3502 | 34069368.3502 | 25261752.1078 | 13146991.7455 | 0 | 113683855.2276 | 186161967.4312 | 31622.7766 | 50.8326 | 2236.4375 | 3662.258 | 45.5928 | 74.6601
1 | 7000 | 707 | 0.045 | 15 | 15 | 7 | 4.217e-11 | 5spot_SharedNeighbor | CO2 | Porous | Wet | R600a | MinimizeLCOE_Brownfield | IgnoreSilica | 2019 | 177.201 | 64.944 | 13.0877 | 4 | 2180.3793 | 3564.8517 | 44.45 | 72.6743 | 251.6854 | 25.2944 | 125.1379 | 15628899.679 | 0 | 5726709.583 | 0 | 0 | 0 | 4187494.9125 | 9961810.628 | 25918587.8058 | 17689968.7512 | 79113471.3595 | 961560.8286 | 34069368.3502 | 34069368.3502 | 25261752.1078 | 13146991.7455 | 0 | 114144400.5384 | 186622512.7419 | 42169.6503 | 52.3507 | 2180.3793 | 3564.8517 | 44.45 | 72.6743
1 | 7000 | 707 | 0.045 | 15 | 15 | 7 | 5.6234e-11 | 5spot_SharedNeighbor | CO2 | Porous | Wet | R600a | MinimizeLCOE_Brownfield | IgnoreSilica | 2019 | 180.2802 | 66.2007 | 13.379 | 4 | 2138.291 | 3492.6163 | 43.592 | 71.2017 | 251.2945 | 25.0675 | 100.2071 | 15774391.4318 | 0 | 5806183.1271 | 0 | 0 | 0 | 4055657.344 | 9998130.4422 | 26013084.5119 | 17754464.6948 | 79401911.5519 | 961560.8286 | 34069368.3502 | 34069368.3502 | 25261752.1078 | 13146991.7455 | 0 | 114432840.7308 | 186910952.9343 | 56234.1325 | 53.516 | 2138.291 | 3492.6163 | 43.592 | 71.2017
1 | 7000 | 707 | 0.045 | 15 | 15 | 7 | 7.4989e-11 | 5spot_SharedNeighbor | CO2 | Porous | Wet | R600a | MinimizeLCOE_Brownfield | IgnoreSilica | 2019 | 182.6313 | 67.1627 | 13.6023 | 4 | 2106.7269 | 3438.8228 | 42.9485 | 70.1051 | 250.9869 | 24.8915 | 104.3472 | 15883095.6146 | 0 | 5866682.2572 | 0 | 0 | 0 | 3948518.4248 | 10022335.5557 | 26076061.2521 | 17797447.614 | 79594140.7184 | 961560.8286 | 34069368.3502 | 34069368.3502 | 25261752.1078 | 13146991.7455 | 0 | 114625069.8973 | 187103182.1008 | 74989.4209 | 54.4091 | 2106.7269 | 3438.8228 | 42.9485 | 70.1051
1 | 7000 | 707 | 0.045 | 15 | 15 | 7 | 1e-10 | 5spot_SharedNeighbor | CO2 | Porous | Wet | R600a | MinimizeLCOE_Brownfield | IgnoreSilica | 2019 | 184.3823 | 67.8827 | 13.771 | 4 | 2083.0415 | 3398.8134 | 42.4656 | 69.2894 | 250.752 | 24.7586 | 114.8495 | 15962617.5947 | 0 | 5911636.1262 | 0 | 0 | 0 | 3861943.9147 | 10037117.0779 | 26114519.7408 | 17823696.3228 | 79711530.7771 | 961560.8286 | 34069368.3502 | 34069368.3502 | 25261752.1078 | 13146991.7455 | 0 | 114742459.956 | 187220572.1595 | 100000 | 55.0841 | 2083.0415 | 3398.8134 | 42.4656 | 69.2894
1 | 7000 | 707 | 0.045 | 15 | 15 | 7 | 1.3335e-10 | 5spot_SharedNeighbor | CO2 | Porous | Wet | R600a | MinimizeLCOE_Brownfield | IgnoreSilica | 2019 | 185.7124 | 68.4303 | 13.8992 | 4 | 2065.2691 | 3368.9048 | 42.1033 | 68.6797 | 250.5705 | 24.6566 | 79.8289 | 16022206.5367 | 0 | 5945726.8784 | 0 | 0 | 0 | 3794129.4391 | 10047204.5132 | 26140765.1783 | 17841609.3732 | 79791641.9189 | 961560.8286 | 34069368.3502 | 34069368.3502 | 25261752.1078 | 13146991.7455 | 0 | 114822571.0978 | 187300683.3013 | 133352.1432 | 55.5969 | 2065.2691 | 3368.9048 | 42.1033 | 68.6797
1 | 7000 | 707 | 0.045 | 15 | 15 | 7 | 1.7783e-10 | 5spot_SharedNeighbor | CO2 | Porous | Wet | R600a | MinimizeLCOE_Brownfield | IgnoreSilica | 2019 | 186.7233 | 68.8466 | 13.9964 | 4 | 2051.9346 | 3346.5159 | 41.8315 | 68.2233 | 250.4307 | 24.5785 | 104.3982 | 16067022.2496 | 0 | 5971604.7314 | 0 | 0 | 0 | 3741689.4876 | 10054323.4228 | 26159287.1207 | 17854250.9795 | 79848177.9916 | 961560.8286 | 34069368.3502 | 34069368.3502 | 25261752.1078 | 13146991.7455 | 0 | 114879107.1705 | 187357219.374 | 177827.941 | 55.9858 | 2051.9346 | 3346.5159 | 41.8315 | 68.2233
1 | 7000 | 707 | 0.045 | 15 | 15 | 7 | 2.3714e-10 | 5spot_SharedNeighbor | CO2 | Porous | Wet | R600a | MinimizeLCOE_Brownfield | IgnoreSilica | 2019 | 187.4614 | 69.1523 | 14.0689 | 4 | 2041.9306 | 3329.8443 | 41.6275 | 67.8834 | 250.3274 | 24.5211 | 129.5447 | 16099472.2671 | 0 | 5990481.5426 | 0 | 0 | 0 | 3700617.0254 | 10058322.6257 | 26169692.2264 | 17861352.6779 | 79879938.365 | 961560.8286 | 34069368.3502 | 34069368.3502 | 25261752.1078 | 13146991.7455 | 0 | 114910867.5439 | 187388979.7474 | 237137.3706 | 56.2756 | 2041.9306 | 3329.8443 | 41.6275 | 67.8834
1 | 7000 | 707 | 0.045 | 15 | 15 | 7 | 3.1623e-10 | 5spot_SharedNeighbor | CO2 | Porous | Wet | R600a | MinimizeLCOE_Brownfield | IgnoreSilica | 2019 | 188.0339 | 69.3886 | 14.1241 | 4 | 2034.426 | 3317.3032 | 41.4745 | 67.6277 | 250.2468 | 24.4764 | 132.4771 | 16124495.8889 | 0 | 6005113.0024 | 0 | 0 | 0 | 3669723.6426 | 10061739.6882 | 26178582.7222 | 17867420.624 | 79907075.5683 | 961560.8286 | 34069368.3502 | 34069368.3502 | 25261752.1078 | 13146991.7455 | 0 | 114938004.7471 | 187416116.9507 | 316227.766 | 56.4965 | 2034.426 | 3317.3032 | 41.4745 | 67.6277
1 | 7000 | 707 | 0.045 | 15 | 15 | 7 | 4.217e-10 | 5spot_SharedNeighbor | CO2 | Porous | Wet | R600a | MinimizeLCOE_Brownfield | IgnoreSilica | 2019 | 188.4554 | 69.5632 | 14.1654 | 4 | 2028.7966 | 3307.9404 | 41.3598 | 67.4368 | 250.1871 | 24.4434 | 82.9742 | 16142831.8691 | 0 | 6015880.849 | 0 | 0 | 0 | 3645950.7824 | 10063818.7652 | 26183992.0539 | 17871112.604 | 79923586.9236 | 961560.8286 | 34069368.3502 | 34069368.3502 | 25261752.1078 | 13146991.7455 | 0 | 114954516.1024 | 187432628.306 | 421696.5034 | 56.6614 | 2028.7966 | 3307.9404 | 41.3598 | 67.4368
1 | 7000 | 707 | 0.045 | 15 | 15 | 7 | 5.6234e-10 | 5spot_SharedNeighbor | CO2 | Porous | Wet | R600a | MinimizeLCOE_Brownfield | IgnoreSilica | 2019 | 188.7797 | 69.6971 | 14.1966 | 4 | 2024.5742 | 3300.8997 | 41.2737 | 67.2933 | 250.141 | 24.4179 | 85.8505 | 16156891.7248 | 0 | 6024161.5691 | 0 | 0 | 0 | 3628148.8033 | 10065588.8179 | 26188597.3681 | 17874255.8256 | 79937644.1088 | 961560.8286 | 34069368.3502 | 34069368.3502 | 25261752.1078 | 13146991.7455 | 0 | 114968573.2877 | 187446685.4912 | 562341.3252 | 56.7865 | 2024.5742 | 3300.8997 | 41.2737 | 67.2933
1 | 7000 | 707 | 0.045 | 15 | 15 | 7 | 7.4989e-10 | 5spot_SharedNeighbor | CO2 | Porous | Wet | R600a | MinimizeLCOE_Brownfield | IgnoreSilica | 2019 | 189.0085 | 69.7925 | 14.2196 | 4 | 2021.4073 | 3295.6734 | 41.2091 | 67.1868 | 250.1083 | 24.3999 | 132.1616 | 16166776.2837 | 0 | 6030000.5018 | 0 | 0 | 0 | 3614257.2382 | 10066303.2693 | 26190456.224 | 17875524.5329 | 79943318.05 | 961560.8286 | 34069368.3502 | 34069368.3502 | 25261752.1078 | 13146991.7455 | 0 | 114974247.2289 | 187452359.4324 | 749894.2093 | 56.8783 | 2021.4073 | 3295.6734 | 41.2091 | 67.1868
1 | 7000 | 707 | 0.045 | 15 | 15 | 7 | 1e-09 | 5spot_SharedNeighbor | CO2 | Porous | Wet | R600a | MinimizeLCOE_Brownfield | IgnoreSilica | 2019 | 189.1935 | 69.8688 | 14.2373 | 4 | 2019.0321 | 3291.7113 | 41.1607 | 67.106 | 250.0819 | 24.3853 | 119.4994 | 16174762.5874 | 0 | 6034722.8994 | 0 | 0 | 0 | 3604163.6814 | 10067323.1756 | 26193109.8109 | 17877335.6606 | 79951417.8153 | 961560.8286 | 34069368.3502 | 34069368.3502 | 25261752.1078 | 13146991.7455 | 0 | 114982346.9941 | 187460459.1977 | 1000000 | 56.9492 | 2019.0321 | 3291.7113 | 41.1607 | 67.106
1 | 7000 | 707 | 0.045 | 15 | 15 | 7 | 1.3335e-09 | 5spot_SharedNeighbor | CO2 | Porous | Wet | R600a | MinimizeLCOE_Brownfield | IgnoreSilica | 2019 | 189.323 | 69.9227 | 14.2503 | 4 | 2017.2508 | 3288.7728 | 41.1244 | 67.0461 | 250.0633 | 24.3751 | 72.8363 | 16180338.3165 | 0 | 6038026.6403 | 0 | 0 | 0 | 3596286.8902 | 10067714.2203 | 26194127.2292 | 17878030.0694 | 79954523.366 | 961560.8286 | 34069368.3502 | 34069368.3502 | 25261752.1078 | 13146991.7455 | 0 | 114985452.5449 | 187463564.7484 | 1333521.4322 | 57.0011 | 2017.2508 | 3288.7728 | 41.1244 | 67.0461
1 | 7000 | 707 | 0.045 | 15 | 15 | 7 | 1.7783e-09 | 5spot_SharedNeighbor | CO2 | Porous | Wet | R600a | MinimizeLCOE_Brownfield | IgnoreSilica | 2019 | 189.4176 | 69.9624 | 14.2599 | 4 | 2015.9149 | 3286.5782 | 41.0972 | 67.0013 | 250.0497 | 24.3676 | 74.8413 | 16184408.24 | 0 | 6040441.146 | 0 | 0 | 0 | 3590287.7649 | 10067903.4889 | 26194619.667 | 17878366.1684 | 79956026.4751 | 961560.8286 | 34069368.3502 | 34069368.3502 | 25261752.1078 | 13146991.7455 | 0 | 114986955.654 | 187465067.8575 | 1778279.41 | 57.0396 | 2015.9149 | 3286.5782 | 41.0972 | 67.0013
1 | 7000 | 707 | 0.045 | 15 | 15 | 7 | 2.3714e-09 | 5spot_SharedNeighbor | CO2 | Porous | Wet | R600a | MinimizeLCOE_Brownfield | IgnoreSilica | 2019 | 189.4908 | 69.9928 | 14.2672 | 4 | 2014.9131 | 3284.9256 | 41.0767 | 66.9677 | 250.0391 | 24.3618 | 68.1163 | 16187553.0077 | 0 | 6042307.5534 | 0 | 0 | 0 | 3585840.2168 | 10068123.3034 | 26195191.5794 | 17878756.5103 | 79957772.171 | 961560.8286 | 34069368.3502 | 34069368.3502 | 25261752.1078 | 13146991.7455 | 0 | 114988701.3498 | 187466813.5534 | 2371373.7057 | 57.0688 | 2014.9131 | 3284.9256 | 41.0767 | 66.9677
1 | 7000 | 707 | 0.045 | 15 | 15 | 7 | 3.1623e-09 | 5spot_SharedNeighbor | CO2 | Porous | Wet | R600a | MinimizeLCOE_Brownfield | IgnoreSilica | 2019 | 189.5567 | 70.0196 | 14.2731 | 4 | 2014.1617 | 3283.6496 | 41.0614 | 66.9416 | 250.0297 | 24.3566 | 76.3561 | 16190389.9471 | 0 | 6043989.334 | 0 | 0 | 0 | 3582816.6272 | 10068706.4043 | 26196708.6882 | 17879791.9683 | 79962402.9691 | 961560.8286 | 34069368.3502 | 34069368.3502 | 25261752.1078 | 13146991.7455 | 0 | 114993332.148 | 187471444.3516 | 3162277.6602 | 57.0924 | 2014.1617 | 3283.6496 | 41.0614 | 66.9416
1 | 7000 | 707 | 0.045 | 15 | 15 | 7 | 4.217e-09 | 5spot_SharedNeighbor | CO2 | Porous | Wet | R600a | MinimizeLCOE_Brownfield | IgnoreSilica | 2019 | 189.6003 | 70.0376 | 14.2773 | 4 | 2013.5983 | 3282.7127 | 41.0499 | 66.9225 | 250.0235 | 24.3532 | 129.3695 | 16192259.7018 | 0 | 6045099.5827 | 0 | 0 | 0 | 3580374.9556 | 10068916.3536 | 26197254.9334 | 17880164.7918 | 79964070.3188 | 961560.8286 | 34069368.3502 | 34069368.3502 | 25261752.1078 | 13146991.7455 | 0 | 114994999.4977 | 187473111.7012 | 4216965.0343 | 57.1092 | 2013.5983 | 3282.7127 | 41.0499 | 66.9225
1 | 7000 | 707 | 0.045 | 15 | 15 | 7 | 5.6234e-09 | 5spot_SharedNeighbor | CO2 | Porous | Wet | R600a | MinimizeLCOE_Brownfield | IgnoreSilica | 2019 | 189.6345 | 70.0516 | 14.2805 | 4 | 2013.1758 | 3282.0047 | 41.0413 | 66.9081 | 250.0186 | 24.3505 | 121.3313 | 16193731.7709 | 0 | 6045973.5723 | 0 | 0 | 0 | 3578588.4483 | 10069134.5787 | 26197822.7102 | 17880552.3111 | 79965803.3914 | 961560.8286 | 34069368.3502 | 34069368.3502 | 25261752.1078 | 13146991.7455 | 0 | 114996732.5703 | 187474844.7738 | 5623413.2519 | 57.1221 | 2013.1758 | 3282.0047 | 41.0413 | 66.9081
1 | 7000 | 707 | 0.045 | 15 | 15 | 7 | 7.4989e-09 | 5spot_SharedNeighbor | CO2 | Porous | Wet | R600a | MinimizeLCOE_Brownfield | IgnoreSilica | 2019 | 189.654 | 70.06 | 14.2827 | 4 | 2012.8589 | 3281.4947 | 41.0349 | 66.8977 | 250.0157 | 24.3489 | 95.407 | 16194564.5253 | 0 | 6046469.6064 | 0 | 0 | 0 | 3577067.9359 | 10069059.8064 | 26197628.168 | 17880419.5321 | 79965209.5742 | 961560.8286 | 34069368.3502 | 34069368.3502 | 25261752.1078 | 13146991.7455 | 0 | 114996138.753 | 187474250.9566 | 7498942.0933 | 57.1307 | 2012.8589 | 3281.4947 | 41.0349 | 66.8977
1 | 7000 | 707 | 0.045 | 15 | 15 | 7 | 1e-08 | 5spot_SharedNeighbor | CO2 | Porous | Wet | R600a | MinimizeLCOE_Brownfield | IgnoreSilica | 2019 | 189.6734 | 70.068 | 14.2845 | 4 | 2012.6213 | 3281.0961 | 41.03 | 66.8896 | 250.013 | 24.3474 | 101.6843 | 16195399.721 | 0 | 6046965.6304 | 0 | 0 | 0 | 3576066.8125 | 10069188.5439 | 26197963.1166 | 17880648.1414 | 79966231.9658 | 961560.8286 | 34069368.3502 | 34069368.3502 | 25261752.1078 | 13146991.7455 | 0 | 114997161.1446 | 187475273.3482 | 10000000 | 57.138 | 2012.6213 | 3281.0961 | 41.03 | 66.8896

## Water (R245fa)
Time [year] | Depth [m] | Res Length [m] | Temp Gradient [C/m] | Temp Surface Air [C] | Temp Surface Rock [C] | dT Approach [C] | Transmissivity [m^3] | Config Number [-] | Fluid | Reservoir | Cooling Wet/Dry | orcFluid | Method | Silica? | CostYear | mass flow [kg/s] | Reservoir Heat [MWth] | Electric Power I-P Pair [MWe] | N_IP_Multiplier | SpCC (Brownfield) [$/kWe] | SpCC (Greenfield) [$/kWe] | LCOE (Brownfield) [$/MWh] | LCOE (Greenfield) [$/MWh] | Temp Production [C] | dP Surface [Mpa] | SolveTime [s] | C_T_G_N | C_pump_orc_N | C_coolingTowers_N | C_heatExchanger_N | C_recuperator_N | C_pump_prod_N | C_pump_inj_N | C_plant_otherEquipment_N | C_plant_installation_N | C_plant_indirectContingency_N | C_surfacePlant_N | C_gatheringSystem_N | C_wells_production_N | C_wells_injection_N | C_wellfield_N | C_exploration_N | C_stimulation_N | CapitalCost_N (Brownfield) | CapitalCost_N (Greenfield) | Trans [mD-m] | Electric Power 5-spot [MW] | Sp CC (Brownfield) [$/kWe] | Sp CC (Greenfield) [$/kWe] | LCOE (Brownfield) [$/MWh] | LCOE (Greenfield) [$/MWh]
1 | 1000 | 707 | 0.045 | 15 | 15 | 7 | 1e-13 | 5spot_SharedNeighbor | Water | Porous | Wet | R245fa | MinimizeLCOE_Brownfield | IgnoreSilica | 2019 | 0 | 0 | 0 | 0 |  |  |  |  | 15 |  | 7.0931 | [19 empty] | 100 | 0
1 | 1000 | 707 | 0.045 | 15 | 15 | 7 | 1.3335e-13 | 5spot_SharedNeighbor | Water | Porous | Wet | R245fa | MinimizeLCOE_Brownfield | IgnoreSilica | 2019 | 0 | 0 | 0 | 0 |  |  |  |  | 15 |  | 8.9294 | [19 empty] | 133.3521 | 0
1 | 1000 | 707 | 0.045 | 15 | 15 | 7 | 1.7783e-13 | 5spot_SharedNeighbor | Water | Porous | Wet | R245fa | MinimizeLCOE_Brownfield | IgnoreSilica | 2019 | 0 | 0 | 0 | 0 |  |  |  |  | 15 |  | 11.6105 | [19 empty] | 177.8279 | 0
1 | 1000 | 707 | 0.045 | 15 | 15 | 7 | 2.3714e-13 | 5spot_SharedNeighbor | Water | Porous | Wet | R245fa | MinimizeLCOE_Brownfield | IgnoreSilica | 2019 | 0 | 0 | 0 | 0 |  |  |  |  | 15 |  | 11.6266 | [19 empty] | 237.1374 | 0
1 | 1000 | 707 | 0.045 | 15 | 15 | 7 | 3.1623e-13 | 5spot_SharedNeighbor | Water | Porous | Wet | R245fa | MinimizeLCOE_Brownfield | IgnoreSilica | 2019 | 0 | 0 | 0 | 0 |  |  |  |  | 15 |  | 11.4457 | [19 empty] | 316.2278 | 0
1 | 1000 | 707 | 0.045 | 15 | 15 | 7 | 4.217e-13 | 5spot_SharedNeighbor | Water | Porous | Wet | R245fa | MinimizeLCOE_Brownfield | IgnoreSilica | 2019 | 0 | 0 | 0 | 0 |  |  |  |  | 15 |  | 11.1244 | [19 empty] | 421.6965 | 0
1 | 1000 | 707 | 0.045 | 15 | 15 | 7 | 5.6234e-13 | 5spot_SharedNeighbor | Water | Porous | Wet | R245fa | MinimizeLCOE_Brownfield | IgnoreSilica | 2019 | 0 | 0 | 0 | 0 |  |  |  |  | 15 |  | 12.2966 | [19 empty] | 562.3413 | 0
1 | 1000 | 707 | 0.045 | 15 | 15 | 7 | 7.4989e-13 | 5spot_SharedNeighbor | Water | Porous | Wet | R245fa | MinimizeLCOE_Brownfield | IgnoreSilica | 2019 | 0 | 0 | 0 | 0 |  |  |  |  | 15 |  | 12.6534 | [19 empty] | 749.8942 | 0
1 | 1000 | 707 | 0.045 | 15 | 15 | 7 | 1e-12 | 5spot_SharedNeighbor | Water | Porous | Wet | R245fa | MinimizeLCOE_Brownfield | IgnoreSilica | 2019 | 0 | 0 | 0 | 0 |  |  |  |  | 15 |  | 12.4395 | [19 empty] | 1000 | 0
1 | 1000 | 707 | 0.045 | 15 | 15 | 7 | 1.3335e-12 | 5spot_SharedNeighbor | Water | Porous | Wet | R245fa | MinimizeLCOE_Brownfield | IgnoreSilica | 2019 | 0 | 0 | 0 | 0 |  |  |  |  | 15 |  | 12.97 | [19 empty] | 1333.5214 | 0
1 | 1000 | 707 | 0.045 | 15 | 15 | 7 | 1.7783e-12 | 5spot_SharedNeighbor | Water | Porous | Wet | R245fa | MinimizeLCOE_Brownfield | IgnoreSilica | 2019 | 0 | 0 | 0 | 0 |  |  |  |  | 15 |  | 14.0548 | [19 empty] | 1778.2794 | 0
1 | 1000 | 707 | 0.045 | 15 | 15 | 7 | 2.3714e-12 | 5spot_SharedNeighbor | Water | Porous | Wet | R245fa | MinimizeLCOE_Brownfield | IgnoreSilica | 2019 | 0 | 0 | 0 | 0 |  |  |  |  | 15 |  | 15.853 | [19 empty] | 2371.3737 | 0
1 | 1000 | 707 | 0.045 | 15 | 15 | 7 | 3.1623e-12 | 5spot_SharedNeighbor | Water | Porous | Wet | R245fa | MinimizeLCOE_Brownfield | IgnoreSilica | 2019 | 0 | 0 | 0 | 0 |  |  |  |  | 15 |  | 17.7206 | [19 empty] | 3162.2777 | 0
1 | 1000 | 707 | 0.045 | 15 | 15 | 7 | 4.217e-12 | 5spot_SharedNeighbor | Water | Porous | Wet | R245fa | MinimizeLCOE_Brownfield | IgnoreSilica | 2019 | 0 | 0 | 0 | 0 |  |  |  |  | 15 |  | 20.704 | [19 empty] | 4216.965 | 0
1 | 1000 | 707 | 0.045 | 15 | 15 | 7 | 5.6234e-12 | 5spot_SharedNeighbor | Water | Porous | Wet | R245fa | MinimizeLCOE_Brownfield | IgnoreSilica | 2019 | 0.75252 | 0.035606 | 9.959e-05 | 4 | 10946309.9605 | 27742819.2321 | 223155.3345 | 565574.895 | 53.7045 | 0 | 39.2029 | 20118.0989 | 490.3042 | 24946.9837 | 37227.5003 | 0 | 15956.257 | 0 | 38508.2662 | 100190.6095 | 68382.1497 | 305820.1695 | 961560.8286 | 3093179.1987 | 3093179.1987 | 1478867.319 | 2118992.7493 | 0 | 4360560.1968 | 11051599.4639 | 5623.4133 | 0.00039836 | 10946309.9605 | 27742819.2321 | 223155.3345 | 565574.895
1 | 1000 | 707 | 0.045 | 15 | 15 | 7 | 7.4989e-12 | 5spot_SharedNeighbor | Water | Porous | Wet | R245fa | MinimizeLCOE_Brownfield | IgnoreSilica | 2019 | 1.0485 | 0.052918 | 0.00027322 | 4 | 4060438.0738 | 10182875.3906 | 82777.5223 | 207591.6882 | 55.2544 | 0 | 81.6384 | 27252.3786 | 677.5721 | 34199.9565 | 43155.5356 | 0 | 18307.3931 | 0 | 48201.206 | 125409.6506 | 85594.6635 | 382798.3561 | 961560.8286 | 3093179.1987 | 3093179.1987 | 1478867.319 | 2118992.7493 | 0 | 4437538.3834 | 11128577.6505 | 7498.9421 | 0.0010929 | 4060438.0738 | 10182875.3906 | 82777.5223 | 207591.6882
1 | 1000 | 707 | 0.045 | 15 | 15 | 7 | 1e-11 | 5spot_SharedNeighbor | Water | Porous | Wet | R245fa | MinimizeLCOE_Brownfield | IgnoreSilica | 2019 | 1.4375 | 0.075906 | 0.00052156 | 4 | 2172259.6661 | 5379509.0097 | 44284.4515 | 109668.5675 | 56.37 | 0 | 109.6219 | 35665.5542 | 900.1349 | 45593.5772 | 50978.3862 | 0 | 20895.3753 | 0 | 60072.8809 | 156297.3134 | 106676.128 | 477079.3501 | 961560.8286 | 3093179.1987 | 3093179.1987 | 1478867.319 | 2118992.7493 | 0 | 4531819.3775 | 11222858.6445 | 10000 | 0.0020862 | 2172259.6661 | 5379509.0097 | 44284.4515 | 109668.5675
1 | 1000 | 707 | 0.045 | 15 | 15 | 7 | 1.3335e-11 | 5spot_SharedNeighbor | Water | Porous | Wet | R245fa | MinimizeLCOE_Brownfield | IgnoreSilica | 2019 | 1.9237 | 0.10471 | 0.00086496 | 4 | 1341600.2368 | 3275523.4968 | 27350.3355 | 66775.977 | 57.1543 | 0 | 152.6347 | 45148.4692 | 1152.3791 | 58931.3372 | 60757.7475 | 0 | 23521.2678 | 0 | 73909.3683 | 192297.0154 | 131246.6643 | 586964.2487 | 961560.8286 | 3093179.1987 | 3093179.1987 | 1478867.319 | 2118992.7493 | 0 | 4641704.276 | 11332743.5431 | 13335.2143 | 0.0034598 | 1341600.2368 | 3275523.4968 | 27350.3355 | 66775.977
1 | 1000 | 707 | 0.045 | 15 | 15 | 7 | 1.7783e-11 | 5spot_SharedNeighbor | Water | Porous | Wet | R245fa | MinimizeLCOE_Brownfield | IgnoreSilica | 2019 | 2.5655 | 0.14287 | 0.0013315 | 4 | 897257.989 | 2153602.2043 | 18291.8177 | 43904.0939 | 57.7473 | 0 | 220.64 | 56509.0372 | 1455.5132 | 75520.7371 | 73687.355 | 0 | 26543.2729 | 0 | 91149.207 | 237151.5392 | 161860.7985 | 723877.46 | 961560.8286 | 3093179.1987 | 3093179.1987 | 1478867.319 | 2118992.7493 | 0 | 4778617.4873 | 11469656.7543 | 17782.7941 | 0.0053258 | 897257.989 | 2153602.2043 | 18291.8177 | 43904.0939
1 | 1000 | 707 | 0.045 | 15 | 15 | 7 | 2.3714e-11 | 5spot_SharedNeighbor | Water | Porous | Wet | R245fa | MinimizeLCOE_Brownfield | IgnoreSilica | 2019 | 3.3855 | 0.19169 | 0.0019576 | 4 | 631366.5988 | 1485862.4704 | 12871.2621 | 30291.3162 | 58.1849 | 0 | 47.554 | 69724.7529 | 1808.9975 | 95499.8353 | 90212.4523 | 0 | 29817.6823 | 0 | 111954.851 | 291283.5571 | 198807.013 | 889109.1415 | 961560.8286 | 3093179.1987 | 3093179.1987 | 1478867.319 | 2118992.7493 | 0 | 4943849.1688 | 11634888.4358 | 23713.7371 | 0.0078304 | 631366.5988 | 1485862.4704 | 12871.2621 | 30291.3162
1 | 1000 | 707 | 0.045 | 15 | 15 | 7 | 3.1623e-11 | 5spot_SharedNeighbor | Water | Porous | Wet | R245fa | MinimizeLCOE_Brownfield | IgnoreSilica | 2019 | 4.4332 | 0.2541 | 0.0027913 | 4 | 460737.2868 | 1060021.0714 | 9392.7528 | 21609.9633 | 58.5122 | 0 | 71.4415 | 85166.0514 | 2222.7205 | 119616.7846 | 111329.9661 | 0 | 33401.6783 | 0 | 137177.5084 | 356907.7378 | 243596.8648 | 1089419.312 | 961560.8286 | 3093179.1987 | 3093179.1987 | 1478867.319 | 2118992.7493 | 0 | 5144159.3393 | 11835198.6064 | 31622.7766 | 0.011165 | 460737.2868 | 1060021.0714 | 9392.7528 | 21609.9633
1 | 1000 | 707 | 0.045 | 15 | 15 | 7 | 4.217e-11 | 5spot_SharedNeighbor | Water | Porous | Wet | R245fa | MinimizeLCOE_Brownfield | IgnoreSilica | 2019 | 5.7897 | 0.33489 | 0.0038947 | 4 | 346059.0111 | 775556.5771 | 7054.881 | 15810.7698 | 58.7592 | 0 | 53.4427 | 103487.3978 | 2714.1634 | 149146.3159 | 138664.5182 | 0 | 37476.3484 | 0 | 168280.61 | 437831.6282 | 298829.0828 | 1336430.0647 | 961560.8286 | 3093179.1987 | 3093179.1987 | 1478867.319 | 2118992.7493 | 0 | 5391170.092 | 12082209.3591 | 42169.6503 | 0.015579 | 346059.0111 | 775556.5771 | 7054.881 | 15810.7698
1 | 1000 | 707 | 0.045 | 15 | 15 | 7 | 5.6234e-11 | 5spot_SharedNeighbor | Water | Porous | Wet | R245fa | MinimizeLCOE_Brownfield | IgnoreSilica | 2019 | 7.3903 | 0.42999 | 0.0053084 | 4 | 266926.8349 | 582041.4517 | 5441.6646 | 11865.7023 | 58.9185 | 0 | 56.5925 | 123334.6917 | 3246.6267 | 182133.7692 | 170867.9365 | 0 | 41231.8875 | 0 | 203117.8155 | 528470.8907 | 360692.2419 | 1613095.8597 | 961560.8286 | 3093179.1987 | 3093179.1987 | 1478867.319 | 2118992.7493 | 0 | 5667835.887 | 12358875.1541 | 56234.1325 | 0.021234 | 266926.8349 | 582041.4517 | 5441.6646 | 11865.7023
1 | 1000 | 707 | 0.045 | 15 | 15 | 7 | 7.4989e-11 | 5spot_SharedNeighbor | Water | Porous | Wet | R245fa | MinimizeLCOE_Brownfield | IgnoreSilica | 2019 | 9.6996 | 0.568 | 0.0072545 | 4 | 208666.6181 | 439247.8934 | 4253.9513 | 8954.6624 | 59.0952 | 0 | 53.564 | 149990.8126 | 3963.3244 | 227524.2453 | 217493.9115 | 0 | 46882.6965 | 0 | 251883.4463 | 655349.0588 | 447289.1987 | 2000376.6942 | 961560.8286 | 3093179.1987 | 3093179.1987 | 1478867.319 | 2118992.7493 | 0 | 6055116.7215 | 12746155.9886 | 74989.4209 | 0.029018 | 208666.6181 | 439247.8934 | 4253.9513 | 8954.6624
1 | 1000 | 707 | 0.045 | 15 | 15 | 7 | 1e-10 | 5spot_SharedNeighbor | Water | Porous | Wet | R245fa | MinimizeLCOE_Brownfield | IgnoreSilica | 2019 | 12.3844 | 0.72804 | 0.0097045 | 4 | 167032.0669 | 339402.0212 | 3405.1746 | 6919.1693 | 59.2029 | 0 | 60.4551 | 178467.9683 | 4728.7627 | 277478.7624 | 271614.763 | 0 | 51983.1629 | 0 | 305866.6335 | 795802.2385 | 543151.3799 | 2429093.6712 | 961560.8286 | 3093179.1987 | 3093179.1987 | 1478867.319 | 2118992.7493 | 0 | 6483833.6985 | 13174872.9656 | 100000 | 0.038818 | 167032.0669 | 339402.0212 | 3405.1746 | 6919.1693
1 | 1000 | 707 | 0.045 | 15 | 15 | 7 | 1.3335e-10 | 5spot_SharedNeighbor | Water | Porous | Wet | R245fa | MinimizeLCOE_Brownfield | IgnoreSilica | 2019 | 15.6971 | 0.92553 | 0.01283 | 4 | 136265.7755 | 266645.1257 | 2777.9621 | 5435.9216 | 59.2853 | 0 | 61.8099 | 211095.6321 | 5605.9085 | 336189.6219 | 338396.9558 | 0 | 57419.8841 | 0 | 369996.1209 | 962654.01 | 657031.1424 | 2938389.2756 | 961560.8286 | 3093179.1987 | 3093179.1987 | 1478867.319 | 2118992.7493 | 0 | 6993129.3029 | 13684168.57 | 133352.1432 | 0.05132 | 136265.7755 | 266645.1257 | 2777.9621 | 5435.9216
1 | 1000 | 707 | 0.045 | 15 | 15 | 7 | 1.7783e-10 | 5spot_SharedNeighbor | Water | Porous | Wet | R245fa | MinimizeLCOE_Brownfield | IgnoreSilica | 2019 | 19.6413 | 1.1607 | 0.016724 | 4 | 113279.4993 | 213300.7246 | 2309.3558 | 4348.4238 | 59.3476 | 0 | 52.3813 | 247301.8692 | 6579.246 | 402918.9253 | 417912.5098 | 0 | 62820.1672 | 0 | 443637.7598 | 1154254.4484 | 787802.3786 | 3523227.3041 | 961560.8286 | 3093179.1987 | 3093179.1987 | 1478867.319 | 2118992.7493 | 0 | 7577967.3315 | 14269006.5985 | 177827.941 | 0.066896 | 113279.4993 | 213300.7246 | 2309.3558 | 4348.4238
1 | 1000 | 707 | 0.045 | 15 | 15 | 7 | 2.3714e-10 | 5spot_SharedNeighbor | Water | Porous | Wet | R245fa | MinimizeLCOE_Brownfield | IgnoreSilica | 2019 | 24.2085 | 1.433 | 0.021446 | 4 | 95976.307 | 173976.5948 | 1956.6068 | 3546.7482 | 59.3947 | 0 | 75.934 | 286561.4859 | 7634.4932 | 476896.2808 | 509990.6165 | 0 | 67958.2224 | 0 | 526126.0285 | 1368872.0028 | 934283.2694 | 4178322.3993 | 961560.8286 | 3093179.1987 | 3093179.1987 | 1478867.319 | 2118992.7493 | 0 | 8233062.4266 | 14924101.6937 | 237137.3706 | 0.085782 | 95976.307 | 173976.5948 | 1956.6068 | 3546.7482
1 | 1000 | 707 | 0.045 | 15 | 15 | 7 | 3.1623e-10 | 5spot_SharedNeighbor | Water | Porous | Wet | R245fa | MinimizeLCOE_Brownfield | IgnoreSilica | 2019 | 29.2929 | 1.7362 | 0.026963 | 4 | 82896.6186 | 144935.464 | 1689.9597 | 2954.7055 | 59.4303 | 0 | 51.4127 | 327713.2189 | 8740.2855 | 556017.6721 | 612501.8355 | 0 | 72508.5446 | 0 | 615217.8071 | 1600670.5355 | 1092490.5309 | 4885860.43 | 961560.8286 | 3093179.1987 | 3093179.1987 | 1478867.319 | 2118992.7493 | 0 | 8940600.4573 | 15631639.7244 | 316227.766 | 0.10785 | 82896.6186 | 144935.464 | 1689.9597 | 2954.7055
1 | 1000 | 707 | 0.045 | 15 | 15 | 7 | 4.217e-10 | 5spot_SharedNeighbor | Water | Porous | Wet | R245fa | MinimizeLCOE_Brownfield | IgnoreSilica | 2019 | 34.6908 | 2.0581 | 0.033122 | 4 | 72999.5028 | 123502.16 | 1488.1936 | 2517.7586 | 59.457 | 0 | 60.3168 | 369108.9813 | 9852.2325 | 637047.9927 | 721338.9813 | 0 | 76155.416 | 0 | 707266.4055 | 1840162.1067 | 1255948.4494 | 5616880.5653 | 961560.8286 | 3093179.1987 | 3093179.1987 | 1478867.319 | 2118992.7493 | 0 | 9671620.5926 | 16362659.8597 | 421696.5034 | 0.13249 | 72999.5028 | 123502.16 | 1488.1936 | 2517.7586
1 | 1000 | 707 | 0.045 | 15 | 15 | 7 | 5.6234e-10 | 5spot_SharedNeighbor | Water | Porous | Wet | R245fa | MinimizeLCOE_Brownfield | IgnoreSilica | 2019 | 40.1166 | 2.3817 | 0.039639 | 4 | 65522.7707 | 107722.9646 | 1335.7703 | 2196.0783 | 59.4768 | 0 | 65.4629 | 408808.5336 | 10918.178 | 715975.4634 | 830741.1765 | 0 | 78659.9322 | 0 | 797590.2806 | 2075166.302 | 1416343.6415 | 6334203.5079 | 961560.8286 | 3093179.1987 | 3093179.1987 | 1478867.319 | 2118992.7493 | 0 | 10388943.5352 | 17079982.8022 | 562341.3252 | 0.15855 | 65522.7707 | 107722.9646 | 1335.7703 | 2196.0783
1 | 1000 | 707 | 0.045 | 15 | 15 | 7 | 7.4989e-10 | 5spot_SharedNeighbor | Water | Porous | Wet | R245fa | MinimizeLCOE_Brownfield | IgnoreSilica | 2019 | 45.2561 | 2.6882 | 0.046142 | 4 | 59892.9597 | 96145.784 | 1220.999 | 1960.0619 | 59.491 | 0 | 68.8179 | 444946.1848 | 11888.0541 | 788771.0225 | 934366.9484 | 0 | 79921.7723 | 0 | 881358.653 | 2293114.4237 | 1565097.713 | 6999464.7718 | 961560.8286 | 3093179.1987 | 3093179.1987 | 1478867.319 | 2118992.7493 | 0 | 11054204.7991 | 17745244.0662 | 749894.2093 | 0.18457 | 59892.9597 | 96145.784 | 1220.999 | 1960.0619
1 | 1000 | 707 | 0.045 | 15 | 15 | 7 | 1e-09 | 5spot_SharedNeighbor | Water | Porous | Wet | R245fa | MinimizeLCOE_Brownfield | IgnoreSilica | 2019 | 49.8575 | 2.9625 | 0.052269 | 4 | 55668.9994 | 87672.1814 | 1134.8879 | 1787.316 | 59.5005 | 0 | 83.6995 | 476256.1193 | 12727.9737 | 852527.7756 | 1027129.2583 | 0 | 80047.8649 | 0 | 954988.7068 | 2484684.72 | 1695848.3766 | 7584210.7952 | 961560.8286 | 3093179.1987 | 3093179.1987 | 1478867.319 | 2118992.7493 | 0 | 11638950.8225 | 18329990.0895 | 1000000 | 0.20907 | 55668.9994 | 87672.1814 | 1134.8879 | 1787.316
1 | 1000 | 707 | 0.045 | 15 | 15 | 7 | 1.3335e-09 | 5spot_SharedNeighbor | Water | Porous | Wet | R245fa | MinimizeLCOE_Brownfield | IgnoreSilica | 2019 | 53.8017 | 3.1976 | 0.057764 | 4 | 52508.7201 | 81467.3344 | 1070.4613 | 1660.8218 | 59.5065 | 0 | 73.0377 | 502393.3781 | 13428.8095 | 906218.5029 | 1106621.2991 | 0 | 79349.9413 | 0 | 1017124.653 | 2646349.7061 | 1806188.0515 | 8077674.3414 | 961560.8286 | 3093179.1987 | 3093179.1987 | 1478867.319 | 2118992.7493 | 0 | 12132414.3687 | 18823453.6357 | 1333521.4322 | 0.23106 | 52508.7201 | 81467.3344 | 1070.4613 | 1660.8218
1 | 1000 | 707 | 0.045 | 15 | 15 | 7 | 1.7783e-09 | 5spot_SharedNeighbor | Water | Porous | Wet | R245fa | MinimizeLCOE_Brownfield | IgnoreSilica | 2019 | 57.0607 | 3.3917 | 0.062489 | 4 | 50148.0968 | 76916.9865 | 1022.3368 | 1568.0568 | 59.51 | 0 | 78.9315 | 523541.9872 | 13995.6368 | 949964.3149 | 1172281.8169 | 0 | 78147.5823 | 0 | 1067793.2218 | 2778178.9287 | 1896164.2047 | 8480067.6932 | 961560.8286 | 3093179.1987 | 3093179.1987 | 1478867.319 | 2118992.7493 | 0 | 12534807.7205 | 19225846.9876 | 1778279.41 | 0.24996 | 50148.0968 | 76916.9865 | 1022.3368 | 1568.0568
1 | 1000 | 707 | 0.045 | 15 | 15 | 7 | 2.3714e-09 | 5spot_SharedNeighbor | Water | Porous | Wet | R245fa | MinimizeLCOE_Brownfield | IgnoreSilica | 2019 | 59.6944 | 3.5484 | 0.066427 | 4 | 48385.8007 | 73567.6303 | 986.41 | 1499.7757 | 59.5118 | 0 | 76.4272 | 540354.4848 | 14446.0738 | 984930.83 | 1225323.9631 | 0 | 76753.8174 | 0 | 1108305.576 | 2883583.764 | 1968105.1706 | 8801803.6798 | 961560.8286 | 3093179.1987 | 3093179.1987 | 1478867.319 | 2118992.7493 | 0 | 12856543.7071 | 19547582.9742 | 2371373.7057 | 0.26571 | 48385.8007 | 73567.6303 | 986.41 | 1499.7757
1 | 1000 | 707 | 0.045 | 15 | 15 | 7 | 3.1623e-09 | 5spot_SharedNeighbor | Water | Porous | Wet | R245fa | MinimizeLCOE_Brownfield | IgnoreSilica | 2019 | 61.7749 | 3.6722 | 0.069622 | 4 | 47070.0206 | 71096.2578 | 959.586 | 1449.3934 | 59.5126 | 0 | 72.4458 | 553468.9287 | 14797.3178 | 1012321.7588 | 1267213.4925 | 0 | 75348.2484 | 0 | 1140028.401 | 2966120.0475 | 2024437.8801 | 9053736.075 | 961560.8286 | 3093179.1987 | 3093179.1987 | 1478867.319 | 2118992.7493 | 0 | 13108476.1023 | 19799515.3694 | 3162277.6602 | 0.27849 | 47070.0206 | 71096.2578 | 959.586 | 1449.3934
1 | 1000 | 707 | 0.045 | 15 | 15 | 7 | 4.217e-09 | 5spot_SharedNeighbor | Water | Porous | Wet | R245fa | MinimizeLCOE_Brownfield | IgnoreSilica | 2019 | 63.3802 | 3.7677 | 0.072153 | 4 | 46087.1471 | 69270.5851 | 939.5488 | 1412.1746 | 59.5128 | 0 | 74.3282 | 563490.0903 | 15065.6418 | 1033319.8927 | 1299524.7484 | 0 | 74020.3588 | 0 | 1164314.0854 | 3029306.4167 | 2067563.8754 | 9246605.1094 | 961560.8286 | 3093179.1987 | 3093179.1987 | 1478867.319 | 2118992.7493 | 0 | 13301345.1367 | 19992384.4038 | 4216965.0343 | 0.28861 | 46087.1471 | 69270.5851 | 939.5488 | 1412.1746
1 | 1000 | 707 | 0.045 | 15 | 15 | 7 | 5.6234e-09 | 5spot_SharedNeighbor | Water | Porous | Wet | R245fa | MinimizeLCOE_Brownfield | IgnoreSilica | 2019 | 64.6318 | 3.8421 | 0.074147 | 4 | 45352.4993 | 67912.551 | 924.572 | 1384.4892 | 59.5128 | 0 | 84.7805 | 571245.979 | 15273.2664 | 1049611.6174 | 1324711.0639 | 0 | 72898.7767 | 0 | 1183158.8743 | 3078336.6916 | 2101028.0455 | 9396264.3146 | 961560.8286 | 3093179.1987 | 3093179.1987 | 1478867.319 | 2118992.7493 | 0 | 13451004.342 | 20142043.609 | 5623413.2519 | 0.29659 | 45352.4993 | 67912.551 | 924.572 | 1384.4892
1 | 1000 | 707 | 0.045 | 15 | 15 | 7 | 7.4989e-09 | 5spot_SharedNeighbor | Water | Porous | Wet | R245fa | MinimizeLCOE_Brownfield | IgnoreSilica | 2019 | 65.5844 | 3.8987 | 0.075689 | 4 | 44803.0511 | 66903.5555 | 913.3708 | 1363.9195 | 59.5127 | 0 | 95.9799 | 577115.6709 | 15430.3705 | 1061964.5283 | 1343875.735 | 0 | 71949.9006 | 0 | 1197431.12 | 3115470.1474 | 2126372.3921 | 9509609.8648 | 961560.8286 | 3093179.1987 | 3093179.1987 | 1478867.319 | 2118992.7493 | 0 | 13564349.8921 | 20255389.1592 | 7498942.0933 | 0.30276 | 44803.0511 | 66903.5555 | 913.3708 | 1363.9195
1 | 1000 | 707 | 0.045 | 15 | 15 | 7 | 1e-08 | 5spot_SharedNeighbor | Water | Porous | Wet | R245fa | MinimizeLCOE_Brownfield | IgnoreSilica | 2019 | 66.3102 | 3.9418 | 0.076875 | 4 | 44391.8892 | 66151.4828 | 904.9887 | 1348.5875 | 59.5125 | 0 | 82.0714 | 581569.696 | 15549.5678 | 1071351.485 | 1358477.6519 | 0 | 71181.1573 | 0 | 1208270.5276 | 3143672.0625 | 2145620.7787 | 9595692.9268 | 961560.8286 | 3093179.1987 | 3093179.1987 | 1478867.319 | 2118992.7493 | 0 | 13650432.9541 | 20341472.2212 | 10000000 | 0.3075 | 44391.8892 | 66151.4828 | 904.9887 | 1348.5875
1 | 1100 | 707 | 0.045 | 15 | 15 | 7 | 1e-13 | 5spot_SharedNeighbor | Water | Porous | Wet | R245fa | MinimizeLCOE_Brownfield | IgnoreSilica | 2019 | 0 | 0 | 0 | 0 |  |  |  |  | 15 |  | 30.4883 | [19 empty] | 100 | 0
1 | 1100 | 707 | 0.045 | 15 | 15 | 7 | 1.3335e-13 | 5spot_SharedNeighbor | Water | Porous | Wet | R245fa | MinimizeLCOE_Brownfield | IgnoreSilica | 2019 | 0 | 0 | 0 | 0 |  |  |  |  | 15 |  | 10.0075 | [19 empty] | 133.3521 | 0
1 | 1100 | 707 | 0.045 | 15 | 15 | 7 | 1.7783e-13 | 5spot_SharedNeighbor | Water | Porous | Wet | R245fa | MinimizeLCOE_Brownfield | IgnoreSilica | 2019 | 0 | 0 | 0 | 0 |  |  |  |  | 15 |  | 11.8808 | [19 empty] | 177.8279 | 0
1 | 1100 | 707 | 0.045 | 15 | 15 | 7 | 2.3714e-13 | 5spot_SharedNeighbor | Water | Porous | Wet | R245fa | MinimizeLCOE_Brownfield | IgnoreSilica | 2019 | 0 | 0 | 0 | 0 |  |  |  |  | 15 |  | 11.8474 | [19 empty] | 237.1374 | 0
1 | 1100 | 707 | 0.045 | 15 | 15 | 7 | 3.1623e-13 | 5spot_SharedNeighbor | Water | Porous | Wet | R245fa | MinimizeLCOE_Brownfield | IgnoreSilica | 2019 | 0 | 0 | 0 | 0 |  |  |  |  | 15 |  | 11.7497 | [19 empty] | 316.2278 | 0
1 | 1100 | 707 | 0.045 | 15 | 15 | 7 | 4.217e-13 | 5spot_SharedNeighbor | Water | Porous | Wet | R245fa | MinimizeLCOE_Brownfield | IgnoreSilica | 2019 | 0 | 0 | 0 | 0 |  |  |  |  | 15 |  | 11.5007 | [19 empty] | 421.6965 | 0
1 | 1100 | 707 | 0.045 | 15 | 15 | 7 | 5.6234e-13 | 5spot_SharedNeighbor | Water | Porous | Wet | R245fa | MinimizeLCOE_Brownfield | IgnoreSilica | 2019 | 0 | 0 | 0 | 0 |  |  |  |  | 15 |  | 11.9577 | [19 empty] | 562.3413 | 0
1 | 1100 | 707 | 0.045 | 15 | 15 | 7 | 7.4989e-13 | 5spot_SharedNeighbor | Water | Porous | Wet | R245fa | MinimizeLCOE_Brownfield | IgnoreSilica | 2019 | 0 | 0 | 0 | 0 |  |  |  |  | 15 |  | 13.6634 | [19 empty] | 749.8942 | 0
1 | 1100 | 707 | 0.045 | 15 | 15 | 7 | 1e-12 | 5spot_SharedNeighbor | Water | Porous | Wet | R245fa | MinimizeLCOE_Brownfield | IgnoreSilica | 2019 | 0 | 0 | 0 | 0 |  |  |  |  | 15 |  | 12.9554 | [19 empty] | 1000 | 0
1 | 1100 | 707 | 0.045 | 15 | 15 | 7 | 1.3335e-12 | 5spot_SharedNeighbor | Water | Porous | Wet | R245fa | MinimizeLCOE_Brownfield | IgnoreSilica | 2019 | 0 | 0 | 0 | 0 |  |  |  |  | 15 |  | 14.4945 | [19 empty] | 1333.5214 | 0
1 | 1100 | 707 | 0.045 | 15 | 15 | 7 | 1.7783e-12 | 5spot_SharedNeighbor | Water | Porous | Wet | R245fa | MinimizeLCOE_Brownfield | IgnoreSilica | 2019 | 0 | 0 | 0 | 0 |  |  |  |  | 15 |  | 15.5783 | [19 empty] | 1778.2794 | 0
1 | 1100 | 707 | 0.045 | 15 | 15 | 7 | 2.3714e-12 | 5spot_SharedNeighbor | Water | Porous | Wet | R245fa | MinimizeLCOE_Brownfield | IgnoreSilica | 2019 | 0 | 0 | 0 | 0 |  |  |  |  | 15 |  | 16.1241 | [19 empty] | 2371.3737 | 0
1 | 1100 | 707 | 0.045 | 15 | 15 | 7 | 3.1623e-12 | 5spot_SharedNeighbor | Water | Porous | Wet | R245fa | MinimizeLCOE_Brownfield | IgnoreSilica | 2019 | 0.6088 | 0.031052 | 6.1683e-05 | 4 | 18682475.0985 | 47303380.8626 | 380867.5248 | 964343.4014 | 55.5092 | 0 | 32.6563 | 19060.5249 | 469.9364 | 22321.1669 | 35227.8557 | 0 | 16575.7111 | 0 | 36525.5261 | 95031.9264 | 64861.2425 | 290073.8899 | 961560.8286 | 3357904.6176 | 3357904.6176 | 1478867.319 | 2224882.9169 | 0 | 4609539.3362 | 11671194.1897 | 3162.2777 | 0.00024673 | 18682475.0985 | 47303380.8626 | 380867.5248 | 964343.4014
1 | 1100 | 707 | 0.045 | 15 | 15 | 7 | 4.217e-12 | 5spot_SharedNeighbor | Water | Porous | Wet | R245fa | MinimizeLCOE_Brownfield | IgnoreSilica | 2019 | 0.88403 | 0.049571 | 0.00026403 | 4 | 4446328.9886 | 11132826.8542 | 90644.4305 | 226957.7337 | 57.9277 | 0 | 42.9862 | 27494.4909 | 697.1197 | 32375.6159 | 41244.3204 | 0 | 19693.5703 | 0 | 47386.9957 | 123291.2424 | 84148.8063 | 376332.1617 | 961560.8286 | 3357904.6176 | 3357904.6176 | 1478867.319 | 2224882.9169 | 0 | 4695797.6079 | 11757452.4615 | 4216.965 | 0.0010561 | 4446328.9886 | 11132826.8542 | 90644.4305 | 226957.7337
1 | 1100 | 707 | 0.045 | 15 | 15 | 7 | 5.6234e-12 | 5spot_SharedNeighbor | Water | Porous | Wet | R245fa | MinimizeLCOE_Brownfield | IgnoreSilica | 2019 | 1.2236 | 0.072731 | 0.0005644 | 4 | 2123339.7781 | 5251306.9097 | 43287.1534 | 107054.9943 | 59.5113 | 0 | 103.1887 | 36783.0627 | 950.4333 | 43929.0361 | 48698.7191 | 0 | 22728.1644 | 0 | 59704.8721 | 155339.8299 | 106022.6258 | 474156.7433 | 961560.8286 | 3357904.6176 | 3357904.6176 | 1478867.319 | 2224882.9169 | 0 | 4793622.1896 | 11855277.0431 | 5623.4133 | 0.0022576 | 2123339.7781 | 5251306.9097 | 43287.1534 | 107054.9943
1 | 1100 | 707 | 0.045 | 15 | 15 | 7 | 7.4989e-12 | 5spot_SharedNeighbor | Water | Porous | Wet | R245fa | MinimizeLCOE_Brownfield | IgnoreSilica | 2019 | 1.6514 | 0.10211 | 0.00098664 | 4 | 1243675.7212 | 3032988.9864 | 25354.0118 | 61831.5829 | 60.6247 | 0 | 145.6148 | 47322.9113 | 1239.8669 | 57568.5156 | 58112.7435 | 0 | 25857.019 | 0 | 74139.412 | 192895.5419 | 131655.171 | 588791.1813 | 961560.8286 | 3357904.6176 | 3357904.6176 | 1478867.319 | 2224882.9169 | 0 | 4908256.6275 | 11969911.4811 | 7498.9421 | 0.0039466 | 1243675.7212 | 3032988.9864 | 25354.0118 | 61831.5829
1 | 1100 | 707 | 0.045 | 15 | 15 | 7 | 1e-11 | 5spot_SharedNeighbor | Water | Porous | Wet | R245fa | MinimizeLCOE_Brownfield | IgnoreSilica | 2019 | 2.2154 | 0.14093 | 0.0015666 | 4 | 805882.9327 | 1932782.9917 | 16429.0136 | 39402.3956 | 61.4592 | 0 | 200.671 | 59887.4555 | 1586.4755 | 74435.4692 | 70524.9525 | 0 | 29437.1693 | 0 | 91989.8936 | 239338.8334 | 163353.6717 | 730553.9207 | 961560.8286 | 3357904.6176 | 3357904.6176 | 1478867.319 | 2224882.9169 | 0 | 5050019.367 | 12111674.2206 | 10000 | 0.0062664 | 805882.9327 | 1932782.9917 | 16429.0136 | 39402.3956
1 | 1100 | 707 | 0.045 | 15 | 15 | 7 | 1.3335e-11 | 5spot_SharedNeighbor | Water | Porous | Wet | R245fa | MinimizeLCOE_Brownfield | IgnoreSilica | 2019 | 2.925 | 0.18983 | 0.0023485 | 4 | 555412.8942 | 1307121.537 | 11322.8431 | 26647.4405 | 62.0645 | 0 | 42.5032 | 74255.894 | 1983.9903 | 94408.6609 | 86143.4203 | 0 | 33193.9829 | 0 | 113094.5199 | 294248.7418 | 200830.8125 | 898160.0226 | 961560.8286 | 3357904.6176 | 3357904.6176 | 1478867.319 | 2224882.9169 | 0 | 5217625.4688 | 12279280.3224 | 13335.2143 | 0.0093941 | 555412.8942 | 1307121.537 | 11322.8431 | 26647.4405
1 | 1100 | 707 | 0.045 | 15 | 15 | 7 | 1.7783e-11 | 5spot_SharedNeighbor | Water | Porous | Wet | R245fa | MinimizeLCOE_Brownfield | IgnoreSilica | 2019 | 3.8607 | 0.2545 | 0.0033967 | 4 | 399455.6106 | 919195.2611 | 8143.4429 | 18739.0387 | 62.5296 | 0 | 42.1042 | 91559.6544 | 2463.3334 | 119311.9446 | 106770.5192 | 0 | 37598.94 | 0 | 139504.7127 | 362962.6461 | 247729.4641 | 1107901.2144 | 961560.8286 | 3357904.6176 | 3357904.6176 | 1478867.319 | 2224882.9169 | 0 | 5427366.6607 | 12489021.5142 | 17782.7941 | 0.013587 | 399455.6106 | 919195.2611 | 8143.4429 | 18739.0387
1 | 1100 | 707 | 0.045 | 15 | 15 | 7 | 2.3714e-11 | 5spot_SharedNeighbor | Water | Porous | Wet | R245fa | MinimizeLCOE_Brownfield | IgnoreSilica | 2019 | 5.0392 | 0.336 | 0.0047857 | 4 | 296594.8918 | 665484.9643 | 6046.488 | 13566.8111 | 62.8725 | 0 | 48.349 | 111510.5682 | 3016.6256 | 148956.5291 | 132752.2514 | 0 | 42295.8574 | 0 | 171027.4144 | 444978.2496 | 303706.7988 | 1358244.2944 | 961560.8286 | 3357904.6176 | 3357904.6176 | 1478867.319 | 2224882.9169 | 0 | 5677709.7407 | 12739364.5942 | 23713.7371 | 0.019143 | 296594.8918 | 665484.9643 | 6046.488 | 13566.8111
1 | 1100 | 707 | 0.045 | 15 | 15 | 7 | 3.1623e-11 | 5spot_SharedNeighbor | Water | Porous | Wet | R245fa | MinimizeLCOE_Brownfield | IgnoreSilica | 2019 | 6.513 | 0.43789 | 0.0066033 | 4 | 226228.9979 | 493582.9162 | 4611.9841 | 10062.3554 | 63.1204 | 0 | 49.4274 | 134422.7466 | 3652.218 | 184068.8703 | 165236.5095 | 0 | 47271.1866 | 0 | 208514.0971 | 542510.9085 | 370274.8425 | 1655951.3792 | 961560.8286 | 3357904.6176 | 3357904.6176 | 1478867.319 | 2224882.9169 | 0 | 5975416.8254 | 13037071.679 | 31622.7766 | 0.026413 | 226228.9979 | 493582.9162 | 4611.9841 | 10062.3554
1 | 1100 | 707 | 0.045 | 15 | 15 | 7 | 4.217e-11 | 5spot_SharedNeighbor | Water | Porous | Wet | R245fa | MinimizeLCOE_Brownfield | IgnoreSilica | 2019 | 8.2451 | 0.55705 | 0.0088951 | 4 | 177262.0454 | 375733.1534 | 3613.7266 | 7659.8285 | 63.2642 | 0 | 65.2629 | 159127.5984 | 4336.7303 | 223124.8041 | 203300.147 | 0 | 51829.3425 | 0 | 250270.2627 | 651151.886 | 444424.5421 | 1987565.3131 | 961560.8286 | 3357904.6176 | 3357904.6176 | 1478867.319 | 2224882.9169 | 0 | 6307030.7594 | 13368685.6129 | 42169.6503 | 0.03558 | 177262.0454 | 375733.1534 | 3613.7266 | 7659.8285
1 | 1100 | 707 | 0.045 | 15 | 15 | 7 | 5.6234e-11 | 5spot_SharedNeighbor | Water | Porous | Wet | R245fa | MinimizeLCOE_Brownfield | IgnoreSilica | 2019 | 10.8982 | 0.74185 | 0.012175 | 4 | 139727.3943 | 284728.4139 | 2848.5319 | 5804.5738 | 63.4878 | 0 | 44.4432 | 194738.5766 | 5327.0248 | 280544.2814 | 262039.8912 | 0 | 59790.1766 | 0 | 312951.5808 | 814235.8179 | 555732.6766 | 2485360.026 | 961560.8286 | 3357904.6176 | 3357904.6176 | 1478867.319 | 2224882.9169 | 0 | 6804825.4722 | 13866480.3258 | 56234.1325 | 0.048701 | 139727.3943 | 284728.4139 | 2848.5319 | 5804.5738
1 | 1100 | 707 | 0.045 | 15 | 15 | 7 | 7.4989e-11 | 5spot_SharedNeighbor | Water | Porous | Wet | R245fa | MinimizeLCOE_Brownfield | IgnoreSilica | 2019 | 13.8996 | 0.94983 | 0.01622 | 4 | 113099.9772 | 221940.0708 | 2305.696 | 4524.5485 | 63.6032 | 0 | 48.0442 | 231574.0128 | 6349.7883 | 341837.7093 | 328280.537 | 0 | 66555.2345 | 0 | 380092.9399 | 988923.862 | 674960.8561 | 3018574.94 | 961560.8286 | 3357904.6176 | 3357904.6176 | 1478867.319 | 2224882.9169 | 0 | 7338040.3862 | 14399695.2398 | 74989.4209 | 0.064881 | 113099.9772 | 221940.0708 | 2305.696 | 4524.5485
1 | 1100 | 707 | 0.045 | 15 | 15 | 7 | 1e-10 | 5spot_SharedNeighbor | Water | Porous | Wet | R245fa | MinimizeLCOE_Brownfield | IgnoreSilica | 2019 | 17.5607 | 1.2035 | 0.021355 | 4 | 93227.1295 | 175895.0589 | 1900.5611 | 3585.8587 | 63.691 | 0 | 51.7492 | 273341.3045 | 7509.2723 | 413083.0339 | 409082.2817 | 0 | 73567.3757 | 0 | 458867.4745 | 1193879.0421 | 814846.978 | 3644176.7626 | 961560.8286 | 3357904.6176 | 3357904.6176 | 1478867.319 | 2224882.9169 | 0 | 7963642.2089 | 15025297.0624 | 100000 | 0.085422 | 93227.1295 | 175895.0589 | 1900.5611 | 3585.8587
1 | 1100 | 707 | 0.045 | 15 | 15 | 7 | 1.3335e-10 | 5spot_SharedNeighbor | Water | Porous | Wet | R245fa | MinimizeLCOE_Brownfield | IgnoreSilica | 2019 | 21.9071 | 1.5048 | 0.027734 | 4 | 78240.6364 | 141895.889 | 1595.0412 | 2892.7396 | 63.7576 | 0 | 40.3153 | 319616.1207 | 8793.4508 | 493874.1349 | 505010.6566 | 0 | 80479.4659 | 0 | 549031.7933 | 1428468.1042 | 974958.8332 | 4360232.5597 | 961560.8286 | 3357904.6176 | 3357904.6176 | 1478867.319 | 2224882.9169 | 0 | 8679698.0059 | 15741352.8595 | 133352.1432 | 0.11094 | 78240.6364 | 141895.889 | 1595.0412 | 2892.7396
1 | 1100 | 707 | 0.045 | 15 | 15 | 7 | 1.7783e-10 | 5spot_SharedNeighbor | Water | Porous | Wet | R245fa | MinimizeLCOE_Brownfield | IgnoreSilica | 2019 | 26.9734 | 1.8559 | 0.035475 | 4 | 66856.6706 | 116621.0147 | 1362.9637 | 2377.4771 | 63.8086 | 0 | 58.9971 | 370175.5525 | 10195.8808 | 584074.2488 | 616836.0721 | 0 | 87171.5317 | 0 | 650696.7815 | 1692979.5493 | 1155493.3297 | 5167622.9466 | 961560.8286 | 3357904.6176 | 3357904.6176 | 1478867.319 | 2224882.9169 | 0 | 9487088.3928 | 16548743.2464 | 177827.941 | 0.1419 | 66856.6706 | 116621.0147 | 1362.9637 | 2377.4771
1 | 1100 | 707 | 0.045 | 15 | 15 | 7 | 2.3714e-10 | 5spot_SharedNeighbor | Water | Porous | Wet | R245fa | MinimizeLCOE_Brownfield | IgnoreSilica | 2019 | 32.6419 | 2.2488 | 0.044535 | 4 | 58174.2067 | 97815.4887 | 1185.9599 | 1994.101 | 63.8474 | 0 | 62.825 | 423461.6657 | 11673.1239 | 681040.8926 | 741959.0778 | 0 | 93150.2314 | 0 | 761001.1467 | 1979968.8808 | 1351369.4454 | 6043624.4643 | 961560.8286 | 3357904.6176 | 3357904.6176 | 1478867.319 | 2224882.9169 | 0 | 10363089.9106 | 17424744.7642 | 237137.3706 | 0.17814 | 58174.2067 | 97815.4887 | 1185.9599 | 1994.101
1 | 1100 | 707 | 0.045 | 15 | 15 | 7 | 3.1623e-10 | 5spot_SharedNeighbor | Water | Porous | Wet | R245fa | MinimizeLCOE_Brownfield | IgnoreSilica | 2019 | 38.6861 | 2.6678 | 0.054666 | 4 | 51547.1796 | 83841.8728 | 1050.859 | 1709.23 | 63.8766 | 0 | 51.32 | 477302.8002 | 13164.8374 | 780769.6757 | 875381.5698 | 0 | 97949.033 | 0 | 875381.4873 | 2277563.0645 | 1554483.5908 | 6951996.0588 | 961560.8286 | 3357904.6176 | 3357904.6176 | 1478867.319 | 2224882.9169 | 0 | 11271461.5051 | 18333116.3586 | 316227.766 | 0.21866 | 51547.1796 | 83841.8728 | 1050.859 | 1709.23
1 | 1100 | 707 | 0.045 | 15 | 15 | 7 | 4.217e-10 | 5spot_SharedNeighbor | Water | Porous | Wet | R245fa | MinimizeLCOE_Brownfield | IgnoreSilica | 2019 | 44.7614 | 3.089 | 0.065385 | 4 | 46500.4537 | 73500.5889 | 947.9746 | 1498.4089 | 63.8978 | 0 | 65.0965 | 528928.638 | 14594.2329 | 877884.7751 | 1009483.9451 | 0 | 101135.8938 | 0 | 987490.7191 | 2569248.2889 | 1753564.7499 | 7842331.2427 | 961560.8286 | 3357904.6176 | 3357904.6176 | 1478867.319 | 2224882.9169 | 0 | 12161796.6889 | 19223451.5425 | 421696.5034 | 0.26154 | 46500.4537 | 73500.5889 | 947.9746 | 1498.4089
1 | 1100 | 707 | 0.045 | 15 | 15 | 7 | 5.6234e-10 | 5spot_SharedNeighbor | Water | Porous | Wet | R245fa | MinimizeLCOE_Brownfield | IgnoreSilica | 2019 | 50.5419 | 3.4895 | 0.076103 | 4 | 42673.6046 | 65871.2573 | 869.9591 | 1342.8747 | 63.912 | 0 | 68.9862 | 576112.6025 | 15899.7269 | 967821.8066 | 1137056.3653 | 0 | 102658.1398 | 0 | 1091823.97 | 2840702.0061 | 1938837.4897 | 8670912.1069 | 961560.8286 | 3357904.6176 | 3357904.6176 | 1478867.319 | 2224882.9169 | 0 | 12990377.5531 | 20052032.4067 | 562341.3252 | 0.30441 | 42673.6046 | 65871.2573 | 869.9591 | 1342.8747
1 | 1100 | 707 | 0.045 | 15 | 15 | 7 | 7.4989e-10 | 5spot_SharedNeighbor | Water | Porous | Wet | R245fa | MinimizeLCOE_Brownfield | IgnoreSilica | 2019 | 55.7307 | 3.8489 | 0.08621 | 4 | 39785.4249 | 60263.4522 | 811.0797 | 1228.552 | 63.9205 | 0 | 75.4093 | 617068.3648 | 17032.0699 | 1046751.2301 | 1251523.1429 | 0 | 102624.8541 | 0 | 1183649.8681 | 3079614.1569 | 2101899.9418 | 9400163.6286 | 961560.8286 | 3357904.6176 | 3357904.6176 | 1478867.319 | 2224882.9169 | 0 | 13719629.0749 | 20781283.9284 | 749894.2093 | 0.34484 | 39785.4249 | 60263.4522 | 811.0797 | 1228.552
1 | 1100 | 707 | 0.045 | 15 | 15 | 7 | 1e-09 | 5spot_SharedNeighbor | Water | Porous | Wet | R245fa | MinimizeLCOE_Brownfield | IgnoreSilica | 2019 | 60.1935 | 4.1576 | 0.095286 | 4 | 37614.0767 | 56141.6117 | 766.8138 | 1144.5227 | 63.9245 | 0 | 68.173 | 651343.7578 | 17979.029 | 1113403.44 | 1349921.0753 | 0 | 101477.9906 | 0 | 1261308.8642 | 3281666.9345 | 2239805.1143 | 10016906.2057 | 961560.8286 | 3357904.6176 | 3357904.6176 | 1478867.319 | 2224882.9169 | 0 | 14336371.6519 | 21398026.5055 | 1000000 | 0.38114 | 37614.0767 | 56141.6117 | 766.8138 | 1144.5227
1 | 1100 | 707 | 0.045 | 15 | 15 | 7 | 1.3335e-09 | 5spot_SharedNeighbor | Water | Porous | Wet | R245fa | MinimizeLCOE_Brownfield | IgnoreSilica | 2019 | 63.8935 | 4.4134 | 0.1031 | 4 | 35985.7733 | 53109.2457 | 733.6187 | 1082.7038 | 63.9255 | 0 | 78.1583 | 679145.1367 | 18746.6056 | 1167858.4892 | 1431448.6824 | 0 | 99659.0067 | 0 | 1324774.589 | 3446791.732 | 2352506.1816 | 10520930.4233 | 961560.8286 | 3357904.6176 | 3357904.6176 | 1478867.319 | 2224882.9169 | 0 | 14840395.8695 | 21902050.7231 | 1333521.4322 | 0.4124 | 35985.7733 | 53109.2457 | 733.6187 | 1082.7038
1 | 1100 | 707 | 0.045 | 15 | 15 | 7 | 1.7783e-09 | 5spot_SharedNeighbor | Water | Porous | Wet | R245fa | MinimizeLCOE_Brownfield | IgnoreSilica | 2019 | 66.8755 | 4.6192 | 0.1096 | 4 | 34766.3405 | 50873.955 | 708.7589 | 1037.1344 | 63.9249 | 0 | 79.2838 | 701169.0328 | 19354.3071 | 1211244.0188 | 1497114.6852 | 0 | 97553.0167 | 0 | 1375309.6736 | 3578273.656 | 2442245.2964 | 10922263.6866 | 961560.8286 | 3357904.6176 | 3357904.6176 | 1478867.319 | 2224882.9169 | 0 | 15241729.1329 | 22303383.9864 | 1778279.41 | 0.4384 | 34766.3405 | 50873.955 | 708.7589 | 1037.1344
1 | 1100 | 707 | 0.045 | 15 | 15 | 7 | 2.3714e-09 | 5spot_SharedNeighbor | Water | Porous | Wet | R245fa | MinimizeLCOE_Brownfield | IgnoreSilica | 2019 | 69.2339 | 4.7819 | 0.11488 | 4 | 33853.5883 | 49221.4302 | 690.1512 | 1003.4454 | 63.9235 | 0 | 69.4128 | 718355.7914 | 19828.2986 | 1245251.6072 | 1549018.7004 | 0 | 95452.6374 | 0 | 1414883.7437 | 3681237.2685 | 2512520.0776 | 11236548.1249 | 961560.8286 | 3357904.6176 | 3357904.6176 | 1478867.319 | 2224882.9169 | 0 | 15556013.5711 | 22617668.4247 | 2371373.7057 | 0.45951 | 33853.5883 | 49221.4302 | 690.1512 | 1003.4454
1 | 1100 | 707 | 0.045 | 15 | 15 | 7 | 3.1623e-09 | 5spot_SharedNeighbor | Water | Porous | Wet | R245fa | MinimizeLCOE_Brownfield | IgnoreSilica | 2019 | 71.0755 | 4.9088 | 0.11908 | 4 | 33170.4223 | 47996.0746 | 676.2239 | 978.4649 | 63.9218 | 0 | 71.2289 | 731639.1451 | 20194.4868 | 1271625.8916 | 1589529.8286 | 0 | 93535.2807 | 0 | 1445544.6067 | 3761010.5448 | 2566966.9778 | 11480046.762 | 961560.8286 | 3357904.6176 | 3357904.6176 | 1478867.319 | 2224882.9169 | 0 | 15799512.2083 | 22861167.0618 | 3162277.6602 | 0.47631 | 33170.4223 | 47996.0746 | 676.2239 | 978.4649
1 | 1100 | 707 | 0.045 | 15 | 15 | 7 | 4.217e-09 | 5spot_SharedNeighbor | Water | Porous | Wet | R245fa | MinimizeLCOE_Brownfield | IgnoreSilica | 2019 | 72.4929 | 5.0065 | 0.12237 | 4 | 32659.0014 | 47086.0685 | 665.7979 | 959.9132 | 63.9202 | 0 | 70.5401 | 741782.4217 | 20474.0182 | 1291818.5251 | 1620696.1918 | 0 | 91863.5097 | 0 | 1468987.5199 | 3822004.1961 | 2608596.3981 | 11666222.7806 | 961560.8286 | 3357904.6176 | 3357904.6176 | 1478867.319 | 2224882.9169 | 0 | 15985688.2268 | 23047343.0804 | 4216965.0343 | 0.48947 | 32659.0014 | 47086.0685 | 665.7979 | 959.9132
1 | 1100 | 707 | 0.045 | 15 | 15 | 7 | 5.6234e-09 | 5spot_SharedNeighbor | Water | Porous | Wet | R245fa | MinimizeLCOE_Brownfield | IgnoreSilica | 2019 | 73.5723 | 5.0808 | 0.12491 | 4 | 32276.0478 | 46409.2787 | 657.9909 | 946.1159 | 63.9188 | 0 | 82.5458 | 749461.3385 | 20685.581 | 1307135.7807 | 1644423.8673 | 0 | 90454.6063 | 0 | 1486742.8578 | 3868199.943 | 2640125.9447 | 11807229.9191 | 961560.8286 | 3357904.6176 | 3357904.6176 | 1478867.319 | 2224882.9169 | 0 | 16126695.3654 | 23188350.219 | 5623413.2519 | 0.49965 | 32276.0478 | 46409.2787 | 657.9909 | 946.1159
1 | 1100 | 707 | 0.045 | 15 | 15 | 7 | 7.4989e-09 | 5spot_SharedNeighbor | Water | Porous | Wet | R245fa | MinimizeLCOE_Brownfield | IgnoreSilica | 2019 | 74.3882 | 5.1369 | 0.12686 | 4 | 31989.2129 | 45905.2947 | 652.1434 | 935.8415 | 63.9176 | 0 | 67.1824 | 755239.5003 | 20844.7439 | 1318678.9132 | 1662353.9708 | 0 | 89297.2125 | 0 | 1500101.5929 | 3902956.6317 | 2663848.0988 | 11913320.6643 | 961560.8286 | 3357904.6176 | 3357904.6176 | 1478867.319 | 2224882.9169 | 0 | 16232786.1105 | 23294440.9641 | 7498942.0933 | 0.50745 | 31989.2129 | 45905.2947 | 652.1434 | 935.8415
1 | 1100 | 707 | 0.045 | 15 | 15 | 7 | 1e-08 | 5spot_SharedNeighbor | Water | Porous | Wet | R245fa | MinimizeLCOE_Brownfield | IgnoreSilica | 2019 | 75.0145 | 5.18 | 0.12836 | 4 | 31774.3183 | 45528.0586 | 647.7625 | 928.1511 | 63.9166 | 0 | 67.7685 | 759659.3602 | 20966.4727 | 1327518.5958 | 1676113.0286 | 0 | 88395.7165 | 0 | 1510334.7378 | 3929581.1755 | 2682019.8971 | 11994588.9841 | 961560.8286 | 3357904.6176 | 3357904.6176 | 1478867.319 | 2224882.9169 | 0 | 16314054.4304 | 23375709.2839 | 10000000 | 0.51344 | 31774.3183 | 45528.0586 | 647.7625 | 928.1511
1 | 1200 | 707 | 0.045 | 15 | 15 | 7 | 1e-13 | 5spot_SharedNeighbor | Water | Porous | Wet | R245fa | MinimizeLCOE_Brownfield | IgnoreSilica | 2019 | 0 | 0 | 0 | 0 |  |  |  |  | 15 |  | 9.4044 | [19 empty] | 100 | 0
1 | 1200 | 707 | 0.045 | 15 | 15 | 7 | 1.3335e-13 | 5spot_SharedNeighbor | Water | Porous | Wet | R245fa | MinimizeLCOE_Brownfield | IgnoreSilica | 2019 | 0 | 0 | 0 | 0 |  |  |  |  | 15 |  | 32.5929 | [19 empty] | 133.3521 | 0
1 | 1200 | 707 | 0.045 | 15 | 15 | 7 | 1.7783e-13 | 5spot_SharedNeighbor | Water | Porous | Wet | R245fa | MinimizeLCOE_Brownfield | IgnoreSilica | 2019 | 0 | 0 | 0 | 0 |  |  |  |  | 15 |  | 12.1034 | [19 empty] | 177.8279 | 0
1 | 1200 | 707 | 0.045 | 15 | 15 | 7 | 2.3714e-13 | 5spot_SharedNeighbor | Water | Porous | Wet | R245fa | MinimizeLCOE_Brownfield | IgnoreSilica | 2019 | 0 | 0 | 0 | 0 |  |  |  |  | 15 |  | 11.6384 | [19 empty] | 237.1374 | 0
1 | 1200 | 707 | 0.045 | 15 | 15 | 7 | 3.1623e-13 | 5spot_SharedNeighbor | Water | Porous | Wet | R245fa | MinimizeLCOE_Brownfield | IgnoreSilica | 2019 | 0 | 0 | 0 | 0 |  |  |  |  | 15 |  | 11.6004 | [19 empty] | 316.2278 | 0
1 | 1200 | 707 | 0.045 | 15 | 15 | 7 | 4.217e-13 | 5spot_SharedNeighbor | Water | Porous | Wet | R245fa | MinimizeLCOE_Brownfield | IgnoreSilica | 2019 | 0 | 0 | 0 | 0 |  |  |  |  | 15 |  | 11.2929 | [19 empty] | 421.6965 | 0
1 | 1200 | 707 | 0.045 | 15 | 15 | 7 | 5.6234e-13 | 5spot_SharedNeighbor | Water | Porous | Wet | R245fa | MinimizeLCOE_Brownfield | IgnoreSilica | 2019 | 0 | 0 | 0 | 0 |  |  |  |  | 15 |  | 13.2677 | [19 empty] | 562.3413 | 0
1 | 1200 | 707 | 0.045 | 15 | 15 | 7 | 7.4989e-13 | 5spot_SharedNeighbor | Water | Porous | Wet | R245fa | MinimizeLCOE_Brownfield | IgnoreSilica | 2019 | 0 | 0 | 0 | 0 |  |  |  |  | 15 |  | 12.6605 | [19 empty] | 749.8942 | 0
1 | 1200 | 707 | 0.045 | 15 | 15 | 7 | 1e-12 | 5spot_SharedNeighbor | Water | Porous | Wet | R245fa | MinimizeLCOE_Brownfield | IgnoreSilica | 2019 | 0 | 0 | 0 | 0 |  |  |  |  | 15 |  | 12.5699 | [19 empty] | 1000 | 0
1 | 1200 | 707 | 0.045 | 15 | 15 | 7 | 1.3335e-12 | 5spot_SharedNeighbor | Water | Porous | Wet | R245fa | MinimizeLCOE_Brownfield | IgnoreSilica | 2019 | 0 | 0 | 0 | 0 |  |  |  |  | 15 |  | 13.9982 | [19 empty] | 1333.5214 | 0
1 | 1200 | 707 | 0.045 | 15 | 15 | 7 | 1.7783e-12 | 5spot_SharedNeighbor | Water | Porous | Wet | R245fa | MinimizeLCOE_Brownfield | IgnoreSilica | 2019 | 0 | 0 | 0 | 0 |  |  |  |  | 15 |  | 15.5897 | [19 empty] | 1778.2794 | 0
1 | 1200 | 707 | 0.045 | 15 | 15 | 7 | 2.3714e-12 | 5spot_SharedNeighbor | Water | Porous | Wet | R245fa | MinimizeLCOE_Brownfield | IgnoreSilica | 2019 | 0.67936 | 0.040151 | 0.00014424 | 4 | 8545258.823 | 21441453.8136 | 174206.6594 | 437113.0377 | 59.3511 | 0 | 39.3512 | 24454.9059 | 624.462 | 27315.2151 | 37700.2317 | 0 | 19726.9878 | 0 | 42830.503 | 111436.1831 | 76057.4847 | 340145.9734 | 961560.8286 | 3628490.1274 | 3628490.1274 | 1478867.319 | 2333117.1208 | 0 | 4930196.9294 | 12370671.4967 | 2371.3737 | 0.00057695 | 8545258.823 | 21441453.8136 | 174206.6594 | 437113.0377
1 | 1200 | 707 | 0.045 | 15 | 15 | 7 | 3.1623e-12 | 5spot_SharedNeighbor | Water | Porous | Wet | R245fa | MinimizeLCOE_Brownfield | IgnoreSilica | 2019 | 0.97664 | 0.062998 | 0.00045039 | 4 | 2793603.544 | 6923593.5235 | 56951.3869 | 141146.8188 | 61.881 | 0 | 37.3093 | 34759.7757 | 912.5342 | 39071.3762 | 44724.8925 | 0 | 23505.553 | 0 | 55759.9113 | 145075.8513 | 99017.2495 | 442827.1437 | 961560.8286 | 3628490.1274 | 3628490.1274 | 1478867.319 | 2333117.1208 | 0 | 5032878.0997 | 12473352.667 | 3162.2777 | 0.0018016 | 2793603.544 | 6923593.5235 | 56951.3869 | 141146.8188
1 | 1200 | 707 | 0.045 | 15 | 15 | 7 | 4.217e-12 | 5spot_SharedNeighbor | Water | Porous | Wet | R245fa | MinimizeLCOE_Brownfield | IgnoreSilica | 2019 | 1.3208 | 0.089891 | 0.00089754 | 4 | 1432305.8847 | 3504767.3586 | 29199.4928 | 71449.4232 | 63.4821 | 0 | 101.3293 | 45489.818 | 1215.6473 | 51846.8622 | 52913.4303 | 0 | 26808.5304 | 0 | 69526.9724 | 180894.9202 | 123464.5001 | 552160.6809 | 961560.8286 | 3628490.1274 | 3628490.1274 | 1478867.319 | 2333117.1208 | 0 | 5142211.637 | 12582686.2042 | 4216.965 | 0.0035902 | 1432305.8847 | 3504767.3586 | 29199.4928 | 71449.4232
1 | 1200 | 707 | 0.045 | 15 | 15 | 7 | 5.6234e-12 | 5spot_SharedNeighbor | Water | Porous | Wet | R245fa | MinimizeLCOE_Brownfield | IgnoreSilica | 2019 | 1.6 | 0.11187 | 0.0014823 | 4 | 880700.5916 | 2135556.671 | 17954.2728 | 43536.2113 | 64.3028 | 0 | 116.7004 | 53520.6199 | 1443.6377 | 61716.6804 | 59577.0063 | 0 | 27770.1199 | 0 | 79570.945 | 207027.2767 | 141300.3703 | 631926.6562 | 961560.8286 | 3628490.1274 | 3628490.1274 | 1478867.319 | 2333117.1208 | 0 | 5221977.6123 | 12662452.1795 | 5623.4133 | 0.0059293 | 880700.5916 | 2135556.671 | 17954.2728 | 43536.2113
1 | 1200 | 707 | 0.045 | 15 | 15 | 7 | 7.4989e-12 | 5spot_SharedNeighbor | Water | Porous | Wet | R245fa | MinimizeLCOE_Brownfield | IgnoreSilica | 2019 | 2.0209 | 0.14507 | 0.0022814 | 4 | 585078.8126 | 1400404.5009 | 11927.623 | 28549.1399 | 65.1298 | 0 | 158.5513 | 64782.7705 | 1764.5093 | 75920.712 | 69625.4755 | 0 | 29812.3361 | 0 | 94343.2633 | 245461.8187 | 167532.735 | 749243.6203 | 961560.8286 | 3628490.1274 | 3628490.1274 | 1478867.319 | 2333117.1208 | 0 | 5339294.5764 | 12779769.1436 | 7498.9421 | 0.0091258 | 585078.8126 | 1400404.5009 | 11927.623 | 28549.1399
1 | 1200 | 707 | 0.045 | 15 | 15 | 7 | 1e-11 | 5spot_SharedNeighbor | Water | Porous | Wet | R245fa | MinimizeLCOE_Brownfield | IgnoreSilica | 2019 | 3.1567 | 0.2351 | 0.0035362 | 4 | 399554.6609 | 925580.0121 | 8145.4622 | 18869.2005 | 66.2913 | 0 | 44.0434 | 91847.8454 | 2537.8126 | 111592.8731 | 96805.0853 | 0 | 39949.9361 | 0 | 133666.0855 | 347771.7357 | 237361.3556 | 1061532.7294 | 961560.8286 | 3628490.1274 | 3628490.1274 | 1478867.319 | 2333117.1208 | 0 | 5651583.6854 | 13092058.2527 | 10000 | 0.014145 | 399554.6609 | 925580.0121 | 8145.4622 | 18869.2005
1 | 1200 | 707 | 0.045 | 15 | 15 | 7 | 1.3335e-11 | 5spot_SharedNeighbor | Water | Porous | Wet | R245fa | MinimizeLCOE_Brownfield | IgnoreSilica | 2019 | 4.136 | 0.31272 | 0.0050769 | 4 | 290282.9645 | 656674.207 | 5917.8109 | 13387.1919 | 66.7914 | 0 | 45.777 | 112634.1294 | 3133.0657 | 140139.3748 | 120211.6602 | 0 | 45176.9441 | 0 | 164305.1179 | 427488.2133 | 291769.4896 | 1304857.9949 | 961560.8286 | 3628490.1274 | 3628490.1274 | 1478867.319 | 2333117.1208 | 0 | 5894908.951 | 13335383.5182 | 13335.2143 | 0.020307 | 290282.9645 | 656674.207 | 5917.8109 | 13387.1919
1 | 1200 | 707 | 0.045 | 15 | 15 | 7 | 1.7783e-11 | 5spot_SharedNeighbor | Water | Porous | Wet | R245fa | MinimizeLCOE_Brownfield | IgnoreSilica | 2019 | 5.3876 | 0.41197 | 0.0071181 | 4 | 217405.6253 | 478726.7875 | 4432.1077 | 9759.4931 | 67.1681 | 0 | 49.668 | 136998.7005 | 3831.2775 | 174655.196 | 150135.3281 | 0 | 50978.197 | 0 | 201473.4926 | 524192.6999 | 357772.2888 | 1600037.1804 | 961560.8286 | 3628490.1274 | 3628490.1274 | 1478867.319 | 2333117.1208 | 0 | 6190088.1365 | 13630562.7037 | 17782.7941 | 0.028473 | 217405.6253 | 478726.7875 | 4432.1077 | 9759.4931
1 | 1200 | 707 | 0.045 | 15 | 15 | 7 | 2.3714e-11 | 5spot_SharedNeighbor | Water | Porous | Wet | R245fa | MinimizeLCOE_Brownfield | IgnoreSilica | 2019 | 6.9345 | 0.53446 | 0.009773 | 4 | 167202.5054 | 357534.0811 | 3408.6492 | 7288.8158 | 67.4334 | 0 | 48.6648 | 164653.7142 | 4623.6231 | 215037.1646 | 187087.5802 | 0 | 56979.7967 | 0 | 245068.9327 | 637619.0924 | 435188.1323 | 1946258.0361 | 961560.8286 | 3628490.1274 | 3628490.1274 | 1478867.319 | 2333117.1208 | 0 | 6536308.9921 | 13976783.5594 | 23713.7371 | 0.039092 | 167202.5054 | 357534.0811 | 3408.6492 | 7288.8158
1 | 1200 | 707 | 0.045 | 15 | 15 | 7 | 3.1623e-11 | 5spot_SharedNeighbor | Water | Porous | Wet | R245fa | MinimizeLCOE_Brownfield | IgnoreSilica | 2019 | 9.2929 | 0.72186 | 0.013453 | 4 | 130945.6359 | 269210.0759 | 2669.5039 | 5488.2115 | 67.6984 | 0 | 37.8957 | 203544.8559 | 5739.1513 | 273424.2257 | 243537.9174 | 0 | 66899.7984 | 0 | 309326.92 | 804805.1941 | 549296.0821 | 2456574.1448 | 961560.8286 | 3628490.1274 | 3628490.1274 | 1478867.319 | 2333117.1208 | 0 | 7046625.1009 | 14487099.6681 | 31622.7766 | 0.053813 | 130945.6359 | 269210.0759 | 2669.5039 | 5488.2115
1 | 1200 | 707 | 0.045 | 15 | 15 | 7 | 4.217e-11 | 5spot_SharedNeighbor | Water | Porous | Wet | R245fa | MinimizeLCOE_Brownfield | IgnoreSilica | 2019 | 11.6098 | 0.90589 | 0.017967 | 4 | 104599.5127 | 208129.6708 | 2132.4025 | 4243.0049 | 67.8511 | 0 | 38.2873 | 238803.5998 | 6750.1611 | 327850.5486 | 298980.8424 | 0 | 72734.6355 | 0 | 368596.7171 | 959013.0482 | 654546.1112 | 2927275.6639 | 961560.8286 | 3628490.1274 | 3628490.1274 | 1478867.319 | 2333117.1208 | 0 | 7517326.6199 | 14957801.1872 | 42169.6503 | 0.071868 | 104599.5127 | 208129.6708 | 2132.4025 | 4243.0049
1 | 1200 | 707 | 0.045 | 15 | 15 | 7 | 5.6234e-11 | 5spot_SharedNeighbor | Water | Porous | Wet | R245fa | MinimizeLCOE_Brownfield | IgnoreSilica | 2019 | 15.2198 | 1.1925 | 0.024235 | 4 | 84901.7442 | 161655.7775 | 1730.8369 | 3295.5717 | 67.9926 | 0 | 59.698 | 289651.4941 | 8207.4107 | 408441.2261 | 385343.5763 | 0 | 83673.7339 | 0 | 458373.802 | 1192594.6075 | 813970.325 | 3640256.1757 | 961560.8286 | 3628490.1274 | 3628490.1274 | 1478867.319 | 2333117.1208 | 0 | 8230307.1318 | 15670781.6991 | 56234.1325 | 0.096939 | 84901.7442 | 161655.7775 | 1730.8369 | 3295.5717
1 | 1200 | 707 | 0.045 | 15 | 15 | 7 | 7.4989e-11 | 5spot_SharedNeighbor | Water | Porous | Wet | R245fa | MinimizeLCOE_Brownfield | IgnoreSilica | 2019 | 18.6324 | 1.4635 | 0.031392 | 4 | 70632.9668 | 129887.6842 | 1439.9486 | 2647.9361 | 68.0764 | 0 | 47.9336 | 334404.5637 | 9489.3316 | 481109.7157 | 466993.2453 | 0 | 89602.4594 | 0 | 538823.7331 | 1401908.8256 | 956831.5798 | 4279163.4542 | 961560.8286 | 3628490.1274 | 3628490.1274 | 1478867.319 | 2333117.1208 | 0 | 8869214.4103 | 16309688.9775 | 74989.4209 | 0.12557 | 70632.9668 | 129887.6842 | 1439.9486 | 2647.9361
1 | 1200 | 707 | 0.045 | 15 | 15 | 7 | 1e-10 | 5spot_SharedNeighbor | Water | Porous | Wet | R245fa | MinimizeLCOE_Brownfield | IgnoreSilica | 2019 | 23.2734 | 1.8321 | 0.040762 | 4 | 59585.349 | 105219.1406 | 1214.7279 | 2145.0345 | 68.1514 | 0 | 46.4403 | 391463.2758 | 11122.7898 | 575778.4125 | 578037.0881 | 0 | 98351.4792 | 0 | 645353.6877 | 1679077.9152 | 1146005.1787 | 5125189.8272 | 961560.8286 | 3628490.1274 | 3628490.1274 | 1478867.319 | 2333117.1208 | 0 | 9715240.7832 | 17155715.3505 | 100000 | 0.16305 | 59585.349 | 105219.1406 | 1214.7279 | 2145.0345
1 | 1200 | 707 | 0.045 | 15 | 15 | 7 | 1.3335e-10 | 5spot_SharedNeighbor | Water | Porous | Wet | R245fa | MinimizeLCOE_Brownfield | IgnoreSilica | 2019 | 28.6861 | 2.262 | 0.052154 | 4 | 51140.3464 | 86806.5698 | 1042.5651 | 1769.6693 | 68.2088 | 0 | 44.6915 | 453831.6115 | 12906.9731 | 681504.8624 | 707551.8595 | 0 | 106763.6402 | 0 | 765397.9892 | 1991408.5633 | 1359177.2638 | 6078542.7632 | 961560.8286 | 3628490.1274 | 3628490.1274 | 1478867.319 | 2333117.1208 | 0 | 10668593.7192 | 18109068.2865 | 133352.1432 | 0.20861 | 51140.3464 | 86806.5698 | 1042.5651 | 1769.6693
1 | 1200 | 707 | 0.045 | 15 | 15 | 7 | 1.7783e-10 | 5spot_SharedNeighbor | Water | Porous | Wet | R245fa | MinimizeLCOE_Brownfield | IgnoreSilica | 2019 | 34.7808 | 2.7461 | 0.065549 | 4 | 44655.8821 | 73033.4006 | 910.3706 | 1488.8847 | 68.2526 | 0 | 58.1653 | 519967.515 | 14797.4474 | 795853.8403 | 853392.6059 | 0 | 114330.2541 | 0 | 896353.2485 | 2332127.2852 | 1591724.7926 | 7118546.989 | 961560.8286 | 3628490.1274 | 3628490.1274 | 1478867.319 | 2333117.1208 | 0 | 11708597.945 | 19149072.5123 | 177827.941 | 0.2622 | 44655.8821 | 73033.4006 | 910.3706 | 1488.8847
1 | 1200 | 707 | 0.045 | 15 | 15 | 7 | 2.3714e-10 | 5spot_SharedNeighbor | Water | Porous | Wet | R245fa | MinimizeLCOE_Brownfield | IgnoreSilica | 2019 | 41.3339 | 3.2667 | 0.08063 | 4 | 39671.826 | 62741.69 | 808.7638 | 1279.0742 | 68.2855 | 0 | 53.3064 | 587314.1065 | 16720.9149 | 914385.8301 | 1010206.3179 | 0 | 120453.7758 | 0 | 1033141.5686 | 2688022.435 | 1834630.5453 | 8204875.4941 | 961560.8286 | 3628490.1274 | 3628490.1274 | 1478867.319 | 2333117.1208 | 0 | 12794926.4501 | 20235401.0174 | 237137.3706 | 0.32252 | 39671.826 | 62741.69 | 808.7638 | 1279.0742
1 | 1200 | 707 | 0.045 | 15 | 15 | 7 | 3.1623e-10 | 5spot_SharedNeighbor | Water | Porous | Wet | R245fa | MinimizeLCOE_Brownfield | IgnoreSilica | 2019 | 48.0157 | 3.7974 | 0.096749 | 4 | 35850.3932 | 55076.5895 | 730.8588 | 1122.8108 | 68.3089 | 0 | 63.2067 | 652752.7459 | 18588.2056 | 1031383.7746 | 1170081.9771 | 0 | 124665.9302 | 0 | 1169014.327 | 3041535.4811 | 2075910.4632 | 9283932.9048 | 961560.8286 | 3628490.1274 | 3628490.1274 | 1478867.319 | 2333117.1208 | 0 | 13873983.8608 | 21314458.4281 | 316227.766 | 0.387 | 35850.3932 | 55076.5895 | 730.8588 | 1122.8108
1 | 1200 | 707 | 0.045 | 15 | 15 | 7 | 4.217e-10 | 5spot_SharedNeighbor | Water | Porous | Wet | R245fa | MinimizeLCOE_Brownfield | IgnoreSilica | 2019 | 54.413 | 4.3051 | 0.11297 | 4 | 32934.764 | 49400.1604 | 671.4197 | 1007.0891 | 68.3234 | 0 | 56.9152 | 712845.9344 | 20301.2821 | 1140295.9631 | 1323092.4465 | 0 | 126631.9371 | 0 | 1296035.3496 | 3372018.1264 | 2301471.6593 | 10292692.6984 | 961560.8286 | 3628490.1274 | 3628490.1274 | 1478867.319 | 2333117.1208 | 0 | 14882743.6545 | 22323218.2217 | 421696.5034 | 0.45189 | 32934.764 | 49400.1604 | 671.4197 | 1007.0891
1 | 1200 | 707 | 0.045 | 15 | 15 | 7 | 5.6234e-10 | 5spot_SharedNeighbor | Water | Porous | Wet | R245fa | MinimizeLCOE_Brownfield | IgnoreSilica | 2019 | 60.213 | 4.765 | 0.12839 | 4 | 30722.6591 | 45210.4882 | 626.323 | 921.677 | 68.3303 | 0 | 62.717 | 765445.4453 | 21799.176 | 1236731.6151 | 1461729.2763 | 0 | 126559.4393 | 0 | 1408783.3312 | 3665365.2467 | 2501687.0966 | 11188100.6263 | 961560.8286 | 3628490.1274 | 3628490.1274 | 1478867.319 | 2333117.1208 | 0 | 15778151.5824 | 23218626.1496 | 562341.3252 | 0.51357 | 30722.6591 | 45210.4882 | 626.323 | 921.677
1 | 1200 | 707 | 0.045 | 15 | 15 | 7 | 7.4989e-10 | 5spot_SharedNeighbor | Water | Porous | Wet | R245fa | MinimizeLCOE_Brownfield | IgnoreSilica | 2019 | 65.2313 | 5.1623 | 0.14232 | 4 | 29052.3216 | 42122.4939 | 592.2709 | 858.724 | 68.3315 | 0 | 73.9063 | 809654.4919 | 23056.8194 | 1318562.9739 | 1581582.5876 | 0 | 124949.0243 | 0 | 1504544.2998 | 3914515.6437 | 2671737.3621 | 11948603.2026 | 961560.8286 | 3628490.1274 | 3628490.1274 | 1478867.319 | 2333117.1208 | 0 | 16538654.1587 | 23979128.7259 | 749894.2093 | 0.56927 | 29052.3216 | 42122.4939 | 592.2709 | 858.724
1 | 1200 | 707 | 0.045 | 15 | 15 | 7 | 1e-09 | 5spot_SharedNeighbor | Water | Porous | Wet | R245fa | MinimizeLCOE_Brownfield | IgnoreSilica | 2019 | 69.4165 | 5.4932 | 0.15437 | 4 | 27795.3059 | 39845.1594 | 566.6449 | 812.2975 | 68.3293 | 0 | 68.3375 | 845669.3385 | 24080.3543 | 1385746.771 | 1681445.6736 | 0 | 122407.5299 | 0 | 1583146.3703 | 4119022.1074 | 2811317.2258 | 12572835.3707 | 961560.8286 | 3628490.1274 | 3628490.1274 | 1478867.319 | 2333117.1208 | 0 | 17162886.3268 | 24603360.894 | 1000000 | 0.61747 | 27795.3059 | 39845.1594 | 566.6449 | 812.2975
1 | 1200 | 707 | 0.045 | 15 | 15 | 7 | 1.3335e-09 | 5spot_SharedNeighbor | Water | Porous | Wet | R245fa | MinimizeLCOE_Brownfield | IgnoreSilica | 2019 | 72.805 | 5.7606 | 0.16444 | 4 | 26851.2841 | 38163.2433 | 547.3997 | 778.0093 | 68.3252 | 0 | 75.1357 | 874291.3581 | 24893.0806 | 1439471.3365 | 1762226.7544 | 0 | 119456.571 | 0 | 1645932.2492 | 4282378.0853 | 2922811.0373 | 13071460.4724 | 961560.8286 | 3628490.1274 | 3628490.1274 | 1478867.319 | 2333117.1208 | 0 | 17661511.4284 | 25101985.9957 | 1333521.4322 | 0.65775 | 26851.2841 | 38163.2433 | 547.3997 | 778.0093
1 | 1200 | 707 | 0.045 | 15 | 15 | 7 | 1.7783e-09 | 5spot_SharedNeighbor | Water | Porous | Wet | R245fa | MinimizeLCOE_Brownfield | IgnoreSilica | 2019 | 75.4944 | 5.9726 | 0.17264 | 4 | 26143.1144 | 36917.9659 | 532.9627 | 752.6227 | 68.3207 | 0 | 67.625 | 896680.5575 | 25528.3574 | 1481701.3966 | 1826289.6094 | 0 | 116501.345 | 0 | 1695213.4937 | 4410597.7744 | 3010323.6098 | 13462836.1437 | 961560.8286 | 3628490.1274 | 3628490.1274 | 1478867.319 | 2333117.1208 | 0 | 18052887.0997 | 25493361.667 | 1778279.41 | 0.69054 | 26143.1144 | 36917.9659 | 532.9627 | 752.6227
1 | 1200 | 707 | 0.045 | 15 | 15 | 7 | 2.3714e-09 | 5spot_SharedNeighbor | Water | Porous | Wet | R245fa | MinimizeLCOE_Brownfield | IgnoreSilica | 2019 | 77.5944 | 6.1379 | 0.17917 | 4 | 25612.1547 | 35994.0205 | 522.1384 | 733.7868 | 68.3162 | 0 | 65.9646 | 913968.3152 | 26018.5884 | 1514432.3356 | 1876279.5366 | 0 | 113775.9732 | 0 | 1733345.1521 | 4509808.5278 | 3078036.9875 | 13765665.4163 | 961560.8286 | 3628490.1274 | 3628490.1274 | 1478867.319 | 2333117.1208 | 0 | 18355716.3723 | 25796190.9396 | 2371373.7057 | 0.71668 | 25612.1547 | 35994.0205 | 522.1384 | 733.7868
1 | 1200 | 707 | 0.045 | 15 | 15 | 7 | 3.1623e-09 | 5spot_SharedNeighbor | Water | Porous | Wet | R245fa | MinimizeLCOE_Brownfield | IgnoreSilica | 2019 | 79.2191 | 6.2657 | 0.1843 | 4 | 25214.1419 | 35306.7733 | 514.0244 | 719.7763 | 68.3123 | 0 | 68.9012 | 927229.0428 | 26394.4426 | 1539611.7353 | 1914934.2716 | 0 | 111409.0416 | 0 | 1762635.6282 | 4586016.3383 | 3130050.3841 | 13998280.8844 | 961560.8286 | 3628490.1274 | 3628490.1274 | 1478867.319 | 2333117.1208 | 0 | 18588331.8404 | 26028806.4077 | 3162277.6602 | 0.73722 | 25214.1419 | 35306.7733 | 514.0244 | 719.7763
1 | 1200 | 707 | 0.045 | 15 | 15 | 7 | 4.217e-09 | 5spot_SharedNeighbor | Water | Porous | Wet | R245fa | MinimizeLCOE_Brownfield | IgnoreSilica | 2019 | 80.4707 | 6.3641 | 0.1883 | 4 | 24915.7993 | 34794.2875 | 507.9423 | 709.3286 | 68.309 | 0 | 75.4218 | 937377.5174 | 26681.9752 | 1558924.4028 | 1944698.47 | 0 | 109444.3188 | 0 | 1785079.4068 | 4644410.4465 | 3169905.5628 | 14176522.1003 | 961560.8286 | 3628490.1274 | 3628490.1274 | 1478867.319 | 2333117.1208 | 0 | 18766573.0564 | 26207047.6236 | 4216965.0343 | 0.7532 | 24915.7993 | 34794.2875 | 507.9423 | 709.3286
1 | 1200 | 707 | 0.045 | 15 | 15 | 7 | 5.6234e-09 | 5spot_SharedNeighbor | Water | Porous | Wet | R245fa | MinimizeLCOE_Brownfield | IgnoreSilica | 2019 | 81.4038 | 6.4374 | 0.19134 | 4 | 24692.1597 | 34413.6031 | 503.3831 | 701.5678 | 68.3064 | 0 | 86.5094 | 944906.1289 | 26895.2175 | 1573275.4584 | 1966880.7507 | 0 | 107786.7563 | 0 | 1801700.2816 | 4687654.5531 | 3199420.5542 | 14308519.7007 | 961560.8286 | 3628490.1274 | 3628490.1274 | 1478867.319 | 2333117.1208 | 0 | 18898570.6567 | 26339045.224 | 5623413.2519 | 0.76537 | 24692.1597 | 34413.6031 | 503.3831 | 701.5678
1 | 1200 | 707 | 0.045 | 15 | 15 | 7 | 7.4989e-09 | 5spot_SharedNeighbor | Water | Porous | Wet | R245fa | MinimizeLCOE_Brownfield | IgnoreSilica | 2019 | 82.1297 | 6.4944 | 0.1937 | 4 | 24524.5079 | 34127.8234 | 499.9653 | 695.7418 | 68.3042 | 0 | 71.999 | 950740.9519 | 27060.4471 | 1584411.8977 | 1984132.1316 | 0 | 106516.2528 | 0 | 1814616.0556 | 4721258.7478 | 3222356.1075 | 14411092.5919 | 961560.8286 | 3628490.1274 | 3628490.1274 | 1478867.319 | 2333117.1208 | 0 | 19001143.5479 | 26441618.1152 | 7498942.0933 | 0.77478 | 24524.5079 | 34127.8234 | 499.9653 | 695.7418
1 | 1200 | 707 | 0.045 | 15 | 15 | 7 | 1e-08 | 5spot_SharedNeighbor | Water | Porous | Wet | R245fa | MinimizeLCOE_Brownfield | IgnoreSilica | 2019 | 82.6755 | 6.5373 | 0.19548 | 4 | 24398.8198 | 33914.4219 | 497.4029 | 691.3914 | 68.3025 | 0 | 83.1515 | 955115.8991 | 27184.3144 | 1592770.0753 | 1997101.4152 | 0 | 105509.187 | 0 | 1824295.5476 | 4746442.8003 | 3239544.7408 | 14487963.9798 | 961560.8286 | 3628490.1274 | 3628490.1274 | 1478867.319 | 2333117.1208 | 0 | 19078014.9358 | 26518489.5031 | 10000000 | 0.78192 | 24398.8198 | 33914.4219 | 497.4029 | 691.3914
1 | 1300 | 707 | 0.045 | 15 | 15 | 7 | 1e-13 | 5spot_SharedNeighbor | Water | Porous | Wet | R245fa | MinimizeLCOE_Brownfield | IgnoreSilica | 2019 | 0 | 0 | 0 | 0 |  |  |  |  | 15 |  | 9.4674 | [19 empty] | 100 | 0
1 | 1300 | 707 | 0.045 | 15 | 15 | 7 | 1.3335e-13 | 5spot_SharedNeighbor | Water | Porous | Wet | R245fa | MinimizeLCOE_Brownfield | IgnoreSilica | 2019 | 0 | 0 | 0 | 0 |  |  |  |  | 15 |  | 11.5555 | [19 empty] | 133.3521 | 0
1 | 1300 | 707 | 0.045 | 15 | 15 | 7 | 1.7783e-13 | 5spot_SharedNeighbor | Water | Porous | Wet | R245fa | MinimizeLCOE_Brownfield | IgnoreSilica | 2019 | 0 | 0 | 0 | 0 |  |  |  |  | 15 |  | 36.3002 | [19 empty] | 177.8279 | 0
1 | 1300 | 707 | 0.045 | 15 | 15 | 7 | 2.3714e-13 | 5spot_SharedNeighbor | Water | Porous | Wet | R245fa | MinimizeLCOE_Brownfield | IgnoreSilica | 2019 | 0 | 0 | 0 | 0 |  |  |  |  | 15 |  | 11.2819 | [19 empty] | 237.1374 | 0
1 | 1300 | 707 | 0.045 | 15 | 15 | 7 | 3.1623e-13 | 5spot_SharedNeighbor | Water | Porous | Wet | R245fa | MinimizeLCOE_Brownfield | IgnoreSilica | 2019 | 0 | 0 | 0 | 0 |  |  |  |  | 15 |  | 11.2712 | [19 empty] | 316.2278 | 0
1 | 1300 | 707 | 0.045 | 15 | 15 | 7 | 4.217e-13 | 5spot_SharedNeighbor | Water | Porous | Wet | R245fa | MinimizeLCOE_Brownfield | IgnoreSilica | 2019 | 0 | 0 | 0 | 0 |  |  |  |  | 15 |  | 11.8847 | [19 empty] | 421.6965 | 0
1 | 1300 | 707 | 0.045 | 15 | 15 | 7 | 5.6234e-13 | 5spot_SharedNeighbor | Water | Porous | Wet | R245fa | MinimizeLCOE_Brownfield | IgnoreSilica | 2019 | 0 | 0 | 0 | 0 |  |  |  |  | 15 |  | 12.6797 | [19 empty] | 562.3413 | 0
1 | 1300 | 707 | 0.045 | 15 | 15 | 7 | 7.4989e-13 | 5spot_SharedNeighbor | Water | Porous | Wet | R245fa | MinimizeLCOE_Brownfield | IgnoreSilica | 2019 | 0 | 0 | 0 | 0 |  |  |  |  | 15 |  | 12.3678 | [19 empty] | 749.8942 | 0
1 | 1300 | 707 | 0.045 | 15 | 15 | 7 | 1e-12 | 5spot_SharedNeighbor | Water | Porous | Wet | R245fa | MinimizeLCOE_Brownfield | IgnoreSilica | 2019 | 0 | 0 | 0 | 0 |  |  |  |  | 15 |  | 12.9573 | [19 empty] | 1000 | 0
1 | 1300 | 707 | 0.045 | 15 | 15 | 7 | 1.3335e-12 | 5spot_SharedNeighbor | Water | Porous | Wet | R245fa | MinimizeLCOE_Brownfield | IgnoreSilica | 2019 | 0 | 0 | 0 | 0 |  |  |  |  | 15 |  | 14.0518 | [19 empty] | 1333.5214 | 0
1 | 1300 | 707 | 0.045 | 15 | 15 | 7 | 1.7783e-12 | 5spot_SharedNeighbor | Water | Porous | Wet | R245fa | MinimizeLCOE_Brownfield | IgnoreSilica | 2019 | 0.69881 | 0.04612 | 0.00021035 | 4 | 6228659.6875 | 15531627.9555 | 126979.6526 | 316633.244 | 62.5646 | 0 | 36.1452 | 28415.5017 | 745.8023 | 30424.6822 | 39055.3751 | 0 | 22202.7701 | 0 | 47129.2113 | 122620.5402 | 83691.0383 | 374284.9214 | 961560.8286 | 3904935.7281 | 3904935.7281 | 1478867.319 | 2443695.3611 | 0 | 5240781.478 | 13068279.8862 | 1778.2794 | 0.0008414 | 6228659.6875 | 15531627.9555 | 126979.6526 | 316633.244
1 | 1300 | 707 | 0.045 | 15 | 15 | 7 | 2.3714e-12 | 5spot_SharedNeighbor | Water | Porous | Wet | R245fa | MinimizeLCOE_Brownfield | IgnoreSilica | 2019 | 0.99609 | 0.072035 | 0.00062164 | 4 | 2153606.9756 | 5301522.6823 | 43904.1912 | 108078.7107 | 65.3585 | 0 | 34.5316 | 40229.1018 | 1086.3773 | 43354.7573 | 46627.2911 | 0 | 26451.2996 | 0 | 61522.0426 | 160067.7349 | 109249.5181 | 488588.1226 | 961560.8286 | 3904935.7281 | 3904935.7281 | 1478867.319 | 2443695.3611 | 0 | 5355084.6793 | 13182583.0875 | 2371.3737 | 0.0024866 | 2153606.9756 | 5301522.6823 | 43904.1912 | 108078.7107
1 | 1300 | 707 | 0.045 | 15 | 15 | 7 | 3.1623e-12 | 5spot_SharedNeighbor | Water | Porous | Wet | R245fa | MinimizeLCOE_Brownfield | IgnoreSilica | 2019 | 1.3791 | 0.10589 | 0.0012264 | 4 | 1119338.4243 | 2714925.7048 | 22819.2278 | 55347.4327 | 67.3054 | 0 | 101.3958 | 53874.9152 | 1484.6806 | 58900.2667 | 56423.9696 | 0 | 30998.1067 | 0 | 78655.9561 | 204646.6633 | 139675.5528 | 624660.1111 | 961560.8286 | 3904935.7281 | 3904935.7281 | 1478867.319 | 2443695.3611 | 0 | 5491156.6678 | 13318655.076 | 3162.2777 | 0.0049057 | 1119338.4243 | 2714925.7048 | 22819.2278 | 55347.4327
1 | 1300 | 707 | 0.045 | 15 | 15 | 7 | 4.217e-12 | 5spot_SharedNeighbor | Water | Porous | Wet | R245fa | MinimizeLCOE_Brownfield | IgnoreSilica | 2019 | 1.8459 | 0.14741 | 0.002072 | 4 | 681092.6764 | 1625546.0899 | 13884.9955 | 33138.9558 | 68.6417 | 0 | 142.9058 | 68885.8181 | 1925.8624 | 76653.2508 | 68386.8764 | 0 | 35436.8587 | 0 | 98002.5799 | 254982.6098 | 174030.8705 | 778304.7266 | 961560.8286 | 3904935.7281 | 3904935.7281 | 1478867.319 | 2443695.3611 | 0 | 5644801.2833 | 13472299.6914 | 4216.965 | 0.0082879 | 681092.6764 | 1625546.0899 | 13884.9955 | 33138.9558
1 | 1300 | 707 | 0.045 | 15 | 15 | 7 | 5.6234e-12 | 5spot_SharedNeighbor | Water | Porous | Wet | R245fa | MinimizeLCOE_Brownfield | IgnoreSilica | 2019 | 2.4488 | 0.20128 | 0.0032268 | 4 | 451775.2258 | 1058220.8847 | 9210.049 | 21573.2641 | 69.643 | 0 | 194.2782 | 86508.4392 | 2445.6548 | 98253.1652 | 83863.853 | 0 | 40380.2885 | 0 | 121466.0463 | 316029.7364 | 215696.7889 | 964643.9724 | 961560.8286 | 3904935.7281 | 3904935.7281 | 1478867.319 | 2443695.3611 | 0 | 5831140.5291 | 13658638.9372 | 5623.4133 | 0.012907 | 451775.2258 | 1058220.8847 | 9210.049 | 21573.2641
1 | 1300 | 707 | 0.045 | 15 | 15 | 7 | 7.4989e-12 | 5spot_SharedNeighbor | Water | Porous | Wet | R245fa | MinimizeLCOE_Brownfield | IgnoreSilica | 2019 | 3.2493 | 0.27296 | 0.0047884 | 4 | 316638.5166 | 725312.3537 | 6455.1044 | 14786.4734 | 70.4151 | 0 | 43.614 | 107816.9167 | 3075.5015 | 125280.7989 | 104429.7379 | 0 | 46259.5969 | 0 | 150876.3953 | 392549.4315 | 267923.0531 | 1198211.4317 | 961560.8286 | 3904935.7281 | 3904935.7281 | 1478867.319 | 2443695.3611 | 0 | 6064707.9884 | 13892206.3966 | 7498.9421 | 0.019153 | 316638.5166 | 725312.3537 | 6455.1044 | 14786.4734
1 | 1300 | 707 | 0.045 | 15 | 15 | 7 | 1e-11 | 5spot_SharedNeighbor | Water | Porous | Wet | R245fa | MinimizeLCOE_Brownfield | IgnoreSilica | 2019 | 4.248 | 0.36249 | 0.0068667 | 4 | 230800.2526 | 515781.0853 | 4705.1753 | 10514.8951 | 70.9793 | 0 | 48.1003 | 132114.4277 | 3794.4876 | 157118.4736 | 130096.6588 | 0 | 52406.0115 | 0 | 185456.7231 | 482520.3511 | 329330.0544 | 1472837.1879 | 961560.8286 | 3904935.7281 | 3904935.7281 | 1478867.319 | 2443695.3611 | 0 | 6339333.7446 | 14166832.1528 | 10000 | 0.027467 | 230800.2526 | 515781.0853 | 4705.1753 | 10514.8951
1 | 1300 | 707 | 0.045 | 15 | 15 | 7 | 1.3335e-11 | 5spot_SharedNeighbor | Water | Porous | Wet | R245fa | MinimizeLCOE_Brownfield | IgnoreSilica | 2019 | 5.5339 | 0.47784 | 0.0096212 | 4 | 173442.3815 | 376833.5761 | 3535.8575 | 7682.2622 | 71.4079 | 0 | 50.4504 | 160814.9838 | 4644.0416 | 195905.9363 | 163149.7073 | 0 | 59365.0306 | 0 | 227713.0828 | 592462.7312 | 404367.9879 | 1808423.5015 | 961560.8286 | 3904935.7281 | 3904935.7281 | 1478867.319 | 2443695.3611 | 0 | 6674920.0582 | 14502418.4664 | 13335.2143 | 0.038485 | 173442.3815 | 376833.5761 | 3535.8575 | 7682.2622
1 | 1300 | 707 | 0.045 | 15 | 15 | 7 | 1.7783e-11 | 5spot_SharedNeighbor | Water | Porous | Wet | R245fa | MinimizeLCOE_Brownfield | IgnoreSilica | 2019 | 7.1003 | 0.61809 | 0.013187 | 4 | 133885.3789 | 282284.384 | 2729.4345 | 5754.749 | 71.7037 | 0 | 49.8676 | 192922.8373 | 5593.8012 | 240628.2165 | 203364.2329 | 0 | 66332.3742 | 0 | 276448.1702 | 719261.4315 | 490910.7063 | 2195461.77 | 961560.8286 | 3904935.7281 | 3904935.7281 | 1478867.319 | 2443695.3611 | 0 | 7061958.3267 | 14889456.7349 | 17782.7941 | 0.052746 | 133885.3789 | 282284.384 | 2729.4345 | 5754.749
1 | 1300 | 707 | 0.045 | 15 | 15 | 7 | 2.3714e-11 | 5spot_SharedNeighbor | Water | Porous | Wet | R245fa | MinimizeLCOE_Brownfield | IgnoreSilica | 2019 | 9.3977 | 0.82479 | 0.018107 | 4 | 105084.13 | 213159.846 | 2142.2821 | 4345.5518 | 72.0033 | 0 | 58.5006 | 236568.8119 | 6886.6105 | 303015.6605 | 262513.0997 | 0 | 77069.5335 | 0 | 345560.9493 | 899078.7058 | 613639.691 | 2744333.0623 | 961560.8286 | 3904935.7281 | 3904935.7281 | 1478867.319 | 2443695.3611 | 0 | 7610829.619 | 15438328.0272 | 23713.7371 | 0.072426 | 105084.13 | 213159.846 | 2142.2821 | 4345.5518
1 | 1300 | 707 | 0.045 | 15 | 15 | 7 | 3.1623e-11 | 5spot_SharedNeighbor | Water | Porous | Wet | R245fa | MinimizeLCOE_Brownfield | IgnoreSilica | 2019 | 11.8922 | 1.0488 | 0.024242 | 4 | 84283.2862 | 165006.26 | 1718.2288 | 3363.8758 | 72.1853 | 0 | 52.8475 | 280206.1551 | 8177.9468 | 367186.6544 | 326667.8364 | 0 | 85234.9084 | 0 | 416314.6655 | 1083165.3617 | 739282.6162 | 3306236.1445 | 961560.8286 | 3904935.7281 | 3904935.7281 | 1478867.319 | 2443695.3611 | 0 | 8172732.7011 | 16000231.1093 | 31622.7766 | 0.096967 | 84283.2862 | 165006.26 | 1718.2288 | 3363.8758
1 | 1300 | 707 | 0.045 | 15 | 15 | 7 | 4.217e-11 | 5spot_SharedNeighbor | Water | Porous | Wet | R245fa | MinimizeLCOE_Brownfield | IgnoreSilica | 2019 | 15.1272 | 1.3394 | 0.032217 | 4 | 68862.5033 | 129602.8986 | 1403.8553 | 2642.1304 | 72.3311 | 0 | 57.3088 | 332785.8643 | 9732.9246 | 446460.9361 | 409859.3496 | 0 | 95108.0363 | 0 | 504639.3732 | 1312968.1334 | 896127.7298 | 4007682.3474 | 961560.8286 | 3904935.7281 | 3904935.7281 | 1478867.319 | 2443695.3611 | 0 | 8874178.9041 | 16701677.3122 | 42169.6503 | 0.12887 | 68862.5033 | 129602.8986 | 1403.8553 | 2642.1304
1 | 1300 | 707 | 0.045 | 15 | 15 | 7 | 5.6234e-11 | 5spot_SharedNeighbor | Water | Porous | Wet | R245fa | MinimizeLCOE_Brownfield | IgnoreSilica | 2019 | 19.0929 | 1.6956 | 0.042359 | 4 | 57251.0467 | 103448.8576 | 1167.14 | 2108.9449 | 72.4431 | 0 | 64.501 | 392763.2868 | 11505.4053 | 539102.0784 | 511848.1278 | 0 | 105454.1501 | 0 | 608662.4888 | 1583614.9421 | 1080849.738 | 4833800.2172 | 961560.8286 | 3904935.7281 | 3904935.7281 | 1478867.319 | 2443695.3611 | 0 | 9700296.7738 | 17527795.182 | 56234.1325 | 0.16943 | 57251.0467 | 103448.8576 | 1167.14 | 2108.9449
1 | 1300 | 707 | 0.045 | 15 | 15 | 7 | 7.4989e-11 | 5spot_SharedNeighbor | Water | Porous | Wet | R245fa | MinimizeLCOE_Brownfield | IgnoreSilica | 2019 | 23.8601 | 2.1238 | 0.055033 | 4 | 48409.8107 | 83968.0612 | 986.8995 | 1711.8025 | 72.529 | 0 | 72.7052 | 460069.0505 | 13492.7937 | 645468.5932 | 634455.4799 | 0 | 115924.374 | 0 | 729070.0136 | 1896890.6225 | 1294666.827 | 5790037.7543 | 961560.8286 | 3904935.7281 | 3904935.7281 | 1478867.319 | 2443695.3611 | 0 | 10656534.3109 | 18484032.7191 | 74989.4209 | 0.22013 | 48409.8107 | 83968.0612 | 986.8995 | 1711.8025
1 | 1300 | 707 | 0.045 | 15 | 15 | 7 | 1e-10 | 5spot_SharedNeighbor | Water | Porous | Wet | R245fa | MinimizeLCOE_Brownfield | IgnoreSilica | 2019 | 29.4755 | 2.6283 | 0.070541 | 4 | 41621.5431 | 69362.6596 | 848.5115 | 1414.0516 | 72.5952 | 0 | 63.7098 | 534352.5483 | 15684.1871 | 765409.8729 | 778885.2778 | 0 | 126195.1956 | 0 | 866005.5619 | 2253168.8299 | 1537834.0244 | 6877535.498 | 961560.8286 | 3904935.7281 | 3904935.7281 | 1478867.319 | 2443695.3611 | 0 | 11744032.0547 | 19571530.4629 | 100000 | 0.28216 | 41621.5431 | 69362.6596 | 848.5115 | 1414.0516
1 | 1300 | 707 | 0.045 | 15 | 15 | 7 | 1.3335e-10 | 5spot_SharedNeighbor | Water | Porous | Wet | R245fa | MinimizeLCOE_Brownfield | IgnoreSilica | 2019 | 35.8675 | 3.2026 | 0.088931 | 4 | 36382.1697 | 58386.5034 | 741.6997 | 1190.2878 | 72.646 | 0 | 74.4005 | 613923.9657 | 18029.2548 | 896469.1361 | 943296.0676 | 0 | 135611.5138 | 0 | 1016858.6758 | 2645657.6881 | 1805715.735 | 8075562.037 | 961560.8286 | 3904935.7281 | 3904935.7281 | 1478867.319 | 2443695.3611 | 0 | 12942058.5937 | 20769557.0018 | 133352.1432 | 0.35573 | 36382.1697 | 58386.5034 | 741.6997 | 1190.2878
1 | 1300 | 707 | 0.045 | 15 | 15 | 7 | 1.7783e-10 | 5spot_SharedNeighbor | Water | Porous | Wet | R245fa | MinimizeLCOE_Brownfield | IgnoreSilica | 2019 | 42.8419 | 3.8292 | 0.10988 | 4 | 32331.6024 | 50140.661 | 659.1234 | 1022.1852 | 72.6841 | 0 | 72.042 | 696051.4438 | 20447.125 | 1034207.4005 | 1122690.3417 | 0 | 143469.9936 | 0 | 1176577.8588 | 3061214.2394 | 2089341.62 | 9344000.0229 | 961560.8286 | 3904935.7281 | 3904935.7281 | 1478867.319 | 2443695.3611 | 0 | 14210496.5796 | 22037994.9878 | 177827.941 | 0.43952 | 32331.6024 | 50140.661 | 659.1234 | 1022.1852
1 | 1300 | 707 | 0.045 | 15 | 15 | 7 | 2.3714e-10 | 5spot_SharedNeighbor | Water | Porous | Wet | R245fa | MinimizeLCOE_Brownfield | IgnoreSilica | 2019 | 50.0498 | 4.4766 | 0.13255 | 4 | 29206.9707 | 43970.2393 | 595.4236 | 896.3928 | 72.7106 | 0 | 69.5509 | 776799.1925 | 22821.6747 | 1171840.639 | 1308052.5567 | 0 | 149028.5342 | 0 | 1337131.6129 | 3478942.1733 | 2374449.5184 | 10619065.9017 | 961560.8286 | 3904935.7281 | 3904935.7281 | 1478867.319 | 2443695.3611 | 0 | 15485562.4583 | 23313060.8665 | 237137.3706 | 0.5302 | 29206.9707 | 43970.2393 | 595.4236 | 896.3928
1 | 1300 | 707 | 0.045 | 15 | 15 | 7 | 3.1623e-10 | 5spot_SharedNeighbor | Water | Porous | Wet | R245fa | MinimizeLCOE_Brownfield | IgnoreSilica | 2019 | 57.0607 | 5.1057 | 0.15568 | 4 | 26809.0764 | 39378.8554 | 546.5393 | 802.7912 | 72.7258 | 0 | 80.6952 | 851980.0115 | 25029.7157 | 1301820.8373 | 1488257.0158 | 0 | 151827.6373 | 0 | 1489376.9349 | 3875053.2714 | 2644803.4821 | 11828148.906 | 961560.8286 | 3904935.7281 | 3904935.7281 | 1478867.319 | 2443695.3611 | 0 | 16694645.4627 | 24522143.8709 | 316227.766 | 0.62272 | 26809.0764 | 39378.8554 | 546.5393 | 802.7912
1 | 1300 | 707 | 0.045 | 15 | 15 | 7 | 4.217e-10 | 5spot_SharedNeighbor | Water | Porous | Wet | R245fa | MinimizeLCOE_Brownfield | IgnoreSilica | 2019 | 63.4844 | 5.6813 | 0.17791 | 4 | 24980.3715 | 35979.598 | 509.2587 | 733.4928 | 72.7311 | 0 | 100.1423 | 918332.5162 | 26975.7898 | 1417950.9171 | 1653220.2616 | 0 | 151908.6131 | 0 | 1625671.3582 | 4229663.4029 | 2886832.1834 | 12910555.0422 | 961560.8286 | 3904935.7281 | 3904935.7281 | 1478867.319 | 2443695.3611 | 0 | 17777051.5989 | 25604550.0071 | 421696.5034 | 0.71164 | 24980.3715 | 35979.598 | 509.2587 | 733.4928
1 | 1300 | 707 | 0.045 | 15 | 15 | 7 | 5.6234e-10 | 5spot_SharedNeighbor | Water | Porous | Wet | R245fa | MinimizeLCOE_Brownfield | IgnoreSilica | 2019 | 69.107 | 6.1841 | 0.1982 | 4 | 23593.5357 | 33466.5331 | 480.9861 | 682.2605 | 72.729 | 0 | 87.4398 | 974624.5382 | 28624.4828 | 1517493.4674 | 1797451.4697 | 0 | 149926.8436 | 0 | 1742567.1127 | 4533802.1775 | 3094413.1464 | 13838903.2383 | 961560.8286 | 3904935.7281 | 3904935.7281 | 1478867.319 | 2443695.3611 | 0 | 18705399.795 | 26532898.2032 | 562341.3252 | 0.79282 | 23593.5357 | 33466.5331 | 480.9861 | 682.2605
1 | 1300 | 707 | 0.045 | 15 | 15 | 7 | 7.4989e-10 | 5spot_SharedNeighbor | Water | Porous | Wet | R245fa | MinimizeLCOE_Brownfield | IgnoreSilica | 2019 | 73.8398 | 6.6065 | 0.21592 | 4 | 22546.191 | 31608.9486 | 459.6346 | 644.3912 | 72.7224 | 0 | 93.1878 | 1020812.5538 | 29975.4445 | 1599864.6866 | 1918706.8306 | 0 | 146636.4553 | 0 | 1839238.4286 | 4785321.1116 | 3266079.9872 | 14606635.4984 | 961560.8286 | 3904935.7281 | 3904935.7281 | 1478867.319 | 2443695.3611 | 0 | 19473132.055 | 27300630.4632 | 749894.2093 | 0.8637 | 22546.191 | 31608.9486 | 459.6346 | 644.3912
1 | 1300 | 707 | 0.045 | 15 | 15 | 7 | 1e-09 | 5spot_SharedNeighbor | Water | Porous | Wet | R245fa | MinimizeLCOE_Brownfield | IgnoreSilica | 2019 | 77.7038 | 6.9506 | 0.23085 | 4 | 21757.4315 | 30234.3571 | 443.5547 | 616.3683 | 72.7138 | 0 | 99.7417 | 1057758.8803 | 31054.8049 | 1666206.3908 | 2017586.3163 | 0 | 142739.4499 | 0 | 1916984.8785 | 4987601.4261 | 3404140.4583 | 15224072.6052 | 961560.8286 | 3904935.7281 | 3904935.7281 | 1478867.319 | 2443695.3611 | 0 | 20090569.1618 | 27918067.57 | 1000000 | 0.92339 | 21757.4315 | 30234.3571 | 443.5547 | 616.3683
1 | 1300 | 707 | 0.045 | 15 | 15 | 7 | 1.3335e-09 | 5spot_SharedNeighbor | Water | Porous | Wet | R245fa | MinimizeLCOE_Brownfield | IgnoreSilica | 2019 | 80.7802 | 7.2241 | 0.24305 | 4 | 21164.4351 | 29215.8215 | 431.4656 | 595.604 | 72.705 | 0 | 95.1504 | 1086705.1232 | 31899.5877 | 1718464.7144 | 2096226.9386 | 0 | 138749.0732 | 0 | 1978097.7205 | 5146604.505 | 3512663.3268 | 15709410.9894 | 961560.8286 | 3904935.7281 | 3904935.7281 | 1478867.319 | 2443695.3611 | 0 | 20575907.5461 | 28403405.9543 | 1333521.4322 | 0.97219 | 21164.4351 | 29215.8215 | 431.4656 | 595.604
1 | 1300 | 707 | 0.045 | 15 | 15 | 7 | 1.7783e-09 | 5spot_SharedNeighbor | Water | Porous | Wet | R245fa | MinimizeLCOE_Brownfield | IgnoreSilica | 2019 | 83.1897 | 7.4379 | 0.25281 | 4 | 20719.0683 | 28459.523 | 422.3862 | 580.1859 | 72.6968 | 0 | 92.9404 | 1109095.5954 | 32552.4959 | 1759058.1073 | 2157764.3579 | 0 | 135022.0134 | 0 | 2025462.1023 | 5269836.9107 | 3596771.9759 | 16085563.5588 | 961560.8286 | 3904935.7281 | 3904935.7281 | 1478867.319 | 2443695.3611 | 0 | 20952060.1155 | 28779558.5237 | 1778279.41 | 1.0112 | 20719.0683 | 28459.523 | 422.3862 | 580.1859
1 | 1300 | 707 | 0.045 | 15 | 15 | 7 | 2.3714e-09 | 5spot_SharedNeighbor | Water | Porous | Wet | R245fa | MinimizeLCOE_Brownfield | IgnoreSilica | 2019 | 85.0728 | 7.6049 | 0.26054 | 4 | 20384.7738 | 27895.7499 | 415.5712 | 568.6926 | 72.6897 | 0 | 88.4524 | 1126427.1196 | 33057.5434 | 1790582.3634 | 2205822.4532 | 0 | 131800.9414 | 0 | 2062199.2642 | 5365419.4703 | 3662009.0369 | 16377318.1926 | 961560.8286 | 3904935.7281 | 3904935.7281 | 1478867.319 | 2443695.3611 | 0 | 21243814.7493 | 29071313.1575 | 2371373.7057 | 1.0421 | 20384.7738 | 27895.7499 | 415.5712 | 568.6926
1 | 1300 | 707 | 0.045 | 15 | 15 | 7 | 3.1623e-09 | 5spot_SharedNeighbor | Water | Porous | Wet | R245fa | MinimizeLCOE_Brownfield | IgnoreSilica | 2019 | 86.5077 | 7.7319 | 0.26652 | 4 | 20133.9363 | 27476.2301 | 410.4575 | 560.1401 | 72.6839 | 0 | 83.6304 | 1139536.4289 | 33439.3502 | 1814486.5656 | 2242419.5058 | 0 | 129046.8409 | 0 | 2089982.1896 | 5437704.9432 | 3711345.3574 | 16597961.1816 | 961560.8286 | 3904935.7281 | 3904935.7281 | 1478867.319 | 2443695.3611 | 0 | 21464457.7383 | 29291956.1464 | 3162277.6602 | 1.0661 | 20133.9363 | 27476.2301 | 410.4575 | 560.1401
1 | 1300 | 707 | 0.045 | 15 | 15 | 7 | 4.217e-09 | 5spot_SharedNeighbor | Water | Porous | Wet | R245fa | MinimizeLCOE_Brownfield | IgnoreSilica | 2019 | 87.613 | 7.8297 | 0.27116 | 4 | 19945.7582 | 27162.5332 | 406.6213 | 553.745 | 72.6791 | 0 | 101.7097 | 1149578.1787 | 33731.6933 | 1832832.1189 | 2270596.8226 | 0 | 126825.6126 | 0 | 2111290.1262 | 5493143.8232 | 3749183.5321 | 16767181.9076 | 961560.8286 | 3904935.7281 | 3904935.7281 | 1478867.319 | 2443695.3611 | 0 | 21633678.4643 | 29461176.8725 | 4216965.0343 | 1.0846 | 19945.7582 | 27162.5332 | 406.6213 | 553.745
1 | 1300 | 707 | 0.045 | 15 | 15 | 7 | 5.6234e-09 | 5spot_SharedNeighbor | Water | Porous | Wet | R245fa | MinimizeLCOE_Brownfield | IgnoreSilica | 2019 | 88.4561 | 7.9043 | 0.27471 | 4 | 19804.6046 | 26927.963 | 403.7437 | 548.9629 | 72.6754 | 0 | 101.0288 | 1157205.348 | 33953.6698 | 1846786.6929 | 2292082.3451 | 0 | 125057.1415 | 0 | 2127483.227 | 5535274.9497 | 3777938.8917 | 16895782.2657 | 961560.8286 | 3904935.7281 | 3904935.7281 | 1478867.319 | 2443695.3611 | 0 | 21762278.8224 | 29589777.2306 | 5623413.2519 | 1.0988 | 19804.6046 | 26927.963 | 403.7437 | 548.9629
1 | 1300 | 707 | 0.045 | 15 | 15 | 7 | 7.4989e-09 | 5spot_SharedNeighbor | Water | Porous | Wet | R245fa | MinimizeLCOE_Brownfield | IgnoreSilica | 2019 | 89.0823 | 7.9596 | 0.27739 | 4 | 19698.7329 | 26753.2106 | 401.5853 | 545.4004 | 72.6725 | 0 | 98.463 | 1162852.3483 | 34117.9764 | 1857129.6854 | 2308036.3313 | 0 | 123626.3609 | 0 | 2139447.4539 | 5566403.414 | 3799184.7082 | 16990798.2784 | 961560.8286 | 3904935.7281 | 3904935.7281 | 1478867.319 | 2443695.3611 | 0 | 21857294.8351 | 29684793.2433 | 7498942.0933 | 1.1096 | 19698.7329 | 26753.2106 | 401.5853 | 545.4004
1 | 1300 | 707 | 0.045 | 15 | 15 | 7 | 1e-08 | 5spot_SharedNeighbor | Water | Porous | Wet | R245fa | MinimizeLCOE_Brownfield | IgnoreSilica | 2019 | 89.5498 | 8.0009 | 0.27942 | 4 | 19619.3286 | 26622.7271 | 399.9665 | 542.7403 | 72.6703 | 0 | 89.8901 | 1167058.12 | 34240.3261 | 1864839.1999 | 2319944.2929 | 0 | 122497.0954 | 0 | 2148345.8234 | 5589555.1461 | 3814986.2411 | 17061466.2448 | 961560.8286 | 3904935.7281 | 3904935.7281 | 1478867.319 | 2443695.3611 | 0 | 21927962.8015 | 29755461.2097 | 10000000 | 1.1177 | 19619.3286 | 26622.7271 | 399.9665 | 542.7403
1 | 1400 | 707 | 0.045 | 15 | 15 | 7 | 1e-13 | 5spot_SharedNeighbor | Water | Porous | Wet | R245fa | MinimizeLCOE_Brownfield | IgnoreSilica | 2019 | 0 | 0 | 0 | 0 |  |  |  |  | 15 |  | 9.0832 | [19 empty] | 100 | 0
1 | 1400 | 707 | 0.045 | 15 | 15 | 7 | 1.3335e-13 | 5spot_SharedNeighbor | Water | Porous | Wet | R245fa | MinimizeLCOE_Brownfield | IgnoreSilica | 2019 | 0 | 0 | 0 | 0 |  |  |  |  | 15 |  | 10.7938 | [19 empty] | 133.3521 | 0
1 | 1400 | 707 | 0.045 | 15 | 15 | 7 | 1.7783e-13 | 5spot_SharedNeighbor | Water | Porous | Wet | R245fa | MinimizeLCOE_Brownfield | IgnoreSilica | 2019 | 0 | 0 | 0 | 0 |  |  |  |  | 15 |  | 12.0619 | [19 empty] | 177.8279 | 0
1 | 1400 | 707 | 0.045 | 15 | 15 | 7 | 2.3714e-13 | 5spot_SharedNeighbor | Water | Porous | Wet | R245fa | MinimizeLCOE_Brownfield | IgnoreSilica | 2019 | 0 | 0 | 0 | 0 |  |  |  |  | 15 |  | 11.7003 | [19 empty] | 237.1374 | 0
1 | 1400 | 707 | 0.045 | 15 | 15 | 7 | 3.1623e-13 | 5spot_SharedNeighbor | Water | Porous | Wet | R245fa | MinimizeLCOE_Brownfield | IgnoreSilica | 2019 | 0 | 0 | 0 | 0 |  |  |  |  | 15 |  | 11.7814 | [19 empty] | 316.2278 | 0
1 | 1400 | 707 | 0.045 | 15 | 15 | 7 | 4.217e-13 | 5spot_SharedNeighbor | Water | Porous | Wet | R245fa | MinimizeLCOE_Brownfield | IgnoreSilica | 2019 | 0 | 0 | 0 | 0 |  |  |  |  | 15 |  | 12.2684 | [19 empty] | 421.6965 | 0
1 | 1400 | 707 | 0.045 | 15 | 15 | 7 | 5.6234e-13 | 5spot_SharedNeighbor | Water | Porous | Wet | R245fa | MinimizeLCOE_Brownfield | IgnoreSilica | 2019 | 0 | 0 | 0 | 0 |  |  |  |  | 15 |  | 13.0562 | [19 empty] | 562.3413 | 0
1 | 1400 | 707 | 0.045 | 15 | 15 | 7 | 7.4989e-13 | 5spot_SharedNeighbor | Water | Porous | Wet | R245fa | MinimizeLCOE_Brownfield | IgnoreSilica | 2019 | 0 | 0 | 0 | 0 |  |  |  |  | 15 |  | 12.8642 | [19 empty] | 749.8942 | 0
1 | 1400 | 707 | 0.045 | 15 | 15 | 7 | 1e-12 | 5spot_SharedNeighbor | Water | Porous | Wet | R245fa | MinimizeLCOE_Brownfield | IgnoreSilica | 2019 | 0 | 0 | 0 | 0 |  |  |  |  | 15 |  | 13.6607 | [19 empty] | 1000 | 0
1 | 1400 | 707 | 0.045 | 15 | 15 | 7 | 1.3335e-12 | 5spot_SharedNeighbor | Water | Porous | Wet | R245fa | MinimizeLCOE_Brownfield | IgnoreSilica | 2019 | 0.67936 | 0.048829 | 0.00023635 | 4 | 5861165.5177 | 14558623.0964 | 119487.7869 | 296797.2238 | 65.1685 | 0 | 37.3959 | 30759.0297 | 824.0653 | 31770.2845 | 39400.3076 | 0 | 23953.6331 | 0 | 49415.8549 | 128569.9178 | 87751.6108 | 392444.7038 | 961560.8286 | 4187241.4196 | 4187241.4196 | 1478867.319 | 2556617.6377 | 0 | 5541246.952 | 13763973.3283 | 1333.5214 | 0.00094542 | 5861165.5177 | 14558623.0964 | 119487.7869 | 296797.2238
1 | 1400 | 707 | 0.045 | 15 | 15 | 7 | 1.7783e-12 | 5spot_SharedNeighbor | Water | Porous | Wet | R245fa | MinimizeLCOE_Brownfield | IgnoreSilica | 2019 | 0.99609 | 0.079549 | 0.00074646 | 4 | 1901360.032 | 4655281.6701 | 38761.796 | 94904.2136 | 68.6424 | 0 | 36.4967 | 45121.4628 | 1250.5516 | 46796.1352 | 47987.9469 | 0 | 29422.411 | 0 | 66525.6179 | 173086.0116 | 118134.7595 | 528324.8965 | 961560.8286 | 4187241.4196 | 4187241.4196 | 1478867.319 | 2556617.6377 | 0 | 5677127.1447 | 13899853.521 | 1778.2794 | 0.0029858 | 1901360.032 | 4655281.6701 | 38761.796 | 94904.2136
1 | 1400 | 707 | 0.045 | 15 | 15 | 7 | 2.3714e-12 | 5spot_SharedNeighbor | Water | Porous | Wet | R245fa | MinimizeLCOE_Brownfield | IgnoreSilica | 2019 | 1.3597 | 0.1154 | 0.0015023 | 4 | 968486.9464 | 2336885.4683 | 19743.9164 | 47640.5711 | 70.7857 | 0 | 106.4114 | 59916.8307 | 1696.2593 | 62898.7741 | 57904.8858 | 0 | 34178.2766 | 0 | 84472.0603 | 219778.9734 | 150003.6653 | 670849.7255 | 961560.8286 | 4187241.4196 | 4187241.4196 | 1478867.319 | 2556617.6377 | 0 | 5819651.9737 | 14042378.35 | 2371.3737 | 0.006009 | 968486.9464 | 2336885.4683 | 19743.9164 | 47640.5711
1 | 1400 | 707 | 0.045 | 15 | 15 | 7 | 3.1623e-12 | 5spot_SharedNeighbor | Water | Porous | Wet | R245fa | MinimizeLCOE_Brownfield | IgnoreSilica | 2019 | 1.8459 | 0.16376 | 0.0025682 | 4 | 583856.6754 | 1384300.3605 | 11902.7081 | 28220.8353 | 72.4053 | 0 | 169.533 | 77791.6363 | 2238.7304 | 83100.3065 | 71206.7483 | 0 | 39772.6623 | 0 | 106902.9327 | 278139.5022 | 189835.9254 | 848988.4442 | 961560.8286 | 4187241.4196 | 4187241.4196 | 1478867.319 | 2556617.6377 | 0 | 5997790.6924 | 14220517.0687 | 3162.2777 | 0.010273 | 583856.6754 | 1384300.3605 | 11902.7081 | 28220.8353
1 | 1400 | 707 | 0.045 | 15 | 15 | 7 | 4.217e-12 | 5spot_SharedNeighbor | Water | Porous | Wet | R245fa | MinimizeLCOE_Brownfield | IgnoreSilica | 2019 | 2.4488 | 0.22401 | 0.0040255 | 4 | 385279.0272 | 895940.4006 | 7854.4341 | 18264.9569 | 73.5576 | 0 | 226.8397 | 97899.1524 | 2851.4356 | 106658.1082 | 87729.1228 | 0 | 45487.6975 | 0 | 132843.9515 | 345632.7116 | 235901.4277 | 1055003.6074 | 961560.8286 | 4187241.4196 | 4187241.4196 | 1478867.319 | 2556617.6377 | 0 | 6203805.8556 | 14426532.2319 | 4216.965 | 0.016102 | 385279.0272 | 895940.4006 | 7854.4341 | 18264.9569
1 | 1400 | 707 | 0.045 | 15 | 15 | 7 | 5.6234e-12 | 5spot_SharedNeighbor | Water | Porous | Wet | R245fa | MinimizeLCOE_Brownfield | IgnoreSilica | 2019 | 3.2345 | 0.30278 | 0.0059942 | 4 | 269296.3472 | 612240.6415 | 5489.9703 | 12481.3536 | 74.4349 | 0 | 44.5436 | 121792.8441 | 3580.8822 | 135627.5229 | 109291.707 | 0 | 52041.7907 | 0 | 164710.5513 | 428543.0676 | 292489.4493 | 1308077.815 | 961560.8286 | 4187241.4196 | 4187241.4196 | 1478867.319 | 2556617.6377 | 0 | 6456880.0632 | 14679606.4395 | 5623.4133 | 0.023977 | 269296.3472 | 612240.6415 | 5489.9703 | 12481.3536
1 | 1400 | 707 | 0.045 | 15 | 15 | 7 | 7.4989e-12 | 5spot_SharedNeighbor | Water | Porous | Wet | R245fa | MinimizeLCOE_Brownfield | IgnoreSilica | 2019 | 4.224 | 0.40207 | 0.0086135 | 4 | 196119.0211 | 434777.5493 | 3998.1515 | 8863.5284 | 75.0865 | 0 | 45.7264 | 149300.49 | 4421.3177 | 170077.5281 | 136398.3883 | 0 | 59059.2538 | 0 | 202510.2214 | 526890.0554 | 359613.2893 | 1608270.5439 | 961560.8286 | 4187241.4196 | 4187241.4196 | 1478867.319 | 2556617.6377 | 0 | 6757072.7921 | 14979799.1684 | 7498.9421 | 0.034454 | 196119.0211 | 434777.5493 | 3998.1515 | 8863.5284
1 | 1400 | 707 | 0.045 | 15 | 15 | 7 | 1e-11 | 5spot_SharedNeighbor | Water | Porous | Wet | R245fa | MinimizeLCOE_Brownfield | IgnoreSilica | 2019 | 5.4996 | 0.52981 | 0.01206 | 4 | 147640.8537 | 318097.9477 | 3009.8585 | 6484.8569 | 75.5838 | 0 | 56.0529 | 181716.4089 | 5411.1579 | 211991.8242 | 170946.0094 | 0 | 67042.6735 | 0 | 248472.1488 | 646473.5625 | 441231.4901 | 1973285.2753 | 961560.8286 | 4187241.4196 | 4187241.4196 | 1478867.319 | 2556617.6377 | 0 | 7122087.5235 | 15344813.8998 | 10000 | 0.048239 | 147640.8537 | 318097.9477 | 3009.8585 | 6484.8569
1 | 1400 | 707 | 0.045 | 15 | 15 | 7 | 1.3335e-11 | 5spot_SharedNeighbor | Water | Porous | Wet | R245fa | MinimizeLCOE_Brownfield | IgnoreSilica | 2019 | 7.0466 | 0.68445 | 0.01652 | 4 | 114115.2317 | 238552.5885 | 2326.3934 | 4863.2172 | 75.9283 | 0 | 52.4094 | 217846.2415 | 6513.412 | 260119.3798 | 212810.9497 | 0 | 74957.3767 | 0 | 301176.4703 | 783599.3959 | 534822.689 | 2391845.9149 | 961560.8286 | 4187241.4196 | 4187241.4196 | 1478867.319 | 2556617.6377 | 0 | 7540648.1631 | 15763374.5394 | 13335.2143 | 0.066079 | 114115.2317 | 238552.5885 | 2326.3934 | 4863.2172
1 | 1400 | 707 | 0.045 | 15 | 15 | 7 | 1.7783e-11 | 5spot_SharedNeighbor | Water | Porous | Wet | R245fa | MinimizeLCOE_Brownfield | IgnoreSilica | 2019 | 9.3512 | 0.91585 | 0.022685 | 4 | 89743.2311 | 180361.9931 | 1829.5372 | 3676.9232 | 76.2761 | 0 | 47.7824 | 267677.0553 | 8035.1063 | 328270.6776 | 275230.1355 | 0 | 87604.4165 | 0 | 377058.7826 | 981029.6069 | 669572.8649 | 2994478.6456 | 961560.8286 | 4187241.4196 | 4187241.4196 | 1478867.319 | 2556617.6377 | 0 | 8143280.8938 | 16366007.2701 | 17782.7941 | 0.09074 | 89743.2311 | 180361.9931 | 1829.5372 | 3676.9232
1 | 1400 | 707 | 0.045 | 15 | 15 | 7 | 2.3714e-11 | 5spot_SharedNeighbor | Water | Porous | Wet | R245fa | MinimizeLCOE_Brownfield | IgnoreSilica | 2019 | 11.7802 | 1.1595 | 0.030325 | 4 | 72052.9534 | 139841.7459 | 1468.8969 | 2850.8631 | 76.4851 | 0 | 46.567 | 316096.1035 | 9511.9997 | 396369.9454 | 340979.1152 | 0 | 96509.8651 | 0 | 452192.1413 | 1176511.1943 | 802993.065 | 3591163.4294 | 961560.8286 | 4187241.4196 | 4187241.4196 | 1478867.319 | 2556617.6377 | 0 | 8739965.6776 | 16962692.0539 | 23713.7371 | 0.1213 | 72052.9534 | 139841.7459 | 1468.8969 | 2850.8631
1 | 1400 | 707 | 0.045 | 15 | 15 | 7 | 3.1623e-11 | 5spot_SharedNeighbor | Water | Porous | Wet | R245fa | MinimizeLCOE_Brownfield | IgnoreSilica | 2019 | 15.0003 | 1.4824 | 0.040317 | 4 | 58922.8179 | 109911.0503 | 1201.2213 | 2240.6854 | 76.6561 | 0 | 48.7171 | 375766.4724 | 11330.5337 | 482390.5179 | 428138.2996 | 0 | 107978.1734 | 0 | 548185.5588 | 1426266.3757 | 973456.1082 | 4353512.0397 | 961560.8286 | 4187241.4196 | 4187241.4196 | 1478867.319 | 2556617.6377 | 0 | 9502314.2879 | 17725040.6642 | 31622.7766 | 0.16127 | 58922.8179 | 109911.0503 | 1201.2213 | 2240.6854
1 | 1400 | 707 | 0.045 | 15 | 15 | 7 | 4.217e-11 | 5spot_SharedNeighbor | Water | Porous | Wet | R245fa | MinimizeLCOE_Brownfield | IgnoreSilica | 2019 | 18.9567 | 1.8791 | 0.053052 | 4 | 49013.1097 | 87761.5451 | 999.1985 | 1789.1378 | 76.7874 | 0 | 51.1428 | 443971.5028 | 13407.3018 | 583117.2425 | 535230.3505 | 0 | 120024.2189 | 0 | 661342.7404 | 1720678.1505 | 1174398.1941 | 5252169.7016 | 961560.8286 | 4187241.4196 | 4187241.4196 | 1478867.319 | 2556617.6377 | 0 | 10400971.9498 | 18623698.3261 | 42169.6503 | 0.21221 | 49013.1097 | 87761.5451 | 999.1985 | 1789.1378
1 | 1400 | 707 | 0.045 | 15 | 15 | 7 | 5.6234e-11 | 5spot_SharedNeighbor | Water | Porous | Wet | R245fa | MinimizeLCOE_Brownfield | IgnoreSilica | 2019 | 23.7286 | 2.3577 | 0.069023 | 4 | 41447.101 | 71229.7549 | 844.9552 | 1452.1149 | 76.8881 | 0 | 60.2623 | 520740.5655 | 15742.478 | 699115.034 | 664396.8735 | 0 | 132248.8529 | 0 | 792575.0835 | 2062117.7877 | 1407437.7624 | 6294374.4373 | 961560.8286 | 4187241.4196 | 4187241.4196 | 1478867.319 | 2556617.6377 | 0 | 11443176.6855 | 19665903.0618 | 56234.1325 | 0.27609 | 41447.101 | 71229.7549 | 844.9552 | 1452.1149
1 | 1400 | 707 | 0.045 | 15 | 15 | 7 | 7.4989e-11 | 5spot_SharedNeighbor | Water | Porous | Wet | R245fa | MinimizeLCOE_Brownfield | IgnoreSilica | 2019 | 29.4218 | 2.9288 | 0.088735 | 4 | 35618.6752 | 58785.2489 | 726.1349 | 1198.4168 | 76.9663 | 0 | 58.4801 | 606499.7874 | 18348.262 | 831525.8233 | 818507.8532 | 0 | 144572.6295 | 0 | 943587.1986 | 2455020.3344 | 1675601.8239 | 7493663.7124 | 961560.8286 | 4187241.4196 | 4187241.4196 | 1478867.319 | 2556617.6377 | 0 | 12642465.9606 | 20865192.3369 | 74989.4209 | 0.35494 | 35618.6752 | 58785.2489 | 726.1349 | 1198.4168
1 | 1400 | 707 | 0.045 | 15 | 15 | 7 | 1e-10 | 5spot_SharedNeighbor | Water | Porous | Wet | R245fa | MinimizeLCOE_Brownfield | IgnoreSilica | 2019 | 35.9944 | 3.5882 | 0.11239 | 4 | 31099.3763 | 49389.4524 | 634.0029 | 1006.8708 | 77.0264 | 0 | 54.9211 | 699592.0857 | 21173.8834 | 978163.8529 | 996639.1241 | 0 | 156196.5803 | 0 | 1112188.5553 | 2893686.4797 | 1975000.4817 | 8832641.0432 | 961560.8286 | 4187241.4196 | 4187241.4196 | 1478867.319 | 2556617.6377 | 0 | 13981443.2914 | 22204169.6677 | 100000 | 0.44957 | 31099.3763 | 49389.4524 | 634.0029 | 1006.8708
1 | 1400 | 707 | 0.045 | 15 | 15 | 7 | 1.3335e-10 | 5spot_SharedNeighbor | Water | Porous | Wet | R245fa | MinimizeLCOE_Brownfield | IgnoreSilica | 2019 | 43.2681 | 4.3183 | 0.13972 | 4 | 27587.3273 | 42300.2844 | 562.405 | 862.3485 | 77.0717 | 0 | 60.4038 | 796925.867 | 24124.9619 | 1134322.8701 | 1194019.8111 | 0 | 166159.1294 | 0 | 1293065.5294 | 3364291.2633 | 2296197.9165 | 10269107.3487 | 961560.8286 | 4187241.4196 | 4187241.4196 | 1478867.319 | 2556617.6377 | 0 | 15417909.5969 | 23640635.9732 | 133352.1432 | 0.55888 | 27587.3273 | 42300.2844 | 562.405 | 862.3485
1 | 1400 | 707 | 0.045 | 15 | 15 | 7 | 1.7783e-10 | 5spot_SharedNeighbor | Water | Porous | Wet | R245fa | MinimizeLCOE_Brownfield | IgnoreSilica | 2019 | 48.5927 | 4.8525 | 0.1654 | 4 | 24805.7843 | 37234.7002 | 505.6995 | 759.0797 | 77.0949 | 0 | 62.0592 | 865071.6031 | 26188.7444 | 1245240.3279 | 1338479.9374 | 0 | 161214.0124 | 0 | 1418115.9038 | 3689646.6862 | 2518259.678 | 11262216.8932 | 961560.8286 | 4187241.4196 | 4187241.4196 | 1478867.319 | 2556617.6377 | 0 | 16411019.1414 | 24633745.5177 | 177827.941 | 0.66158 | 24805.7843 | 37234.7002 | 505.6995 | 759.0797
1 | 1400 | 707 | 0.045 | 15 | 15 | 7 | 2.3714e-10 | 5spot_SharedNeighbor | Water | Porous | Wet | R245fa | MinimizeLCOE_Brownfield | IgnoreSilica | 2019 | 58.4808 | 5.8436 | 0.20093 | 4 | 22763.2341 | 32993.8998 | 464.0593 | 672.6253 | 77.1199 | 0 | 72.5951 | 985860.7181 | 29841.3179 | 1444827.3766 | 1606578.4975 | 0 | 177544.904 | 0 | 1655414.5975 | 4307049.2106 | 2939649.5872 | 13146766.2095 | 961560.8286 | 4187241.4196 | 4187241.4196 | 1478867.319 | 2556617.6377 | 0 | 18295568.4577 | 26518294.834 | 237137.3706 | 0.80373 | 22763.2341 | 32993.8998 | 464.0593 | 672.6253
1 | 1400 | 707 | 0.045 | 15 | 15 | 7 | 3.1623e-10 | 5spot_SharedNeighbor | Water | Porous | Wet | R245fa | MinimizeLCOE_Brownfield | IgnoreSilica | 2019 | 65.5675 | 6.5524 | 0.23147 | 4 | 21153.025 | 30034.1183 | 431.233 | 612.2861 | 77.1241 | 0 | 67.1939 | 1068446.9338 | 32333.7609 | 1583401.2521 | 1798463.767 | 0 | 178297.0592 | 0 | 1817767.6815 | 4729458.6318 | 3227952.6969 | 14436121.7832 | 961560.8286 | 4187241.4196 | 4187241.4196 | 1478867.319 | 2556617.6377 | 0 | 19584924.0314 | 27807650.4077 | 316227.766 | 0.92587 | 21153.025 | 30034.1183 | 431.233 | 612.2861
1 | 1400 | 707 | 0.045 | 15 | 15 | 7 | 4.217e-10 | 5spot_SharedNeighbor | Water | Porous | Wet | R245fa | MinimizeLCOE_Brownfield | IgnoreSilica | 2019 | 71.8324 | 7.1775 | 0.25969 | 4 | 19926.6613 | 27842.6359 | 406.2319 | 567.6098 | 77.1184 | 0 | 77.3914 | 1139009.42 | 34459.5148 | 1703134.7769 | 1967828.602 | 0 | 176156.5347 | 0 | 1958029.6509 | 5094391.5044 | 3477026.8811 | 15550036.8847 | 961560.8286 | 4187241.4196 | 4187241.4196 | 1478867.319 | 2556617.6377 | 0 | 20698839.1329 | 28921565.5092 | 421696.5034 | 1.0388 | 19926.6613 | 27842.6359 | 406.2319 | 567.6098
1 | 1400 | 707 | 0.045 | 15 | 15 | 7 | 5.6234e-10 | 5spot_SharedNeighbor | Water | Porous | Wet | R245fa | MinimizeLCOE_Brownfield | IgnoreSilica | 2019 | 77.1922 | 7.7108 | 0.28469 | 4 | 18997.2555 | 26218.0143 | 387.2847 | 534.4897 | 77.1067 | 0 | 72.6425 | 1197698.8482 | 36224.5156 | 1803657.4102 | 2112474.124 | 0 | 172257.7694 | 0 | 2075701.9402 | 5400550.6635 | 3685986.798 | 16484552.069 | 961560.8286 | 4187241.4196 | 4187241.4196 | 1478867.319 | 2556617.6377 | 0 | 21633354.3172 | 29856080.6935 | 562341.3252 | 1.1388 | 18997.2555 | 26218.0143 | 387.2847 | 534.4897
1 | 1400 | 707 | 0.045 | 15 | 15 | 7 | 7.4989e-10 | 5spot_SharedNeighbor | Water | Porous | Wet | R245fa | MinimizeLCOE_Brownfield | IgnoreSilica | 2019 | 81.589 | 8.1471 | 0.30591 | 4 | 18295.3601 | 25015.3496 | 372.9757 | 509.9717 | 77.0926 | 0 | 86.8878 | 1244756.1021 | 37637.4649 | 1884873.6883 | 2230928.3951 | 0 | 167316.1259 | 0 | 2170549.5928 | 5647324.7994 | 3854415.2165 | 17237801.3851 | 961560.8286 | 4187241.4196 | 4187241.4196 | 1478867.319 | 2556617.6377 | 0 | 22386603.6333 | 30609330.0096 | 749894.2093 | 1.2236 | 18295.3601 | 25015.3496 | 372.9757 | 509.9717
1 | 1400 | 707 | 0.045 | 15 | 15 | 7 | 1e-09 | 5spot_SharedNeighbor | Water | Porous | Wet | R245fa | MinimizeLCOE_Brownfield | IgnoreSilica | 2019 | 85.1387 | 8.4985 | 0.32345 | 4 | 17766.5124 | 24122.0231 | 362.1944 | 491.7601 | 77.0782 | 0 | 82.528 | 1282065.1699 | 38756.1897 | 1949658.8296 | 2326414.6662 | 0 | 162213.1832 | 0 | 2246052.135 | 5843766.9267 | 3988491.0049 | 17837418.1051 | 961560.8286 | 4187241.4196 | 4187241.4196 | 1478867.319 | 2556617.6377 | 0 | 22986220.3533 | 31208946.7296 | 1000000 | 1.2938 | 17766.5124 | 24122.0231 | 362.1944 | 491.7601
1 | 1400 | 707 | 0.045 | 15 | 15 | 7 | 1.3335e-09 | 5spot_SharedNeighbor | Water | Porous | Wet | R245fa | MinimizeLCOE_Brownfield | IgnoreSilica | 2019 | 87.9251 | 8.7737 | 0.33755 | 4 | 17368.6455 | 23458.6811 | 354.0833 | 478.2369 | 77.0652 | 0 | 70.4436 | 1310938.5883 | 39620.989 | 2000036.5754 | 2401267.9689 | 0 | 157316.1519 | 0 | 2304580.3067 | 5996045.2236 | 4092424.0715 | 18302229.8754 | 961560.8286 | 4187241.4196 | 4187241.4196 | 1478867.319 | 2556617.6377 | 0 | 23451032.1236 | 31673758.4999 | 1333521.4322 | 1.3502 | 17368.6455 | 23458.6811 | 354.0833 | 478.2369
1 | 1400 | 707 | 0.045 | 15 | 15 | 7 | 1.7783e-09 | 5spot_SharedNeighbor | Water | Porous | Wet | R245fa | MinimizeLCOE_Brownfield | IgnoreSilica | 2019 | 90.1151 | 8.9897 | 0.34877 | 4 | 17069.6084 | 22963.7763 | 347.9871 | 468.1476 | 77.0538 | 0 | 79.2671 | 1333384.6489 | 40292.6637 | 2039346.0937 | 2460037.281 | 0 | 153036.1648 | 0 | 2350177.7723 | 6114680.4759 | 4173395.0689 | 18664350.1692 | 961560.8286 | 4187241.4196 | 4187241.4196 | 1478867.319 | 2556617.6377 | 0 | 23813152.4174 | 32035878.7937 | 1778279.41 | 1.3951 | 17069.6084 | 22963.7763 | 347.9871 | 468.1476
1 | 1400 | 707 | 0.045 | 15 | 15 | 7 | 2.3714e-09 | 5spot_SharedNeighbor | Water | Porous | Wet | R245fa | MinimizeLCOE_Brownfield | IgnoreSilica | 2019 | 91.7935 | 9.155 | 0.3575 | 4 | 16844.9949 | 22595.1533 | 343.408 | 460.6328 | 77.0445 | 0 | 77.7957 | 1350442.7455 | 40802.7369 | 2069305.7335 | 2505039.2464 | 0 | 149355.9363 | 0 | 2384829.0955 | 6204836.1107 | 4234928.1422 | 18939539.7471 | 961560.8286 | 4187241.4196 | 4187241.4196 | 1478867.319 | 2556617.6377 | 0 | 24088341.9953 | 32311068.3716 | 2371373.7057 | 1.43 | 16844.9949 | 22595.1533 | 343.408 | 460.6328
1 | 1400 | 707 | 0.045 | 15 | 15 | 7 | 3.1623e-09 | 5spot_SharedNeighbor | Water | Porous | Wet | R245fa | MinimizeLCOE_Brownfield | IgnoreSilica | 2019 | 93.0628 | 9.2798 | 0.36421 | 4 | 16676.3555 | 22320.5529 | 339.9701 | 455.0347 | 77.0371 | 0 | 88.3449 | 1363260.2814 | 41185.7917 | 2091866.6724 | 2539047.5178 | 0 | 146270.9879 | 0 | 2410836.1879 | 6272501.2305 | 4281110.9769 | 19146079.6465 | 961560.8286 | 4187241.4196 | 4187241.4196 | 1478867.319 | 2556617.6377 | 0 | 24294881.8947 | 32517608.271 | 3162277.6602 | 1.4568 | 16676.3555 | 22320.5529 | 339.9701 | 455.0347
1 | 1400 | 707 | 0.045 | 15 | 15 | 7 | 4.217e-09 | 5spot_SharedNeighbor | Water | Porous | Wet | R245fa | MinimizeLCOE_Brownfield | IgnoreSilica | 2019 | 94.0398 | 9.3759 | 0.36939 | 4 | 16549.78 | 22114.8525 | 337.3896 | 450.8412 | 77.0312 | 0 | 68.0484 | 1373078.9229 | 41479.0959 | 2109177.688 | 2565211.5352 | 0 | 143827.4677 | 0 | 2430782.1368 | 6324396.498 | 4316530.5632 | 19304483.9077 | 961560.8286 | 4187241.4196 | 4187241.4196 | 1478867.319 | 2556617.6377 | 0 | 24453286.1559 | 32676012.5322 | 4216965.0343 | 1.4776 | 16549.78 | 22114.8525 | 337.3896 | 450.8412
1 | 1400 | 707 | 0.045 | 15 | 15 | 7 | 5.6234e-09 | 5spot_SharedNeighbor | Water | Porous | Wet | R245fa | MinimizeLCOE_Brownfield | IgnoreSilica | 2019 | 94.7897 | 9.4495 | 0.37336 | 4 | 16454.7973 | 21960.6257 | 335.4533 | 447.6971 | 77.0265 | 0 | 89.6128 | 1380586.4347 | 41703.2857 | 2122430.8049 | 2585283.0364 | 0 | 141925.5214 | 0 | 2446052.3424 | 6364126.4406 | 4343647.0655 | 19425754.9316 | 961560.8286 | 4187241.4196 | 4187241.4196 | 1478867.319 | 2556617.6377 | 0 | 24574557.1798 | 32797283.5561 | 5623413.2519 | 1.4935 | 16454.7973 | 21960.6257 | 335.4533 | 447.6971
1 | 1400 | 707 | 0.045 | 15 | 15 | 7 | 7.4989e-09 | 5spot_SharedNeighbor | Water | Porous | Wet | R245fa | MinimizeLCOE_Brownfield | IgnoreSilica | 2019 | 95.3427 | 9.5038 | 0.37635 | 4 | 16383.5339 | 21845.7517 | 334.0005 | 445.3552 | 77.023 | 0 | 91.3951 | 1386108.3024 | 41868.1376 | 2132187.9602 | 2600082.4622 | 0 | 140393.3406 | 0 | 2457249.6792 | 6393259.6141 | 4363531.055 | 19514680.5514 | 961560.8286 | 4187241.4196 | 4187241.4196 | 1478867.319 | 2556617.6377 | 0 | 24663482.7996 | 32886209.1759 | 7498942.0933 | 1.5054 | 16383.5339 | 21845.7517 | 334.0005 | 445.3552
1 | 1400 | 707 | 0.045 | 15 | 15 | 7 | 1e-08 | 5spot_SharedNeighbor | Water | Porous | Wet | R245fa | MinimizeLCOE_Brownfield | IgnoreSilica | 2019 | 95.7714 | 9.5459 | 0.37863 | 4 | 16330.073 | 21759.2833 | 332.9106 | 443.5924 | 77.0203 | 0 | 79.9858 | 1390378.6837 | 41995.6023 | 2139739.156 | 2611548.9888 | 0 | 139248.0353 | 0 | 2465935.0818 | 6415857.2501 | 4378954.4059 | 19583657.204 | 961560.8286 | 4187241.4196 | 4187241.4196 | 1478867.319 | 2556617.6377 | 0 | 24732459.4522 | 32955185.8285 | 10000000 | 1.5145 | 16330.073 | 21759.2833 | 332.9106 | 443.5924
1 | 1500 | 707 | 0.045 | 15 | 15 | 7 | 1e-13 | 5spot_SharedNeighbor | Water | Porous | Wet | R245fa | MinimizeLCOE_Brownfield | IgnoreSilica | 2019 | 0 | 0 | 0 | 0 |  |  |  |  | 15 |  | 9.765 | [19 empty] | 100 | 0
1 | 1500 | 707 | 0.045 | 15 | 15 | 7 | 1.3335e-13 | 5spot_SharedNeighbor | Water | Porous | Wet | R245fa | MinimizeLCOE_Brownfield | IgnoreSilica | 2019 | 0 | 0 | 0 | 0 |  |  |  |  | 15 |  | 10.8775 | [19 empty] | 133.3521 | 0
1 | 1500 | 707 | 0.045 | 15 | 15 | 7 | 1.7783e-13 | 5spot_SharedNeighbor | Water | Porous | Wet | R245fa | MinimizeLCOE_Brownfield | IgnoreSilica | 2019 | 0 | 0 | 0 | 0 |  |  |  |  | 15 |  | 11.9264 | [19 empty] | 177.8279 | 0
1 | 1500 | 707 | 0.045 | 15 | 15 | 7 | 2.3714e-13 | 5spot_SharedNeighbor | Water | Porous | Wet | R245fa | MinimizeLCOE_Brownfield | IgnoreSilica | 2019 | 0 | 0 | 0 | 0 |  |  |  |  | 15 |  | 11.793 | [19 empty] | 237.1374 | 0
1 | 1500 | 707 | 0.045 | 15 | 15 | 7 | 3.1623e-13 | 5spot_SharedNeighbor | Water | Porous | Wet | R245fa | MinimizeLCOE_Brownfield | IgnoreSilica | 2019 | 0 | 0 | 0 | 0 |  |  |  |  | 15 |  | 11.8068 | [19 empty] | 316.2278 | 0
1 | 1500 | 707 | 0.045 | 15 | 15 | 7 | 4.217e-13 | 5spot_SharedNeighbor | Water | Porous | Wet | R245fa | MinimizeLCOE_Brownfield | IgnoreSilica | 2019 | 0 | 0 | 0 | 0 |  |  |  |  | 15 |  | 12.0694 | [19 empty] | 421.6965 | 0
1 | 1500 | 707 | 0.045 | 15 | 15 | 7 | 5.6234e-13 | 5spot_SharedNeighbor | Water | Porous | Wet | R245fa | MinimizeLCOE_Brownfield | IgnoreSilica | 2019 | 0 | 0 | 0 | 0 |  |  |  |  | 15 |  | 12.9845 | [19 empty] | 562.3413 | 0
1 | 1500 | 707 | 0.045 | 15 | 15 | 7 | 7.4989e-13 | 5spot_SharedNeighbor | Water | Porous | Wet | R245fa | MinimizeLCOE_Brownfield | IgnoreSilica | 2019 | 0 | 0 | 0 | 0 |  |  |  |  | 15 |  | 12.542 | [19 empty] | 749.8942 | 0
1 | 1500 | 707 | 0.045 | 15 | 15 | 7 | 1e-12 | 5spot_SharedNeighbor | Water | Porous | Wet | R245fa | MinimizeLCOE_Brownfield | IgnoreSilica | 2019 | 0.6477 | 0.049822 | 0.00020791 | 4 | 7022121.83 | 17394692.9776 | 143155.4516 | 354614.3444 | 67.3675 | 0 | 30.0938 | 32192.5468 | 877.0328 | 32221.4405 | 39284.9708 | 0 | 25491.0925 | 0 | 50726.1625 | 131979.0696 | 90078.4269 | 402850.7425 | 961560.8286 | 4475407.202 | 4475407.202 | 1478867.319 | 2671883.9507 | 0 | 5839818.773 | 14465977.2447 | 1000 | 0.00083163 | 7022121.83 | 17394692.9776 | 143155.4516 | 354614.3444
1 | 1500 | 707 | 0.045 | 15 | 15 | 7 | 1.3335e-12 | 5spot_SharedNeighbor | Water | Porous | Wet | R245fa | MinimizeLCOE_Brownfield | IgnoreSilica | 2019 | 0.95256 | 0.082349 | 0.00079581 | 4 | 1880072.3103 | 4589927.5246 | 38327.817 | 93571.8809 | 71.451 | 0 | 32.0137 | 47947.3198 | 1357.4811 | 47987.7698 | 48032.4485 | 0 | 31535.0157 | 0 | 68975.4136 | 179459.8775 | 122485.0539 | 547780.38 | 961560.8286 | 4475407.202 | 4475407.202 | 1478867.319 | 2671883.9507 | 0 | 5984748.4106 | 14610906.8822 | 1333.5214 | 0.0031833 | 1880072.3103 | 4589927.5246 | 38327.817 | 93571.8809
1 | 1500 | 707 | 0.045 | 15 | 15 | 7 | 1.7783e-12 | 5spot_SharedNeighbor | Water | Porous | Wet | R245fa | MinimizeLCOE_Brownfield | IgnoreSilica | 2019 | 1.3208 | 0.12249 | 0.0016869 | 4 | 910736.6099 | 2189141.3265 | 18566.5977 | 44628.607 | 74.0791 | 0 | 103.77 | 65033.2246 | 1887.6589 | 65776.579 | 58685.3139 | 0 | 37308.4159 | 0 | 89189.565 | 232052.9528 | 158380.9085 | 708314.6186 | 961560.8286 | 4475407.202 | 4475407.202 | 1478867.319 | 2671883.9507 | 0 | 6145282.6492 | 14771441.1208 | 1778.2794 | 0.0067476 | 910736.6099 | 2189141.3265 | 18566.5977 | 44628.607
1 | 1500 | 707 | 0.045 | 15 | 15 | 7 | 2.3714e-12 | 5spot_SharedNeighbor | Water | Porous | Wet | R245fa | MinimizeLCOE_Brownfield | IgnoreSilica | 2019 | 1.7487 | 0.16945 | 0.0029276 | 4 | 539362.155 | 1275993.0532 | 10995.6271 | 26012.8443 | 75.8296 | 0 | 144.816 | 82928.3432 | 2447.0217 | 85147.0481 | 70873.2004 | 0 | 42441.9924 | 0 | 110696.6663 | 288010.0186 | 196572.7557 | 879117.0463 | 961560.8286 | 4475407.202 | 4475407.202 | 1478867.319 | 2671883.9507 | 0 | 6316085.0769 | 14942243.5485 | 2371.3737 | 0.01171 | 539362.155 | 1275993.0532 | 10995.6271 | 26012.8443
1 | 1500 | 707 | 0.045 | 15 | 15 | 7 | 3.1623e-12 | 5spot_SharedNeighbor | Water | Porous | Wet | R245fa | MinimizeLCOE_Brownfield | IgnoreSilica | 2019 | 2.371 | 0.23799 | 0.0046354 | 4 | 353269.5861 | 818499.3047 | 7201.8783 | 16686.2154 | 77.2998 | 0 | 203.0044 | 106468.5903 | 3185.5681 | 111596.1725 | 88420.5729 | 0 | 49762.7515 | 0 | 140179.1256 | 364717.3301 | 248927.072 | 1113257.183 | 961560.8286 | 4475407.202 | 4475407.202 | 1478867.319 | 2671883.9507 | 0 | 6550225.2136 | 15176383.6852 | 3162.2777 | 0.018542 | 353269.5861 | 818499.3047 | 7201.8783 | 16686.2154
1 | 1500 | 707 | 0.045 | 15 | 15 | 7 | 4.217e-12 | 5spot_SharedNeighbor | Water | Porous | Wet | R245fa | MinimizeLCOE_Brownfield | IgnoreSilica | 2019 | 3.0908 | 0.31775 | 0.0069444 | 4 | 244918.2505 | 555461.4191 | 4992.9898 | 11323.8323 | 78.288 | 0 | 36.688 | 131383.4332 | 3969.7933 | 140509.1339 | 109019.756 | 0 | 56245.6745 | 0 | 172039.8384 | 447612.3694 | 305504.6396 | 1366284.6383 | 961560.8286 | 4475407.202 | 4475407.202 | 1478867.319 | 2671883.9507 | 0 | 6803252.6689 | 15429411.1405 | 4216.965 | 0.027778 | 244918.2505 | 555461.4191 | 4992.9898 | 11323.8323
1 | 1500 | 707 | 0.045 | 15 | 15 | 7 | 5.6234e-12 | 5spot_SharedNeighbor | Water | Porous | Wet | R245fa | MinimizeLCOE_Brownfield | IgnoreSilica | 2019 | 4.0628 | 0.42515 | 0.010005 | 4 | 178024.2046 | 393577.1857 | 3629.2642 | 8023.6033 | 79.0815 | 0 | 51.6287 | 161967.6225 | 4931.7917 | 177252.7158 | 136228.368 | 0 | 64404.1247 | 0 | 212466.0029 | 552792.9568 | 377292.5518 | 1687336.1344 | 961560.8286 | 4475407.202 | 4475407.202 | 1478867.319 | 2671883.9507 | 0 | 7124304.165 | 15750462.6366 | 5623.4133 | 0.040019 | 178024.2046 | 393577.1857 | 3629.2642 | 8023.6033
1 | 1500 | 707 | 0.045 | 15 | 15 | 7 | 7.4989e-12 | 5spot_SharedNeighbor | Water | Porous | Wet | R245fa | MinimizeLCOE_Brownfield | IgnoreSilica | 2019 | 5.3 | 0.56214 | 0.014075 | 4 | 133415.9741 | 286634.79 | 2719.8651 | 5843.4379 | 79.6767 | 0 | 57.1945 | 197711.9782 | 6056.4824 | 221524.4856 | 171028.9516 | 0 | 73399.9213 | 0 | 261191.5094 | 679566.7298 | 463818.2568 | 2074298.3152 | 961560.8286 | 4475407.202 | 4475407.202 | 1478867.319 | 2671883.9507 | 0 | 7511266.3458 | 16137424.8174 | 7498.9421 | 0.0563 | 133415.9741 | 286634.79 | 2719.8651 | 5843.4379
1 | 1500 | 707 | 0.045 | 15 | 15 | 7 | 1e-11 | 5spot_SharedNeighbor | Water | Porous | Wet | R245fa | MinimizeLCOE_Brownfield | IgnoreSilica | 2019 | 6.8419 | 0.73273 | 0.019396 | 4 | 102698.9916 | 213882.9509 | 2093.6579 | 4360.2933 | 80.1032 | 0 | 53.5099 | 238645.8114 | 7343.5392 | 273750.0755 | 214483.1814 | 0 | 82916.7969 | 0 | 318684.3677 | 829151.3536 | 565912.8362 | 2530887.9618 | 961560.8286 | 4475407.202 | 4475407.202 | 1478867.319 | 2671883.9507 | 0 | 7967855.9923 | 16594014.464 | 10000 | 0.077585 | 102698.9916 | 213882.9509 | 2093.6579 | 4360.2933
1 | 1500 | 707 | 0.045 | 15 | 15 | 7 | 1.3335e-11 | 5spot_SharedNeighbor | Water | Porous | Wet | R245fa | MinimizeLCOE_Brownfield | IgnoreSilica | 2019 | 9.2392 | 0.99911 | 0.026848 | 4 | 80592.1232 | 160916.8339 | 1642.9794 | 3280.5073 | 80.5197 | 0 | 48.6123 | 297322.3847 | 9190.3521 | 350698.678 | 282546.3682 | 0 | 99197.5517 | 0 | 405192.5805 | 1054227.978 | 719532.2572 | 3217908.1503 | 961560.8286 | 4475407.202 | 4475407.202 | 1478867.319 | 2671883.9507 | 0 | 8654876.1809 | 17281034.6525 | 13335.2143 | 0.10739 | 80592.1232 | 160916.8339 | 1642.9794 | 3280.5073
1 | 1500 | 707 | 0.045 | 15 | 15 | 7 | 1.7783e-11 | 5spot_SharedNeighbor | Water | Porous | Wet | R245fa | MinimizeLCOE_Brownfield | IgnoreSilica | 2019 | 11.4318 | 1.2429 | 0.035841 | 4 | 64434.0113 | 124603.6696 | 1313.5745 | 2540.2143 | 80.7509 | 0 | 43.4431 | 346939.8412 | 10750.8494 | 417536.4461 | 344810.891 | 0 | 107031.2856 | 0 | 478557.0321 | 1245107.2321 | 849811.2703 | 3800544.8477 | 961560.8286 | 4475407.202 | 4475407.202 | 1478867.319 | 2671883.9507 | 0 | 9237512.8783 | 17863671.3499 | 17782.7941 | 0.14336 | 64434.0113 | 124603.6696 | 1313.5745 | 2540.2143
1 | 1500 | 707 | 0.045 | 15 | 15 | 7 | 2.3714e-11 | 5spot_SharedNeighbor | Water | Porous | Wet | R245fa | MinimizeLCOE_Brownfield | IgnoreSilica | 2019 | 14.5787 | 1.5924 | 0.047797 | 4 | 52564.335 | 97682.8155 | 1071.5951 | 1991.3963 | 80.9537 | 0 | 50.3828 | 413218.2575 | 12832.683 | 509016.0282 | 434137.5028 | 0 | 120100.8021 | 0 | 580829.0567 | 1511198.0611 | 1031423.7287 | 4612756.1201 | 961560.8286 | 4475407.202 | 4475407.202 | 1478867.319 | 2671883.9507 | 0 | 10049724.1506 | 18675882.6223 | 23713.7371 | 0.19119 | 52564.335 | 97682.8155 | 1071.5951 | 1991.3963
1 | 1500 | 707 | 0.045 | 15 | 15 | 7 | 3.1623e-11 | 5spot_SharedNeighbor | Water | Porous | Wet | R245fa | MinimizeLCOE_Brownfield | IgnoreSilica | 2019 | 18.4085 | 2.0176 | 0.062977 | 4 | 43643.6536 | 77886.8471 | 889.7349 | 1587.8287 | 81.1078 | 0 | 61.9738 | 488150.3697 | 15182.9121 | 615032.7748 | 542450.5988 | 0 | 133433.631 | 0 | 699757.6117 | 1820625.7656 | 1242614.4951 | 5557248.1588 | 961560.8286 | 4475407.202 | 4475407.202 | 1478867.319 | 2671883.9507 | 0 | 10994216.1894 | 19620374.661 | 31622.7766 | 0.25191 | 43643.6536 | 77886.8471 | 889.7349 | 1587.8287
1 | 1500 | 707 | 0.045 | 15 | 15 | 7 | 4.217e-11 | 5spot_SharedNeighbor | Water | Porous | Wet | R245fa | MinimizeLCOE_Brownfield | IgnoreSilica | 2019 | 23.1102 | 2.5395 | 0.082171 | 4 | 36838.1719 | 63082.6771 | 750.996 | 1286.0257 | 81.2278 | 0 | 42.3168 | 573935.8236 | 17870.0623 | 739246.6076 | 675262.4799 | 0 | 147581.3043 | 0 | 840019.5483 | 2185558.553 | 1491688.6212 | 6671163.0002 | 961560.8286 | 4475407.202 | 4475407.202 | 1478867.319 | 2671883.9507 | 0 | 12108131.0307 | 20734289.5024 | 42169.6503 | 0.32868 | 36838.1719 | 63082.6771 | 750.996 | 1286.0257
1 | 1500 | 707 | 0.045 | 15 | 15 | 7 | 5.6234e-11 | 5spot_SharedNeighbor | Water | Porous | Wet | R245fa | MinimizeLCOE_Brownfield | IgnoreSilica | 2019 | 28.7398 | 3.1645 | 0.10599 | 4 | 31589.6225 | 51937.0912 | 643.9972 | 1058.8079 | 81.3207 | 0 | 42.7266 | 670027.8443 | 20876.2912 | 881451.9692 | 834286.3425 | 0 | 161832.4715 | 0 | 1001705.2183 | 2606231.5 | 1778806.5514 | 7955218.1884 | 961560.8286 | 4475407.202 | 4475407.202 | 1478867.319 | 2671883.9507 | 0 | 13392186.219 | 22018344.6906 | 56234.1325 | 0.42394 | 31589.6225 | 51937.0912 | 643.9972 | 1058.8079
1 | 1500 | 707 | 0.045 | 15 | 15 | 7 | 7.4989e-11 | 5spot_SharedNeighbor | Water | Porous | Wet | R245fa | MinimizeLCOE_Brownfield | IgnoreSilica | 2019 | 35.3339 | 3.8966 | 0.13488 | 4 | 27512.8216 | 43501.2537 | 560.8861 | 886.8319 | 81.3926 | 0 | 64.9989 | 775695.9943 | 24177.7743 | 1041067.504 | 1020557.3084 | 0 | 175671.6688 | 0 | 1184496.3975 | 3081816.6526 | 2103403.1904 | 9406886.4903 | 961560.8286 | 4475407.202 | 4475407.202 | 1478867.319 | 2671883.9507 | 0 | 14843854.5209 | 23470012.9925 | 74989.4209 | 0.53952 | 27512.8216 | 43501.2537 | 560.8861 | 886.8319
1 | 1500 | 707 | 0.045 | 15 | 15 | 7 | 1e-10 | 5spot_SharedNeighbor | Water | Porous | Wet | R245fa | MinimizeLCOE_Brownfield | IgnoreSilica | 2019 | 42.7734 | 4.7225 | 0.16878 | 4 | 24334.2245 | 37111.8188 | 496.0861 | 756.5746 | 81.4472 | 0 | 64.9351 | 888089.851 | 27684.5734 | 1214101.9718 | 1230713.402 | 0 | 188062.3257 | 0 | 1383974.3283 | 3600817.3101 | 2457631.8035 | 10991075.5658 | 961560.8286 | 4475407.202 | 4475407.202 | 1478867.319 | 2671883.9507 | 0 | 16428043.5964 | 25054202.068 | 100000 | 0.6751 | 24334.2245 | 37111.8188 | 496.0861 | 756.5746
1 | 1500 | 707 | 0.045 | 15 | 15 | 7 | 1.3335e-10 | 5spot_SharedNeighbor | Water | Porous | Wet | R245fa | MinimizeLCOE_Brownfield | IgnoreSilica | 2019 | 50.7466 | 5.6074 | 0.20673 | 4 | 21856.9418 | 32288.8275 | 445.5833 | 658.2514 | 81.4851 | 0 | 65.0371 | 1002213.3582 | 31240.009 | 1392876.9834 | 1455922.6002 | 0 | 197685.6632 | 0 | 1591176.0595 | 4139913.7116 | 2825576.1749 | 12636604.56 | 961560.8286 | 4475407.202 | 4475407.202 | 1478867.319 | 2671883.9507 | 0 | 18073572.5906 | 26699731.0622 | 133352.1432 | 0.8269 | 21856.9418 | 32288.8275 | 445.5833 | 658.2514
1 | 1500 | 707 | 0.045 | 15 | 15 | 7 | 1.7783e-10 | 5spot_SharedNeighbor | Water | Porous | Wet | R245fa | MinimizeLCOE_Brownfield | IgnoreSilica | 2019 | 58.8512 | 6.5059 | 0.24704 | 4 | 19934.8257 | 28664.4121 | 406.3984 | 584.3628 | 81.506 | 0 | 66.4531 | 1112709.7031 | 34676.5374 | 1568703.7429 | 1684783.4228 | 0 | 203744.8128 | 0 | 1795801.1054 | 4672306.1068 | 3188944.9242 | 14261670.3553 | 961560.8286 | 4475407.202 | 4475407.202 | 1478867.319 | 2671883.9507 | 0 | 19698638.3859 | 28324796.8575 | 177827.941 | 0.98815 | 19934.8257 | 28664.4121 | 406.3984 | 584.3628
1 | 1500 | 707 | 0.045 | 15 | 15 | 7 | 2.3714e-10 | 5spot_SharedNeighbor | Water | Porous | Wet | R245fa | MinimizeLCOE_Brownfield | IgnoreSilica | 2019 | 66.5855 | 7.3616 | 0.28732 | 4 | 18453.576 | 25959.3259 | 376.2011 | 529.216 | 81.5103 | 0 | 76.0372 | 1213721.7037 | 37811.9746 | 1731690.5095 | 1903075.3699 | 0 | 205707.0167 | 0 | 1985882.564 | 5166859.071 | 3526487.4843 | 15771235.6936 | 961560.8286 | 4475407.202 | 4475407.202 | 1478867.319 | 2671883.9507 | 0 | 21208203.7242 | 29834362.1958 | 237137.3706 | 1.1493 | 18453.576 | 25959.3259 | 376.2011 | 529.216
1 | 1500 | 707 | 0.045 | 15 | 15 | 7 | 3.1623e-10 | 5spot_SharedNeighbor | Water | Porous | Wet | R245fa | MinimizeLCOE_Brownfield | IgnoreSilica | 2019 | 73.5575 | 8.1308 | 0.32529 | 4 | 17320.0213 | 23949.6643 | 353.0921 | 488.2463 | 81.5013 | 0 | 86.5184 | 1301484.3463 | 40530.5079 | 1875012.693 | 2099723.6475 | 0 | 203937.6969 | 0 | 2153068.6677 | 5601843.0184 | 3823372.9664 | 17098973.5441 | 961560.8286 | 4475407.202 | 4475407.202 | 1478867.319 | 2671883.9507 | 0 | 22535941.5747 | 31162100.0463 | 316227.766 | 1.3011 | 17320.0213 | 23949.6643 | 353.0921 | 488.2463
1 | 1500 | 707 | 0.045 | 15 | 15 | 7 | 4.217e-10 | 5spot_SharedNeighbor | Water | Porous | Wet | R245fa | MinimizeLCOE_Brownfield | IgnoreSilica | 2019 | 79.6009 | 8.7956 | 0.35945 | 4 | 16457.6005 | 22457.2002 | 335.5104 | 457.8204 | 81.4839 | 0 | 80.5156 | 1375248.078 | 42810.7488 | 1996701.5433 | 2270050.7936 | 0 | 199624.3283 | 0 | 2294929.8419 | 5970936.6938 | 4075286.984 | 18225589.0119 | 961560.8286 | 4475407.202 | 4475407.202 | 1478867.319 | 2671883.9507 | 0 | 23662557.0424 | 32288715.5141 | 421696.5034 | 1.4378 | 16457.6005 | 22457.2002 | 335.5104 | 457.8204
1 | 1500 | 707 | 0.045 | 15 | 15 | 7 | 5.6234e-10 | 5spot_SharedNeighbor | Water | Porous | Wet | R245fa | MinimizeLCOE_Brownfield | IgnoreSilica | 2019 | 84.6512 | 9.3494 | 0.38893 | 4 | 15804.3074 | 21349.171 | 322.1922 | 435.2317 | 81.4629 | 0 | 75.164 | 1435355.2767 | 44665.3265 | 2096693.387 | 2412282.9758 | 0 | 193846.2058 | 0 | 2411308.837 | 6273730.9665 | 4281950.2969 | 19149833.2722 | 961560.8286 | 4475407.202 | 4475407.202 | 1478867.319 | 2671883.9507 | 0 | 24586801.3028 | 33212959.7744 | 562341.3252 | 1.5557 | 15804.3074 | 21349.171 | 322.1922 | 435.2317
1 | 1500 | 707 | 0.045 | 15 | 15 | 7 | 7.4989e-10 | 5spot_SharedNeighbor | Water | Porous | Wet | R245fa | MinimizeLCOE_Brownfield | IgnoreSilica | 2019 | 88.7339 | 9.7958 | 0.41346 | 4 | 15310.9288 | 20526.7361 | 312.134 | 418.4653 | 81.4416 | 0 | 78.1402 | 1482975.3718 | 46132.202 | 2176446.5608 | 2527183.5604 | 0 | 187465.8664 | 0 | 2503879.389 | 6514580.5539 | 4446335.0893 | 19884998.5937 | 961560.8286 | 4475407.202 | 4475407.202 | 1478867.319 | 2671883.9507 | 0 | 25321966.6242 | 33948125.0959 | 749894.2093 | 1.6538 | 15310.9288 | 20526.7361 | 312.134 | 418.4653
1 | 1500 | 707 | 0.045 | 15 | 15 | 7 | 1e-09 | 5spot_SharedNeighbor | Water | Porous | Wet | R245fa | MinimizeLCOE_Brownfield | IgnoreSilica | 2019 | 91.9787 | 10.1497 | 0.4334 | 4 | 14939.0848 | 19914.9085 | 304.5534 | 405.9923 | 81.4221 | 0 | 74.091 | 1520228.3794 | 47278.1502 | 2239169.0639 | 2618450.8435 | 0 | 181255.6889 | 0 | 2576489.0291 | 6703495.9432 | 4575273.7243 | 20461640.8227 | 961560.8286 | 4475407.202 | 4475407.202 | 1478867.319 | 2671883.9507 | 0 | 25898608.8532 | 34524767.3249 | 1000000 | 1.7336 | 14939.0848 | 19914.9085 | 304.5534 | 405.9923
1 | 1500 | 707 | 0.045 | 15 | 15 | 7 | 1.3335e-09 | 5spot_SharedNeighbor | Water | Porous | Wet | R245fa | MinimizeLCOE_Brownfield | IgnoreSilica | 2019 | 94.5339 | 10.4279 | 0.44934 | 4 | 14659.2257 | 19458.5437 | 298.8481 | 396.6887 | 81.4052 | 0 | 84.649 | 1549203.4981 | 48168.4557 | 2288157.1166 | 2690284.1613 | 0 | 175687.4933 | 0 | 2633085.2827 | 6850747.7856 | 4675776.1325 | 20911109.9258 | 961560.8286 | 4475407.202 | 4475407.202 | 1478867.319 | 2671883.9507 | 0 | 26348077.9563 | 34974236.428 | 1333521.4322 | 1.7974 | 14659.2257 | 19458.5437 | 298.8481 | 396.6887
1 | 1500 | 707 | 0.045 | 15 | 15 | 7 | 1.7783e-09 | 5spot_SharedNeighbor | Water | Porous | Wet | R245fa | MinimizeLCOE_Brownfield | IgnoreSilica | 2019 | 96.4876 | 10.6402 | 0.46177 | 4 | 14448.7973 | 19118.9213 | 294.5583 | 389.7651 | 81.3913 | 0 | 90.4078 | 1571148.5905 | 48842.1476 | 2325378.5194 | 2745185.9947 | 0 | 170788.1378 | 0 | 2675923.9221 | 6962205.1377 | 4751848.0655 | 21251320.5152 | 961560.8286 | 4475407.202 | 4475407.202 | 1478867.319 | 2671883.9507 | 0 | 26688288.5458 | 35314447.0174 | 1778279.41 | 1.8471 | 14448.7973 | 19118.9213 | 294.5583 | 389.7651
1 | 1500 | 707 | 0.045 | 15 | 15 | 7 | 2.3714e-09 | 5spot_SharedNeighbor | Water | Porous | Wet | R245fa | MinimizeLCOE_Brownfield | IgnoreSilica | 2019 | 97.9956 | 10.8039 | 0.47145 | 4 | 14290.6807 | 18864.9735 | 291.3349 | 384.588 | 81.3801 | 0 | 83.4382 | 1587966.0733 | 49358.065 | 2353972.6798 | 2787551.4772 | 0 | 166744.7872 | 0 | 2708781.3022 | 7047693.3009 | 4810195.4935 | 21512263.1792 | 961560.8286 | 4475407.202 | 4475407.202 | 1478867.319 | 2671883.9507 | 0 | 26949231.2097 | 35575389.6814 | 2371373.7057 | 1.8858 | 14290.6807 | 18864.9735 | 291.3349 | 384.588
1 | 1500 | 707 | 0.045 | 15 | 15 | 7 | 3.1623e-09 | 5spot_SharedNeighbor | Water | Porous | Wet | R245fa | MinimizeLCOE_Brownfield | IgnoreSilica | 2019 | 99.1601 | 10.9301 | 0.47894 | 4 | 14171.9293 | 18674.6844 | 288.9139 | 380.7087 | 81.3711 | 0 | 91.9424 | 1600880.1458 | 49754.0186 | 2375971.2857 | 2820256.5312 | 0 | 163517.2683 | 0 | 2734047.9073 | 7113431.8245 | 4855063.3867 | 21712922.3681 | 961560.8286 | 4475407.202 | 4475407.202 | 1478867.319 | 2671883.9507 | 0 | 27149890.3987 | 35776048.8703 | 3162277.6602 | 1.9158 | 14171.9293 | 18674.6844 | 288.9139 | 380.7087
1 | 1500 | 707 | 0.045 | 15 | 15 | 7 | 4.217e-09 | 5spot_SharedNeighbor | Water | Porous | Wet | R245fa | MinimizeLCOE_Brownfield | IgnoreSilica | 2019 | 100.0297 | 11.0244 | 0.48461 | 4 | 14082.7752 | 18532.7981 | 287.0964 | 377.8162 | 81.3642 | 0 | 82.1901 | 1610483.8206 | 50048.349 | 2392354.1038 | 2844675.7315 | 0 | 160892.6945 | 0 | 2752797.3328 | 7162213.9835 | 4888358.2125 | 21861824.2283 | 961560.8286 | 4475407.202 | 4475407.202 | 1478867.319 | 2671883.9507 | 0 | 27298792.2589 | 35924950.7305 | 4216965.0343 | 1.9385 | 14082.7752 | 18532.7981 | 287.0964 | 377.8162
1 | 1500 | 707 | 0.045 | 15 | 15 | 7 | 5.6234e-09 | 5spot_SharedNeighbor | Water | Porous | Wet | R245fa | MinimizeLCOE_Brownfield | IgnoreSilica | 2019 | 100.683 | 11.0951 | 0.48891 | 4 | 14015.86 | 18426.7429 | 285.7323 | 375.6541 | 81.3589 | 0 | 85.9732 | 1617675.5345 | 50268.6882 | 2404635.4532 | 2863016.8398 | 0 | 158816.9496 | 0 | 2766821.2515 | 7198701.3433 | 4913261.5853 | 21973197.6454 | 961560.8286 | 4475407.202 | 4475407.202 | 1478867.319 | 2671883.9507 | 0 | 27410165.676 | 36036324.1476 | 5623413.2519 | 1.9557 | 14015.86 | 18426.7429 | 285.7323 | 375.6541
1 | 1500 | 707 | 0.045 | 15 | 15 | 7 | 7.4989e-09 | 5spot_SharedNeighbor | Water | Porous | Wet | R245fa | MinimizeLCOE_Brownfield | IgnoreSilica | 2019 | 101.1823 | 11.1491 | 0.49219 | 4 | 13965.647 | 18347.1337 | 284.7086 | 374.0311 | 81.3548 | 0 | 82.3531 | 1623159.8581 | 50436.6759 | 2414008.6119 | 2877035.1648 | 0 | 157230.3037 | 0 | 2777529.5397 | 7226562.1125 | 4932277.1328 | 22058239.3995 | 961560.8286 | 4475407.202 | 4475407.202 | 1478867.319 | 2671883.9507 | 0 | 27495207.4301 | 36121365.9017 | 7498942.0933 | 1.9688 | 13965.647 | 18347.1337 | 284.7086 | 374.0311
1 | 1500 | 707 | 0.045 | 15 | 15 | 7 | 1e-08 | 5spot_SharedNeighbor | Water | Porous | Wet | R245fa | MinimizeLCOE_Brownfield | IgnoreSilica | 2019 | 101.5501 | 11.1889 | 0.49464 | 4 | 13927.9734 | 18287.756 | 283.9406 | 372.8206 | 81.3518 | 0 | 88.0365 | 1627192.6574 | 50560.18 | 2420905.1704 | 2887360.7884 | 0 | 155978.5866 | 0 | 2785378.9793 | 7246984.7443 | 4946215.9986 | 22120577.105 | 961560.8286 | 4475407.202 | 4475407.202 | 1478867.319 | 2671883.9507 | 0 | 27557545.1356 | 36183703.6072 | 10000000 | 1.9786 | 13927.9734 | 18287.756 | 283.9406 | 372.8206
1 | 1600 | 707 | 0.045 | 15 | 15 | 7 | 1e-13 | 5spot_SharedNeighbor | Water | Porous | Wet | R245fa | MinimizeLCOE_Brownfield | IgnoreSilica | 2019 | 0 | 0 | 0 | 0 |  |  |  |  | 15 |  | 9.7119 | [19 empty] | 100 | 0
1 | 1600 | 707 | 0.045 | 15 | 15 | 7 | 1.3335e-13 | 5spot_SharedNeighbor | Water | Porous | Wet | R245fa | MinimizeLCOE_Brownfield | IgnoreSilica | 2019 | 0 | 0 | 0 | 0 |  |  |  |  | 15 |  | 10.9561 | [19 empty] | 133.3521 | 0
1 | 1600 | 707 | 0.045 | 15 | 15 | 7 | 1.7783e-13 | 5spot_SharedNeighbor | Water | Porous | Wet | R245fa | MinimizeLCOE_Brownfield | IgnoreSilica | 2019 | 0 | 0 | 0 | 0 |  |  |  |  | 15 |  | 12.1394 | [19 empty] | 177.8279 | 0
1 | 1600 | 707 | 0.045 | 15 | 15 | 7 | 2.3714e-13 | 5spot_SharedNeighbor | Water | Porous | Wet | R245fa | MinimizeLCOE_Brownfield | IgnoreSilica | 2019 | 0 | 0 | 0 | 0 |  |  |  |  | 15 |  | 11.7734 | [19 empty] | 237.1374 | 0
1 | 1600 | 707 | 0.045 | 15 | 15 | 7 | 3.1623e-13 | 5spot_SharedNeighbor | Water | Porous | Wet | R245fa | MinimizeLCOE_Brownfield | IgnoreSilica | 2019 | 0 | 0 | 0 | 0 |  |  |  |  | 15 |  | 12.4588 | [19 empty] | 316.2278 | 0
1 | 1600 | 707 | 0.045 | 15 | 15 | 7 | 4.217e-13 | 5spot_SharedNeighbor | Water | Porous | Wet | R245fa | MinimizeLCOE_Brownfield | IgnoreSilica | 2019 | 0 | 0 | 0 | 0 |  |  |  |  | 15 |  | 12.2838 | [19 empty] | 421.6965 | 0
1 | 1600 | 707 | 0.045 | 15 | 15 | 7 | 5.6234e-13 | 5spot_SharedNeighbor | Water | Porous | Wet | R245fa | MinimizeLCOE_Brownfield | IgnoreSilica | 2019 | 0 | 0 | 0 | 0 |  |  |  |  | 15 |  | 12.9443 | [19 empty] | 562.3413 | 0
1 | 1600 | 707 | 0.045 | 15 | 15 | 7 | 7.4989e-13 | 5spot_SharedNeighbor | Water | Porous | Wet | R245fa | MinimizeLCOE_Brownfield | IgnoreSilica | 2019 | 0.5699 | 0.044907 | 0.00011803 | 4 | 12950692.3898 | 32093701.8459 | 264017.3815 | 654273.5221 | 68.1846 | 0 | 24.3201 | 30335.0511 | 829.9961 | 29630.2409 | 37649.873 | 0 | 25304.7975 | 0 | 48262.4839 | 125569.083 | 85703.4793 | 383285.0048 | 961560.8286 | 4769433.0752 | 4769433.0752 | 1478867.319 | 2789494.2999 | 0 | 6114278.9086 | 15152073.6028 | 749.8942 | 0.00047212 | 12950692.3898 | 32093701.8459 | 264017.3815 | 654273.5221
1 | 1600 | 707 | 0.045 | 15 | 15 | 7 | 1e-12 | 5spot_SharedNeighbor | Water | Porous | Wet | R245fa | MinimizeLCOE_Brownfield | IgnoreSilica | 2019 | 0.882 | 0.081049 | 0.00073966 | 4 | 2122819.033 | 5177517.1415 | 43276.5373 | 105550.69 | 73.7292 | 0 | 38.8427 | 48784.8927 | 1404.2505 | 47284.2207 | 47063.9171 | 0 | 32940.2951 | 0 | 69216.2547 | 180086.4965 | 122912.7342 | 549693.0615 | 961560.8286 | 4769433.0752 | 4769433.0752 | 1478867.319 | 2789494.2999 | 0 | 6280686.9653 | 15318481.6594 | 1000 | 0.0029587 | 2122819.033 | 5177517.1415 | 43276.5373 | 105550.69
1 | 1600 | 707 | 0.045 | 15 | 15 | 7 | 1.3335e-12 | 5spot_SharedNeighbor | Water | Porous | Wet | R245fa | MinimizeLCOE_Brownfield | IgnoreSilica | 2019 | 1.2041 | 0.1192 | 0.001697 | 4 | 947815.7359 | 2279273.1419 | 19322.5058 | 46466.0659 | 76.732 | 0 | 93.417 | 65743.7716 | 1943.3886 | 64216.128 | 56530.9416 | 0 | 38438.0378 | 0 | 88480.1843 | 230207.2899 | 157121.2056 | 702680.9474 | 961560.8286 | 4769433.0752 | 4769433.0752 | 1478867.319 | 2789494.2999 | 0 | 6433674.8512 | 15471469.5454 | 1333.5214 | 0.0067879 | 947815.7359 | 2279273.1419 | 19322.5058 | 46466.0659
1 | 1600 | 707 | 0.045 | 15 | 15 | 7 | 1.7783e-12 | 5spot_SharedNeighbor | Water | Porous | Wet | R245fa | MinimizeLCOE_Brownfield | IgnoreSilica | 2019 | 1.632 | 0.17053 | 0.0030735 | 4 | 538721.8446 | 1273851.5989 | 10982.5735 | 25969.1879 | 79.0185 | 0 | 135.4859 | 86156.0614 | 2599.1505 | 85354.3251 | 69105.2834 | 0 | 44825.1046 | 0 | 112335.5707 | 292274.1118 | 199483.087 | 892132.6944 | 961560.8286 | 4769433.0752 | 4769433.0752 | 1478867.319 | 2789494.2999 | 0 | 6623126.5983 | 15660921.2924 | 1778.2794 | 0.012294 | 538721.8446 | 1273851.5989 | 10982.5735 | 25969.1879
1 | 1600 | 707 | 0.045 | 15 | 15 | 7 | 2.3714e-12 | 5spot_SharedNeighbor | Water | Porous | Wet | R245fa | MinimizeLCOE_Brownfield | IgnoreSilica | 2019 | 2.2154 | 0.24106 | 0.0049931 | 4 | 343724.8215 | 796237.3014 | 7007.2954 | 16232.3744 | 80.788 | 0 | 189.9838 | 111339.6236 | 3412.8798 | 112421.7211 | 86261.9548 | 0 | 52708.1635 | 0 | 142796.2937 | 371526.6647 | 253574.5827 | 1134041.8839 | 961560.8286 | 4769433.0752 | 4769433.0752 | 1478867.319 | 2789494.2999 | 0 | 6865035.7877 | 15902830.4819 | 2371.3737 | 0.019972 | 343724.8215 | 796237.3014 | 7007.2954 | 16232.3744
1 | 1600 | 707 | 0.045 | 15 | 15 | 7 | 3.1623e-12 | 5spot_SharedNeighbor | Water | Porous | Wet | R245fa | MinimizeLCOE_Brownfield | IgnoreSilica | 2019 | 2.9056 | 0.32463 | 0.0075589 | 4 | 235789.8449 | 534703.3741 | 4806.8949 | 10900.6515 | 82.0005 | 0 | 43.9631 | 138327.6419 | 4286.3892 | 142509.1121 | 106282.8456 | 0 | 60034.5248 | 0 | 176061.8003 | 458076.6891 | 312646.7529 | 1398225.7558 | 961560.8286 | 4769433.0752 | 4769433.0752 | 1478867.319 | 2789494.2999 | 0 | 7129219.6596 | 16167014.3538 | 3162.2777 | 0.030235 | 235789.8449 | 534703.3741 | 4806.8949 | 10900.6515
1 | 1600 | 707 | 0.045 | 15 | 15 | 7 | 4.217e-12 | 5spot_SharedNeighbor | Water | Porous | Wet | R245fa | MinimizeLCOE_Brownfield | IgnoreSilica | 2019 | 3.8218 | 0.43587 | 0.011018 | 4 | 169292.0009 | 374362.0925 | 3451.2464 | 7631.8776 | 82.954 | 0 | 40.1417 | 171130.5195 | 5349.6284 | 180252.1661 | 132941.6402 | 0 | 68884.8489 | 0 | 217837.9332 | 566769.6176 | 386831.9099 | 1729998.2639 | 961560.8286 | 4769433.0752 | 4769433.0752 | 1478867.319 | 2789494.2999 | 0 | 7460992.1677 | 16498786.8619 | 4216.965 | 0.044072 | 169292.0009 | 374362.0925 | 3451.2464 | 7631.8776
1 | 1600 | 707 | 0.045 | 15 | 15 | 7 | 5.6234e-12 | 5spot_SharedNeighbor | Water | Porous | Wet | R245fa | MinimizeLCOE_Brownfield | IgnoreSilica | 2019 | 5.0392 | 0.58448 | 0.015715 | 4 | 125386.3407 | 269161.2182 | 2556.1702 | 5487.2155 | 83.6951 | 0 | 54.5321 | 211271.9387 | 6653.2997 | 227789.6985 | 169137.7189 | 0 | 79596.0727 | 0 | 270835.0041 | 704657.1247 | 480942.9669 | 2150883.8242 | 961560.8286 | 4769433.0752 | 4769433.0752 | 1478867.319 | 2789494.2999 | 0 | 7881877.728 | 16919672.4221 | 5623.4133 | 0.062861 | 125386.3407 | 269161.2182 | 2556.1702 | 5487.2155
1 | 1600 | 707 | 0.045 | 15 | 15 | 7 | 7.4989e-12 | 5spot_SharedNeighbor | Water | Porous | Wet | R245fa | MinimizeLCOE_Brownfield | IgnoreSilica | 2019 | 6.4741 | 0.75934 | 0.021781 | 4 | 95797.6703 | 199532.0172 | 1952.9651 | 4067.7301 | 84.2035 | 0 | 53.1678 | 254599.9125 | 8058.3928 | 280728.4078 | 211502.7679 | 0 | 89511.0067 | 0 | 329316.1902 | 856813.1748 | 584792.5975 | 2615322.4501 | 961560.8286 | 4769433.0752 | 4769433.0752 | 1478867.319 | 2789494.2999 | 0 | 8346316.354 | 17384111.0481 | 7498.9421 | 0.087124 | 95797.6703 | 199532.0172 | 1952.9651 | 4067.7301
1 | 1600 | 707 | 0.045 | 15 | 15 | 7 | 1e-11 | 5spot_SharedNeighbor | Water | Porous | Wet | R245fa | MinimizeLCOE_Brownfield | IgnoreSilica | 2019 | 8.1844 | 0.96632 | 0.029421 | 4 | 75339.874 | 152137.202 | 1535.9052 | 3101.5226 | 84.5216 | 0 | 65.8454 | 301905.8567 | 9586.7165 | 340350.54 | 261467.7874 | 0 | 98967.267 | 0 | 394788.4854 | 1027158.6567 | 701056.8892 | 3135282.1988 | 961560.8286 | 4769433.0752 | 4769433.0752 | 1478867.319 | 2789494.2999 | 0 | 8866276.1026 | 17904070.7968 | 10000 | 0.11768 | 75339.874 | 152137.202 | 1535.9052 | 3101.5226
1 | 1600 | 707 | 0.045 | 15 | 15 | 7 | 1.3335e-11 | 5spot_SharedNeighbor | Water | Porous | Wet | R245fa | MinimizeLCOE_Brownfield | IgnoreSilica | 2019 | 10.382 | 1.236 | 0.039868 | 4 | 59651.1729 | 116324.3607 | 1216.0698 | 2371.4294 | 84.9205 | 0 | 34.9655 | 359606.6963 | 11459.5921 | 414289.5302 | 325931.1212 | 0 | 109700.0859 | 0 | 476184.94 | 1238935.535 | 845598.9602 | 3781706.4609 | 961560.8286 | 4769433.0752 | 4769433.0752 | 1478867.319 | 2789494.2999 | 0 | 9512700.3648 | 18550495.0589 | 13335.2143 | 0.15947 | 59651.1729 | 116324.3607 | 1216.0698 | 2371.4294
1 | 1600 | 707 | 0.045 | 15 | 15 | 7 | 1.7783e-11 | 5spot_SharedNeighbor | Water | Porous | Wet | R245fa | MinimizeLCOE_Brownfield | IgnoreSilica | 2019 | 13.8607 | 1.6602 | 0.054175 | 4 | 48454.5985 | 90160.8054 | 987.8125 | 1838.05 | 85.2147 | 0 | 43.5325 | 442917.0703 | 14153.4636 | 524477.9542 | 427860.7738 | 0 | 130402.3046 | 0 | 600526.5109 | 1562446.7965 | 1066402.0437 | 4769186.9175 | 961560.8286 | 4769433.0752 | 4769433.0752 | 1478867.319 | 2789494.2999 | 0 | 10500180.8213 | 19537975.5155 | 17782.7941 | 0.2167 | 48454.5985 | 90160.8054 | 987.8125 | 1838.05
1 | 1600 | 707 | 0.045 | 15 | 15 | 7 | 2.3714e-11 | 5spot_SharedNeighbor | Water | Porous | Wet | R245fa | MinimizeLCOE_Brownfield | IgnoreSilica | 2019 | 17.5756 | 2.1133 | 0.071655 | 4 | 40098.5269 | 71630.6696 | 817.4627 | 1460.2881 | 85.4014 | 0 | 53.0938 | 525080.0913 | 16806.7852 | 636069.1656 | 536734.4336 | 0 | 145703.5019 | 0 | 725553.6513 | 1887741.7692 | 1288422.5467 | 5762111.945 | 961560.8286 | 4769433.0752 | 4769433.0752 | 1478867.319 | 2789494.2999 | 0 | 11493105.8488 | 20530900.5429 | 23713.7371 | 0.28662 | 40098.5269 | 71630.6696 | 817.4627 | 1460.2881
1 | 1600 | 707 | 0.045 | 15 | 15 | 7 | 3.1623e-11 | 5spot_SharedNeighbor | Water | Porous | Wet | R245fa | MinimizeLCOE_Brownfield | IgnoreSilica | 2019 | 22.1239 | 2.6682 | 0.093822 | 4 | 33731.0978 | 57813.3294 | 687.6541 | 1178.6029 | 85.5454 | 0 | 51.8142 | 618829.2487 | 19830.2411 | 766393.73 | 670042.2334 | 0 | 161696.966 | 0 | 872349.0435 | 2269673.2677 | 1549098.6423 | 6927913.3725 | 961560.8286 | 4769433.0752 | 4769433.0752 | 1478867.319 | 2789494.2999 | 0 | 12658907.2763 | 21696701.9705 | 31622.7766 | 0.37529 | 33731.0978 | 57813.3294 | 687.6541 | 1178.6029
1 | 1600 | 707 | 0.045 | 15 | 15 | 7 | 4.217e-11 | 5spot_SharedNeighbor | Water | Porous | Wet | R245fa | MinimizeLCOE_Brownfield | IgnoreSilica | 2019 | 27.6191 | 3.3386 | 0.12153 | 4 | 28824.7967 | 47415.7975 | 587.6325 | 966.6352 | 85.657 | 0 | 57.3379 | 724681.3916 | 23239.2272 | 916834.5615 | 831102.8165 | 0 | 178072.0024 | 0 | 1042832.6997 | 2713236.7702 | 1851839.8471 | 8281839.3161 | 961560.8286 | 4769433.0752 | 4769433.0752 | 1478867.319 | 2789494.2999 | 0 | 14012833.2199 | 23050627.914 | 42169.6503 | 0.48614 | 28824.7967 | 47415.7975 | 587.6325 | 966.6352
1 | 1600 | 707 | 0.045 | 15 | 15 | 7 | 5.6234e-11 | 5spot_SharedNeighbor | Water | Porous | Wet | R245fa | MinimizeLCOE_Brownfield | IgnoreSilica | 2019 | 34.1159 | 4.1312 | 0.15548 | 4 | 25012.1152 | 39544.636 | 509.9058 | 806.1709 | 85.7435 | 0 | 69.6262 | 842021.1848 | 27012.656 | 1087121.1729 | 1021527.3124 | 0 | 194184.1806 | 0 | 1237027.9376 | 3218492.9443 | 2196687.5679 | 9824074.9563 | 961560.8286 | 4769433.0752 | 4769433.0752 | 1478867.319 | 2789494.2999 | 0 | 15555068.8602 | 24592863.5543 | 56234.1325 | 0.6219 | 25012.1152 | 39544.636 | 509.9058 | 806.1709
1 | 1600 | 707 | 0.045 | 15 | 15 | 7 | 7.4989e-11 | 5spot_SharedNeighbor | Water | Porous | Wet | R245fa | MinimizeLCOE_Brownfield | IgnoreSilica | 2019 | 41.5749 | 5.0413 | 0.1959 | 4 | 22033.5147 | 33567.4668 | 449.183 | 684.3182 | 85.8096 | 0 | 70.5171 | 968819.8277 | 31084.0788 | 1274759.3374 | 1240157.1087 | 0 | 209145.4829 | 0 | 1452346.6758 | 3778708.1332 | 2579045.9456 | 11534066.5902 | 961560.8286 | 4769433.0752 | 4769433.0752 | 1478867.319 | 2789494.2999 | 0 | 17265060.494 | 26302855.1881 | 74989.4209 | 0.78358 | 22033.5147 | 33567.4668 | 449.183 | 684.3182
1 | 1600 | 707 | 0.045 | 15 | 15 | 7 | 1e-10 | 5spot_SharedNeighbor | Water | Porous | Wet | R245fa | MinimizeLCOE_Brownfield | IgnoreSilica | 2019 | 49.7649 | 6.0403 | 0.24211 | 4 | 19703.7931 | 29036.1321 | 401.6885 | 591.9408 | 85.8568 | 0 | 71.6232 | 1100437.1338 | 35303.2547 | 1473069.9882 | 1480188.6163 | 0 | 221566.4878 | 0 | 1681120.5375 | 4373930.7934 | 2985297.6418 | 13350914.4535 | 961560.8286 | 4769433.0752 | 4769433.0752 | 1478867.319 | 2789494.2999 | 0 | 19081908.3573 | 28119703.0515 | 100000 | 0.96844 | 19703.7931 | 29036.1321 | 401.6885 | 591.9408
1 | 1600 | 707 | 0.045 | 15 | 15 | 7 | 1.3335e-10 | 5spot_SharedNeighbor | Water | Porous | Wet | R245fa | MinimizeLCOE_Brownfield | IgnoreSilica | 2019 | 58.2787 | 7.0776 | 0.29228 | 4 | 17887.6388 | 25618.0196 | 364.6637 | 522.258 | 85.8838 | 0 | 60.8749 | 1230408.0008 | 39461.6634 | 1672154.9734 | 1729616.098 | 0 | 230096.2078 | 0 | 1911677.4079 | 4973792.4764 | 3394715.5664 | 15181922.3941 | 961560.8286 | 4769433.0752 | 4769433.0752 | 1478867.319 | 2789494.2999 | 0 | 20912916.2979 | 29950710.992 | 133352.1432 | 1.1691 | 17887.6388 | 25618.0196 | 364.6637 | 522.258
1 | 1600 | 707 | 0.045 | 15 | 15 | 7 | 1.7783e-10 | 5spot_SharedNeighbor | Water | Porous | Wet | R245fa | MinimizeLCOE_Brownfield | IgnoreSilica | 2019 | 66.6003 | 8.0893 | 0.34359 | 4 | 16480.9745 | 23056.9071 | 335.987 | 470.0462 | 85.8901 | 0 | 64.8403 | 1351724.8535 | 43334.4699 | 1860768.3182 | 1973232.1623 | 0 | 233856.8944 | 0 | 2130537.5124 | 5543221.574 | 3783362.626 | 16920038.4109 | 961560.8286 | 4769433.0752 | 4769433.0752 | 1478867.319 | 2789494.2999 | 0 | 22651032.3147 | 31688827.0089 | 177827.941 | 1.3744 | 16480.9745 | 23056.9071 | 335.987 | 470.0462
1 | 1600 | 707 | 0.045 | 15 | 15 | 7 | 2.3714e-10 | 5spot_SharedNeighbor | Water | Porous | Wet | R245fa | MinimizeLCOE_Brownfield | IgnoreSilica | 2019 | 74.2808 | 9.0201 | 0.39308 | 4 | 15399.4329 | 21147.5622 | 313.9383 | 431.1217 | 85.8789 | 0 | 78.2852 | 1459277.1186 | 46759.3599 | 2030188.8425 | 2197847.1651 | 0 | 233008.7197 | 0 | 2327161.6703 | 6054797.2995 | 4132523.5706 | 18481563.7462 | 961560.8286 | 4769433.0752 | 4769433.0752 | 1478867.319 | 2789494.2999 | 0 | 24212557.65 | 33250352.3442 | 237137.3706 | 1.5723 | 15399.4329 | 21147.5622 | 313.9383 | 431.1217
1 | 1600 | 707 | 0.045 | 15 | 15 | 7 | 3.1623e-10 | 5spot_SharedNeighbor | Water | Porous | Wet | R245fa | MinimizeLCOE_Brownfield | IgnoreSilica | 2019 | 80.4635 | 9.7667 | 0.43707 | 4 | 14543.2665 | 19712.749 | 296.4842 | 401.8711 | 85.8584 | 0 | 74.4979 | 1543050.5229 | 49420.5914 | 2163587.4399 | 2378447.4818 | 0 | 224342.5116 | 0 | 2479950.9336 | 6452323.6212 | 4403843.4535 | 19694966.5559 | 961560.8286 | 4769433.0752 | 4769433.0752 | 1478867.319 | 2789494.2999 | 0 | 25425960.4597 | 34463755.1539 | 316227.766 | 1.7483 | 14543.2665 | 19712.749 | 296.4842 | 401.8711
1 | 1600 | 707 | 0.045 | 15 | 15 | 7 | 4.217e-10 | 5spot_SharedNeighbor | Water | Porous | Wet | R245fa | MinimizeLCOE_Brownfield | IgnoreSilica | 2019 | 86.7823 | 10.527 | 0.47811 | 4 | 13945.4039 | 18671.1656 | 284.2959 | 380.637 | 85.8272 | 0 | 93.7371 | 1626268.6886 | 52057.8917 | 2297355.5389 | 2562795.5379 | 0 | 222004.6784 | 0 | 2636588.1109 | 6859861.426 | 4681996.3793 | 20938928.2519 | 961560.8286 | 4769433.0752 | 4769433.0752 | 1478867.319 | 2789494.2999 | 0 | 26669922.1557 | 35707716.8498 | 421696.5034 | 1.9125 | 13945.4039 | 18671.1656 | 284.2959 | 380.637
1 | 1600 | 707 | 0.045 | 15 | 15 | 7 | 5.6234e-10 | 5spot_SharedNeighbor | Water | Porous | Wet | R245fa | MinimizeLCOE_Brownfield | IgnoreSilica | 2019 | 91.477 | 11.0897 | 0.51161 | 4 | 13469.9945 | 17886.3497 | 274.6041 | 364.6374 | 85.7977 | 0 | 90.1746 | 1686612.5768 | 53965.98 | 2395144.9139 | 2699593.9671 | 0 | 214317.5331 | 0 | 2749357.6386 | 7153264.605 | 4882250.0778 | 21834507.2922 | 961560.8286 | 4769433.0752 | 4769433.0752 | 1478867.319 | 2789494.2999 | 0 | 27565501.1961 | 36603295.8902 | 562341.3252 | 2.0464 | 13469.9945 | 17886.3497 | 274.6041 | 364.6374
1 | 1600 | 707 | 0.045 | 15 | 15 | 7 | 7.4989e-10 | 5spot_SharedNeighbor | Water | Porous | Wet | R245fa | MinimizeLCOE_Brownfield | IgnoreSilica | 2019 | 95.2501 | 11.5406 | 0.53914 | 4 | 13110.9646 | 17301.8195 | 267.2847 | 352.721 | 85.7702 | 0 | 90.5654 | 1734233.258 | 55469.0235 | 2472790.5965 | 2809427.044 | 0 | 206617.6942 | 0 | 2838629.6703 | 7385532.1192 | 5040777.4288 | 22543476.8345 | 961560.8286 | 4769433.0752 | 4769433.0752 | 1478867.319 | 2789494.2999 | 0 | 28274470.7383 | 37312265.4325 | 749894.2093 | 2.1566 | 13110.9646 | 17301.8195 | 267.2847 | 352.721
1 | 1600 | 707 | 0.045 | 15 | 15 | 7 | 1e-09 | 5spot_SharedNeighbor | Water | Porous | Wet | R245fa | MinimizeLCOE_Brownfield | IgnoreSilica | 2019 | 98.2346 | 11.8963 | 0.56129 | 4 | 12840.3199 | 16865.8065 | 261.7673 | 343.8323 | 85.7461 | 0 | 79.3249 | 1771362.6644 | 56639.1718 | 2533623.9716 | 2896225.8879 | 0 | 199518.1476 | 0 | 2908374.2389 | 7566993.18 | 5164628.3315 | 23097365.5936 | 961560.8286 | 4769433.0752 | 4769433.0752 | 1478867.319 | 2789494.2999 | 0 | 28828359.4974 | 37866154.1915 | 1000000 | 2.2451 | 12840.3199 | 16865.8065 | 261.7673 | 343.8323
1 | 1600 | 707 | 0.045 | 15 | 15 | 7 | 1.3335e-09 | 5spot_SharedNeighbor | Water | Porous | Wet | R245fa | MinimizeLCOE_Brownfield | IgnoreSilica | 2019 | 100.5413 | 12.1706 | 0.57871 | 4 | 12636.5663 | 16540.8382 | 257.6135 | 337.2074 | 85.7261 | 0 | 90.3957 | 1799743.2359 | 57532.5156 | 2580298.3809 | 2963266.4767 | 0 | 193220.2975 | 0 | 2961683.7536 | 7705693.6019 | 5259294.2195 | 23520732.4815 | 961560.8286 | 4769433.0752 | 4769433.0752 | 1478867.319 | 2789494.2999 | 0 | 29251726.3853 | 38289521.0795 | 1333521.4322 | 2.3148 | 12636.5663 | 16540.8382 | 257.6135 | 337.2074
1 | 1600 | 707 | 0.045 | 15 | 15 | 7 | 1.7783e-09 | 5spot_SharedNeighbor | Water | Porous | Wet | R245fa | MinimizeLCOE_Brownfield | IgnoreSilica | 2019 | 102.307 | 12.3803 | 0.59225 | 4 | 12483.3156 | 16298.3555 | 254.4893 | 332.264 | 85.71 | 0 | 94.6031 | 1821284.96 | 58209.947 | 2615827.8828 | 3014557.3094 | 0 | 187864.2293 | 0 | 3002120.2881 | 7810901.1701 | 5331100.5466 | 23841866.3334 | 961560.8286 | 4769433.0752 | 4769433.0752 | 1478867.319 | 2789494.2999 | 0 | 29572860.2372 | 38610654.9313 | 1778279.41 | 2.369 | 12483.3156 | 16298.3555 | 254.4893 | 332.264
1 | 1600 | 707 | 0.045 | 15 | 15 | 7 | 2.3714e-09 | 5spot_SharedNeighbor | Water | Porous | Wet | R245fa | MinimizeLCOE_Brownfield | IgnoreSilica | 2019 | 103.6714 | 12.542 | 0.60275 | 4 | 12368.1305 | 16116.6885 | 252.1411 | 328.5605 | 85.6971 | 0 | 81.9137 | 1837821.6456 | 58729.5976 | 2643162.6149 | 3054169.8384 | 0 | 183535.4035 | 0 | 3033193.449 | 7891747.1609 | 5386279.5965 | 24088639.3064 | 961560.8286 | 4769433.0752 | 4769433.0752 | 1478867.319 | 2789494.2999 | 0 | 29819633.2103 | 38857427.9044 | 2371373.7057 | 2.411 | 12368.1305 | 16116.6885 | 252.1411 | 328.5605
1 | 1600 | 707 | 0.045 | 15 | 15 | 7 | 3.1623e-09 | 5spot_SharedNeighbor | Water | Porous | Wet | R245fa | MinimizeLCOE_Brownfield | IgnoreSilica | 2019 | 104.6971 | 12.6635 | 0.61075 | 4 | 12281.6022 | 15981.0742 | 250.3771 | 325.7958 | 85.6871 | 0 | 90.7432 | 1850193.0658 | 59118.1359 | 2663646.6585 | 3083941.0937 | 0 | 180014.5727 | 0 | 3056396.2753 | 7952116.1554 | 5427482.6757 | 24272908.6329 | 961560.8286 | 4769433.0752 | 4769433.0752 | 1478867.319 | 2789494.2999 | 0 | 30003902.5367 | 39041697.2309 | 3162277.6602 | 2.443 | 12281.6022 | 15981.0742 | 250.3771 | 325.7958
1 | 1600 | 707 | 0.045 | 15 | 15 | 7 | 4.217e-09 | 5spot_SharedNeighbor | Water | Porous | Wet | R245fa | MinimizeLCOE_Brownfield | IgnoreSilica | 2019 | 105.4741 | 12.7555 | 0.61684 | 4 | 12216.6276 | 15879.5587 | 249.0525 | 323.7263 | 85.6794 | 0 | 83.726 | 1859529.9386 | 59411.2431 | 2679125.7993 | 3106487.4295 | 0 | 177237.2925 | 0 | 3073898.7642 | 7997654.0411 | 5458563.2184 | 24411907.7268 | 961560.8286 | 4769433.0752 | 4769433.0752 | 1478867.319 | 2789494.2999 | 0 | 30142901.6306 | 39180696.3248 | 4216965.0343 | 2.4674 | 12216.6276 | 15879.5587 | 249.0525 | 323.7263
1 | 1600 | 707 | 0.045 | 15 | 15 | 7 | 5.6234e-09 | 5spot_SharedNeighbor | Water | Porous | Wet | R245fa | MinimizeLCOE_Brownfield | IgnoreSilica | 2019 | 106.066 | 12.8255 | 0.62149 | 4 | 12167.8532 | 15803.4157 | 248.0581 | 322.174 | 85.6735 | 0 | 88.7562 | 1866623.2593 | 59633.8457 | 2690896.7459 | 3123660.8573 | 0 | 175093.2441 | 0 | 3087204.1014 | 8032271.7991 | 5482190.5496 | 24517574.4024 | 961560.8286 | 4769433.0752 | 4769433.0752 | 1478867.319 | 2789494.2999 | 0 | 30248568.3062 | 39286363.0003 | 5623413.2519 | 2.4859 | 12167.8532 | 15803.4157 | 248.0581 | 322.174
1 | 1600 | 707 | 0.045 | 15 | 15 | 7 | 7.4989e-09 | 5spot_SharedNeighbor | Water | Porous | Wet | R245fa | MinimizeLCOE_Brownfield | IgnoreSilica | 2019 | 106.5265 | 12.8799 | 0.62506 | 4 | 12131.2488 | 15746.0369 | 247.3119 | 321.0043 | 85.6688 | 0 | 94.0952 | 1872128.899 | 59806.5794 | 2700039.749 | 3137017.0621 | 0 | 173494.2251 | 0 | 3097569.7407 | 8059241.0664 | 5500597.6286 | 24599894.9503 | 961560.8286 | 4769433.0752 | 4769433.0752 | 1478867.319 | 2789494.2999 | 0 | 30330888.8541 | 39368683.5483 | 7498942.0933 | 2.5002 | 12131.2488 | 15746.0369 | 247.3119 | 321.0043
1 | 1600 | 707 | 0.045 | 15 | 15 | 7 | 1e-08 | 5spot_SharedNeighbor | Water | Porous | Wet | R245fa | MinimizeLCOE_Brownfield | IgnoreSilica | 2019 | 106.8554 | 12.9188 | 0.62768 | 4 | 12103.7829 | 15703.4697 | 246.752 | 320.1365 | 85.6655 | 0 | 106.1173 | 1876055.734 | 59929.7557 | 2706564.5101 | 3146557.5541 | 0 | 172197.0154 | 0 | 3104908.782 | 8078335.7465 | 5513630.1402 | 24658179.2381 | 961560.8286 | 4769433.0752 | 4769433.0752 | 1478867.319 | 2789494.2999 | 0 | 30389173.1419 | 39426967.8361 | 10000000 | 2.5107 | 12103.7829 | 15703.4697 | 246.752 | 320.1365
1 | 1700 | 707 | 0.045 | 15 | 15 | 7 | 1e-13 | 5spot_SharedNeighbor | Water | Porous | Wet | R245fa | MinimizeLCOE_Brownfield | IgnoreSilica | 2019 | 0 | 0 | 0 | 0 |  |  |  |  | 15 |  | 11.0371 | [19 empty] | 100 | 0
1 | 1700 | 707 | 0.045 | 15 | 15 | 7 | 1.3335e-13 | 5spot_SharedNeighbor | Water | Porous | Wet | R245fa | MinimizeLCOE_Brownfield | IgnoreSilica | 2019 | 0 | 0 | 0 | 0 |  |  |  |  | 15 |  | 15.3962 | [19 empty] | 133.3521 | 0
1 | 1700 | 707 | 0.045 | 15 | 15 | 7 | 1.7783e-13 | 5spot_SharedNeighbor | Water | Porous | Wet | R245fa | MinimizeLCOE_Brownfield | IgnoreSilica | 2019 | 0 | 0 | 0 | 0 |  |  |  |  | 15 |  | 15.3575 | [19 empty] | 177.8279 | 0
1 | 1700 | 707 | 0.045 | 15 | 15 | 7 | 2.3714e-13 | 5spot_SharedNeighbor | Water | Porous | Wet | R245fa | MinimizeLCOE_Brownfield | IgnoreSilica | 2019 | 0 | 0 | 0 | 0 |  |  |  |  | 15 |  | 14.9058 | [19 empty] | 237.1374 | 0
1 | 1700 | 707 | 0.045 | 15 | 15 | 7 | 3.1623e-13 | 5spot_SharedNeighbor | Water | Porous | Wet | R245fa | MinimizeLCOE_Brownfield | IgnoreSilica | 2019 | 0 | 0 | 0 | 0 |  |  |  |  | 15 |  | 13.1098 | [19 empty] | 316.2278 | 0
1 | 1700 | 707 | 0.045 | 15 | 15 | 7 | 4.217e-13 | 5spot_SharedNeighbor | Water | Porous | Wet | R245fa | MinimizeLCOE_Brownfield | IgnoreSilica | 2019 | 0 | 0 | 0 | 0 |  |  |  |  | 15 |  | 12.3094 | [19 empty] | 421.6965 | 0
1 | 1700 | 707 | 0.045 | 15 | 15 | 7 | 5.6234e-13 | 5spot_SharedNeighbor | Water | Porous | Wet | R245fa | MinimizeLCOE_Brownfield | IgnoreSilica | 2019 | 0 | 0 | 0 | 0 |  |  |  |  | 15 |  | 12.728 | [19 empty] | 562.3413 | 0
1 | 1700 | 707 | 0.045 | 15 | 15 | 7 | 7.4989e-13 | 5spot_SharedNeighbor | Water | Porous | Wet | R245fa | MinimizeLCOE_Brownfield | IgnoreSilica | 2019 | 0.77197 | 0.073279 | 0.00059212 | 4 | 2766374.5881 | 6759489.8871 | 56396.2878 | 137801.3442 | 74.973 | 0 | 37.1688 | 46203.7527 | 1340.0618 | 43573.815 | 44581.316 | 0 | 32591.3705 | 0 | 65633.2233 | 170764.1837 | 116550.0642 | 521237.7872 | 961560.8286 | 5069319.0393 | 5069319.0393 | 1478867.319 | 2909448.6856 | 0 | 6552117.6552 | 16009752.6991 | 749.8942 | 0.0023685 | 2766374.5881 | 6759489.8871 | 56396.2878 | 137801.3442
1 | 1700 | 707 | 0.045 | 15 | 15 | 7 | 1e-12 | 5spot_SharedNeighbor | Water | Porous | Wet | R245fa | MinimizeLCOE_Brownfield | IgnoreSilica | 2019 | 1.0874 | 0.11356 | 0.0015854 | 4 | 1059436.4226 | 2550793.4409 | 21598.0445 | 52001.3745 | 78.9898 | 0 | 82.2888 | 65121.9203 | 1954.3677 | 61653.6661 | 54074.6664 | 0 | 39222.5278 | 0 | 86590.5878 | 225290.9474 | 153765.7008 | 687674.3843 | 961560.8286 | 5069319.0393 | 5069319.0393 | 1478867.319 | 2909448.6856 | 0 | 6718554.2522 | 16176189.2961 | 1000 | 0.0063416 | 1059436.4226 | 2550793.4409 | 21598.0445 | 52001.3745
1 | 1700 | 707 | 0.045 | 15 | 15 | 7 | 1.3335e-12 | 5spot_SharedNeighbor | Water | Porous | Wet | R245fa | MinimizeLCOE_Brownfield | IgnoreSilica | 2019 | 1.4958 | 0.1667 | 0.0030516 | 4 | 566752.8801 | 1341572.8305 | 11554.0241 | 27349.7768 | 81.8824 | 0 | 123.0548 | 87246.8917 | 2683.2955 | 83622.542 | 66371.2239 | 0 | 46471.5317 | 0 | 111694.2391 | 290605.4984 | 198344.224 | 887039.4462 | 961560.8286 | 5069319.0393 | 5069319.0393 | 1478867.319 | 2909448.6856 | 0 | 6917919.3141 | 16375554.358 | 1333.5214 | 0.012206 | 566752.8801 | 1341572.8305 | 11554.0241 | 27349.7768
1 | 1700 | 707 | 0.045 | 15 | 15 | 7 | 1.7783e-12 | 5spot_SharedNeighbor | Water | Porous | Wet | R245fa | MinimizeLCOE_Brownfield | IgnoreSilica | 2019 | 2.0404 | 0.23853 | 0.0051448 | 4 | 348269.8402 | 807840.7864 | 7099.9518 | 16468.9271 | 84.0471 | 0 | 176.8575 | 114036.3875 | 3574.1317 | 111180.7186 | 83090.915 | 0 | 54978.201 | 0 | 143075.5379 | 372253.2009 | 254070.4587 | 1136259.5512 | 961560.8286 | 5069319.0393 | 5069319.0393 | 1478867.319 | 2909448.6856 | 0 | 7167139.4191 | 16624774.463 | 1778.2794 | 0.020579 | 348269.8402 | 807840.7864 | 7099.9518 | 16468.9271
1 | 1700 | 707 | 0.045 | 15 | 15 | 7 | 2.3714e-12 | 5spot_SharedNeighbor | Water | Porous | Wet | R245fa | MinimizeLCOE_Brownfield | IgnoreSilica | 2019 | 2.7157 | 0.32776 | 0.0079632 | 4 | 233950.1751 | 530866.1308 | 4769.3908 | 10822.4241 | 85.5807 | 0 | 45.1029 | 143975.7634 | 4571.9768 | 143189.8326 | 103388.8781 | 0 | 63703.3624 | 0 | 178943.6272 | 465574.6116 | 317764.239 | 1421112.2911 | 961560.8286 | 5069319.0393 | 5069319.0393 | 1478867.319 | 2909448.6856 | 0 | 7451992.159 | 16909627.2029 | 2371.3737 | 0.031853 | 233950.1751 | 530866.1308 | 4769.3908 | 10822.4241
1 | 1700 | 707 | 0.045 | 15 | 15 | 7 | 3.1623e-12 | 5spot_SharedNeighbor | Water | Porous | Wet | R245fa | MinimizeLCOE_Brownfield | IgnoreSilica | 2019 | 3.5855 | 0.44324 | 0.011788 | 4 | 165369.5957 | 365943.2674 | 3371.2829 | 7460.2485 | 86.7339 | 0 | 35.2799 | 179253.1266 | 5750.5937 | 182128.5635 | 129807.8018 | 0 | 73494.337 | 0 | 222469.4248 | 578819.8085 | 395056.4129 | 1766780.0686 | 961560.8286 | 5069319.0393 | 5069319.0393 | 1478867.319 | 2909448.6856 | 0 | 7797659.9366 | 17255294.9805 | 3162.2777 | 0.047153 | 165369.5957 | 365943.2674 | 3371.2829 | 7460.2485
1 | 1700 | 707 | 0.045 | 15 | 15 | 7 | 4.217e-12 | 5spot_SharedNeighbor | Water | Porous | Wet | R245fa | MinimizeLCOE_Brownfield | IgnoreSilica | 2019 | 4.6862 | 0.58966 | 0.016887 | 4 | 121533.1938 | 261545.5392 | 2477.6185 | 5331.9596 | 87.5949 | 0 | 47.2126 | 220136.0206 | 7117.0448 | 228693.2278 | 163287.0474 | 0 | 84136.4874 | 0 | 274314.2329 | 713709.3645 | 487121.3065 | 2178514.732 | 961560.8286 | 5069319.0393 | 5069319.0393 | 1478867.319 | 2909448.6856 | 0 | 8209394.6 | 17667029.6439 | 4216.965 | 0.067549 | 121533.1938 | 261545.5392 | 2477.6185 | 5331.9596
1 | 1700 | 707 | 0.045 | 15 | 15 | 7 | 5.6234e-12 | 5spot_SharedNeighbor | Water | Porous | Wet | R245fa | MinimizeLCOE_Brownfield | IgnoreSilica | 2019 | 6.0797 | 0.77511 | 0.023613 | 4 | 92129.7974 | 192263.1511 | 1878.1905 | 3919.5444 | 88.2375 | 0 | 63.5319 | 267658.8372 | 8704.3598 | 284473.0921 | 205681.0144 | 0 | 95800.2352 | 0 | 336303.8401 | 874993.6066 | 597201.1158 | 2670816.1014 | 961560.8286 | 5069319.0393 | 5069319.0393 | 1478867.319 | 2909448.6856 | 0 | 8701695.9693 | 18159331.0132 | 5623.4133 | 0.09445 | 92129.7974 | 192263.1511 | 1878.1905 | 3919.5444
1 | 1700 | 707 | 0.045 | 15 | 15 | 7 | 7.4989e-12 | 5spot_SharedNeighbor | Water | Porous | Wet | R245fa | MinimizeLCOE_Brownfield | IgnoreSilica | 2019 | 7.7265 | 0.9935 | 0.032192 | 4 | 71825.64 | 145273.3552 | 1464.2628 | 2961.5938 | 88.656 | 0 | 46.6285 | 319248.9322 | 10423.32 | 346848.1757 | 255750.0232 | 0 | 106677.5923 | 0 | 405189.7369 | 1054220.5796 | 719527.2076 | 3217885.5674 | 961560.8286 | 5069319.0393 | 5069319.0393 | 1478867.319 | 2909448.6856 | 0 | 9248765.4353 | 18706400.4792 | 7498.9421 | 0.12877 | 71825.64 | 145273.3552 | 1464.2628 | 2961.5938
1 | 1700 | 707 | 0.045 | 15 | 15 | 7 | 1e-11 | 5spot_SharedNeighbor | Water | Porous | Wet | R245fa | MinimizeLCOE_Brownfield | IgnoreSilica | 2019 | 10.1406 | 1.3167 | 0.044192 | 4 | 56729.2387 | 110232.1526 | 1156.5023 | 2247.2315 | 89.1398 | 0 | 57.1465 | 390072.5715 | 12790.0271 | 434349.714 | 329466.0388 | 0 | 123841.7686 | 0 | 503302.8468 | 1309490.7657 | 893754.355 | 3997068.0875 | 961560.8286 | 5069319.0393 | 5069319.0393 | 1478867.319 | 2909448.6856 | 0 | 10027947.9554 | 19485582.9993 | 10000 | 0.17677 | 56729.2387 | 110232.1526 | 1156.5023 | 2247.2315
1 | 1700 | 707 | 0.045 | 15 | 15 | 7 | 1.3335e-11 | 5spot_SharedNeighbor | Water | Porous | Wet | R245fa | MinimizeLCOE_Brownfield | IgnoreSilica | 2019 | 12.9593 | 1.6927 | 0.059286 | 4 | 45897.1223 | 85778.4932 | 935.6749 | 1748.7106 | 89.4334 | 0 | 40.8306 | 465936.6636 | 15317.3603 | 530882.4418 | 415377.4392 | 0 | 139472.9225 | 0 | 611124.8627 | 1590021.5337 | 1085222.3684 | 4853355.5922 | 961560.8286 | 5069319.0393 | 5069319.0393 | 1478867.319 | 2909448.6856 | 0 | 10884235.4601 | 20341870.504 | 13335.2143 | 0.23714 | 45897.1223 | 85778.4932 | 935.6749 | 1748.7106
1 | 1700 | 707 | 0.045 | 15 | 15 | 7 | 1.7783e-11 | 5spot_SharedNeighbor | Water | Porous | Wet | R245fa | MinimizeLCOE_Brownfield | IgnoreSilica | 2019 | 16.4741 | 2.1616 | 0.078735 | 4 | 37799.0755 | 67829.0929 | 770.5853 | 1382.7878 | 89.66 | 0 | 53.5302 | 553788.6868 | 18240.0027 | 645463.6825 | 522512.4085 | 0 | 156364.8083 | 0 | 739584.1397 | 1924246.2219 | 1313337.5858 | 5873537.5364 | 961560.8286 | 5069319.0393 | 5069319.0393 | 1478867.319 | 2909448.6856 | 0 | 11904417.4043 | 21362052.4482 | 17782.7941 | 0.31494 | 37799.0755 | 67829.0929 | 770.5853 | 1382.7878
1 | 1700 | 707 | 0.045 | 15 | 15 | 7 | 2.3714e-11 | 5spot_SharedNeighbor | Water | Porous | Wet | R245fa | MinimizeLCOE_Brownfield | IgnoreSilica | 2019 | 20.7861 | 2.7369 | 0.10349 | 4 | 31652.2394 | 54499.6368 | 645.2737 | 1111.0488 | 89.8343 | 0 | 49.239 | 654140.7295 | 21573.5519 | 779469.9827 | 653955.1958 | 0 | 174012.9885 | 0 | 890429.4549 | 2316714.7893 | 1581205.4474 | 7071502.14 | 961560.8286 | 5069319.0393 | 5069319.0393 | 1478867.319 | 2909448.6856 | 0 | 13102382.0079 | 22560017.0518 | 23713.7371 | 0.41395 | 31652.2394 | 54499.6368 | 645.2737 | 1111.0488
1 | 1700 | 707 | 0.045 | 15 | 15 | 7 | 3.1623e-11 | 5spot_SharedNeighbor | Water | Porous | Wet | R245fa | MinimizeLCOE_Brownfield | IgnoreSilica | 2019 | 24.4934 | 3.2315 | 0.1306 | 4 | 26922.4765 | 45027.1957 | 548.8511 | 917.9403 | 89.9357 | 0 | 50.2262 | 735472.8764 | 24271.6991 | 890197.5255 | 766965.0001 | 0 | 176687.415 | 0 | 1011501.8613 | 2631720.3555 | 1796203.2191 | 8033019.952 | 961560.8286 | 5069319.0393 | 5069319.0393 | 1478867.319 | 2909448.6856 | 0 | 14063899.8199 | 23521534.8638 | 31622.7766 | 0.52239 | 26922.4765 | 45027.1957 | 548.8511 | 917.9403
1 | 1700 | 707 | 0.045 | 15 | 15 | 7 | 4.217e-11 | 5spot_SharedNeighbor | Water | Porous | Wet | R245fa | MinimizeLCOE_Brownfield | IgnoreSilica | 2019 | 32.4595 | 4.2945 | 0.17393 | 4 | 23213.2239 | 36807.2004 | 473.233 | 750.3646 | 90.0765 | 0 | 61.2234 | 898807.2272 | 29681.1419 | 1117495.6148 | 1009752.1496 | 0 | 211378.2526 | 0 | 1274174.6106 | 3315140.9676 | 2262651.8297 | 10119081.7939 | 961560.8286 | 5069319.0393 | 5069319.0393 | 1478867.319 | 2909448.6856 | 0 | 16149961.6618 | 25607596.7057 | 42169.6503 | 0.69572 | 23213.2239 | 36807.2004 | 473.233 | 750.3646
1 | 1700 | 707 | 0.045 | 15 | 15 | 7 | 5.6234e-11 | 5spot_SharedNeighbor | Water | Porous | Wet | R245fa | MinimizeLCOE_Brownfield | IgnoreSilica | 2019 | 39.8233 | 5.2772 | 0.22068 | 4 | 20357.7913 | 31072.2027 | 415.0211 | 633.4489 | 90.1572 | 0 | 76.4705 | 1039386.0854 | 34328.0425 | 1317684.0348 | 1234153.0772 | 0 | 229150.3553 | 0 | 1503333.6221 | 3911365.7086 | 2669587.4667 | 11938988.3926 | 961560.8286 | 5069319.0393 | 5069319.0393 | 1478867.319 | 2909448.6856 | 0 | 17969868.2606 | 27427503.3045 | 56234.1325 | 0.8827 | 20357.7913 | 31072.2027 | 415.0211 | 633.4489
1 | 1700 | 707 | 0.045 | 15 | 15 | 7 | 7.4989e-11 | 5spot_SharedNeighbor | Water | Porous | Wet | R245fa | MinimizeLCOE_Brownfield | IgnoreSilica | 2019 | 48.0935 | 6.3807 | 0.2752 | 4 | 18118.2499 | 26709.893 | 369.365 | 544.5173 | 90.2163 | 0 | 65.3348 | 1188317.8898 | 39242.3162 | 1533764.0962 | 1486153.6041 | 0 | 244757.8102 | 0 | 1751971.9294 | 4558271.5815 | 3111114.0175 | 13913593.2449 | 961560.8286 | 5069319.0393 | 5069319.0393 | 1478867.319 | 2909448.6856 | 0 | 19944473.1128 | 29402108.1567 | 74989.4209 | 1.1008 | 18118.2499 | 26709.893 | 369.365 | 544.5173
1 | 1700 | 707 | 0.045 | 15 | 15 | 7 | 1e-10 | 5spot_SharedNeighbor | Water | Porous | Wet | R245fa | MinimizeLCOE_Brownfield | IgnoreSilica | 2019 | 56.8903 | 7.5531 | 0.33573 | 4 | 16364.7875 | 23407.3997 | 333.6183 | 477.1915 | 90.2523 | 0 | 70.996 | 1338410.1887 | 44184.6562 | 1755317.7485 | 1754086.0649 | 0 | 256320.9205 | 0 | 2007844.6357 | 5223999.8765 | 3565487.2582 | 15945651.3492 | 961560.8286 | 5069319.0393 | 5069319.0393 | 1478867.319 | 2909448.6856 | 0 | 21976531.2171 | 31434166.261 | 100000 | 1.3429 | 16364.7875 | 23407.3997 | 333.6183 | 477.1915
1 | 1700 | 707 | 0.045 | 15 | 15 | 7 | 1.3335e-10 | 5spot_SharedNeighbor | Water | Porous | Wet | R245fa | MinimizeLCOE_Brownfield | IgnoreSilica | 2019 | 65.7159 | 8.7268 | 0.39921 | 4 | 14999.6854 | 20922.3633 | 305.7889 | 426.5307 | 90.2635 | 0 | 80.6348 | 1481776.2671 | 48893.7918 | 1970309.0834 | 2022646.9718 | 0 | 262592.0505 | 0 | 2256625.0842 | 5871275.5717 | 4007266.2203 | 17921385.0409 | 961560.8286 | 5069319.0393 | 5069319.0393 | 1478867.319 | 2909448.6856 | 0 | 23952264.9088 | 33409899.9527 | 133352.1432 | 1.5969 | 14999.6854 | 20922.3633 | 305.7889 | 426.5307
1 | 1700 | 707 | 0.045 | 15 | 15 | 7 | 1.7783e-10 | 5spot_SharedNeighbor | Water | Porous | Wet | R245fa | MinimizeLCOE_Brownfield | IgnoreSilica | 2019 | 74.0787 | 9.8351 | 0.46201 | 4 | 13944.7646 | 19062.4521 | 284.2829 | 388.6139 | 90.252 | 0 | 69.8252 | 1611809.4646 | 53152.8099 | 2168092.5293 | 2276771.9302 | 0 | 263383.9684 | 0 | 2485552.1739 | 6466896.8997 | 4413790.0155 | 19739449.7915 | 961560.8286 | 5069319.0393 | 5069319.0393 | 1478867.319 | 2909448.6856 | 0 | 25770329.6594 | 35227964.7033 | 177827.941 | 1.848 | 13944.7646 | 19062.4521 | 284.2829 | 388.6139
1 | 1700 | 707 | 0.045 | 15 | 15 | 7 | 2.3714e-10 | 5spot_SharedNeighbor | Water | Porous | Wet | R245fa | MinimizeLCOE_Brownfield | IgnoreSilica | 2019 | 81.589 | 10.8262 | 0.52073 | 4 | 13135.3096 | 17675.9132 | 267.7811 | 360.3474 | 90.2241 | 0 | 86.1674 | 1724239.1551 | 56824.1637 | 2341236.7724 | 2504595.3079 | 0 | 259428.0696 | 0 | 2685666.1528 | 6987552.4236 | 4769148.109 | 21328690.154 | 961560.8286 | 5069319.0393 | 5069319.0393 | 1478867.319 | 2909448.6856 | 0 | 27359570.0219 | 36817205.0658 | 237137.3706 | 2.0829 | 13135.3096 | 17675.9132 | 267.7811 | 360.3474
1 | 1700 | 707 | 0.045 | 15 | 15 | 7 | 3.1623e-10 | 5spot_SharedNeighbor | Water | Porous | Wet | R245fa | MinimizeLCOE_Brownfield | IgnoreSilica | 2019 | 88.0734 | 11.6781 | 0.57317 | 4 | 12517.8198 | 16642.9426 | 255.1927 | 339.2889 | 90.1871 | 0 | 88.43 | 1818256.1158 | 59885.2306 | 2487561.9623 | 2700938.3017 | 0 | 252301.3995 | 0 | 2854387.7739 | 7426531.4721 | 5068760.3297 | 22668622.5856 | 961560.8286 | 5069319.0393 | 5069319.0393 | 1478867.319 | 2909448.6856 | 0 | 28699502.4535 | 38157137.4974 | 316227.766 | 2.2927 | 12517.8198 | 16642.9426 | 255.1927 | 339.2889
1 | 1700 | 707 | 0.045 | 15 | 15 | 7 | 4.217e-10 | 5spot_SharedNeighbor | Water | Porous | Wet | R245fa | MinimizeLCOE_Brownfield | IgnoreSilica | 2019 | 93.4667 | 12.3836 | 0.61813 | 4 | 12048.8538 | 15873.978 | 245.6322 | 323.6125 | 90.1478 | 0 | 83.8363 | 1894423.8318 | 62358.4792 | 2607148.9304 | 2863955.6124 | 0 | 243412.685 | 0 | 2991806.8201 | 7784067.642 | 5312786.1123 | 23759960.1131 | 961560.8286 | 5069319.0393 | 5069319.0393 | 1478867.319 | 2909448.6856 | 0 | 29790839.981 | 39248475.0249 | 421696.5034 | 2.4725 | 12048.8538 | 15873.978 | 245.6322 | 323.6125
1 | 1700 | 707 | 0.045 | 15 | 15 | 7 | 5.6234e-10 | 5spot_SharedNeighbor | Water | Porous | Wet | R245fa | MinimizeLCOE_Brownfield | IgnoreSilica | 2019 | 97.8519 | 12.9549 | 0.65553 | 4 | 11693.8386 | 15300.6881 | 238.3947 | 311.9252 | 90.1103 | 0 | 76.0161 | 1955058.4232 | 64322.7406 | 2703025.3947 | 2996294.5456 | 0 | 234121.1064 | 0 | 3101600.6621 | 8069728.697 | 5507755.652 | 24631907.2216 | 961560.8286 | 5069319.0393 | 5069319.0393 | 1478867.319 | 2909448.6856 | 0 | 30662787.0895 | 40120422.1334 | 562341.3252 | 2.6221 | 11693.8386 | 15300.6881 | 238.3947 | 311.9252
1 | 1700 | 707 | 0.045 | 15 | 15 | 7 | 7.4989e-10 | 5spot_SharedNeighbor | Water | Porous | Wet | R245fa | MinimizeLCOE_Brownfield | IgnoreSilica | 2019 | 101.313 | 13.4044 | 0.68574 | 4 | 11425.7127 | 14873.6799 | 232.9286 | 303.2201 | 90.0774 | 0 | 93.6995 | 2002121.5755 | 65844.3679 | 2777862.5069 | 3100603.4482 | 0 | 225126.7425 | 0 | 3186907.87 | 8291680.5531 | 5659242.3545 | 25309389.4186 | 961560.8286 | 5069319.0393 | 5069319.0393 | 1478867.319 | 2909448.6856 | 0 | 31340269.2865 | 40797904.3304 | 749894.2093 | 2.743 | 11425.7127 | 14873.6799 | 232.9286 | 303.2201
1 | 1700 | 707 | 0.045 | 15 | 15 | 7 | 1e-09 | 5spot_SharedNeighbor | Water | Porous | Wet | R245fa | MinimizeLCOE_Brownfield | IgnoreSilica | 2019 | 104.0346 | 13.7568 | 0.70982 | 4 | 11223.5531 | 14554.5557 | 228.8073 | 296.7143 | 90.0495 | 0 | 89.8109 | 2038650.717 | 67023.5333 | 2836205.3916 | 3182535.2977 | 0 | 217130.9972 | 0 | 3253202.9153 | 8464166.6621 | 5776967.6681 | 25835883.1823 | 961560.8286 | 5069319.0393 | 5069319.0393 | 1478867.319 | 2909448.6856 | 0 | 31866763.0502 | 41324398.0941 | 1000000 | 2.8393 | 11223.5531 | 14554.5557 | 228.8073 | 296.7143
1 | 1700 | 707 | 0.045 | 15 | 15 | 7 | 1.3335e-09 | 5spot_SharedNeighbor | Water | Porous | Wet | R245fa | MinimizeLCOE_Brownfield | IgnoreSilica | 2019 | 106.1346 | 14.0282 | 0.72866 | 4 | 11071.3215 | 14316.2055 | 225.7039 | 291.8552 | 90.0268 | 0 | 88.3018 | 2066554.3906 | 67923.1221 | 2880924.64 | 3245698.154 | 0 | 210250.6919 | 0 | 3303826.8895 | 8595879.8584 | 5866864.631 | 26237922.3776 | 961560.8286 | 5069319.0393 | 5069319.0393 | 1478867.319 | 2909448.6856 | 0 | 32268802.2455 | 41726437.2894 | 1333521.4322 | 2.9146 | 11071.3215 | 14316.2055 | 225.7039 | 291.8552
1 | 1700 | 707 | 0.045 | 15 | 15 | 7 | 1.7783e-09 | 5spot_SharedNeighbor | Water | Porous | Wet | R245fa | MinimizeLCOE_Brownfield | IgnoreSilica | 2019 | 107.7445 | 14.2359 | 0.74325 | 4 | 10956.7957 | 14137.9773 | 223.3691 | 288.2218 | 90.0087 | 0 | 89.6066 | 2087781.8802 | 68606.7953 | 2915033.7636 | 3294086.4656 | 0 | 204539.1357 | 0 | 3342318.7358 | 8696027.7466 | 5935217.6226 | 26543612.1454 | 961560.8286 | 5069319.0393 | 5069319.0393 | 1478867.319 | 2909448.6856 | 0 | 32574492.0133 | 42032127.0572 | 1778279.41 | 2.973 | 10956.7957 | 14137.9773 | 223.3691 | 288.2218
1 | 1700 | 707 | 0.045 | 15 | 15 | 7 | 2.3714e-09 | 5spot_SharedNeighbor | Water | Porous | Wet | R245fa | MinimizeLCOE_Brownfield | IgnoreSilica | 2019 | 108.9554 | 14.3918 | 0.75438 | 4 | 10870.7036 | 14004.9533 | 221.614 | 285.5099 | 89.9946 | 0 | 95.2275 | 2103653.7967 | 69117.5466 | 2940590.9822 | 3330448.9661 | 0 | 199844.8642 | 0 | 3371025.9008 | 8770717.9014 | 5986195.1879 | 26771595.1461 | 961560.8286 | 5069319.0393 | 5069319.0393 | 1478867.319 | 2909448.6856 | 0 | 32802475.014 | 42260110.0579 | 2371373.7057 | 3.0175 | 10870.7036 | 14004.9533 | 221.614 | 285.5099
1 | 1700 | 707 | 0.045 | 15 | 15 | 7 | 3.1623e-09 | 5spot_SharedNeighbor | Water | Porous | Wet | R245fa | MinimizeLCOE_Brownfield | IgnoreSilica | 2019 | 109.8735 | 14.51 | 0.76287 | 4 | 10806.0246 | 13905.3878 | 220.2954 | 283.4801 | 89.9838 | 0 | 84.0504 | 2115631.3266 | 69502.6979 | 2959909.9724 | 3357986.1689 | 0 | 196113.5424 | 0 | 3392666.0462 | 8827021.1207 | 6024623.292 | 26943454.167 | 961560.8286 | 5069319.0393 | 5069319.0393 | 1478867.319 | 2909448.6856 | 0 | 32974334.0349 | 42431969.0788 | 3162277.6602 | 3.0515 | 10806.0246 | 13905.3878 | 220.2954 | 283.4801
1 | 1700 | 707 | 0.045 | 15 | 15 | 7 | 4.217e-09 | 5spot_SharedNeighbor | Water | Porous | Wet | R245fa | MinimizeLCOE_Brownfield | IgnoreSilica | 2019 | 110.5897 | 14.6021 | 0.76943 | 4 | 10757.4501 | 13830.3833 | 219.3052 | 281.9511 | 89.9752 | 0 | 88.4285 | 2124944.4472 | 69802.0349 | 2974948.8243 | 3379462.3567 | 0 | 193285.4471 | 0 | 3409552.813 | 8870957.024 | 6054610.4488 | 27077563.3962 | 961560.8286 | 5069319.0393 | 5069319.0393 | 1478867.319 | 2909448.6856 | 0 | 33108443.2641 | 42566078.308 | 4216965.0343 | 3.0777 | 10757.4501 | 13830.3833 | 219.3052 | 281.9511
1 | 1700 | 707 | 0.045 | 15 | 15 | 7 | 5.6234e-09 | 5spot_SharedNeighbor | Water | Porous | Wet | R245fa | MinimizeLCOE_Brownfield | IgnoreSilica | 2019 | 111.1233 | 14.6706 | 0.77437 | 4 | 10720.9828 | 13774.3298 | 218.5617 | 280.8083 | 89.9687 | 0 | 88.5822 | 2131865.1208 | 70024.3967 | 2986134.2557 | 3395458.3382 | 0 | 191062.0499 | 0 | 3422072.2229 | 8903529.9605 | 6076842.1473 | 27176988.4919 | 961560.8286 | 5069319.0393 | 5069319.0393 | 1478867.319 | 2909448.6856 | 0 | 33207868.3599 | 42665503.4038 | 5623413.2519 | 3.0975 | 10720.9828 | 13774.3298 | 218.5617 | 280.8083
1 | 1700 | 707 | 0.045 | 15 | 15 | 7 | 7.4989e-09 | 5spot_SharedNeighbor | Water | Porous | Wet | R245fa | MinimizeLCOE_Brownfield | IgnoreSilica | 2019 | 111.5176 | 14.7213 | 0.77806 | 4 | 10693.6124 | 13732.4752 | 218.0038 | 279.9551 | 89.9639 | 0 | 84.6899 | 2136969.8063 | 70188.3672 | 2994390.0592 | 3407277.1421 | 0 | 189319.2545 | 0 | 3431276.4054 | 8927477.3552 | 6093186.7363 | 27250085.126 | 961560.8286 | 5069319.0393 | 5069319.0393 | 1478867.319 | 2909448.6856 | 0 | 33280964.994 | 42738600.0379 | 7498942.0933 | 3.1122 | 10693.6124 | 13732.4752 | 218.0038 | 279.9551
1 | 1700 | 707 | 0.045 | 15 | 15 | 7 | 1e-08 | 5spot_SharedNeighbor | Water | Porous | Wet | R245fa | MinimizeLCOE_Brownfield | IgnoreSilica | 2019 | 111.8077 | 14.7585 | 0.78081 | 4 | 10673.074 | 13701.2339 | 217.585 | 279.3182 | 89.9604 | 0 | 82.744 | 2140719.0773 | 70308.7761 | 3000456.7006 | 3415968.7142 | 0 | 187959.0738 | 0 | 3438010.8134 | 8944998.9034 | 6105145.5529 | 27303567.6116 | 961560.8286 | 5069319.0393 | 5069319.0393 | 1478867.319 | 2909448.6856 | 0 | 33334447.4795 | 42792082.5234 | 10000000 | 3.1232 | 10673.074 | 13701.2339 | 217.585 | 279.3182
1 | 1800 | 707 | 0.045 | 15 | 15 | 7 | 1e-13 | 5spot_SharedNeighbor | Water | Porous | Wet | R245fa | MinimizeLCOE_Brownfield | IgnoreSilica | 2019 | 0 | 0 | 0 | 0 |  |  |  |  | 15 |  | 10.3506 | [19 empty] | 100 | 0
1 | 1800 | 707 | 0.045 | 15 | 15 | 7 | 1.3335e-13 | 5spot_SharedNeighbor | Water | Porous | Wet | R245fa | MinimizeLCOE_Brownfield | IgnoreSilica | 2019 | 0 | 0 | 0 | 0 |  |  |  |  | 15 |  | 11.7739 | [19 empty] | 133.3521 | 0
1 | 1800 | 707 | 0.045 | 15 | 15 | 7 | 1.7783e-13 | 5spot_SharedNeighbor | Water | Porous | Wet | R245fa | MinimizeLCOE_Brownfield | IgnoreSilica | 2019 | 0 | 0 | 0 | 0 |  |  |  |  | 15 |  | 11.4516 | [19 empty] | 177.8279 | 0
1 | 1800 | 707 | 0.045 | 15 | 15 | 7 | 2.3714e-13 | 5spot_SharedNeighbor | Water | Porous | Wet | R245fa | MinimizeLCOE_Brownfield | IgnoreSilica | 2019 | 0 | 0 | 0 | 0 |  |  |  |  | 15 |  | 11.3381 | [19 empty] | 237.1374 | 0
1 | 1800 | 707 | 0.045 | 15 | 15 | 7 | 3.1623e-13 | 5spot_SharedNeighbor | Water | Porous | Wet | R245fa | MinimizeLCOE_Brownfield | IgnoreSilica | 2019 | 0 | 0 | 0 | 0 |  |  |  |  | 15 |  | 11.5321 | [19 empty] | 316.2278 | 0
1 | 1800 | 707 | 0.045 | 15 | 15 | 7 | 4.217e-13 | 5spot_SharedNeighbor | Water | Porous | Wet | R245fa | MinimizeLCOE_Brownfield | IgnoreSilica | 2019 | 0 | 0 | 0 | 0 |  |  |  |  | 15 |  | 11.7482 | [19 empty] | 421.6965 | 0
1 | 1800 | 707 | 0.045 | 15 | 15 | 7 | 5.6234e-13 | 5spot_SharedNeighbor | Water | Porous | Wet | R245fa | MinimizeLCOE_Brownfield | IgnoreSilica | 2019 | 0.66251 | 0.06341 | 0.00035583 | 4 | 4790282.1242 | 11735879.5268 | 97656.3804 | 239251.7781 | 75.3135 | 0 | 21.552 | 42006.2288 | 1218.4817 | 38801.5077 | 41728.7178 | 0 | 31669.8668 | 0 | 60615.6731 | 157709.5474 | 107640.0067 | 481390.0301 | 961560.8286 | 5375065.0943 | 5375065.0943 | 1478867.319 | 3031747.1076 | 0 | 6818015.953 | 16703695.4738 | 562.3413 | 0.0014233 | 4790282.1242 | 11735879.5268 | 97656.3804 | 239251.7781
1 | 1800 | 707 | 0.045 | 15 | 15 | 7 | 7.4989e-13 | 5spot_SharedNeighbor | Water | Porous | Wet | R245fa | MinimizeLCOE_Brownfield | IgnoreSilica | 2019 | 0.99609 | 0.10905 | 0.0013451 | 4 | 1303811.3574 | 3141189.6181 | 26579.9581 | 64037.3991 | 81.055 | 0 | 35.3513 | 64663.4783 | 1967.6033 | 59585.758 | 52118.5433 | 0 | 40663.1285 | 0 | 85409.4195 | 222217.7896 | 151668.2075 | 678293.928 | 961560.8286 | 5375065.0943 | 5375065.0943 | 1478867.319 | 3031747.1076 | 0 | 7014919.8509 | 16900599.3717 | 749.8942 | 0.0053803 | 1303811.3574 | 3141189.6181 | 26579.9581 | 64037.3991
1 | 1800 | 707 | 0.045 | 15 | 15 | 7 | 1e-12 | 5spot_SharedNeighbor | Water | Porous | Wet | R245fa | MinimizeLCOE_Brownfield | IgnoreSilica | 2019 | 1.3597 | 0.16018 | 0.0028612 | 4 | 629948.6742 | 1493728.7391 | 12842.3558 | 30451.6808 | 84.4156 | 0 | 104.4207 | 86949.589 | 2720.2279 | 80827.7554 | 63490.4206 | 0 | 47852.031 | 0 | 109917.6094 | 285983.0724 | 195189.3233 | 872930.029 | 961560.8286 | 5375065.0943 | 5375065.0943 | 1478867.319 | 3031747.1076 | 0 | 7209555.9519 | 17095235.4727 | 1000 | 0.011445 | 629948.6742 | 1493728.7391 | 12842.3558 | 30451.6808
1 | 1800 | 707 | 0.045 | 15 | 15 | 7 | 1.3335e-12 | 5spot_SharedNeighbor | Water | Porous | Wet | R245fa | MinimizeLCOE_Brownfield | IgnoreSilica | 2019 | 1.8653 | 0.23218 | 0.0050328 | 4 | 370678.8863 | 861738.2619 | 7556.7905 | 17567.7001 | 87.0638 | 0 | 151.3656 | 114964.8038 | 3676.0705 | 108544.4564 | 79247.1675 | 0 | 56997.2031 | 0 | 141737.5835 | 368772.1179 | 251694.548 | 1125633.9508 | 961560.8286 | 5375065.0943 | 5375065.0943 | 1478867.319 | 3031747.1076 | 0 | 7462259.8737 | 17347939.3945 | 1333.5214 | 0.020131 | 370678.8863 | 861738.2619 | 7556.7905 | 17567.7001
1 | 1800 | 707 | 0.045 | 15 | 15 | 7 | 1.7783e-12 | 5spot_SharedNeighbor | Water | Porous | Wet | R245fa | MinimizeLCOE_Brownfield | IgnoreSilica | 2019 | 2.4877 | 0.32161 | 0.0080443 | 4 | 240899.2003 | 548124.2721 | 4911.056 | 11174.2547 | 88.923 | 0 | 207.2502 | 146315.9341 | 4752.2957 | 140662.5404 | 98848.5424 | 0 | 66233.3905 | 0 | 178156.9543 | 463527.8499 | 316367.2821 | 1414864.7895 | 961560.8286 | 5375065.0943 | 5375065.0943 | 1478867.319 | 3031747.1076 | 0 | 7751490.7124 | 17637170.2333 | 1778.2794 | 0.032177 | 240899.2003 | 548124.2721 | 4911.056 | 11174.2547
1 | 1800 | 707 | 0.045 | 15 | 15 | 7 | 2.3714e-12 | 5spot_SharedNeighbor | Water | Porous | Wet | R245fa | MinimizeLCOE_Brownfield | IgnoreSilica | 2019 | 3.2929 | 0.43783 | 0.012136 | 4 | 166913.1 | 370562.2102 | 3402.7493 | 7554.4119 | 90.3268 | 0 | 45.9638 | 183300.0787 | 6025.289 | 179833.8443 | 124271.8564 | 0 | 76683.0937 | 0 | 222344.5232 | 578494.8402 | 394834.6153 | 1765788.1408 | 961560.8286 | 5375065.0943 | 5375065.0943 | 1478867.319 | 3031747.1076 | 0 | 8102414.0637 | 17988093.5845 | 2371.3737 | 0.048543 | 166913.1 | 370562.2102 | 3402.7493 | 7554.4119
1 | 1800 | 707 | 0.045 | 15 | 15 | 7 | 3.1623e-12 | 5spot_SharedNeighbor | Water | Porous | Wet | R245fa | MinimizeLCOE_Brownfield | IgnoreSilica | 2019 | 4.3212 | 0.58662 | 0.017611 | 4 | 120994.985 | 261328.4467 | 2466.6464 | 5327.5339 | 91.3815 | 0 | 42.3457 | 226474.5524 | 7512.0345 | 227068.0483 | 156722.8824 | 0 | 88257.6387 | 0 | 275353.7109 | 716413.8731 | 488967.1892 | 2186769.9295 | 961560.8286 | 5375065.0943 | 5375065.0943 | 1478867.319 | 3031747.1076 | 0 | 8523395.8524 | 18409075.3732 | 3162.2777 | 0.070444 | 120994.985 | 261328.4467 | 2466.6464 | 5327.5339
1 | 1800 | 707 | 0.045 | 15 | 15 | 7 | 4.217e-12 | 5spot_SharedNeighbor | Water | Porous | Wet | R245fa | MinimizeLCOE_Brownfield | IgnoreSilica | 2019 | 5.6117 | 0.77355 | 0.024855 | 4 | 90737.404 | 190170.8017 | 1849.8047 | 3876.889 | 92.1657 | 0 | 48.336 | 276206.1378 | 9224.2053 | 283134.9473 | 197503.6732 | 0 | 100665.6617 | 0 | 338026.5039 | 879475.6242 | 600260.185 | 2684496.9383 | 961560.8286 | 5375065.0943 | 5375065.0943 | 1478867.319 | 3031747.1076 | 0 | 9021122.8612 | 18906802.3821 | 4216.965 | 0.09942 | 90737.404 | 190170.8017 | 1849.8047 | 3876.889
1 | 1800 | 707 | 0.045 | 15 | 15 | 7 | 5.6234e-12 | 5spot_SharedNeighbor | Water | Porous | Wet | R245fa | MinimizeLCOE_Brownfield | IgnoreSilica | 2019 | 7.1929 | 1.0021 | 0.034295 | 4 | 69942.7807 | 142006.9077 | 1425.8782 | 2895.0029 | 92.7171 | 0 | 26.746 | 332160.8007 | 11146.4574 | 348126.7756 | 247338.1486 | 0 | 113143.4872 | 0 | 410247.1111 | 1067378.8299 | 728507.9839 | 3258049.5945 | 961560.8286 | 5375065.0943 | 5375065.0943 | 1478867.319 | 3031747.1076 | 0 | 9594675.5174 | 19480355.0382 | 5623.4133 | 0.13718 | 69942.7807 | 142006.9077 | 1425.8782 | 2895.0029
1 | 1800 | 707 | 0.045 | 15 | 15 | 7 | 7.4989e-12 | 5spot_SharedNeighbor | Water | Porous | Wet | R245fa | MinimizeLCOE_Brownfield | IgnoreSilica | 2019 | 9.4366 | 1.3285 | 0.047157 | 4 | 55031.7635 | 107439.7111 | 1121.8969 | 2190.3038 | 93.2593 | 0 | 26.5245 | 406033.8134 | 13688.0744 | 436040.9994 | 318404.6767 | 0 | 131499.6247 | 0 | 509210.2036 | 1324860.4963 | 904244.5119 | 4043982.4004 | 961560.8286 | 5375065.0943 | 5375065.0943 | 1478867.319 | 3031747.1076 | 0 | 10380608.3233 | 20266287.8442 | 7498.9421 | 0.18863 | 55031.7635 | 107439.7111 | 1121.8969 | 2190.3038
1 | 1800 | 707 | 0.045 | 15 | 15 | 7 | 1e-11 | 5spot_SharedNeighbor | Water | Porous | Wet | R245fa | MinimizeLCOE_Brownfield | IgnoreSilica | 2019 | 12.0165 | 1.7033 | 0.063412 | 4 | 44277.359 | 83251.3273 | 902.6539 | 1697.1909 | 93.6084 | 0 | 28.7313 | 484270.3209 | 16373.5666 | 531795.366 | 400194.9416 | 0 | 147555.9018 | 0 | 616274.1378 | 1603418.8913 | 1094366.3403 | 4894249.4663 | 961560.8286 | 5375065.0943 | 5375065.0943 | 1478867.319 | 3031747.1076 | 0 | 11230875.3892 | 21116554.9101 | 10000 | 0.25365 | 44277.359 | 83251.3273 | 902.6539 | 1697.1909
1 | 1800 | 707 | 0.045 | 15 | 15 | 7 | 1.3335e-11 | 5spot_SharedNeighbor | Water | Porous | Wet | R245fa | MinimizeLCOE_Brownfield | IgnoreSilica | 2019 | 15.3 | 2.1803 | 0.084512 | 4 | 36283.1936 | 65526.6865 | 739.682 | 1335.8501 | 93.8828 | 0 | 32.3978 | 576725.4653 | 19542.1685 | 647792.09 | 504293.8468 | 0 | 165859.8291 | 0 | 746543.2259 | 1942352.3366 | 1325695.3811 | 5928804.3432 | 961560.8286 | 5375065.0943 | 5375065.0943 | 1478867.319 | 3031747.1076 | 0 | 12265430.2661 | 22151109.787 | 13335.2143 | 0.33805 | 36283.1936 | 65526.6865 | 739.682 | 1335.8501
1 | 1800 | 707 | 0.045 | 15 | 15 | 7 | 1.7783e-11 | 5spot_SharedNeighbor | Water | Porous | Wet | R245fa | MinimizeLCOE_Brownfield | IgnoreSilica | 2019 | 19.3512 | 2.7689 | 0.11148 | 4 | 30240.0374 | 52408.5482 | 616.4841 | 1068.4191 | 94.0943 | 0 | 27.9538 | 682829.7746 | 23172.5637 | 784132.6482 | 632659.0077 | 0 | 185191.6794 | 0 | 900114.4127 | 2341913.0631 | 1598403.7871 | 7148416.9365 | 961560.8286 | 5375065.0943 | 5375065.0943 | 1478867.319 | 3031747.1076 | 0 | 13485042.8594 | 23370722.3803 | 17782.7941 | 0.44593 | 30240.0374 | 52408.5482 | 616.4841 | 1068.4191
1 | 1800 | 707 | 0.045 | 15 | 15 | 7 | 2.3714e-11 | 5spot_SharedNeighbor | Water | Porous | Wet | R245fa | MinimizeLCOE_Brownfield | IgnoreSilica | 2019 | 24.3009 | 3.4879 | 0.14558 | 4 | 25607.9622 | 42584.0432 | 522.0529 | 868.1333 | 94.2579 | 0 | 31.7208 | 803732.3486 | 27302.1985 | 943066.9168 | 789398.1567 | 0 | 205294.0169 | 0 | 1079829.5186 | 2809494.904 | 1917538.0013 | 8575656.0614 | 961560.8286 | 5375065.0943 | 5375065.0943 | 1478867.319 | 3031747.1076 | 0 | 14912281.9843 | 24797961.5051 | 23713.7371 | 0.58233 | 25607.9622 | 42584.0432 | 522.0529 | 868.1333
1 | 1800 | 707 | 0.045 | 15 | 15 | 7 | 3.1623e-11 | 5spot_SharedNeighbor | Water | Porous | Wet | R245fa | MinimizeLCOE_Brownfield | IgnoreSilica | 2019 | 30.3038 | 4.36 | 0.18822 | 4 | 22016.3699 | 35147.0929 | 448.8335 | 716.521 | 94.3858 | 0 | 35.5742 | 940874.5781 | 31978.4001 | 1127299.0261 | 979498.654 | 0 | 226103.2657 | 0 | 1289244.0304 | 3354348.5067 | 2289411.7808 | 10238758.242 | 961560.8286 | 5375065.0943 | 5375065.0943 | 1478867.319 | 3031747.1076 | 0 | 16575384.1649 | 26461063.6857 | 31622.7766 | 0.75287 | 22016.3699 | 35147.0929 | 448.8335 | 716.521
1 | 1800 | 707 | 0.045 | 15 | 15 | 7 | 4.217e-11 | 5spot_SharedNeighbor | Water | Porous | Wet | R245fa | MinimizeLCOE_Brownfield | IgnoreSilica | 2019 | 37.3903 | 5.3897 | 0.24033 | 4 | 19207.9282 | 29491.4042 | 391.5796 | 601.2222 | 94.4847 | 0 | 33.378 | 1092758.6586 | 37148.0628 | 1335564.9263 | 1203924.9556 | 0 | 246421.1403 | 0 | 1527168.92 | 3973380.2644 | 2711913.6753 | 12128280.6032 | 961560.8286 | 5375065.0943 | 5375065.0943 | 1478867.319 | 3031747.1076 | 0 | 18464906.5261 | 28350586.0469 | 42169.6503 | 0.96132 | 19207.9282 | 29491.4042 | 391.5796 | 601.2222
1 | 1800 | 707 | 0.045 | 15 | 15 | 7 | 5.6234e-11 | 5spot_SharedNeighbor | Water | Porous | Wet | R245fa | MinimizeLCOE_Brownfield | IgnoreSilica | 2019 | 45.5339 | 6.5728 | 0.30233 | 4 | 17000.9249 | 25175.4779 | 346.5868 | 513.2362 | 94.5593 | 0 | 30.132 | 1257083.5392 | 42730.7086 | 1565271.3098 | 1461814.1541 | 0 | 265230.8423 | 0 | 1790930.9161 | 4659634.8732 | 3180296.5469 | 14222992.8902 | 961560.8286 | 5375065.0943 | 5375065.0943 | 1478867.319 | 3031747.1076 | 0 | 20559618.8131 | 30445298.3339 | 56234.1325 | 1.2093 | 17000.9249 | 25175.4779 | 346.5868 | 513.2362
1 | 1800 | 707 | 0.045 | 15 | 15 | 7 | 7.4989e-11 | 5spot_SharedNeighbor | Water | Porous | Wet | R245fa | MinimizeLCOE_Brownfield | IgnoreSilica | 2019 | 54.6707 | 7.8992 | 0.37445 | 4 | 15242.5562 | 21842.6459 | 310.7401 | 445.2919 | 94.6093 | 0 | 38.5425 | 1431218.2255 | 48633.7339 | 1813161.2766 | 1751049.8479 | 0 | 281243.6675 | 0 | 2076869.633 | 5403588.7606 | 3688060.3617 | 16493825.5067 | 961560.8286 | 5375065.0943 | 5375065.0943 | 1478867.319 | 3031747.1076 | 0 | 22830451.4295 | 32716130.9504 | 74989.4209 | 1.4978 | 15242.5562 | 21842.6459 | 310.7401 | 445.2919
1 | 1800 | 707 | 0.045 | 15 | 15 | 7 | 1e-10 | 5spot_SharedNeighbor | Water | Porous | Wet | R245fa | MinimizeLCOE_Brownfield | IgnoreSilica | 2019 | 63.8935 | 9.2352 | 0.45075 | 4 | 13890.875 | 19373.7493 | 283.1843 | 394.9601 | 94.6291 | 0 | 36.0728 | 1597961.9038 | 54271.0427 | 2054571.9064 | 2042729.1734 | 0 | 290903.4856 | 0 | 2355770.6296 | 6129231.9433 | 4183326.7444 | 18708766.8293 | 961560.8286 | 5375065.0943 | 5375065.0943 | 1478867.319 | 3031747.1076 | 0 | 25045392.7522 | 34931072.273 | 100000 | 1.803 | 13890.875 | 19373.7493 | 283.1843 | 394.9601
1 | 1800 | 707 | 0.045 | 15 | 15 | 7 | 1.3335e-10 | 5spot_SharedNeighbor | Water | Porous | Wet | R245fa | MinimizeLCOE_Brownfield | IgnoreSilica | 2019 | 72.8607 | 10.5296 | 0.52824 | 4 | 12840.601 | 17519.2233 | 261.773 | 357.1531 | 94.6204 | 0 | 36.835 | 1752601.2719 | 59482.5087 | 2281901.2832 | 2325868.3962 | 0 | 294120.2818 | 0 | 2618449.7593 | 6812669.1559 | 4649786.6852 | 20794879.3422 | 961560.8286 | 5375065.0943 | 5375065.0943 | 1478867.319 | 3031747.1076 | 0 | 27131505.2651 | 37017184.786 | 133352.1432 | 2.1129 | 12840.601 | 17519.2233 | 261.773 | 357.1531
1 | 1800 | 707 | 0.045 | 15 | 15 | 7 | 1.7783e-10 | 5spot_SharedNeighbor | Water | Porous | Wet | R245fa | MinimizeLCOE_Brownfield | IgnoreSilica | 2019 | 81.146 | 11.72 | 0.60269 | 4 | 12030.7158 | 16131.3586 | 245.2624 | 328.8596 | 94.589 | 0 | 39.8866 | 1889629.2281 | 64084.2363 | 2486108.8321 | 2586922.093 | 0 | 291540.2837 | 0 | 2854131.0225 | 7425863.4579 | 5068304.3963 | 22666583.5499 | 961560.8286 | 5375065.0943 | 5375065.0943 | 1478867.319 | 3031747.1076 | 0 | 29003209.4728 | 38888888.9936 | 177827.941 | 2.4108 | 12030.7158 | 16131.3586 | 245.2624 | 328.8596
1 | 1800 | 707 | 0.045 | 15 | 15 | 7 | 2.3714e-10 | 5spot_SharedNeighbor | Water | Porous | Wet | R245fa | MinimizeLCOE_Brownfield | IgnoreSilica | 2019 | 88.4218 | 12.76 | 0.67051 | 4 | 11410.34 | 15096.2006 | 232.6152 | 307.7565 | 94.5438 | 0 | 43.3283 | 2005716.8179 | 67968.867 | 2661170.9504 | 2815632.2618 | 0 | 284364.9928 | 0 | 3055593.0171 | 7950026.2421 | 5426056.2669 | 24266529.4159 | 961560.8286 | 5375065.0943 | 5375065.0943 | 1478867.319 | 3031747.1076 | 0 | 30603155.3388 | 40488834.8596 | 237137.3706 | 2.6821 | 11410.34 | 15096.2006 | 232.6152 | 307.7565
1 | 1800 | 707 | 0.045 | 15 | 15 | 7 | 3.1623e-10 | 5spot_SharedNeighbor | Water | Porous | Wet | R245fa | MinimizeLCOE_Brownfield | IgnoreSilica | 2019 | 94.5728 | 13.6346 | 0.72968 | 4 | 10937.6233 | 14324.6076 | 222.9782 | 292.0265 | 94.4935 | 0 | 41.0367 | 2100963.2832 | 71145.4411 | 2806242.168 | 3008535.8922 | 0 | 274400.1699 | 0 | 3221901.9122 | 8382727.8726 | 5721384.0209 | 25587300.7602 | 961560.8286 | 5375065.0943 | 5375065.0943 | 1478867.319 | 3031747.1076 | 0 | 31923926.6831 | 41809606.2039 | 316227.766 | 2.9187 | 10937.6233 | 14324.6076 | 222.9782 | 292.0265
1 | 1800 | 707 | 0.045 | 15 | 15 | 7 | 4.217e-10 | 5spot_SharedNeighbor | Water | Porous | Wet | R245fa | MinimizeLCOE_Brownfield | IgnoreSilica | 2019 | 97.6639 | 14.0725 | 0.76967 | 4 | 10565.0025 | 13776.0099 | 215.3819 | 280.8426 | 94.4641 | 0 | 36.0015 | 2147869.5737 | 72705.969 | 2878172.2924 | 3105306.9612 | 0 | 251722.2717 | 0 | 3297753.0565 | 8580076.9909 | 5856078.8492 | 26189685.9646 | 961560.8286 | 5375065.0943 | 5375065.0943 | 1478867.319 | 3031747.1076 | 0 | 32526311.8874 | 42411991.4083 | 421696.5034 | 3.0787 | 10565.0025 | 13776.0099 | 215.3819 | 280.8426
1 | 1800 | 707 | 0.045 | 15 | 15 | 7 | 5.6234e-10 | 5spot_SharedNeighbor | Water | Porous | Wet | R245fa | MinimizeLCOE_Brownfield | IgnoreSilica | 2019 | 103.6862 | 14.9221 | 0.82045 | 4 | 10307.3258 | 13319.599 | 210.1288 | 271.538 | 94.3999 | 0 | 39.8595 | 2237499.7604 | 75680.5055 | 3016518.5413 | 3293501.6153 | 0 | 252391.8366 | 0 | 3461480.981 | 9006063.4653 | 6146823.3712 | 27489960.0765 | 961560.8286 | 5375065.0943 | 5375065.0943 | 1478867.319 | 3031747.1076 | 0 | 33826585.9994 | 43712265.5203 | 562341.3252 | 3.2818 | 10307.3258 | 13319.599 | 210.1288 | 271.538
1 | 1800 | 707 | 0.045 | 15 | 15 | 7 | 7.4989e-10 | 5spot_SharedNeighbor | Water | Porous | Wet | R245fa | MinimizeLCOE_Brownfield | IgnoreSilica | 2019 | 106.8749 | 15.37 | 0.85318 | 4 | 10102.2873 | 12999.0134 | 205.9488 | 265.0025 | 94.3621 | 0 | 45.9809 | 2284039.4735 | 77220.9198 | 3088831.134 | 3392953.4184 | 0 | 242271.1629 | 0 | 3543273.2824 | 9218870.2555 | 6292068.3782 | 28139528.0247 | 961560.8286 | 5375065.0943 | 5375065.0943 | 1478867.319 | 3031747.1076 | 0 | 34476153.9476 | 44361833.4684 | 749894.2093 | 3.4127 | 10102.2873 | 12999.0134 | 205.9488 | 265.0025
1 | 1800 | 707 | 0.045 | 15 | 15 | 7 | 1e-09 | 5spot_SharedNeighbor | Water | Porous | Wet | R245fa | MinimizeLCOE_Brownfield | IgnoreSilica | 2019 | 109.3593 | 15.718 | 0.87901 | 4 | 9947.6961 | 12759.304 | 202.7972 | 260.1157 | 94.3309 | 0 | 42.1675 | 2319872.2029 | 78404.96 | 3144732.9393 | 3470343.299 | 0 | 233453.6852 | 0 | 3606254.7637 | 9382735.1505 | 6403909.5362 | 28639706.5368 | 961560.8286 | 5375065.0943 | 5375065.0943 | 1478867.319 | 3031747.1076 | 0 | 34976332.4597 | 44862011.9805 | 1000000 | 3.516 | 9947.6961 | 12759.304 | 202.7972 | 260.1157
1 | 1800 | 707 | 0.045 | 15 | 15 | 7 | 1.3335e-09 | 5spot_SharedNeighbor | Water | Porous | Wet | R245fa | MinimizeLCOE_Brownfield | IgnoreSilica | 2019 | 111.2593 | 15.9836 | 0.89904 | 4 | 9831.2805 | 12580.2412 | 200.424 | 256.4652 | 94.306 | 0 | 47.8021 | 2347026.4036 | 79301.0472 | 3187227.7564 | 3529468.6219 | 0 | 225970.0063 | 0 | 3653907.5958 | 9506718.0448 | 6488530.4091 | 29018149.8852 | 961560.8286 | 5375065.0943 | 5375065.0943 | 1478867.319 | 3031747.1076 | 0 | 35354775.808 | 45240455.3289 | 1333521.4322 | 3.5962 | 9831.2805 | 12580.2412 | 200.424 | 256.4652
1 | 1800 | 707 | 0.045 | 15 | 15 | 7 | 1.7783e-09 | 5spot_SharedNeighbor | Water | Porous | Wet | R245fa | MinimizeLCOE_Brownfield | IgnoreSilica | 2019 | 112.7091 | 16.1859 | 0.91447 | 4 | 9743.6951 | 12446.2685 | 198.6384 | 253.734 | 94.2865 | 0 | 46.2604 | 2367604.7095 | 79979.4354 | 3219508.2469 | 3574552.915 | 0 | 219835.9974 | 0 | 3689977.7087 | 9600565.0794 | 6552582.9386 | 29304607.031 | 961560.8286 | 5375065.0943 | 5375065.0943 | 1478867.319 | 3031747.1076 | 0 | 35641232.9539 | 45526912.4747 | 1778279.41 | 3.6579 | 9743.6951 | 12446.2685 | 198.6384 | 253.734
1 | 1800 | 707 | 0.045 | 15 | 15 | 7 | 2.3714e-09 | 5spot_SharedNeighbor | Water | Porous | Wet | R245fa | MinimizeLCOE_Brownfield | IgnoreSilica | 2019 | 113.8151 | 16.34 | 0.9263 | 4 | 9677.8481 | 12345.896 | 197.296 | 251.6878 | 94.2712 | 0 | 43.3281 | 2383218.9132 | 80493.7701 | 3244046.0802 | 3608922.0469 | 0 | 214938.0263 | 0 | 3717331.3463 | 9671733.6336 | 6601156.9392 | 29521840.7558 | 961560.8286 | 5375065.0943 | 5375065.0943 | 1478867.319 | 3031747.1076 | 0 | 35858466.6787 | 45744146.1995 | 2371373.7057 | 3.7052 | 9677.8481 | 12345.896 | 197.296 | 251.6878
1 | 1800 | 707 | 0.045 | 15 | 15 | 7 | 3.1623e-09 | 5spot_SharedNeighbor | Water | Porous | Wet | R245fa | MinimizeLCOE_Brownfield | IgnoreSilica | 2019 | 114.6434 | 16.4553 | 0.93526 | 4 | 9628.3725 | 12270.8703 | 196.2874 | 250.1583 | 94.2596 | 0 | 48.0179 | 2394866.5199 | 80877.213 | 3262375.4601 | 3634650.8119 | 0 | 211031.5573 | 0 | 3737682.6093 | 9724683.4452 | 6637296.2736 | 29683463.8905 | 961560.8286 | 5375065.0943 | 5375065.0943 | 1478867.319 | 3031747.1076 | 0 | 36020089.8133 | 45905769.3342 | 3162277.6602 | 3.741 | 9628.3725 | 12270.8703 | 196.2874 | 250.1583
1 | 1800 | 707 | 0.045 | 15 | 15 | 7 | 4.217e-09 | 5spot_SharedNeighbor | Water | Porous | Wet | R245fa | MinimizeLCOE_Brownfield | IgnoreSilica | 2019 | 115.287 | 16.5448 | 0.94216 | 4 | 9591.2147 | 12214.3654 | 195.5299 | 249.0064 | 94.2505 | 0 | 47.2932 | 2403890.2651 | 81174.141 | 3276590.5262 | 3654637.0217 | 0 | 208071.9478 | 0 | 3753501.9217 | 9765842.0511 | 6665387.8679 | 29809095.7424 | 961560.8286 | 5375065.0943 | 5375065.0943 | 1478867.319 | 3031747.1076 | 0 | 36145721.6653 | 46031401.1862 | 4216965.0343 | 3.7686 | 9591.2147 | 12214.3654 | 195.5299 | 249.0064
1 | 1800 | 707 | 0.045 | 15 | 15 | 7 | 5.6234e-09 | 5spot_SharedNeighbor | Water | Porous | Wet | R245fa | MinimizeLCOE_Brownfield | IgnoreSilica | 2019 | 115.7519 | 16.6094 | 0.94726 | 4 | 9563.3178 | 12172.3506 | 194.9612 | 248.1498 | 94.2438 | 0 | 38.5197 | 2410393.2869 | 81388.0489 | 3286842.7735 | 3669069.3243 | 0 | 205692.6649 | 0 | 3764820.5784 | 9795290.8741 | 6685487.2947 | 29898984.8457 | 961560.8286 | 5375065.0943 | 5375065.0943 | 1478867.319 | 3031747.1076 | 0 | 36235610.7686 | 46121290.2895 | 5623413.2519 | 3.789 | 9563.3178 | 12172.3506 | 194.9612 | 248.1498
1 | 1800 | 707 | 0.045 | 15 | 15 | 7 | 7.4989e-09 | 5spot_SharedNeighbor | Water | Porous | Wet | R245fa | MinimizeLCOE_Brownfield | IgnoreSilica | 2019 | 116.1191 | 16.6605 | 0.9512 | 4 | 9542.3795 | 12140.5839 | 194.5343 | 247.5022 | 94.2386 | 0 | 51.2941 | 2415520.6741 | 81556.6633 | 3294931.0052 | 3680465.7486 | 0 | 203948.839 | 0 | 3773804.9428 | 9818666.3472 | 6701441.5354 | 29970335.7555 | 961560.8286 | 5375065.0943 | 5375065.0943 | 1478867.319 | 3031747.1076 | 0 | 36306961.6784 | 46192641.1992 | 7498942.0933 | 3.8048 | 9542.3795 | 12140.5839 | 194.5343 | 247.5022
1 | 1800 | 707 | 0.045 | 15 | 15 | 7 | 1e-08 | 5spot_SharedNeighbor | Water | Porous | Wet | R245fa | MinimizeLCOE_Brownfield | IgnoreSilica | 2019 | 116.3897 | 16.698 | 0.95415 | 4 | 9526.6674 | 12116.8604 | 194.214 | 247.0186 | 94.2346 | 0 | 50.3246 | 2419294.3837 | 81680.7368 | 3300886.5614 | 3688863.1275 | 0 | 202593.4706 | 0 | 3780394.1292 | 9835810.0586 | 6713142.4707 | 30022664.9385 | 961560.8286 | 5375065.0943 | 5375065.0943 | 1478867.319 | 3031747.1076 | 0 | 36359290.8613 | 46244970.3822 | 10000000 | 3.8166 | 9526.6674 | 12116.8604 | 194.214 | 247.0186
1 | 1900 | 707 | 0.045 | 15 | 15 | 7 | 1e-13 | 5spot_SharedNeighbor | Water | Porous | Wet | R245fa | MinimizeLCOE_Brownfield | IgnoreSilica | 2019 | 0 | 0 | 0 | 0 |  |  |  |  | 15 |  | 11.0056 | [19 empty] | 100 | 0
1 | 1900 | 707 | 0.045 | 15 | 15 | 7 | 1.3335e-13 | 5spot_SharedNeighbor | Water | Porous | Wet | R245fa | MinimizeLCOE_Brownfield | IgnoreSilica | 2019 | 0 | 0 | 0 | 0 |  |  |  |  | 15 |  | 12.163 | [19 empty] | 133.3521 | 0
1 | 1900 | 707 | 0.045 | 15 | 15 | 7 | 1.7783e-13 | 5spot_SharedNeighbor | Water | Porous | Wet | R245fa | MinimizeLCOE_Brownfield | IgnoreSilica | 2019 | 0 | 0 | 0 | 0 |  |  |  |  | 15 |  | 13.0723 | [19 empty] | 177.8279 | 0
1 | 1900 | 707 | 0.045 | 15 | 15 | 7 | 2.3714e-13 | 5spot_SharedNeighbor | Water | Porous | Wet | R245fa | MinimizeLCOE_Brownfield | IgnoreSilica | 2019 | 0 | 0 | 0 | 0 |  |  |  |  | 15 |  | 12.6327 | [19 empty] | 237.1374 | 0
1 | 1900 | 707 | 0.045 | 15 | 15 | 7 | 3.1623e-13 | 5spot_SharedNeighbor | Water | Porous | Wet | R245fa | MinimizeLCOE_Brownfield | IgnoreSilica | 2019 | 0 | 0 | 0 | 0 |  |  |  |  | 15 |  | 12.4604 | [19 empty] | 316.2278 | 0
1 | 1900 | 707 | 0.045 | 15 | 15 | 7 | 4.217e-13 | 5spot_SharedNeighbor | Water | Porous | Wet | R245fa | MinimizeLCOE_Brownfield | IgnoreSilica | 2019 | 0.55509 | 0.051962 | 7.12e-05 | 4 | 24857768.068 | 61100468.6796 | 506759.2247 | 1245615.6985 | 74.4361 | 0 | 33.7163 | 36293.7982 | 1042.7834 | 33112.9836 | 38701.2614 | 0 | 30090.2973 | 0 | 54304.0383 | 141287.9683 | 96431.9415 | 431265.0718 | 961560.8286 | 5686671.2401 | 5686671.2401 | 1478867.319 | 3156389.5659 | 0 | 7079497.1405 | 17401425.2656 | 421.6965 | 0.0002848 | 24857768.068 | 61100468.6796 | 506759.2247 | 1245615.6985
1 | 1900 | 707 | 0.045 | 15 | 15 | 7 | 5.6234e-13 | 5spot_SharedNeighbor | Water | Porous | Wet | R245fa | MinimizeLCOE_Brownfield | IgnoreSilica | 2019 | 0.84513 | 0.093741 | 0.00097674 | 4 | 1860330.3301 | 4502264.041 | 37925.3501 | 91784.7422 | 81.6617 | 0 | 32.1388 | 58615.7932 | 1787.0794 | 52770.0122 | 47945.18 | 0 | 39060.3347 | 0 | 78069.5758 | 203121.0219 | 138634.2712 | 620003.2684 | 961560.8286 | 5686671.2401 | 5686671.2401 | 1478867.319 | 3156389.5659 | 0 | 7268235.3371 | 17590163.4621 | 562.3413 | 0.003907 | 1860330.3301 | 4502264.041 | 37925.3501 | 91784.7422
1 | 1900 | 707 | 0.045 | 15 | 15 | 7 | 7.4989e-13 | 5spot_SharedNeighbor | Water | Porous | Wet | R245fa | MinimizeLCOE_Brownfield | IgnoreSilica | 2019 | 1.2236 | 0.1506 | 0.0024753 | 4 | 756951.7278 | 1799438.1952 | 15431.4848 | 36683.9815 | 86.5271 | 0 | 95.374 | 84905.6139 | 2692.3842 | 76808.4461 | 60088.684 | 0 | 48825.3233 | 0 | 106594.9761 | 277338.2623 | 189289.0627 | 846542.7527 | 961560.8286 | 5686671.2401 | 5686671.2401 | 1478867.319 | 3156389.5659 | 0 | 7494774.8214 | 17816702.9464 | 749.8942 | 0.0099013 | 756951.7278 | 1799438.1952 | 15431.4848 | 36683.9815
1 | 1900 | 707 | 0.045 | 15 | 15 | 7 | 1e-12 | 5spot_SharedNeighbor | Water | Porous | Wet | R245fa | MinimizeLCOE_Brownfield | IgnoreSilica | 2019 | 1.6709 | 0.21928 | 0.0046919 | 4 | 412446.2991 | 962431.524 | 8408.2757 | 19620.4684 | 89.6716 | 0 | 137.2495 | 113020.3259 | 3676.8006 | 103480.8133 | 74635.4182 | 0 | 57890.7787 | 0 | 137554.6133 | 357888.8876 | 244266.5196 | 1092414.1573 | 961560.8286 | 5686671.2401 | 5686671.2401 | 1478867.319 | 3156389.5659 | 0 | 7740646.226 | 18062574.351 | 1000 | 0.018768 | 412446.2991 | 962431.524 | 8408.2757 | 19620.4684
1 | 1900 | 707 | 0.045 | 15 | 15 | 7 | 1.3335e-12 | 5spot_SharedNeighbor | Water | Porous | Wet | R245fa | MinimizeLCOE_Brownfield | IgnoreSilica | 2019 | 2.2543 | 0.30983 | 0.007807 | 4 | 257439.3817 | 587973.0202 | 5248.25 | 11986.6253 | 92.0123 | 0 | 190.1503 | 146279.3448 | 4850.545 | 136192.2718 | 93660.8828 | 0 | 68157.8894 | 0 | 175164.9642 | 455743.3055 | 311054.1706 | 1391103.3741 | 961560.8286 | 5686671.2401 | 5686671.2401 | 1478867.319 | 3156389.5659 | 0 | 8039335.4428 | 18361263.5678 | 1333.5214 | 0.031228 | 257439.3817 | 587973.0202 | 5248.25 | 11986.6253
1 | 1900 | 707 | 0.045 | 15 | 15 | 7 | 1.7783e-12 | 5spot_SharedNeighbor | Water | Porous | Wet | R245fa | MinimizeLCOE_Brownfield | IgnoreSilica | 2019 | 2.9787 | 0.42299 | 0.012064 | 4 | 173761.9207 | 387663.1072 | 3542.3718 | 7903.0368 | 93.7015 | 0 | 22.1175 | 183914.6405 | 6184.0479 | 174480.1398 | 117399.437 | 0 | 78761.116 | 0 | 218688.3586 | 568982.25 | 388342.0771 | 1736752.0669 | 961560.8286 | 5686671.2401 | 5686671.2401 | 1478867.319 | 3156389.5659 | 0 | 8384984.1356 | 18706912.2606 | 1778.2794 | 0.048256 | 173761.9207 | 387663.1072 | 3542.3718 | 7903.0368
1 | 1900 | 707 | 0.045 | 15 | 15 | 7 | 2.3714e-12 | 5spot_SharedNeighbor | Water | Porous | Wet | R245fa | MinimizeLCOE_Brownfield | IgnoreSilica | 2019 | 4.1534 | 0.60713 | 0.017966 | 4 | 124119.4026 | 267748.833 | 2530.3419 | 5458.4221 | 95.2291 | 0 | 21.74 | 239134.3753 | 8143.688 | 232694.2794 | 155950.181 | 0 | 97504.0282 | 0 | 286036.3552 | 744207.9221 | 507937.1987 | 2271608.0277 | 961560.8286 | 5686671.2401 | 5686671.2401 | 1478867.319 | 3156389.5659 | 0 | 8919840.0964 | 19241768.2214 | 2371.3737 | 0.071865 | 124119.4026 | 267748.833 | 2530.3419 | 5458.4221
1 | 1900 | 707 | 0.045 | 15 | 15 | 7 | 3.1623e-12 | 5spot_SharedNeighbor | Water | Porous | Wet | R245fa | MinimizeLCOE_Brownfield | IgnoreSilica | 2019 | 5.1272 | 0.75994 | 0.025431 | 4 | 91586.9285 | 193056.4285 | 1867.1234 | 3935.7164 | 95.9769 | 0 | 45.1903 | 281085.6202 | 9631.7212 | 278313.9294 | 187810.5276 | 0 | 104694.692 | 0 | 335999.2312 | 874201.0768 | 596660.1979 | 2668396.9963 | 961560.8286 | 5686671.2401 | 5686671.2401 | 1478867.319 | 3156389.5659 | 0 | 9316629.065 | 19638557.19 | 3162.2777 | 0.10172 | 91586.9285 | 193056.4285 | 1867.1234 | 3935.7164
1 | 1900 | 707 | 0.045 | 15 | 15 | 7 | 4.217e-12 | 5spot_SharedNeighbor | Water | Porous | Wet | R245fa | MinimizeLCOE_Brownfield | IgnoreSilica | 2019 | 6.6056 | 0.99193 | 0.0354 | 4 | 69939.3622 | 142834.455 | 1425.8085 | 2911.8736 | 96.6798 | 0 | 51.514 | 340124.1729 | 11723.1641 | 344240.9802 | 236263.7428 | 0 | 118632.3663 | 0 | 409883.9262 | 1066433.8973 | 727863.048 | 3255165.2978 | 961560.8286 | 5686671.2401 | 5686671.2401 | 1478867.319 | 3156389.5659 | 0 | 9903397.3665 | 20225325.4916 | 4216.965 | 0.1416 | 69939.3622 | 142834.455 | 1425.8085 | 2911.8736
1 | 1900 | 707 | 0.045 | 15 | 15 | 7 | 5.6234e-12 | 5spot_SharedNeighbor | Water | Porous | Wet | R245fa | MinimizeLCOE_Brownfield | IgnoreSilica | 2019 | 8.3526 | 1.2643 | 0.047961 | 4 | 55010.7789 | 108814.8463 | 1121.4691 | 2218.3378 | 97.1131 | 0 | 45.8043 | 404070.9595 | 13978.5607 | 417845.6166 | 293312.5559 | 0 | 131649.6922 | 0 | 491734.3801 | 1279391.9885 | 873211.321 | 3905195.0745 | 961560.8286 | 5686671.2401 | 5686671.2401 | 1478867.319 | 3156389.5659 | 0 | 10553427.1432 | 20875355.2682 | 5623.4133 | 0.19184 | 55010.7789 | 108814.8463 | 1121.4691 | 2218.3378
1 | 1900 | 707 | 0.045 | 15 | 15 | 7 | 7.4989e-12 | 5spot_SharedNeighbor | Water | Porous | Wet | R245fa | MinimizeLCOE_Brownfield | IgnoreSilica | 2019 | 11.0297 | 1.6882 | 0.066082 | 4 | 43616.6081 | 82666.0173 | 889.1836 | 1685.2586 | 97.7272 | 0 | 51.3804 | 496625.8927 | 17261.1636 | 526341.4777 | 381140.3592 | 0 | 154525.1409 | 0 | 614598.6733 | 1599059.6765 | 1091391.0866 | 4880943.4705 | 961560.8286 | 5686671.2401 | 5686671.2401 | 1478867.319 | 3156389.5659 | 0 | 11529175.5392 | 21851103.6642 | 7498.9421 | 0.26433 | 43616.6081 | 82666.0173 | 889.1836 | 1685.2586
1 | 1900 | 707 | 0.045 | 15 | 15 | 7 | 1e-11 | 5spot_SharedNeighbor | Water | Porous | Wet | R245fa | MinimizeLCOE_Brownfield | IgnoreSilica | 2019 | 14.0628 | 2.1654 | 0.08844 | 4 | 35512.4507 | 64690.3296 | 723.9693 | 1318.7999 | 98.0605 | 0 | 61.8409 | 592439.8132 | 20642.6299 | 642175.1403 | 480428.7876 | 0 | 173942.8163 | 0 | 744755.383 | 1937700.7363 | 1322520.5683 | 5914605.8749 | 961560.8286 | 5686671.2401 | 5686671.2401 | 1478867.319 | 3156389.5659 | 0 | 12562837.9436 | 22884766.0686 | 10000 | 0.35376 | 35512.4507 | 64690.3296 | 723.9693 | 1318.7999
1 | 1900 | 707 | 0.045 | 15 | 15 | 7 | 1.3335e-11 | 5spot_SharedNeighbor | Water | Porous | Wet | R245fa | MinimizeLCOE_Brownfield | IgnoreSilica | 2019 | 17.8554 | 2.7623 | 0.11725 | 4 | 29419.5807 | 51427.8498 | 599.7579 | 1048.4263 | 98.3194 | 0 | 67.7203 | 703832.2844 | 24567.7302 | 780113.304 | 604739.1789 | 0 | 195120.9385 | 0 | 900265.6401 | 2342306.5256 | 1598672.3333 | 7149617.935 | 961560.8286 | 5686671.2401 | 5686671.2401 | 1478867.319 | 3156389.5659 | 0 | 13797850.0037 | 24119778.1287 | 13335.2143 | 0.469 | 29419.5807 | 51427.8498 | 599.7579 | 1048.4263
1 | 1900 | 707 | 0.045 | 15 | 15 | 7 | 1.7783e-11 | 5spot_SharedNeighbor | Water | Porous | Wet | R245fa | MinimizeLCOE_Brownfield | IgnoreSilica | 2019 | 22.4964 | 3.4929 | 0.15383 | 4 | 24771.9918 | 41546.7782 | 505.0106 | 846.9873 | 98.5186 | 0 | 66.1346 | 830833.8134 | 29034.7174 | 941064.4512 | 756865.6206 | 0 | 217101.1564 | 0 | 1082210.906 | 2815690.7854 | 1921766.8177 | 8594568.2681 | 961560.8286 | 5686671.2401 | 5686671.2401 | 1478867.319 | 3156389.5659 | 0 | 15242800.3368 | 25564728.4619 | 17782.7941 | 0.61532 | 24771.9918 | 41546.7782 | 505.0106 | 846.9873
1 | 1900 | 707 | 0.045 | 15 | 15 | 7 | 2.3714e-11 | 5spot_SharedNeighbor | Water | Porous | Wet | R245fa | MinimizeLCOE_Brownfield | IgnoreSilica | 2019 | 28.1527 | 4.3834 | 0.19984 | 4 | 21181.5683 | 34094.261 | 431.8149 | 695.0576 | 98.6737 | 0 | 65.2257 | 975438.6873 | 34111.3957 | 1128411.1324 | 942281.0768 | 0 | 239966.5305 | 0 | 1294881.4409 | 3369015.8924 | 2299422.5729 | 10283528.729 | 961560.8286 | 5686671.2401 | 5686671.2401 | 1478867.319 | 3156389.5659 | 0 | 16931760.7977 | 27253688.9227 | 23713.7371 | 0.79936 | 21181.5683 | 34094.261 | 431.8149 | 695.0576
1 | 1900 | 707 | 0.045 | 15 | 15 | 7 | 3.1623e-11 | 5spot_SharedNeighbor | Water | Porous | Wet | R245fa | MinimizeLCOE_Brownfield | IgnoreSilica | 2019 | 34.9271 | 5.45 | 0.25675 | 4 | 18379.6651 | 28430.2376 | 374.6943 | 579.5888 | 98.7944 | 0 | 62.8056 | 1137686.507 | 39796.6636 | 1343071.1456 | 1164361.1179 | 0 | 262990.509 | 0 | 1539683.3178 | 4005940.1604 | 2734136.4733 | 12227665.8946 | 961560.8286 | 5686671.2401 | 5686671.2401 | 1478867.319 | 3156389.5659 | 0 | 18875897.9633 | 29197826.0883 | 31622.7766 | 1.027 | 18379.6651 | 28430.2376 | 374.6943 | 579.5888
1 | 1900 | 707 | 0.045 | 15 | 15 | 7 | 4.217e-11 | 5spot_SharedNeighbor | Water | Porous | Wet | R245fa | MinimizeLCOE_Brownfield | IgnoreSilica | 2019 | 42.8466 | 6.6969 | 0.32552 | 4 | 16177.8057 | 24105.0405 | 329.8065 | 491.4139 | 98.887 | 0 | 68.6227 | 1315935.9735 | 46030.3776 | 1583621.1847 | 1423976.1334 | 0 | 285087.524 | 0 | 1815313.9654 | 4723074.5658 | 3223595.4406 | 14416635.1651 | 961560.8286 | 5686671.2401 | 5686671.2401 | 1478867.319 | 3156389.5659 | 0 | 21064867.2338 | 31386795.3588 | 42169.6503 | 1.3021 | 16177.8057 | 24105.0405 | 329.8065 | 491.4139
1 | 1900 | 707 | 0.045 | 15 | 15 | 7 | 5.6234e-11 | 5spot_SharedNeighbor | Water | Porous | Wet | R245fa | MinimizeLCOE_Brownfield | IgnoreSilica | 2019 | 51.7406 | 8.0965 | 0.40567 | 4 | 14442.9118 | 20803.9599 | 294.4383 | 424.1169 | 98.952 | 0 | 76.6116 | 1504727.0257 | 52618.2625 | 1843187.0934 | 1715469.0011 | 0 | 304269.1463 | 0 | 2113905.5063 | 5499948.5059 | 3753827.8679 | 16787952.4092 | 961560.8286 | 5686671.2401 | 5686671.2401 | 1478867.319 | 3156389.5659 | 0 | 23436184.4779 | 33758112.6029 | 56234.1325 | 1.6227 | 14442.9118 | 20803.9599 | 294.4383 | 424.1169
1 | 1900 | 707 | 0.045 | 15 | 15 | 7 | 7.4989e-11 | 5spot_SharedNeighbor | Water | Porous | Wet | R245fa | MinimizeLCOE_Brownfield | IgnoreSilica | 2019 | 61.1876 | 9.5806 | 0.49445 | 4 | 13079.2336 | 18298.1461 | 266.6379 | 373.0325 | 98.9855 | 0 | 76.2646 | 1694568.3333 | 59224.9706 | 2108788.242 | 2024837.4297 | 0 | 318008.8892 | 0 | 2420116.8673 | 6296647.6544 | 4297591.4073 | 19219783.7939 | 961560.8286 | 5686671.2401 | 5686671.2401 | 1478867.319 | 3156389.5659 | 0 | 25868015.8626 | 36189943.9876 | 74989.4209 | 1.9778 | 13079.2336 | 18298.1461 | 266.6379 | 373.0325
1 | 1900 | 707 | 0.045 | 15 | 15 | 7 | 1e-10 | 5spot_SharedNeighbor | Water | Porous | Wet | R245fa | MinimizeLCOE_Brownfield | IgnoreSilica | 2019 | 70.9265 | 11.1053 | 0.58951 | 4 | 11998.5633 | 16375.9115 | 244.6069 | 333.8451 | 98.9847 | 0 | 74.3437 | 1880525.5107 | 65674.6196 | 2373256.1086 | 2343273.9814 | 0 | 325644.1057 | 0 | 2725465.9872 | 7091103.4287 | 4839823.7977 | 21644767.5395 | 961560.8286 | 5686671.2401 | 5686671.2401 | 1478867.319 | 3156389.5659 | 0 | 28292999.6083 | 38614927.7333 | 100000 | 2.358 | 11998.5633 | 16375.9115 | 244.6069 | 333.8451
1 | 1900 | 707 | 0.045 | 15 | 15 | 7 | 1.3335e-10 | 5spot_SharedNeighbor | Water | Porous | Wet | R245fa | MinimizeLCOE_Brownfield | IgnoreSilica | 2019 | 79.8936 | 12.5024 | 0.68114 | 4 | 11177.0936 | 14965.5558 | 227.8602 | 305.0931 | 98.9538 | 0 | 76.9847 | 2044034.9154 | 71323.4628 | 2609297.7661 | 2635819.8288 | 0 | 325215.4281 | 0 | 2997419.6465 | 7798671.0648 | 5322753.2484 | 23804535.3609 | 961560.8286 | 5686671.2401 | 5686671.2401 | 1478867.319 | 3156389.5659 | 0 | 30452767.4296 | 40774695.5546 | 133352.1432 | 2.7246 | 11177.0936 | 14965.5558 | 227.8602 | 305.0931
1 | 1900 | 707 | 0.045 | 15 | 15 | 7 | 1.7783e-10 | 5spot_SharedNeighbor | Water | Porous | Wet | R245fa | MinimizeLCOE_Brownfield | IgnoreSilica | 2019 | 87.9808 | 13.7552 | 0.76683 | 4 | 10544.8851 | 13910.0304 | 214.9717 | 283.5748 | 98.9024 | 0 | 87.6439 | 2185753.7564 | 76199.4861 | 2816564.763 | 2898980.3333 | 0 | 318932.7263 | 0 | 3235608.1154 | 8418388.6017 | 5745723.2012 | 25696150.9833 | 961560.8286 | 5686671.2401 | 5686671.2401 | 1478867.319 | 3156389.5659 | 0 | 32344383.052 | 42666311.177 | 177827.941 | 3.0673 | 10544.8851 | 13910.0304 | 214.9717 | 283.5748
1 | 1900 | 707 | 0.045 | 15 | 15 | 7 | 2.3714e-10 | 5spot_SharedNeighbor | Water | Porous | Wet | R245fa | MinimizeLCOE_Brownfield | IgnoreSilica | 2019 | 94.9601 | 14.83 | 0.84319 | 4 | 10061.2065 | 13121.576 | 205.1113 | 267.5011 | 98.8412 | 0 | 94.4888 | 2303988.867 | 80251.299 | 2991432.2054 | 3125479.2103 | 0 | 308563.8713 | 0 | 3435789.0267 | 8939218.2702 | 6101200.1519 | 27285922.9018 | 961560.8286 | 5686671.2401 | 5686671.2401 | 1478867.319 | 3156389.5659 | 0 | 33934154.9705 | 44256083.0955 | 237137.3706 | 3.3728 | 10061.2065 | 13121.576 | 205.1113 | 267.5011
1 | 1900 | 707 | 0.045 | 15 | 15 | 7 | 3.1623e-10 | 5spot_SharedNeighbor | Water | Porous | Wet | R245fa | MinimizeLCOE_Brownfield | IgnoreSilica | 2019 | 100.7749 | 15.7204 | 0.90861 | 4 | 9692.8728 | 12532.9118 | 197.6023 | 255.5004 | 98.779 | 0 | 97.4247 | 2399778.431 | 83521.9522 | 3134432.0852 | 3313709.6698 | 0 | 296040.3145 | 0 | 3598718.1565 | 9363126.4447 | 6390526.1915 | 28579853.2453 | 961560.8286 | 5686671.2401 | 5686671.2401 | 1478867.319 | 3156389.5659 | 0 | 35228085.314 | 45550013.439 | 316227.766 | 3.6344 | 9692.8728 | 12532.9118 | 197.6023 | 255.5004
1 | 1900 | 707 | 0.045 | 15 | 15 | 7 | 4.217e-10 | 5spot_SharedNeighbor | Water | Porous | Wet | R245fa | MinimizeLCOE_Brownfield | IgnoreSilica | 2019 | 105.513 | 16.4424 | 0.96304 | 4 | 9413.3629 | 12092.8699 | 191.9041 | 246.5295 | 98.7211 | 0 | 93.5195 | 2476080.5579 | 86118.9368 | 3249211.2214 | 3466738.8778 | 0 | 283122.0772 | 0 | 3728895.9517 | 9701822.3647 | 6621693.1164 | 29613683.104 | 961560.8286 | 5686671.2401 | 5686671.2401 | 1478867.319 | 3156389.5659 | 0 | 36261915.1727 | 46583843.2977 | 421696.5034 | 3.8522 | 9413.3629 | 12092.8699 | 191.9041 | 246.5295
1 | 1900 | 707 | 0.045 | 15 | 15 | 7 | 5.6234e-10 | 5spot_SharedNeighbor | Water | Porous | Wet | R245fa | MinimizeLCOE_Brownfield | IgnoreSilica | 2019 | 109.2667 | 17.0119 | 1.0071 | 4 | 9201.8195 | 11764.2339 | 187.5915 | 239.8298 | 98.6709 | 0 | 86.2941 | 2535450.7183 | 88134.2342 | 3339065.9408 | 3587743.1207 | 0 | 270750.2342 | 0 | 3830246.2568 | 9965515.0686 | 6801668.8052 | 30418574.3787 | 961560.8286 | 5686671.2401 | 5686671.2401 | 1478867.319 | 3156389.5659 | 0 | 37066806.4474 | 47388734.5724 | 562341.3252 | 4.0282 | 9201.8195 | 11764.2339 | 187.5915 | 239.8298
1 | 1900 | 707 | 0.045 | 15 | 15 | 7 | 7.4989e-10 | 5spot_SharedNeighbor | Water | Porous | Wet | R245fa | MinimizeLCOE_Brownfield | IgnoreSilica | 2019 | 112.2144 | 17.4576 | 1.0421 | 4 | 9042.038 | 11518.3105 | 184.3342 | 234.8163 | 98.6288 | 0 | 95.0686 | 2581420.0711 | 89691.2478 | 3408973.1838 | 3682616.183 | 0 | 259724.4138 | 0 | 3908745.7888 | 10169754.7484 | 6941066.5833 | 31041992.22 | 961560.8286 | 5686671.2401 | 5686671.2401 | 1478867.319 | 3156389.5659 | 0 | 37690224.2887 | 48012152.4137 | 749894.2093 | 4.1683 | 9042.038 | 11518.3105 | 184.3342 | 234.8163
1 | 1900 | 707 | 0.045 | 15 | 15 | 7 | 1e-09 | 5spot_SharedNeighbor | Water | Porous | Wet | R245fa | MinimizeLCOE_Brownfield | IgnoreSilica | 2019 | 114.4996 | 17.8021 | 1.0695 | 4 | 8921.5404 | 11334.2267 | 181.8777 | 231.0635 | 98.5947 | 0 | 88.9296 | 2616669.3311 | 90883.0826 | 3462778.6144 | 3756072.9253 | 0 | 250291.0568 | 0 | 3968911.0539 | 10326292.4268 | 7047906.7654 | 31519805.2562 | 961560.8286 | 5686671.2401 | 5686671.2401 | 1478867.319 | 3156389.5659 | 0 | 38168037.3249 | 48489965.4499 | 1000000 | 4.2782 | 8921.5404 | 11334.2267 | 181.8777 | 231.0635
1 | 1900 | 707 | 0.045 | 15 | 15 | 7 | 1.3335e-09 | 5spot_SharedNeighbor | Water | Porous | Wet | R245fa | MinimizeLCOE_Brownfield | IgnoreSilica | 2019 | 116.2387 | 18.0637 | 1.0907 | 4 | 8830.7788 | 11196.619 | 180.0274 | 228.2582 | 98.5678 | 0 | 106.3683 | 2643270.3333 | 91781.2755 | 3503499.8726 | 3811918.9978 | 0 | 242386.4391 | 0 | 4014214.1981 | 10444161.915 | 7128355.1131 | 31879588.1445 | 961560.8286 | 5686671.2401 | 5686671.2401 | 1478867.319 | 3156389.5659 | 0 | 38527820.2132 | 48849748.3383 | 1333521.4322 | 4.3629 | 8830.7788 | 11196.619 | 180.0274 | 228.2582
1 | 1900 | 707 | 0.045 | 15 | 15 | 7 | 1.7783e-09 | 5spot_SharedNeighbor | Water | Porous | Wet | R245fa | MinimizeLCOE_Brownfield | IgnoreSilica | 2019 | 117.554 | 18.2612 | 1.1069 | 4 | 8762.4808 | 11093.7038 | 178.635 | 226.1602 | 98.5469 | 0 | 98.7045 | 2663260.6669 | 92455.5457 | 3534168.1662 | 3854121.7648 | 0 | 235931.5845 | 0 | 4048175.714 | 10532522.8128 | 7188663.2414 | 32149299.4965 | 961560.8286 | 5686671.2401 | 5686671.2401 | 1478867.319 | 3156389.5659 | 0 | 38797531.5652 | 49119459.6902 | 1778279.41 | 4.4277 | 8762.4808 | 11093.7038 | 178.635 | 226.1602
1 | 1900 | 707 | 0.045 | 15 | 15 | 7 | 2.3714e-09 | 5spot_SharedNeighbor | Water | Porous | Wet | R245fa | MinimizeLCOE_Brownfield | IgnoreSilica | 2019 | 118.5675 | 18.4132 | 1.1194 | 4 | 8711.126 | 11016.3836 | 177.5881 | 224.5839 | 98.5306 | 0 | 103.9936 | 2678590.6724 | 92972.205 | 3557725.847 | 3886623.3555 | 0 | 230876.6892 | 0 | 4074247.62 | 10600356.5641 | 7234961.1705 | 32356354.1237 | 961560.8286 | 5686671.2401 | 5686671.2401 | 1478867.319 | 3156389.5659 | 0 | 39004586.1924 | 49326514.3174 | 2371373.7057 | 4.4776 | 8711.126 | 11016.3836 | 177.5881 | 224.5839
1 | 1900 | 707 | 0.045 | 15 | 15 | 7 | 3.1623e-09 | 5spot_SharedNeighbor | Water | Porous | Wet | R245fa | MinimizeLCOE_Brownfield | IgnoreSilica | 2019 | 119.325 | 18.5267 | 1.1288 | 4 | 8672.5346 | 10958.5685 | 176.8013 | 223.4052 | 98.5182 | 0 | 94.8904 | 2690007.1328 | 93356.7282 | 3575291.7653 | 3910905.7911 | 0 | 226867.1638 | 0 | 4093607.1466 | 10650726.0812 | 7269339.401 | 32510101.2099 | 961560.8286 | 5686671.2401 | 5686671.2401 | 1478867.319 | 3156389.5659 | 0 | 39158333.2786 | 49480261.4036 | 3162277.6602 | 4.5152 | 8672.5346 | 10958.5685 | 176.8013 | 223.4052
1 | 1900 | 707 | 0.045 | 15 | 15 | 7 | 4.217e-09 | 5spot_SharedNeighbor | Water | Porous | Wet | R245fa | MinimizeLCOE_Brownfield | IgnoreSilica | 2019 | 119.8929 | 18.6117 | 1.1359 | 4 | 8643.5484 | 10915.2873 | 176.2104 | 222.5229 | 98.5088 | 0 | 87.6988 | 2698541.6422 | 93644.0482 | 3588435.8068 | 3929102.1178 | 0 | 223738.6591 | 0 | 4108050.2869 | 10688304.1695 | 7294987.2184 | 32624803.9488 | 961560.8286 | 5686671.2401 | 5686671.2401 | 1478867.319 | 3156389.5659 | 0 | 39273036.0175 | 49594964.1425 | 4216965.0343 | 4.5436 | 8643.5484 | 10915.2873 | 176.2104 | 222.5229
1 | 1900 | 707 | 0.045 | 15 | 15 | 7 | 5.6234e-09 | 5spot_SharedNeighbor | Water | Porous | Wet | R245fa | MinimizeLCOE_Brownfield | IgnoreSilica | 2019 | 120.3339 | 18.6777 | 1.1414 | 4 | 8621.7848 | 10882.6659 | 175.7667 | 221.8579 | 98.5014 | 0 | 89.5068 | 2705155.5725 | 93866.6314 | 3598629.2578 | 3943229.3077 | 0 | 221396.756 | 0 | 4119288.2349 | 10717543.005 | 7314943.3244 | 32714052.0896 | 961560.8286 | 5686671.2401 | 5686671.2401 | 1478867.319 | 3156389.5659 | 0 | 39362284.1583 | 49684212.2833 | 5623413.2519 | 4.5654 | 8621.7848 | 10882.6659 | 175.7667 | 221.8579
1 | 1900 | 707 | 0.045 | 15 | 15 | 7 | 7.4989e-09 | 5spot_SharedNeighbor | Water | Porous | Wet | R245fa | MinimizeLCOE_Brownfield | IgnoreSilica | 2019 | 120.648 | 18.7246 | 1.1454 | 4 | 8605.449 | 10858.4479 | 175.4337 | 221.3641 | 98.4962 | 0 | 100.3296 | 2709859.2493 | 94024.8841 | 3605882.5582 | 3953290.079 | 0 | 219519.1177 | 0 | 4127204.5964 | 10738139.7538 | 7329001.0287 | 32776921.2672 | 961560.8286 | 5686671.2401 | 5686671.2401 | 1478867.319 | 3156389.5659 | 0 | 39425153.3359 | 49747081.4609 | 7498942.0933 | 4.5814 | 8605.449 | 10858.4479 | 175.4337 | 221.3641
1 | 1900 | 707 | 0.045 | 15 | 15 | 7 | 1e-08 | 5spot_SharedNeighbor | Water | Porous | Wet | R245fa | MinimizeLCOE_Brownfield | IgnoreSilica | 2019 | 120.9038 | 18.7629 | 1.1485 | 4 | 8593.1901 | 10840.0292 | 175.1838 | 220.9887 | 98.4919 | 0 | 104.3245 | 2713684.845 | 94153.5689 | 3611784.1647 | 3961481.0206 | 0 | 218186.7623 | 0 | 4133723.241 | 10755099.9298 | 7340576.6973 | 32828690.2296 | 961560.8286 | 5686671.2401 | 5686671.2401 | 1478867.319 | 3156389.5659 | 0 | 39476922.2983 | 49798850.4233 | 10000000 | 4.594 | 8593.1901 | 10840.0292 | 175.1838 | 220.9887
1 | 2000 | 707 | 0.045 | 15 | 15 | 7 | 1e-13 | 5spot_SharedNeighbor | Water | Porous | Wet | R245fa | MinimizeLCOE_Brownfield | IgnoreSilica | 2019 | 0 | 0 | 0 | 0 |  |  |  |  | 15 |  | 10.7832 | [19 empty] | 100 | 0
1 | 2000 | 707 | 0.045 | 15 | 15 | 7 | 1.3335e-13 | 5spot_SharedNeighbor | Water | Porous | Wet | R245fa | MinimizeLCOE_Brownfield | IgnoreSilica | 2019 | 0 | 0 | 0 | 0 |  |  |  |  | 15 |  | 11.9677 | [19 empty] | 133.3521 | 0
1 | 2000 | 707 | 0.045 | 15 | 15 | 7 | 1.7783e-13 | 5spot_SharedNeighbor | Water | Porous | Wet | R245fa | MinimizeLCOE_Brownfield | IgnoreSilica | 2019 | 0 | 0 | 0 | 0 |  |  |  |  | 15 |  | 11.9856 | [19 empty] | 177.8279 | 0
1 | 2000 | 707 | 0.045 | 15 | 15 | 7 | 2.3714e-13 | 5spot_SharedNeighbor | Water | Porous | Wet | R245fa | MinimizeLCOE_Brownfield | IgnoreSilica | 2019 | 0 | 0 | 0 | 0 |  |  |  |  | 15 |  | 12.4481 | [19 empty] | 237.1374 | 0
1 | 2000 | 707 | 0.045 | 15 | 15 | 7 | 3.1623e-13 | 5spot_SharedNeighbor | Water | Porous | Wet | R245fa | MinimizeLCOE_Brownfield | IgnoreSilica | 2019 | 0 | 0 | 0 | 0 |  |  |  |  | 15 |  | 12.1313 | [19 empty] | 316.2278 | 0
1 | 2000 | 707 | 0.045 | 15 | 15 | 7 | 4.217e-13 | 5spot_SharedNeighbor | Water | Porous | Wet | R245fa | MinimizeLCOE_Brownfield | IgnoreSilica | 2019 | 0.69881 | 0.07644 | 0.00054046 | 4 | 3476222.9859 | 8456383.0396 | 70867.5075 | 172394.8064 | 81.0168 | 0 | 38.6528 | 50657.9672 | 1533.4307 | 44845.2881 | 43745.7075 | 0 | 36597.2063 | 0 | 69178.0439 | 179987.08 | 122844.8805 | 549389.6042 | 961560.8286 | 6004137.4768 | 6004137.4768 | 1478867.319 | 3283376.0606 | 0 | 7515087.9096 | 18281468.766 | 421.6965 | 0.0021619 | 3476222.9859 | 8456383.0396 | 70867.5075 | 172394.8064
1 | 2000 | 707 | 0.045 | 15 | 15 | 7 | 5.6234e-13 | 5spot_SharedNeighbor | Water | Porous | Wet | R245fa | MinimizeLCOE_Brownfield | IgnoreSilica | 2019 | 1.0485 | 0.13191 | 0.0019384 | 4 | 999200.9457 | 2387791.9821 | 20370.0628 | 48678.3693 | 87.5857 | 0 | 82.7823 | 78225.2559 | 2494.6667 | 69023.765 | 55222.6543 | 0 | 47374.3888 | 0 | 98412.885 | 256050.1394 | 174759.4815 | 781563.2365 | 961560.8286 | 6004137.4768 | 6004137.4768 | 1478867.319 | 3283376.0606 | 0 | 7747261.5419 | 18513642.3983 | 562.3413 | 0.0077535 | 999200.9457 | 2387791.9821 | 20370.0628 | 48678.3693
1 | 2000 | 707 | 0.045 | 15 | 15 | 7 | 7.4989e-13 | 5spot_SharedNeighbor | Water | Porous | Wet | R245fa | MinimizeLCOE_Brownfield | IgnoreSilica | 2019 | 1.4764 | 0.20211 | 0.0041187 | 4 | 486102.8138 | 1139608.4614 | 9909.8634 | 23232.4599 | 91.8092 | 0 | 118.7953 | 108723.6177 | 3585.9181 | 96781.8837 | 69567.8481 | 0 | 58010.8727 | 0 | 131301.3547 | 341619.1913 | 233162.1176 | 1042752.8038 | 961560.8286 | 6004137.4768 | 6004137.4768 | 1478867.319 | 3283376.0606 | 0 | 8008451.1092 | 18774831.9655 | 749.8942 | 0.016475 | 486102.8138 | 1139608.4614 | 9909.8634 | 23232.4599
1 | 2000 | 707 | 0.045 | 15 | 15 | 7 | 1e-12 | 5spot_SharedNeighbor | Water | Porous | Wet | R245fa | MinimizeLCOE_Brownfield | IgnoreSilica | 2019 | 1.982 | 0.28644 | 0.0072202 | 4 | 287141.7142 | 659927.3578 | 5853.7722 | 13453.5118 | 94.6219 | 0 | 143.3695 | 141442.6515 | 4771.3174 | 127643.6326 | 86693.4357 | 0 | 67960.7643 | 0 | 167119.6026 | 434810.925 | 296767.3908 | 1327209.7199 | 961560.8286 | 6004137.4768 | 6004137.4768 | 1478867.319 | 3283376.0606 | 0 | 8292908.0253 | 19059288.8817 | 1000 | 0.028881 | 287141.7142 | 659927.3578 | 5853.7722 | 13453.5118
1 | 2000 | 707 | 0.045 | 15 | 15 | 7 | 1.3335e-12 | 5spot_SharedNeighbor | Water | Porous | Wet | R245fa | MinimizeLCOE_Brownfield | IgnoreSilica | 2019 | 2.6887 | 0.40521 | 0.011586 | 4 | 186985.3865 | 419305.0209 | 3811.95 | 8548.1 | 96.8755 | 0 | 36.315 | 182902.6479 | 6281.9223 | 168174.3949 | 110585.5302 | 0 | 80851.0752 | 0 | 214030.2725 | 556862.8653 | 380070.348 | 1699759.0562 | 961560.8286 | 6004137.4768 | 6004137.4768 | 1478867.319 | 3283376.0606 | 0 | 8665457.3616 | 19431838.218 | 1333.5214 | 0.046343 | 186985.3865 | 419305.0209 | 3811.95 | 8548.1
1 | 2000 | 707 | 0.045 | 15 | 15 | 7 | 1.7783e-12 | 5spot_SharedNeighbor | Water | Porous | Wet | R245fa | MinimizeLCOE_Brownfield | IgnoreSilica | 2019 | 3.5318 | 0.54751 | 0.017425 | 4 | 130236.3252 | 284706.3556 | 2655.0436 | 5804.1242 | 98.4326 | 0 | 38.7594 | 227917.8877 | 7925.7063 | 213704.4005 | 139039.031 | 0 | 93185.231 | 0 | 265891.18 | 691794.3087 | 472163.8306 | 2111621.5759 | 961560.8286 | 6004137.4768 | 6004137.4768 | 1478867.319 | 3283376.0606 | 0 | 9077319.8813 | 19843700.7376 | 1778.2794 | 0.069699 | 130236.3252 | 284706.3556 | 2655.0436 | 5804.1242
1 | 2000 | 707 | 0.045 | 15 | 15 | 7 | 2.3714e-12 | 5spot_SharedNeighbor | Water | Porous | Wet | R245fa | MinimizeLCOE_Brownfield | IgnoreSilica | 2019 | 4.6307 | 0.7335 | 0.025265 | 4 | 94827.5421 | 201361.9335 | 1933.1877 | 4105.0354 | 99.6365 | 0 | 45.9422 | 281680.5453 | 9890.2278 | 269791.3406 | 176216.3163 | 0 | 107553.1008 | 0 | 329601.297 | 857554.9643 | 585298.8841 | 2617586.6761 | 961560.8286 | 6004137.4768 | 6004137.4768 | 1478867.319 | 3283376.0606 | 0 | 9583284.9815 | 20349665.8379 | 2371.3737 | 0.10106 | 94827.5421 | 201361.9335 | 1933.1877 | 4105.0354
1 | 2000 | 707 | 0.045 | 15 | 15 | 7 | 3.1623e-12 | 5spot_SharedNeighbor | Water | Porous | Wet | R245fa | MinimizeLCOE_Brownfield | IgnoreSilica | 2019 | 5.9944 | 0.96451 | 0.03559 | 4 | 71463.379 | 147092.0391 | 1456.8776 | 2998.6702 | 100.5212 | 0 | 50.5406 | 342935.9278 | 12126.7256 | 335631.1148 | 222379.2644 | 0 | 122592.7151 | 0 | 403909.6416 | 1050890.0342 | 717254.042 | 3207719.4654 | 961560.8286 | 6004137.4768 | 6004137.4768 | 1478867.319 | 3283376.0606 | 0 | 10173417.7708 | 20939798.6272 | 3162.2777 | 0.14236 | 71463.379 | 147092.0391 | 1456.8776 | 2998.6702
1 | 2000 | 707 | 0.045 | 15 | 15 | 7 | 4.217e-12 | 5spot_SharedNeighbor | Water | Porous | Wet | R245fa | MinimizeLCOE_Brownfield | IgnoreSilica | 2019 | 7.6339 | 1.2414 | 0.048819 | 4 | 55509.6839 | 110643.8939 | 1131.64 | 2255.6254 | 101.1199 | 0 | 46.2574 | 410588.9018 | 14589.1925 | 410522.4588 | 277822.7587 | 0 | 137263.3705 | 0 | 487806.8061 | 1269173.2466 | 866236.8197 | 3874003.5548 | 961560.8286 | 6004137.4768 | 6004137.4768 | 1478867.319 | 3283376.0606 | 0 | 10839701.8602 | 21606082.7166 | 4216.965 | 0.19528 | 55509.6839 | 110643.8939 | 1131.64 | 2255.6254
1 | 2000 | 707 | 0.045 | 15 | 15 | 7 | 5.6234e-12 | 5spot_SharedNeighbor | Water | Porous | Wet | R245fa | MinimizeLCOE_Brownfield | IgnoreSilica | 2019 | 10.0091 | 1.6463 | 0.067248 | 4 | 43772.3105 | 83797.157 | 892.3578 | 1708.3184 | 101.7736 | 0 | 55.7765 | 502256.973 | 17934.4147 | 514294.5072 | 358356.1207 | 0 | 159734.1201 | 0 | 605504.6929 | 1575399.0049 | 1075242.1921 | 4808722.0256 | 961560.8286 | 6004137.4768 | 6004137.4768 | 1478867.319 | 3283376.0606 | 0 | 11774420.331 | 22540801.1874 | 5623.4133 | 0.26899 | 43772.3105 | 83797.157 | 892.3578 | 1708.3184
1 | 2000 | 707 | 0.045 | 15 | 15 | 7 | 7.4989e-12 | 5spot_SharedNeighbor | Water | Porous | Wet | R245fa | MinimizeLCOE_Brownfield | IgnoreSilica | 2019 | 12.8083 | 2.1218 | 0.090535 | 4 | 35371.1458 | 65101.159 | 721.0887 | 1327.1752 | 102.1837 | 0 | 49.2345 | 601421.7823 | 21540.1595 | 629850.9338 | 453213.8097 | 0 | 180662.0768 | 0 | 735808.6172 | 1914423.087 | 1306633.0943 | 5843553.5607 | 961560.8286 | 6004137.4768 | 6004137.4768 | 1478867.319 | 3283376.0606 | 0 | 12809251.8661 | 23575632.7224 | 7498.9421 | 0.36214 | 35371.1458 | 65101.159 | 721.0887 | 1327.1752
1 | 2000 | 707 | 0.045 | 15 | 15 | 7 | 1e-11 | 5spot_SharedNeighbor | Water | Porous | Wet | R245fa | MinimizeLCOE_Brownfield | IgnoreSilica | 2019 | 16.287 | 2.7129 | 0.12055 | 4 | 29104.6647 | 51431.6654 | 593.338 | 1048.5041 | 102.4989 | 0 | 67.3444 | 715872.8158 | 25694.8125 | 766512.5548 | 571224.0832 | 0 | 203028.5687 | 0 | 890109.8057 | 2315883.1277 | 1580637.8213 | 7068963.5898 | 961560.8286 | 6004137.4768 | 6004137.4768 | 1478867.319 | 3283376.0606 | 0 | 14034661.8952 | 24801042.7515 | 10000 | 0.48221 | 29104.6647 | 51431.6654 | 593.338 | 1048.5041
1 | 2000 | 707 | 0.045 | 15 | 15 | 7 | 1.3335e-11 | 5spot_SharedNeighbor | Water | Porous | Wet | R245fa | MinimizeLCOE_Brownfield | IgnoreSilica | 2019 | 20.5887 | 3.444 | 0.15893 | 4 | 24353.4575 | 41289.2173 | 496.4782 | 841.7365 | 102.7427 | 0 | 48.8847 | 847609.9297 | 30467.6716 | 927558.7306 | 717165.8607 | 0 | 226811.9909 | 0 | 1072349.5316 | 2790033.512 | 1904255.2014 | 8516252.4284 | 961560.8286 | 6004137.4768 | 6004137.4768 | 1478867.319 | 3283376.0606 | 0 | 15481950.7338 | 26248331.5902 | 13335.2143 | 0.63572 | 24353.4575 | 41289.2173 | 496.4782 | 841.7365
1 | 2000 | 707 | 0.045 | 15 | 15 | 7 | 1.7783e-11 | 5spot_SharedNeighbor | Water | Porous | Wet | R245fa | MinimizeLCOE_Brownfield | IgnoreSilica | 2019 | 25.846 | 4.3376 | 0.20743 | 4 | 20699.5573 | 33675.3598 | 421.9885 | 686.5178 | 102.9318 | 0 | 67.5434 | 997851.9987 | 35900.1386 | 1115398.5743 | 895538.9319 | 0 | 251551.5212 | 0 | 1285534.0542 | 3344695.9098 | 2282823.685 | 10209294.8136 | 961560.8286 | 6004137.4768 | 6004137.4768 | 1478867.319 | 3283376.0606 | 0 | 17174993.119 | 27941373.9754 | 17782.7941 | 0.82973 | 20699.5573 | 33675.3598 | 421.9885 | 686.5178
1 | 2000 | 707 | 0.045 | 15 | 15 | 7 | 2.3714e-11 | 5spot_SharedNeighbor | Water | Porous | Wet | R245fa | MinimizeLCOE_Brownfield | IgnoreSilica | 2019 | 32.2157 | 5.4205 | 0.26801 | 4 | 17856.9213 | 27899.7587 | 364.0375 | 568.7743 | 103.0794 | 0 | 66.8738 | 1168150.2634 | 42044.9762 | 1332937.3426 | 1111612.6702 | 0 | 277040.5396 | 0 | 1533396.4589 | 3989583.0433 | 2722972.4048 | 12177737.6991 | 961560.8286 | 6004137.4768 | 6004137.4768 | 1478867.319 | 3283376.0606 | 0 | 19143436.0045 | 29909816.8609 | 23713.7371 | 1.072 | 17856.9213 | 27899.7587 | 364.0375 | 568.7743
1 | 2000 | 707 | 0.045 | 15 | 15 | 7 | 3.1623e-11 | 5spot_SharedNeighbor | Water | Porous | Wet | R245fa | MinimizeLCOE_Brownfield | IgnoreSilica | 2019 | 39.7797 | 6.7064 | 0.34224 | 4 | 15625.6202 | 23490.1488 | 318.5494 | 478.8785 | 103.1939 | 0 | 79.2763 | 1357877.0247 | 48876.4493 | 1580286.7559 | 1368161.0442 | 0 | 302299.2639 | 0 | 1816425.2098 | 4725965.7958 | 3225568.7645 | 14425460.308 | 961560.8286 | 6004137.4768 | 6004137.4768 | 1478867.319 | 3283376.0606 | 0 | 21391158.6134 | 32157539.4698 | 31622.7766 | 1.369 | 15625.6202 | 23490.1488 | 318.5494 | 478.8785
1 | 2000 | 707 | 0.045 | 15 | 15 | 7 | 4.217e-11 | 5spot_SharedNeighbor | Water | Porous | Wet | R245fa | MinimizeLCOE_Brownfield | IgnoreSilica | 2019 | 48.4614 | 8.1819 | 0.4305 | 4 | 13865.232 | 20117.4896 | 282.6615 | 410.1222 | 103.2782 | 0 | 76.4504 | 1562843.204 | 56240.2614 | 1852686.1441 | 1662577.5279 | 0 | 325398.2669 | 0 | 2129300.7077 | 5540003.6618 | 3781166.3348 | 16910216.1086 | 961560.8286 | 6004137.4768 | 6004137.4768 | 1478867.319 | 3283376.0606 | 0 | 23875914.414 | 34642295.2703 | 42169.6503 | 1.722 | 13865.232 | 20117.4896 | 282.6615 | 410.1222
1 | 2000 | 707 | 0.045 | 15 | 15 | 7 | 5.6234e-11 | 5spot_SharedNeighbor | Water | Porous | Wet | R245fa | MinimizeLCOE_Brownfield | IgnoreSilica | 2019 | 57.9692 | 9.7958 | 0.531 | 4 | 12476.4447 | 17545.3868 | 254.3492 | 357.6864 | 103.329 | 0 | 67.3658 | 1774856.2497 | 63836.9137 | 2139598.353 | 1984823.2617 | 0 | 343808.9863 | 0 | 2459700.2681 | 6399635.5438 | 4367882.758 | 19534142.3344 | 961560.8286 | 6004137.4768 | 6004137.4768 | 1478867.319 | 3283376.0606 | 0 | 26499840.6398 | 37266221.4961 | 56234.1325 | 2.124 | 12476.4447 | 17545.3868 | 254.3492 | 357.6864
1 | 2000 | 707 | 0.045 | 15 | 15 | 7 | 7.4989e-11 | 5spot_SharedNeighbor | Water | Porous | Wet | R245fa | MinimizeLCOE_Brownfield | IgnoreSilica | 2019 | 67.8159 | 11.4622 | 0.63944 | 4 | 11386.008 | 15595.3275 | 232.1192 | 317.9318 | 103.3415 | 0 | 89.0575 | 1982998.2292 | 71269.5832 | 2426109.164 | 2318099.2442 | 0 | 355231.3075 | 0 | 2789945.9359 | 7258867.0287 | 4954325.9019 | 22156846.3945 | 961560.8286 | 6004137.4768 | 6004137.4768 | 1478867.319 | 3283376.0606 | 0 | 29122544.6999 | 39888925.5563 | 74989.4209 | 2.5577 | 11386.008 | 15595.3275 | 232.1192 | 317.9318
1 | 2000 | 707 | 0.045 | 15 | 15 | 7 | 1e-10 | 5spot_SharedNeighbor | Water | Porous | Wet | R245fa | MinimizeLCOE_Brownfield | IgnoreSilica | 2019 | 77.4085 | 13.0779 | 0.7496 | 4 | 10536.0125 | 14126.7241 | 214.7909 | 287.9924 | 103.3167 | 0 | 100.5064 | 2176063.5605 | 78135.5583 | 2696092.6223 | 2642080.8686 | 0 | 358366.5112 | 0 | 3100788.2571 | 8067614.986 | 5506313.0008 | 24625455.3648 | 961560.8286 | 6004137.4768 | 6004137.4768 | 1478867.319 | 3283376.0606 | 0 | 31591153.6702 | 42357534.5266 | 100000 | 2.9984 | 10536.0125 | 14126.7241 | 214.7909 | 287.9924
1 | 2000 | 707 | 0.045 | 15 | 15 | 7 | 1.3335e-10 | 5spot_SharedNeighbor | Water | Porous | Wet | R245fa | MinimizeLCOE_Brownfield | IgnoreSilica | 2019 | 86.5607 | 14.61 | 0.85814 | 4 | 9868.3954 | 13004.9351 | 201.1806 | 265.1232 | 103.2607 | 0 | 83.3357 | 2352260.0148 | 84372.6941 | 2946070.2412 | 2950335.6198 | 0 | 354730.4823 | 0 | 3388229.9303 | 8815479.2572 | 6016745.7331 | 26908223.9728 | 961560.8286 | 6004137.4768 | 6004137.4768 | 1478867.319 | 3283376.0606 | 0 | 33873922.2782 | 44640303.1346 | 133352.1432 | 3.4326 | 9868.3954 | 13004.9351 | 201.1806 | 265.1232
1 | 2000 | 707 | 0.045 | 15 | 15 | 7 | 1.7783e-10 | 5spot_SharedNeighbor | Water | Porous | Wet | R245fa | MinimizeLCOE_Brownfield | IgnoreSilica | 2019 | 94.3876 | 15.9115 | 0.95469 | 4 | 9366.0171 | 12185.3575 | 190.9389 | 248.415 | 103.1895 | 0 | 87.496 | 2497235.9745 | 89480.5083 | 3154376.5949 | 3213151.2297 | 0 | 344594.3461 | 0 | 3626547.0749 | 9435531.5817 | 6439944.1853 | 28800861.4955 | 961560.8286 | 6004137.4768 | 6004137.4768 | 1478867.319 | 3283376.0606 | 0 | 35766559.8009 | 46532940.6573 | 177827.941 | 3.8188 | 9366.0171 | 12185.3575 | 190.9389 | 248.415
1 | 2000 | 707 | 0.045 | 15 | 15 | 7 | 2.3714e-10 | 5spot_SharedNeighbor | Water | Porous | Wet | R245fa | MinimizeLCOE_Brownfield | IgnoreSilica | 2019 | 101.0501 | 17.0121 | 1.0392 | 4 | 8982.0561 | 11572.1377 | 183.1114 | 235.9137 | 103.113 | 0 | 92.4898 | 2616763.6691 | 93673.2911 | 3327946.4331 | 3436216.5805 | 0 | 331077.5408 | 0 | 3824214.2307 | 9949820.9741 | 6790957.2632 | 30370669.9826 | 961560.8286 | 6004137.4768 | 6004137.4768 | 1478867.319 | 3283376.0606 | 0 | 37336368.288 | 48102749.1444 | 237137.3706 | 4.1568 | 8982.0561 | 11572.1377 | 183.1114 | 235.9137
1 | 2000 | 707 | 0.045 | 15 | 15 | 7 | 3.1623e-10 | 5spot_SharedNeighbor | Water | Porous | Wet | R245fa | MinimizeLCOE_Brownfield | IgnoreSilica | 2019 | 106.5413 | 17.9138 | 1.1105 | 4 | 8689.8272 | 11113.5467 | 177.1539 | 226.5647 | 103.0396 | 0 | 78.2294 | 2712720.1658 | 97026.055 | 3468516.4874 | 3619570.694 | 0 | 316150.3142 | 0 | 3983453.6494 | 10364129.2771 | 7073731.1932 | 31635297.8362 | 961560.8286 | 6004137.4768 | 6004137.4768 | 1478867.319 | 3283376.0606 | 0 | 38600996.1416 | 49367376.998 | 316227.766 | 4.4421 | 8689.8272 | 11113.5467 | 177.1539 | 226.5647
1 | 2000 | 707 | 0.045 | 15 | 15 | 7 | 4.217e-10 | 5spot_SharedNeighbor | Water | Porous | Wet | R245fa | MinimizeLCOE_Brownfield | IgnoreSilica | 2019 | 110.9575 | 18.6352 | 1.169 | 4 | 8468.1412 | 10770.5558 | 172.6345 | 219.5723 | 102.9742 | 0 | 93.3914 | 2788268.0267 | 99656.5636 | 3579992.9068 | 3766627.4101 | 0 | 301368.8946 | 0 | 4109006.3827 | 10690791.7348 | 7296685.0328 | 32632396.9521 | 961560.8286 | 6004137.4768 | 6004137.4768 | 1478867.319 | 3283376.0606 | 0 | 39598095.2575 | 50364476.1139 | 421696.5034 | 4.6761 | 8468.1412 | 10770.5558 | 172.6345 | 219.5723
1 | 2000 | 707 | 0.045 | 15 | 15 | 7 | 5.6234e-10 | 5spot_SharedNeighbor | Water | Porous | Wet | R245fa | MinimizeLCOE_Brownfield | IgnoreSilica | 2019 | 111.842 | 18.7792 | 1.1972 | 4 | 8293.0589 | 10541.2932 | 169.0652 | 214.8985 | 102.9602 | 0 | 84.2775 | 2803216.1852 | 100175.8508 | 3602144.408 | 3796013.2559 | 0 | 271764.5544 | 0 | 4123592.5592 | 10728741.9738 | 7322586.8507 | 32748235.6381 | 961560.8286 | 6004137.4768 | 6004137.4768 | 1478867.319 | 3283376.0606 | 0 | 39713933.9435 | 50480314.7998 | 562341.3252 | 4.7888 | 8293.0589 | 10541.2932 | 169.0652 | 214.8985
1 | 2000 | 707 | 0.045 | 15 | 15 | 7 | 7.4989e-10 | 5spot_SharedNeighbor | Water | Porous | Wet | R245fa | MinimizeLCOE_Brownfield | IgnoreSilica | 2019 | 117.1324 | 19.6379 | 1.2528 | 4 | 8173.6803 | 10322.1529 | 166.6315 | 210.431 | 102.8734 | 0 | 94.1684 | 2891539.3968 | 103238.0663 | 3733572.832 | 3971535.3105 | 0 | 275669.8859 | 0 | 4280466.6417 | 11136896.1572 | 7601160.4676 | 33994078.7579 | 961560.8286 | 6004137.4768 | 6004137.4768 | 1478867.319 | 3283376.0606 | 0 | 40959777.0633 | 51726157.9196 | 749894.2093 | 5.0112 | 8173.6803 | 10322.1529 | 166.6315 | 210.431
1 | 2000 | 707 | 0.045 | 15 | 15 | 7 | 1e-09 | 5spot_SharedNeighbor | Water | Porous | Wet | R245fa | MinimizeLCOE_Brownfield | IgnoreSilica | 2019 | 119.2324 | 19.9773 | 1.2817 | 4 | 8078.119 | 10178.1553 | 164.6834 | 207.4955 | 102.8367 | 0 | 92.4308 | 2926052.8891 | 104431.305 | 3785207.2426 | 4041060.7198 | 0 | 265641.1737 | 0 | 4337733.3988 | 11285892.5121 | 7702853.5414 | 34448872.7826 | 961560.8286 | 6004137.4768 | 6004137.4768 | 1478867.319 | 3283376.0606 | 0 | 41414571.0879 | 52180951.9443 | 1000000 | 5.1268 | 8078.119 | 10178.1553 | 164.6834 | 207.4955
1 | 2000 | 707 | 0.045 | 15 | 15 | 7 | 1.3335e-09 | 5spot_SharedNeighbor | Water | Porous | Wet | R245fa | MinimizeLCOE_Brownfield | IgnoreSilica | 2019 | 120.8138 | 20.2323 | 1.3038 | 4 | 8006.135 | 10070.5827 | 163.2159 | 205.3025 | 102.8084 | 0 | 91.1182 | 2951842.6797 | 105321.6768 | 3823893.1282 | 4093360.5194 | 0 | 257276.3136 | 0 | 4380360.7839 | 11396800.2242 | 7778550.3338 | 34787405.6596 | 961560.8286 | 6004137.4768 | 6004137.4768 | 1478867.319 | 3283376.0606 | 0 | 41753103.965 | 52519484.8214 | 1333521.4322 | 5.2151 | 8006.135 | 10070.5827 | 163.2159 | 205.3025
1 | 2000 | 707 | 0.045 | 15 | 15 | 7 | 1.7783e-09 | 5spot_SharedNeighbor | Water | Porous | Wet | R245fa | MinimizeLCOE_Brownfield | IgnoreSilica | 2019 | 122.0272 | 20.4276 | 1.3208 | 4 | 7951.9638 | 9989.842 | 162.1115 | 203.6564 | 102.7862 | 0 | 86.0132 | 2971515.2313 | 106000.118 | 3853462.4536 | 4133456.6203 | 0 | 250616.2676 | 0 | 4412869.7694 | 11481381.9361 | 7836279.0902 | 35045581.4866 | 961560.8286 | 6004137.4768 | 6004137.4768 | 1478867.319 | 3283376.0606 | 0 | 42011279.792 | 52777660.6483 | 1778279.41 | 5.2831 | 7951.9638 | 9989.842 | 162.1115 | 203.6564
1 | 2000 | 707 | 0.045 | 15 | 15 | 7 | 2.3714e-09 | 5spot_SharedNeighbor | Water | Porous | Wet | R245fa | MinimizeLCOE_Brownfield | IgnoreSilica | 2019 | 122.9324 | 20.5732 | 1.3336 | 4 | 7911.2292 | 9929.4919 | 161.2811 | 202.4261 | 102.7693 | 0 | 101.9521 | 2986127.1175 | 106503.6131 | 3875458.9129 | 4163352.0446 | 0 | 245279.6889 | 0 | 4436921.337 | 11543959.1813 | 7878989.3459 | 35236591.2413 | 961560.8286 | 6004137.4768 | 6004137.4768 | 1478867.319 | 3283376.0606 | 0 | 42202289.5467 | 52968670.403 | 2371373.7057 | 5.3345 | 7911.2292 | 9929.4919 | 161.2811 | 202.4261
1 | 2000 | 707 | 0.045 | 15 | 15 | 7 | 3.1623e-09 | 5spot_SharedNeighbor | Water | Porous | Wet | R245fa | MinimizeLCOE_Brownfield | IgnoreSilica | 2019 | 123.6318 | 20.6855 | 1.3435 | 4 | 7880.6171 | 9884.0715 | 160.657 | 201.5002 | 102.7562 | 0 | 96.9396 | 2997378.2725 | 106891.0591 | 3892415.8073 | 4186437.8372 | 0 | 241197.673 | 0 | 4455485.0532 | 11592258.1627 | 7911954.3931 | 35384018.2581 | 961560.8286 | 6004137.4768 | 6004137.4768 | 1478867.319 | 3283376.0606 | 0 | 42349716.5635 | 53116097.4199 | 3162277.6602 | 5.3739 | 7880.6171 | 9884.0715 | 160.657 | 201.5002
1 | 2000 | 707 | 0.045 | 15 | 15 | 7 | 4.217e-09 | 5spot_SharedNeighbor | Water | Porous | Wet | R245fa | MinimizeLCOE_Brownfield | IgnoreSilica | 2019 | 124.1434 | 20.7676 | 1.3508 | 4 | 7857.6236 | 9850.2025 | 160.1883 | 200.8097 | 102.7465 | 0 | 107.0715 | 3005586.9804 | 107173.5977 | 3904798.2476 | 4203317.6782 | 0 | 237959.9942 | 0 | 4468946.2342 | 11627281.3946 | 7935858.4685 | 35490922.5955 | 961560.8286 | 6004137.4768 | 6004137.4768 | 1478867.319 | 3283376.0606 | 0 | 42456620.9008 | 53223001.7572 | 4216965.0343 | 5.4032 | 7857.6236 | 9850.2025 | 160.1883 | 200.8097
1 | 2000 | 707 | 0.045 | 15 | 15 | 7 | 5.6234e-09 | 5spot_SharedNeighbor | Water | Porous | Wet | R245fa | MinimizeLCOE_Brownfield | IgnoreSilica | 2019 | 124.5332 | 20.8301 | 1.3564 | 4 | 7840.359 | 9824.7544 | 159.8363 | 200.2909 | 102.7391 | 0 | 101.9254 | 3011831.5281 | 107388.4538 | 3914223.9807 | 4216179.265 | 0 | 235501.4355 | 0 | 4479198.6186 | 11653955.9957 | 7954064.4319 | 35572343.7094 | 961560.8286 | 6004137.4768 | 6004137.4768 | 1478867.319 | 3283376.0606 | 0 | 42538042.0148 | 53304422.8711 | 5623413.2519 | 5.4255 | 7840.359 | 9824.7544 | 159.8363 | 200.2909
1 | 2000 | 707 | 0.045 | 15 | 15 | 7 | 7.4989e-09 | 5spot_SharedNeighbor | Water | Porous | Wet | R245fa | MinimizeLCOE_Brownfield | IgnoreSilica | 2019 | 124.8427 | 20.8797 | 1.3607 | 4 | 7827.4 | 9805.4892 | 159.5721 | 199.8982 | 102.7331 | 0 | 102.4832 | 3016781.2993 | 107558.714 | 3921699.0664 | 4226386.711 | 0 | 233710.1088 | 0 | 4487393.0008 | 11675276.0972 | 7968615.8393 | 35637420.8368 | 961560.8286 | 6004137.4768 | 6004137.4768 | 1478867.319 | 3283376.0606 | 0 | 42603119.1422 | 53369499.9986 | 7498942.0933 | 5.4428 | 7827.4 | 9805.4892 | 159.5721 | 199.8982
1 | 2000 | 707 | 0.045 | 15 | 15 | 7 | 1e-08 | 5spot_SharedNeighbor | Water | Porous | Wet | R245fa | MinimizeLCOE_Brownfield | IgnoreSilica | 2019 | 125.0472 | 20.9125 | 1.3637 | 4 | 7817.675 | 9791.3622 | 159.3739 | 199.6102 | 102.7292 | 0 | 92.5266 | 3020048.1425 | 107671.0603 | 3926634.5374 | 4233130.0093 | 0 | 232202.9749 | 0 | 4492677.8225 | 11689026.1193 | 7978000.5119 | 35679391.1781 | 961560.8286 | 6004137.4768 | 6004137.4768 | 1478867.319 | 3283376.0606 | 0 | 42645089.4835 | 53411470.3399 | 10000000 | 5.455 | 7817.675 | 9791.3622 | 159.3739 | 199.6102
1 | 2100 | 707 | 0.045 | 15 | 15 | 7 | 1e-13 | 5spot_SharedNeighbor | Water | Porous | Wet | R245fa | MinimizeLCOE_Brownfield | IgnoreSilica | 2019 | 0 | 0 | 0 | 0 |  |  |  |  | 15 |  | 10.8821 | [19 empty] | 100 | 0
1 | 2100 | 707 | 0.045 | 15 | 15 | 7 | 1.3335e-13 | 5spot_SharedNeighbor | Water | Porous | Wet | R245fa | MinimizeLCOE_Brownfield | IgnoreSilica | 2019 | 0 | 0 | 0 | 0 |  |  |  |  | 15 |  | 12.0498 | [19 empty] | 133.3521 | 0
1 | 2100 | 707 | 0.045 | 15 | 15 | 7 | 1.7783e-13 | 5spot_SharedNeighbor | Water | Porous | Wet | R245fa | MinimizeLCOE_Brownfield | IgnoreSilica | 2019 | 0 | 0 | 0 | 0 |  |  |  |  | 15 |  | 11.9844 | [19 empty] | 177.8279 | 0
1 | 2100 | 707 | 0.045 | 15 | 15 | 7 | 2.3714e-13 | 5spot_SharedNeighbor | Water | Porous | Wet | R245fa | MinimizeLCOE_Brownfield | IgnoreSilica | 2019 | 0 | 0 | 0 | 0 |  |  |  |  | 15 |  | 12.5842 | [19 empty] | 237.1374 | 0
1 | 2100 | 707 | 0.045 | 15 | 15 | 7 | 3.1623e-13 | 5spot_SharedNeighbor | Water | Porous | Wet | R245fa | MinimizeLCOE_Brownfield | IgnoreSilica | 2019 | 0.55046 | 0.056549 | 8.7643e-05 | 4 | 22103653.2092 | 54105579.1796 | 450612.8681 | 1103015.4148 | 78.2553 | 0 | 21.2872 | 40091.1348 | 1185.128 | 35316.9316 | 39202.2671 | 0 | 32703.0993 | 0 | 57914.4387 | 150681.4897 | 102843.2129 | 459937.7021 | 961560.8286 | 6327463.8043 | 6327463.8043 | 1478867.319 | 3412706.5916 | 0 | 7748962.335 | 18968000.05 | 316.2278 | 0.00035057 | 22103653.2092 | 54105579.1796 | 450612.8681 | 1103015.4148
1 | 2100 | 707 | 0.045 | 15 | 15 | 7 | 4.217e-13 | 5spot_SharedNeighbor | Water | Porous | Wet | R245fa | MinimizeLCOE_Brownfield | IgnoreSilica | 2019 | 0.90348 | 0.11477 | 0.0012964 | 4 | 1544608.8132 | 3708119.3795 | 31488.9399 | 75595.0292 | 88.0598 | 0 | 33.8273 | 71373.6302 | 2279.6077 | 61725.8096 | 51020.6485 | 0 | 46275.4975 | 0 | 90743.3255 | 236095.5189 | 161140.0429 | 720654.0808 | 961560.8286 | 6327463.8043 | 6327463.8043 | 1478867.319 | 3412706.5916 | 0 | 8009678.7137 | 19228716.4287 | 421.6965 | 0.0051856 | 1544608.8132 | 3708119.3795 | 31488.9399 | 75595.0292
1 | 2100 | 707 | 0.045 | 15 | 15 | 7 | 5.6234e-13 | 5spot_SharedNeighbor | Water | Porous | Wet | R245fa | MinimizeLCOE_Brownfield | IgnoreSilica | 2019 | 1.2819 | 0.1806 | 0.0033558 | 4 | 615624.0839 | 1451415.1584 | 12550.3296 | 29589.0612 | 93.297 | 0 | 95.2119 | 101803.5843 | 3387.9512 | 88348.7577 | 64074.6355 | 0 | 57068.7517 | 0 | 122726.6353 | 319309.5304 | 217935.3157 | 974655.1617 | 961560.8286 | 6327463.8043 | 6327463.8043 | 1478867.319 | 3412706.5916 | 0 | 8263679.7946 | 19482717.5096 | 562.3413 | 0.013423 | 615624.0839 | 1451415.1584 | 12550.3296 | 29589.0612
1 | 2100 | 707 | 0.045 | 15 | 15 | 7 | 7.4989e-13 | 5spot_SharedNeighbor | Water | Porous | Wet | R245fa | MinimizeLCOE_Brownfield | IgnoreSilica | 2019 | 1.7681 | 0.26718 | 0.0064037 | 4 | 334419.9387 | 772409.179 | 6817.6028 | 15746.6059 | 97.0191 | 0 | 133.9486 | 137248.4961 | 4702.7818 | 120504.73 | 81032.2664 | 0 | 68844.3883 | 0 | 160809.7384 | 418393.9528 | 285562.4699 | 1277098.8238 | 961560.8286 | 6327463.8043 | 6327463.8043 | 1478867.319 | 3412706.5916 | 0 | 8566123.4567 | 19785161.1717 | 749.8942 | 0.025615 | 334419.9387 | 772409.179 | 6817.6028 | 15746.6059
1 | 2100 | 707 | 0.045 | 15 | 15 | 7 | 1e-12 | 5spot_SharedNeighbor | Water | Porous | Wet | R245fa | MinimizeLCOE_Brownfield | IgnoreSilica | 2019 | 2.371 | 0.37566 | 0.010678 | 4 | 208654.252 | 471316.0461 | 4253.6992 | 9608.4151 | 99.6502 | 0 | 207.1408 | 177062.9909 | 6192.4289 | 157955.8714 | 101982.8014 | 0 | 80881.8935 | 0 | 204389.6346 | 531779.9031 | 362950.7108 | 1623196.2346 | 961560.8286 | 6327463.8043 | 6327463.8043 | 1478867.319 | 3412706.5916 | 0 | 8912220.8676 | 20131258.5825 | 1000 | 0.042713 | 208654.252 | 471316.0461 | 4253.6992 | 9608.4151
1 | 2100 | 707 | 0.045 | 15 | 15 | 7 | 1.3335e-12 | 5spot_SharedNeighbor | Water | Porous | Wet | R245fa | MinimizeLCOE_Brownfield | IgnoreSilica | 2019 | 3.1419 | 0.51534 | 0.016534 | 4 | 141010.3558 | 310648.2341 | 2874.6868 | 6332.9844 | 101.6142 | 0 | 45.6467 | 223497.0645 | 7937.2339 | 203112.3137 | 128887.4572 | 0 | 94156.8055 | 0 | 256460.4412 | 667257.4607 | 455416.9277 | 2036725.7044 | 961560.8286 | 6327463.8043 | 6327463.8043 | 1478867.319 | 3412706.5916 | 0 | 9325750.3374 | 20544788.0523 | 1333.5214 | 0.066135 | 141010.3558 | 310648.2341 | 2874.6868 | 6332.9844
1 | 2100 | 707 | 0.045 | 15 | 15 | 7 | 1.7783e-12 | 5spot_SharedNeighbor | Water | Porous | Wet | R245fa | MinimizeLCOE_Brownfield | IgnoreSilica | 2019 | 4.136 | 0.69621 | 0.024442 | 4 | 100509.085 | 215261.8969 | 2049.0136 | 4388.4049 | 103.1051 | 0 | 51.2254 | 278266.6371 | 9998.9962 | 258085.5973 | 163726.8875 | 0 | 109178.8793 | 0 | 319510.229 | 831300.0753 | 567379.3829 | 2537446.6845 | 961560.8286 | 6327463.8043 | 6327463.8043 | 1478867.319 | 3412706.5916 | 0 | 9826471.3175 | 21045509.0324 | 1778.2794 | 0.097767 | 100509.085 | 215261.8969 | 2049.0136 | 4388.4049
1 | 2100 | 707 | 0.045 | 15 | 15 | 7 | 2.3714e-12 | 5spot_SharedNeighbor | Water | Porous | Wet | R245fa | MinimizeLCOE_Brownfield | IgnoreSilica | 2019 | 5.3929 | 0.92534 | 0.034945 | 4 | 74552.1217 | 154814.0301 | 1519.8458 | 3156.0934 | 104.221 | 0 | 49.4032 | 341720.6507 | 12386.1993 | 323784.1941 | 207742.5492 | 0 | 125551.6336 | 0 | 394362.2385 | 1026049.6498 | 700299.9692 | 3131897.0844 | 961560.8286 | 6327463.8043 | 6327463.8043 | 1478867.319 | 3412706.5916 | 0 | 10420921.7174 | 21639959.4323 | 2371.3737 | 0.13978 | 74552.1217 | 154814.0301 | 1519.8458 | 3156.0934
1 | 2100 | 707 | 0.045 | 15 | 15 | 7 | 3.1623e-12 | 5spot_SharedNeighbor | Water | Porous | Wet | R245fa | MinimizeLCOE_Brownfield | IgnoreSilica | 2019 | 6.9151 | 1.2024 | 0.048565 | 4 | 57117.8601 | 114870.0586 | 1164.4248 | 2341.7815 | 105.0098 | 0 | 48.2131 | 412294.8772 | 15036.1128 | 399024.414 | 260953.7783 | 0 | 141775.0129 | 0 | 479342.8361 | 1247151.7329 | 851206.6841 | 3806785.4483 | 961560.8286 | 6327463.8043 | 6327463.8043 | 1478867.319 | 3412706.5916 | 0 | 11095810.0812 | 22314847.7961 | 3162.2777 | 0.19426 | 57117.8601 | 114870.0586 | 1164.4248 | 2341.7815
1 | 2100 | 707 | 0.045 | 15 | 15 | 7 | 4.217e-12 | 5spot_SharedNeighbor | Water | Porous | Wet | R245fa | MinimizeLCOE_Brownfield | IgnoreSilica | 2019 | 9.2781 | 1.6346 | 0.06765 | 4 | 44744.0789 | 86204.2428 | 912.1686 | 1757.3901 | 105.7918 | 0 | 51.5206 | 513432.6878 | 18833.5965 | 509835.6179 | 343637.7146 | 0 | 170036.7389 | 0 | 606752.7787 | 1578646.2681 | 1077458.5159 | 4818633.9185 | 961560.8286 | 6327463.8043 | 6327463.8043 | 1478867.319 | 3412706.5916 | 0 | 12107658.5514 | 23326696.2663 | 4216.965 | 0.2706 | 44744.0789 | 86204.2428 | 912.1686 | 1757.3901
1 | 2100 | 707 | 0.045 | 15 | 15 | 7 | 5.6234e-12 | 5spot_SharedNeighbor | Water | Porous | Wet | R245fa | MinimizeLCOE_Brownfield | IgnoreSilica | 2019 | 11.5561 | 2.0512 | 0.090814 | 4 | 35805.5048 | 66690.0259 | 729.9436 | 1359.5664 | 106.2387 | 0 | 50.1282 | 603489.8353 | 22208.2599 | 611183.4896 | 423451.6273 | 0 | 185688.6634 | 0 | 719948.5315 | 1873158.3971 | 1278469.0956 | 5717597.8997 | 961560.8286 | 6327463.8043 | 6327463.8043 | 1478867.319 | 3412706.5916 | 0 | 13006622.5327 | 24225660.2476 | 5623.4133 | 0.36326 | 35805.5048 | 66690.0259 | 729.9436 | 1359.5664
1 | 2100 | 707 | 0.045 | 15 | 15 | 7 | 7.4989e-12 | 5spot_SharedNeighbor | Water | Porous | Wet | R245fa | MinimizeLCOE_Brownfield | IgnoreSilica | 2019 | 14.7102 | 2.628 | 0.12149 | 4 | 29238.5516 | 52325.2184 | 596.0674 | 1066.7204 | 106.6232 | 0 | 52.0202 | 719581.6668 | 26549.6033 | 744972.057 | 534053.1451 | 0 | 208932.6942 | 0 | 871294.7749 | 2266930.2771 | 1547226.4949 | 6919540.7133 | 961560.8286 | 6327463.8043 | 6327463.8043 | 1478867.319 | 3412706.5916 | 0 | 14208565.3462 | 25427603.0611 | 7498.9421 | 0.48595 | 29238.5516 | 52325.2184 | 596.0674 | 1066.7204
1 | 2100 | 707 | 0.045 | 15 | 15 | 7 | 1e-11 | 5spot_SharedNeighbor | Water | Porous | Wet | R245fa | MinimizeLCOE_Brownfield | IgnoreSilica | 2019 | 18.6519 | 3.3489 | 0.16095 | 4 | 24295.7761 | 41721.8312 | 495.3023 | 850.556 | 106.9228 | 0 | 57.6501 | 854496.6332 | 31584.4989 | 904210.4858 | 672280.0523 | 0 | 234267.8969 | 0 | 1051767.4311 | 2736483.1087 | 1867705.9508 | 8352796.0577 | 961560.8286 | 6327463.8043 | 6327463.8043 | 1478867.319 | 3412706.5916 | 0 | 15641820.6906 | 26860858.4055 | 10000 | 0.64381 | 24295.7761 | 41721.8312 | 495.3023 | 850.556
1 | 2100 | 707 | 0.045 | 15 | 15 | 7 | 1.3335e-11 | 5spot_SharedNeighbor | Water | Porous | Wet | R245fa | MinimizeLCOE_Brownfield | IgnoreSilica | 2019 | 23.5117 | 4.2379 | 0.21118 | 4 | 20516.1411 | 33797.281 | 418.2493 | 689.0033 | 107.1553 | 0 | 63.3903 | 1009519.8765 | 37357.7012 | 1091422.3184 | 842716.1268 | 0 | 261104.2247 | 0 | 1264426.8966 | 3289779.4153 | 2245342.0491 | 10041668.6086 | 961560.8286 | 6327463.8043 | 6327463.8043 | 1478867.319 | 3412706.5916 | 0 | 17330693.2416 | 28549730.9565 | 13335.2143 | 0.84473 | 20516.1411 | 33797.281 | 418.2493 | 689.0033
1 | 2100 | 707 | 0.045 | 15 | 15 | 7 | 1.7783e-11 | 5spot_SharedNeighbor | Water | Porous | Wet | R245fa | MinimizeLCOE_Brownfield | IgnoreSilica | 2019 | 29.4218 | 5.3191 | 0.27431 | 4 | 17587.6753 | 27812.5937 | 358.5486 | 566.9973 | 107.3358 | 0 | 62.9374 | 1185663.0478 | 43903.4256 | 1308844.6669 | 1049997.4897 | 0 | 288773.1593 | 0 | 1512100.8978 | 3934176.3616 | 2685156.206 | 12008615.2547 | 961560.8286 | 6327463.8043 | 6327463.8043 | 1478867.319 | 3412706.5916 | 0 | 19297639.8876 | 30516677.6026 | 17782.7941 | 1.0972 | 17587.6753 | 27812.5937 | 358.5486 | 566.9973
1 | 2100 | 707 | 0.045 | 15 | 15 | 7 | 2.3714e-11 | 5spot_SharedNeighbor | Water | Porous | Wet | R245fa | MinimizeLCOE_Brownfield | IgnoreSilica | 2019 | 36.5324 | 6.6201 | 0.35257 | 4 | 15294.6811 | 23249.8045 | 311.8028 | 473.9787 | 107.4767 | 0 | 60.6006 | 1384198.6494 | 51265.3113 | 1559067.1123 | 1299396.4953 | 0 | 316907.1503 | 0 | 1798225.5402 | 4678613.9889 | 3193250.1833 | 14280924.431 | 961560.8286 | 6327463.8043 | 6327463.8043 | 1478867.319 | 3412706.5916 | 0 | 21569949.0639 | 32788986.7789 | 23713.7371 | 1.4103 | 15294.6811 | 23249.8045 | 311.8028 | 473.9787
1 | 2100 | 707 | 0.045 | 15 | 15 | 7 | 3.1623e-11 | 5spot_SharedNeighbor | Water | Porous | Wet | R245fa | MinimizeLCOE_Brownfield | IgnoreSilica | 2019 | 44.854 | 8.1426 | 0.44726 | 4 | 13486.1849 | 19757.1092 | 274.9341 | 402.7754 | 107.5838 | 0 | 64.696 | 1602505.2928 | 59342.017 | 1839699.7779 | 1591255.7319 | 0 | 343794.8995 | 0 | 2120273.1105 | 5516515.7056 | 3765135.3221 | 16838521.8574 | 961560.8286 | 6327463.8043 | 6327463.8043 | 1478867.319 | 3412706.5916 | 0 | 24127546.4903 | 35346584.2053 | 31622.7766 | 1.7891 | 13486.1849 | 19757.1092 | 274.9341 | 402.7754
1 | 2100 | 707 | 0.045 | 15 | 15 | 7 | 4.217e-11 | 5spot_SharedNeighbor | Water | Porous | Wet | R245fa | MinimizeLCOE_Brownfield | IgnoreSilica | 2019 | 54.2445 | 9.8592 | 0.55796 | 4 | 12056.0856 | 17082.8733 | 245.7796 | 348.2575 | 107.6561 | 0 | 64.2551 | 1834681.4182 | 67909.3218 | 2143805.802 | 1920469.7243 | 0 | 367246.4971 | 0 | 2470303.9777 | 6427224.2209 | 4386712.597 | 19618353.559 | 961560.8286 | 6327463.8043 | 6327463.8043 | 1478867.319 | 3412706.5916 | 0 | 26907378.1919 | 38126415.9069 | 42169.6503 | 2.2319 | 12056.0856 | 17082.8733 | 245.7796 | 348.2575
1 | 2100 | 707 | 0.045 | 15 | 15 | 7 | 5.6234e-11 | 5spot_SharedNeighbor | Water | Porous | Wet | R245fa | MinimizeLCOE_Brownfield | IgnoreSilica | 2019 | 64.2419 | 11.6822 | 0.68077 | 4 | 10928.1927 | 15048.1531 | 222.786 | 306.777 | 107.6871 | 0 | 79.1088 | 2068394.637 | 76504.4301 | 2455412.5294 | 2270544.0435 | 0 | 383786.6324 | 0 | 2829310.4863 | 7361285.5138 | 5024228.6225 | 22469466.895 | 961560.8286 | 6327463.8043 | 6327463.8043 | 1478867.319 | 3412706.5916 | 0 | 29758491.528 | 40977529.2429 | 56234.1325 | 2.7231 | 10928.1927 | 15048.1531 | 222.786 | 306.777
1 | 2100 | 707 | 0.045 | 15 | 15 | 7 | 7.4989e-11 | 5spot_SharedNeighbor | Water | Porous | Wet | R245fa | MinimizeLCOE_Brownfield | IgnoreSilica | 2019 | 74.3151 | 13.5111 | 0.80964 | 4 | 10044.2712 | 13508.4712 | 204.7661 | 275.3885 | 107.6739 | 0 | 76.4934 | 2291884.4091 | 84688.6428 | 2758411.8397 | 2622512.2792 | 0 | 391658.8559 | 0 | 3178170.8504 | 8268948.6203 | 5643727.3433 | 25240002.8407 | 961560.8286 | 6327463.8043 | 6327463.8043 | 1478867.319 | 3412706.5916 | 0 | 32529027.4736 | 43748065.1886 | 74989.4209 | 3.2386 | 10044.2712 | 13508.4712 | 204.7661 | 275.3885
1 | 2100 | 707 | 0.045 | 15 | 15 | 7 | 1e-10 | 5spot_SharedNeighbor | Water | Porous | Wet | R245fa | MinimizeLCOE_Brownfield | IgnoreSilica | 2019 | 83.913 | 15.2429 | 0.93726 | 4 | 9356.7737 | 12349.2968 | 190.7505 | 251.7571 | 107.6221 | 0 | 79.9659 | 2494901.7213 | 92086.2209 | 3037935.7469 | 2956872.2166 | 0 | 390583.4601 | 0 | 3499227.9527 | 9104273.3425 | 6213853.6303 | 27789734.2912 | 961560.8286 | 6327463.8043 | 6327463.8043 | 1478867.319 | 3412706.5916 | 0 | 35078758.9242 | 46297796.6391 | 100000 | 3.749 | 9356.7737 | 12349.2968 | 190.7505 | 251.7571
1 | 2100 | 707 | 0.045 | 15 | 15 | 7 | 1.3335e-10 | 5spot_SharedNeighbor | Water | Porous | Wet | R245fa | MinimizeLCOE_Brownfield | IgnoreSilica | 2019 | 92.6165 | 16.8022 | 1.057 | 4 | 8825.8531 | 11479.2478 | 179.927 | 234.02 | 107.5443 | 0 | 98.8044 | 2671371.4171 | 98482.4203 | 3284291.7721 | 3259023.5314 | 0 | 381967.1375 | 0 | 3781103.1486 | 9837654.7816 | 6714401.5321 | 30028295.7406 | 961560.8286 | 6327463.8043 | 6327463.8043 | 1478867.319 | 3412706.5916 | 0 | 37317320.3736 | 48536358.0885 | 133352.1432 | 4.2282 | 8825.8531 | 11479.2478 | 179.927 | 234.02
1 | 2100 | 707 | 0.045 | 15 | 15 | 7 | 1.7783e-10 | 5spot_SharedNeighbor | Water | Porous | Wet | R245fa | MinimizeLCOE_Brownfield | IgnoreSilica | 2019 | 100.4512 | 18.1953 | 1.1673 | 4 | 8411.8764 | 10814.6271 | 171.4875 | 220.4708 | 107.451 | 0 | 76.3496 | 2824456.8658 | 104001.688 | 3500628.1379 | 3530023.9798 | 0 | 368784.0017 | 0 | 4027878.9226 | 10479714.7249 | 7152620.6364 | 31988108.9571 | 961560.8286 | 6327463.8043 | 6327463.8043 | 1478867.319 | 3412706.5916 | 0 | 39277133.59 | 50496171.305 | 177827.941 | 4.6692 | 8411.8764 | 10814.6271 | 171.4875 | 220.4708
1 | 2100 | 707 | 0.045 | 15 | 15 | 7 | 2.3714e-10 | 5spot_SharedNeighbor | Water | Porous | Wet | R245fa | MinimizeLCOE_Brownfield | IgnoreSilica | 2019 | 106.7823 | 19.3129 | 1.2594 | 4 | 8102.6621 | 10329.7842 | 165.1837 | 210.5866 | 107.3605 | 0 | 90.9181 | 2944381.7973 | 108304.1621 | 3671864.1431 | 3748253.5705 | 0 | 352208.8608 | 0 | 4221754.8882 | 10984140.218 | 7496901.4003 | 33527809.0402 | 961560.8286 | 6327463.8043 | 6327463.8043 | 1478867.319 | 3412706.5916 | 0 | 40816833.6731 | 52035871.388 | 237137.3706 | 5.0375 | 8102.6621 | 10329.7842 | 165.1837 | 210.5866
1 | 2100 | 707 | 0.045 | 15 | 15 | 7 | 3.1623e-10 | 5spot_SharedNeighbor | Water | Porous | Wet | R245fa | MinimizeLCOE_Brownfield | IgnoreSilica | 2019 | 111.9392 | 20.2176 | 1.336 | 4 | 7867.4239 | 9966.8282 | 160.3881 | 203.1873 | 107.2773 | 0 | 83.2725 | 3039675.2826 | 111708.5069 | 3809067.3173 | 3925476.698 | 0 | 334922.2567 | 0 | 4376131.524 | 11385796.5575 | 7771040.1052 | 34753818.2482 | 961560.8286 | 6327463.8043 | 6327463.8043 | 1478867.319 | 3412706.5916 | 0 | 42042842.8812 | 53261880.5961 | 316227.766 | 5.3439 | 7867.4239 | 9966.8282 | 160.3881 | 203.1873
1 | 2100 | 707 | 0.045 | 15 | 15 | 7 | 4.217e-10 | 5spot_SharedNeighbor | Water | Porous | Wet | R245fa | MinimizeLCOE_Brownfield | IgnoreSilica | 2019 | 116.0607 | 20.9368 | 1.3982 | 4 | 7688.9976 | 9694.9233 | 156.7506 | 197.6441 | 107.205 | 0 | 89.571 | 3114339.8708 | 114366.3606 | 3917292.6387 | 4066754.119 | 0 | 318474.8966 | 0 | 4497178.8754 | 11700736.9355 | 7985993.3846 | 35715137.0812 | 961560.8286 | 6327463.8043 | 6327463.8043 | 1478867.319 | 3412706.5916 | 0 | 43004161.7141 | 54223199.429 | 421696.5034 | 5.5929 | 7688.9976 | 9694.9233 | 156.7506 | 197.6441
1 | 2100 | 707 | 0.045 | 15 | 15 | 7 | 5.6234e-10 | 5spot_SharedNeighbor | Water | Porous | Wet | R245fa | MinimizeLCOE_Brownfield | IgnoreSilica | 2019 | 119.2861 | 21.4971 | 1.4477 | 4 | 7553.9788 | 9491.3492 | 153.9981 | 193.494 | 107.145 | 0 | 84.3258 | 3171863.7925 | 116408.0512 | 4001116.899 | 4177079.2651 | 0 | 303635.4403 | 0 | 4590340.3448 | 11943123.9689 | 8151427.5154 | 36454995.2773 | 961560.8286 | 6327463.8043 | 6327463.8043 | 1478867.319 | 3412706.5916 | 0 | 43744019.9103 | 54963057.6252 | 562341.3252 | 5.7909 | 7553.9788 | 9491.3492 | 153.9981 | 193.494
1 | 2100 | 707 | 0.045 | 15 | 15 | 7 | 7.4989e-10 | 5spot_SharedNeighbor | Water | Porous | Wet | R245fa | MinimizeLCOE_Brownfield | IgnoreSilica | 2019 | 124.3 | 22.3637 | 1.5083 | 4 | 7451.8371 | 9311.376 | 151.9158 | 189.825 | 107.046 | 0 | 80.3272 | 3259754.6146 | 119517.1955 | 4129947.685 | 4348167.461 | 0 | 304894.3425 | 0 | 4743289.7065 | 12341066.8337 | 8423031.6976 | 37669669.5364 | 961560.8286 | 6327463.8043 | 6327463.8043 | 1478867.319 | 3412706.5916 | 0 | 44958694.1693 | 56177731.8843 | 749894.2093 | 6.0332 | 7451.8371 | 9311.376 | 151.9158 | 189.825
1 | 2100 | 707 | 0.045 | 15 | 15 | 7 | 1e-09 | 5spot_SharedNeighbor | Water | Porous | Wet | R245fa | MinimizeLCOE_Brownfield | IgnoreSilica | 2019 | 123.6829 | 22.2573 | 1.5164 | 4 | 7375.0812 | 9224.7321 | 150.351 | 188.0586 | 107.0583 | 0 | 99.0024 | 3249023.2976 | 119138.0739 | 4114175.9046 | 4327130.4263 | 0 | 280097.5422 | 0 | 4714930.4454 | 12267281.8537 | 8372671.9326 | 37444449.4763 | 961560.8286 | 6327463.8043 | 6327463.8043 | 1478867.319 | 3412706.5916 | 0 | 44733474.1093 | 55952511.8242 | 1000000 | 6.0655 | 7375.0812 | 9224.7321 | 150.351 | 188.0586
1 | 2100 | 707 | 0.045 | 15 | 15 | 7 | 1.3335e-09 | 5spot_SharedNeighbor | Water | Porous | Wet | R245fa | MinimizeLCOE_Brownfield | IgnoreSilica | 2019 | 125.1445 | 22.509 | 1.5395 | 4 | 7317.1413 | 9139.0624 | 149.1698 | 186.3121 | 107.0283 | 0 | 96.4552 | 3274356.3813 | 120032.175 | 4151453.8447 | 4376920.6518 | 0 | 271432.8703 | 0 | 4755736.4101 | 12373450.6033 | 8445134.2857 | 37768517.2223 | 961560.8286 | 6327463.8043 | 6327463.8043 | 1478867.319 | 3412706.5916 | 0 | 45057541.8553 | 56276579.5702 | 1333521.4322 | 6.1578 | 7317.1413 | 9139.0624 | 149.1698 | 186.3121
1 | 2100 | 707 | 0.045 | 15 | 15 | 7 | 1.7783e-09 | 5spot_SharedNeighbor | Water | Porous | Wet | R245fa | MinimizeLCOE_Brownfield | IgnoreSilica | 2019 | 126.2434 | 22.698 | 1.557 | 4 | 7273.5377 | 9074.9462 | 148.2809 | 185.0051 | 107.0054 | 0 | 100.8293 | 3293300.3491 | 120700.0409 | 4179382.1099 | 4414325.7306 | 0 | 264462.6466 | 0 | 4786146.6421 | 12452571.789 | 8499136.1207 | 38010025.4289 | 961560.8286 | 6327463.8043 | 6327463.8043 | 1478867.319 | 3412706.5916 | 0 | 45299050.0618 | 56518087.7767 | 1778279.41 | 6.2279 | 7273.5377 | 9074.9462 | 148.2809 | 185.0051
1 | 2100 | 707 | 0.045 | 15 | 15 | 7 | 2.3714e-09 | 5spot_SharedNeighbor | Water | Porous | Wet | R245fa | MinimizeLCOE_Brownfield | IgnoreSilica | 2019 | 127.0935 | 22.844 | 1.5705 | 4 | 7240.7475 | 9026.6836 | 147.6124 | 184.0212 | 106.9874 | 0 | 91.432 | 3307895.9403 | 121214.1983 | 4200929.084 | 4443245.2084 | 0 | 259089.3447 | 0 | 4809625.7725 | 12513659.6702 | 8540829.8549 | 38196489.0733 | 961560.8286 | 6327463.8043 | 6327463.8043 | 1478867.319 | 3412706.5916 | 0 | 45485513.7062 | 56704551.4212 | 2371373.7057 | 6.2819 | 7240.7475 | 9026.6836 | 147.6124 | 184.0212
1 | 2100 | 707 | 0.045 | 15 | 15 | 7 | 3.1623e-09 | 5spot_SharedNeighbor | Water | Porous | Wet | R245fa | MinimizeLCOE_Brownfield | IgnoreSilica | 2019 | 127.7197 | 22.9514 | 1.5806 | 4 | 7216.1049 | 8990.6509 | 147.1101 | 183.2866 | 106.974 | 0 | 88.9965 | 3318613.1615 | 121591.4962 | 4216767.2605 | 4464536.4071 | 0 | 254826.3514 | 0 | 4826770.5239 | 12558266.7965 | 8571275.1352 | 38332647.1324 | 961560.8286 | 6327463.8043 | 6327463.8043 | 1478867.319 | 3412706.5916 | 0 | 45621671.7653 | 56840709.4803 | 3162277.6602 | 6.3222 | 7216.1049 | 8990.6509 | 147.1101 | 183.2866
1 | 2100 | 707 | 0.045 | 15 | 15 | 7 | 4.217e-09 | 5spot_SharedNeighbor | Water | Porous | Wet | R245fa | MinimizeLCOE_Brownfield | IgnoreSilica | 2019 | 128.1802 | 23.0303 | 1.5881 | 4 | 7197.5949 | 8963.7437 | 146.7327 | 182.738 | 106.9641 | 0 | 92.2398 | 3326475.1951 | 121868.1444 | 4228395.2143 | 4480185.95 | 0 | 251479.796 | 0 | 4839277.6769 | 12590807.843 | 8593485.0681 | 38431974.8877 | 961560.8286 | 6327463.8043 | 6327463.8043 | 1478867.319 | 3412706.5916 | 0 | 45720999.5206 | 56940037.2356 | 4216965.0343 | 6.3523 | 7197.5949 | 8963.7437 | 146.7327 | 182.738
1 | 2100 | 707 | 0.045 | 15 | 15 | 7 | 5.6234e-09 | 5spot_SharedNeighbor | Water | Porous | Wet | R245fa | MinimizeLCOE_Brownfield | IgnoreSilica | 2019 | 128.546 | 23.093 | 1.5939 | 4 | 7183.6967 | 8943.3766 | 146.4494 | 182.3228 | 106.9562 | 0 | 96.5222 | 3332710.5406 | 122087.4748 | 4237622.7693 | 4492615.7312 | 0 | 249025.4037 | 0 | 4849284.1486 | 12616842.6298 | 8611254.345 | 38511443.043 | 961560.8286 | 6327463.8043 | 6327463.8043 | 1478867.319 | 3412706.5916 | 0 | 45800467.6759 | 57019505.3909 | 5623413.2519 | 6.3756 | 7183.6967 | 8943.3766 | 146.4494 | 182.3228
1 | 2100 | 707 | 0.045 | 15 | 15 | 7 | 7.4989e-09 | 5spot_SharedNeighbor | Water | Porous | Wet | R245fa | MinimizeLCOE_Brownfield | IgnoreSilica | 2019 | 128.8038 | 23.1372 | 1.5981 | 4 | 7173.2643 | 8928.2722 | 146.2367 | 182.0149 | 106.9506 | 0 | 102.4069 | 3337099.0776 | 122241.7988 | 4244120.2935 | 4501373.9416 | 0 | 247061.2801 | 0 | 4856239.5927 | 12634939.2686 | 8623605.6729 | 38566680.9259 | 961560.8286 | 6327463.8043 | 6327463.8043 | 1478867.319 | 3412706.5916 | 0 | 45855705.5588 | 57074743.2738 | 7498942.0933 | 6.3926 | 7173.2643 | 8928.2722 | 146.2367 | 182.0149
1 | 2100 | 707 | 0.045 | 15 | 15 | 7 | 1e-08 | 5spot_SharedNeighbor | Water | Porous | Wet | R245fa | MinimizeLCOE_Brownfield | IgnoreSilica | 2019 | 129.0085 | 23.1722 | 1.6014 | 4 | 7165.4354 | 8916.8386 | 146.0771 | 181.7818 | 106.9462 | 0 | 100.6656 | 3340579.708 | 122364.1721 | 4249275.2928 | 4508325.8841 | 0 | 245631.6554 | 0 | 4861808.9178 | 12649429.5101 | 8633495.5604 | 38610910.7008 | 961560.8286 | 6327463.8043 | 6327463.8043 | 1478867.319 | 3412706.5916 | 0 | 45899935.3337 | 57118973.0487 | 10000000 | 6.4057 | 7165.4354 | 8916.8386 | 146.0771 | 181.7818
1 | 2200 | 707 | 0.045 | 15 | 15 | 7 | 1e-13 | 5spot_SharedNeighbor | Water | Porous | Wet | R245fa | MinimizeLCOE_Brownfield | IgnoreSilica | 2019 | 0 | 0 | 0 | 0 |  |  |  |  | 15 |  | 11.0372 | [19 empty] | 100 | 0
1 | 2200 | 707 | 0.045 | 15 | 15 | 7 | 1.3335e-13 | 5spot_SharedNeighbor | Water | Porous | Wet | R245fa | MinimizeLCOE_Brownfield | IgnoreSilica | 2019 | 0 | 0 | 0 | 0 |  |  |  |  | 15 |  | 12.865 | [19 empty] | 133.3521 | 0
1 | 2200 | 707 | 0.045 | 15 | 15 | 7 | 1.7783e-13 | 5spot_SharedNeighbor | Water | Porous | Wet | R245fa | MinimizeLCOE_Brownfield | IgnoreSilica | 2019 | 0 | 0 | 0 | 0 |  |  |  |  | 15 |  | 12.7866 | [19 empty] | 177.8279 | 0
1 | 2200 | 707 | 0.045 | 15 | 15 | 7 | 2.3714e-13 | 5spot_SharedNeighbor | Water | Porous | Wet | R245fa | MinimizeLCOE_Brownfield | IgnoreSilica | 2019 | 0 | 0 | 0 | 0 |  |  |  |  | 15 |  | 14.2243 | [19 empty] | 237.1374 | 0
1 | 2200 | 707 | 0.045 | 15 | 15 | 7 | 3.1623e-13 | 5spot_SharedNeighbor | Water | Porous | Wet | R245fa | MinimizeLCOE_Brownfield | IgnoreSilica | 2019 | 0.73307 | 0.09035 | 0.00060796 | 4 | 3388520.2727 | 8191448.4136 | 69079.5691 | 166993.7557 | 86.5898 | 0 | 28.938 | 59793.1263 | 1884.6544 | 51034.2505 | 45665.4002 | 0 | 42474.6854 | 0 | 78332.3256 | 203804.6429 | 139100.8566 | 622089.9419 | 961560.8286 | 6656650.2227 | 6656650.2227 | 1478867.319 | 3544381.159 | 0 | 8240300.9932 | 19920199.6939 | 316.2278 | 0.0024318 | 3388520.2727 | 8191448.4136 | 69079.5691 | 166993.7557
1 | 2200 | 707 | 0.045 | 15 | 15 | 7 | 4.217e-13 | 5spot_SharedNeighbor | Water | Porous | Wet | R245fa | MinimizeLCOE_Brownfield | IgnoreSilica | 2019 | 1.0874 | 0.15487 | 0.002436 | 4 | 872806.7631 | 2071491.0605 | 17793.3464 | 42230.1472 | 93.8505 | 0 | 93.3157 | 91971.3981 | 3067.3763 | 78089.4416 | 58196.4108 | 0 | 54851.1648 | 0 | 111608.5587 | 290382.5757 | 198192.0747 | 886359.0008 | 961560.8286 | 6656650.2227 | 6656650.2227 | 1478867.319 | 3544381.159 | 0 | 8504570.0521 | 20184468.7529 | 421.6965 | 0.0097439 | 872806.7631 | 2071491.0605 | 17793.3464 | 42230.1472
1 | 2200 | 707 | 0.045 | 15 | 15 | 7 | 5.6234e-13 | 5spot_SharedNeighbor | Water | Porous | Wet | R245fa | MinimizeLCOE_Brownfield | IgnoreSilica | 2019 | 1.5347 | 0.23919 | 0.0053072 | 4 | 415072.3034 | 965264.3247 | 8461.8103 | 19678.2189 | 98.7289 | 0 | 123.525 | 128729.938 | 4457.5481 | 110154.9079 | 74155.0104 | 0 | 67767.3106 | 0 | 150253.2388 | 390928.1061 | 266816.4652 | 1193262.525 | 961560.8286 | 6656650.2227 | 6656650.2227 | 1478867.319 | 3544381.159 | 0 | 8811473.5763 | 20491372.277 | 562.3413 | 0.021229 | 415072.3034 | 965264.3247 | 8461.8103 | 19678.2189
1 | 2200 | 707 | 0.045 | 15 | 15 | 7 | 7.4989e-13 | 5spot_SharedNeighbor | Water | Porous | Wet | R245fa | MinimizeLCOE_Brownfield | IgnoreSilica | 2019 | 2.0793 | 0.34365 | 0.0094423 | 4 | 242401.0826 | 551643.8202 | 4941.6739 | 11246.0054 | 102.0517 | 0 | 171.0063 | 169271.4947 | 6012.4486 | 146830.4771 | 93664.031 | 0 | 80506.8584 | 0 | 193551.2708 | 503580.7038 | 343704.1779 | 1537121.4622 | 961560.8286 | 6656650.2227 | 6656650.2227 | 1478867.319 | 3544381.159 | 0 | 9155332.5136 | 20835231.2143 | 749.8942 | 0.037769 | 242401.0826 | 551643.8202 | 4941.6739 | 11246.0054
1 | 2200 | 707 | 0.045 | 15 | 15 | 7 | 1e-12 | 5spot_SharedNeighbor | Water | Porous | Wet | R245fa | MinimizeLCOE_Brownfield | IgnoreSilica | 2019 | 2.7741 | 0.47828 | 0.015195 | 4 | 157356.934 | 349519.5212 | 3207.9339 | 7125.4282 | 104.5054 | 0 | 37.569 | 216407.6967 | 7833.5569 | 190928.1363 | 118751.7948 | 0 | 94426.9632 | 0 | 245055.7777 | 637584.8657 | 435164.7719 | 1946153.5633 | 961560.8286 | 6656650.2227 | 6656650.2227 | 1478867.319 | 3544381.159 | 0 | 9564364.6147 | 21244263.3154 | 1000 | 0.060781 | 157356.934 | 349519.5212 | 3207.9339 | 7125.4282
1 | 2200 | 707 | 0.045 | 15 | 15 | 7 | 1.3335e-12 | 5spot_SharedNeighbor | Water | Porous | Wet | R245fa | MinimizeLCOE_Brownfield | IgnoreSilica | 2019 | 3.6561 | 0.64999 | 0.022983 | 4 | 109308.1227 | 236358.5927 | 2228.3939 | 4818.4896 | 106.3346 | 0 | 41.2087 | 270982.1905 | 9947.2104 | 243705.3715 | 150528.6792 | 0 | 109600.4601 | 0 | 306057.9256 | 796299.9412 | 543491.0722 | 2430612.8507 | 961560.8286 | 6656650.2227 | 6656650.2227 | 1478867.319 | 3544381.159 | 0 | 10048823.902 | 21728722.6027 | 1333.5214 | 0.091931 | 109308.1227 | 236358.5927 | 2228.3939 | 4818.4896
1 | 2200 | 707 | 0.045 | 15 | 15 | 7 | 1.7783e-12 | 5spot_SharedNeighbor | Water | Porous | Wet | R245fa | MinimizeLCOE_Brownfield | IgnoreSilica | 2019 | 4.7887 | 0.87138 | 0.033445 | 4 | 79489.7437 | 166795.7107 | 1620.5059 | 3400.3562 | 107.7265 | 0 | 36.1367 | 335256.8987 | 12439.0928 | 307792.3884 | 191585.7637 | 0 | 126699.4452 | 0 | 379771.6997 | 988088.0607 | 674390.4046 | 3016023.7538 | 961560.8286 | 6656650.2227 | 6656650.2227 | 1478867.319 | 3544381.159 | 0 | 10634234.8052 | 22314133.5059 | 1778.2794 | 0.13378 | 79489.7437 | 166795.7107 | 1620.5059 | 3400.3562
1 | 2200 | 707 | 0.045 | 15 | 15 | 7 | 2.3714e-12 | 5spot_SharedNeighbor | Water | Porous | Wet | R245fa | MinimizeLCOE_Brownfield | IgnoreSilica | 2019 | 6.1971 | 1.1467 | 0.04719 | 4 | 59951.5681 | 121827.9954 | 1222.1938 | 2483.6285 | 108.7504 | 0 | 43.0573 | 408544.4849 | 15276.3506 | 383099.3985 | 242454.6584 | 0 | 144698.4591 | 0 | 465688.6071 | 1211626.2298 | 826959.7982 | 3698347.9866 | 961560.8286 | 6656650.2227 | 6656650.2227 | 1478867.319 | 3544381.159 | 0 | 11316559.0379 | 22996457.7387 | 2371.3737 | 0.18876 | 59951.5681 | 121827.9954 | 1222.1938 | 2483.6285
1 | 2200 | 707 | 0.045 | 15 | 15 | 7 | 3.1623e-12 | 5spot_SharedNeighbor | Water | Porous | Wet | R245fa | MinimizeLCOE_Brownfield | IgnoreSilica | 2019 | 7.8554 | 1.4694 | 0.064642 | 4 | 46670.1969 | 91841.4785 | 951.4351 | 1872.3128 | 109.4226 | 0 | 55.7283 | 487741.6258 | 18329.3944 | 466937.3972 | 302162.0843 | 0 | 161347.598 | 0 | 560242.0589 | 1457634.9158 | 994865.7814 | 4449260.8559 | 961560.8286 | 6656650.2227 | 6656650.2227 | 1478867.319 | 3544381.159 | 0 | 12067471.9073 | 23747370.608 | 3162.2777 | 0.25857 | 46670.1969 | 91841.4785 | 951.4351 | 1872.3128
1 | 2200 | 707 | 0.045 | 15 | 15 | 7 | 4.217e-12 | 5spot_SharedNeighbor | Water | Porous | Wet | R245fa | MinimizeLCOE_Brownfield | IgnoreSilica | 2019 | 10.3381 | 1.9584 | 0.089367 | 4 | 36822.4759 | 69496.5621 | 750.676 | 1416.7814 | 110.2099 | 0 | 52.6136 | 599086.1278 | 22639.7243 | 587269.92 | 392103.018 | 0 | 189067.4867 | 0 | 698164.8479 | 1816481.721 | 1239786.0996 | 5544598.9453 | 961560.8286 | 6656650.2227 | 6656650.2227 | 1478867.319 | 3544381.159 | 0 | 13162809.9967 | 24842708.6974 | 4216.965 | 0.35747 | 36822.4759 | 69496.5621 | 750.676 | 1416.7814
1 | 2200 | 707 | 0.045 | 15 | 15 | 7 | 5.6234e-12 | 5spot_SharedNeighbor | Water | Porous | Wet | R245fa | MinimizeLCOE_Brownfield | IgnoreSilica | 2019 | 13.2003 | 2.5199 | 0.1203 | 4 | 29808.099 | 54080.042 | 607.6784 | 1102.4948 | 110.6842 | 0 | 54.3088 | 716772.9428 | 27175.182 | 718229.6006 | 495785.9598 | 0 | 213553.8961 | 0 | 846891.8567 | 2203438.8897 | 1503892.3184 | 6725740.646 | 961560.8286 | 6656650.2227 | 6656650.2227 | 1478867.319 | 3544381.159 | 0 | 14343951.6973 | 26023850.398 | 5623.4133 | 0.48121 | 29808.099 | 54080.042 | 607.6784 | 1102.4948
1 | 2200 | 707 | 0.045 | 15 | 15 | 7 | 7.4989e-12 | 5spot_SharedNeighbor | Water | Porous | Wet | R245fa | MinimizeLCOE_Brownfield | IgnoreSilica | 2019 | 16.7714 | 3.2206 | 0.16019 | 4 | 24576.2315 | 42804.8615 | 501.0197 | 872.635 | 111.0514 | 0 | 45.4243 | 853177.833 | 32420.5814 | 873757.3733 | 625163.329 | 0 | 240025.3899 | 0 | 1023572.3576 | 2663125.3108 | 1817637.7464 | 8128879.9213 | 961560.8286 | 6656650.2227 | 6656650.2227 | 1478867.319 | 3544381.159 | 0 | 15747090.9726 | 27426989.6733 | 7498.9421 | 0.64074 | 24576.2315 | 42804.8615 | 501.0197 | 872.635
1 | 2200 | 707 | 0.045 | 15 | 15 | 7 | 1e-11 | 5spot_SharedNeighbor | Water | Porous | Wet | R245fa | MinimizeLCOE_Brownfield | IgnoreSilica | 2019 | 21.1929 | 4.0883 | 0.21118 | 4 | 20604.4456 | 34431.5712 | 420.0495 | 701.9342 | 111.3362 | 0 | 55.9409 | 1010419.9099 | 38453.5476 | 1057278.5336 | 785340.352 | 0 | 268259.0661 | 0 | 1232303.0496 | 3206199.7551 | 2188297.2136 | 9786551.4277 | 961560.8286 | 6656650.2227 | 6656650.2227 | 1478867.319 | 3544381.159 | 0 | 17404762.479 | 29084661.1797 | 10000 | 0.84471 | 20604.4456 | 34431.5712 | 420.0495 | 701.9342
1 | 2200 | 707 | 0.045 | 15 | 15 | 7 | 1.3335e-11 | 5spot_SharedNeighbor | Water | Porous | Wet | R245fa | MinimizeLCOE_Brownfield | IgnoreSilica | 2019 | 26.623 | 5.1542 | 0.27576 | 4 | 17544.1103 | 28132.9299 | 357.6604 | 573.5278 | 111.558 | 0 | 55.6902 | 1190637.2744 | 45352.3838 | 1272361.3584 | 982071.1855 | 0 | 297984.4347 | 0 | 1477478.5883 | 3844096.2143 | 2623674.6545 | 11733656.0939 | 961560.8286 | 6656650.2227 | 6656650.2227 | 1478867.319 | 3544381.159 | 0 | 19351867.1452 | 31031765.8459 | 13335.2143 | 1.103 | 17544.1103 | 28132.9299 | 357.6604 | 573.5278
1 | 2200 | 707 | 0.045 | 15 | 15 | 7 | 1.7783e-11 | 5spot_SharedNeighbor | Water | Porous | Wet | R245fa | MinimizeLCOE_Brownfield | IgnoreSilica | 2019 | 33.2144 | 6.4481 | 0.35655 | 4 | 15157.2128 | 23346.6735 | 309.0003 | 475.9535 | 111.7311 | 0 | 67.239 | 1395284.1706 | 53168.5464 | 1521865.6969 | 1220890.7076 | 0 | 328657.1698 | 0 | 1762747.8537 | 4586308.3259 | 3130249.6716 | 13999172.1426 | 961560.8286 | 6656650.2227 | 6656650.2227 | 1478867.319 | 3544381.159 | 0 | 21617383.194 | 33297281.8947 | 17782.7941 | 1.4262 | 15157.2128 | 23346.6735 | 309.0003 | 475.9535
1 | 2200 | 707 | 0.045 | 15 | 15 | 7 | 2.3714e-11 | 5spot_SharedNeighbor | Water | Porous | Wet | R245fa | MinimizeLCOE_Brownfield | IgnoreSilica | 2019 | 41.0561 | 7.9876 | 0.45574 | 4 | 13278.1524 | 19685.1897 | 270.6931 | 401.3092 | 111.865 | 0 | 65.409 | 1623660.7018 | 61870.7642 | 1806010.177 | 1505014.9503 | 0 | 359023.8968 | 0 | 2088676.3912 | 5434307.5234 | 3709026.5486 | 16587590.9534 | 961560.8286 | 6656650.2227 | 6656650.2227 | 1478867.319 | 3544381.159 | 0 | 24205802.0047 | 35885700.7054 | 23713.7371 | 1.823 | 13278.1524 | 19685.1897 | 270.6931 | 401.3092
1 | 2200 | 707 | 0.045 | 15 | 15 | 7 | 3.1623e-11 | 5spot_SharedNeighbor | Water | Porous | Wet | R245fa | MinimizeLCOE_Brownfield | IgnoreSilica | 2019 | 50.1398 | 9.7701 | 0.57439 | 4 | 11791.0014 | 16874.6072 | 240.3755 | 344.0117 | 111.9626 | 0 | 71.1327 | 1872509.6489 | 71328.7662 | 2121662.8608 | 1834070.3033 | 0 | 387399.5935 | 0 | 2451918.7574 | 6379389.649 | 4354064.5188 | 19472344.0981 | 961560.8286 | 6656650.2227 | 6656650.2227 | 1478867.319 | 3544381.159 | 0 | 27090555.1494 | 38770453.8501 | 31622.7766 | 2.2976 | 11791.0014 | 16874.6072 | 240.3755 | 344.0117
1 | 2200 | 707 | 0.045 | 15 | 15 | 7 | 4.217e-11 | 5spot_SharedNeighbor | Water | Porous | Wet | R245fa | MinimizeLCOE_Brownfield | IgnoreSilica | 2019 | 60.1157 | 11.7243 | 0.70988 | 4 | 10614.0112 | 14727.3471 | 216.381 | 300.2369 | 112.0174 | 0 | 68.4709 | 2130310.6811 | 81095.5045 | 2454748.3083 | 2195097.6997 | 0 | 409861.9112 | 0 | 2835734.5009 | 7377999.4821 | 5035636.2493 | 22520484.3371 | 961560.8286 | 6656650.2227 | 6656650.2227 | 1478867.319 | 3544381.159 | 0 | 30138695.3885 | 41818594.0892 | 42169.6503 | 2.8395 | 10614.0112 | 14727.3471 | 216.381 | 300.2369
1 | 2200 | 707 | 0.045 | 15 | 15 | 7 | 5.6234e-11 | 5spot_SharedNeighbor | Water | Porous | Wet | R245fa | MinimizeLCOE_Brownfield | IgnoreSilica | 2019 | 70.4855 | 13.7478 | 0.85655 | 4 | 9686.8893 | 13095.8836 | 197.4803 | 266.9773 | 112.0228 | 0 | 72.005 | 2383921.0484 | 90663.232 | 2788204.4478 | 2569690.0507 | 0 | 423550.2795 | 0 | 3219851.3328 | 8377392.6856 | 5717742.6461 | 25571015.7229 | 961560.8286 | 6656650.2227 | 6656650.2227 | 1478867.319 | 3544381.159 | 0 | 33189226.7742 | 44869125.4749 | 56234.1325 | 3.4262 | 9686.8893 | 13095.8836 | 197.4803 | 266.9773
1 | 2200 | 707 | 0.045 | 15 | 15 | 7 | 7.4989e-11 | 5spot_SharedNeighbor | Water | Porous | Wet | R245fa | MinimizeLCOE_Brownfield | IgnoreSilica | 2019 | 80.6681 | 15.7233 | 1.0064 | 4 | 8961.8203 | 11863.265 | 182.6988 | 241.8487 | 111.9803 | 0 | 88.9169 | 2620523.1915 | 99543.3104 | 3104448.9587 | 2936516.6951 | 0 | 427110.1764 | 0 | 3583375.5095 | 9323208.0244 | 6363281.0494 | 28458006.9156 | 961560.8286 | 6656650.2227 | 6656650.2227 | 1478867.319 | 3544381.159 | 0 | 36076217.9669 | 47756116.6677 | 74989.4209 | 4.0255 | 8961.8203 | 11863.265 | 182.6988 | 241.8487
1 | 2200 | 707 | 0.045 | 15 | 15 | 7 | 1e-10 | 5spot_SharedNeighbor | Water | Porous | Wet | R245fa | MinimizeLCOE_Brownfield | IgnoreSilica | 2019 | 90.1734 | 17.5535 | 1.1513 | 4 | 8399.0063 | 10935.2954 | 171.2251 | 222.9308 | 111.9005 | 0 | 94.0048 | 2831354.2062 | 107410.1521 | 3390526.4766 | 3277643.0534 | 0 | 421358.9762 | 0 | 3911034.2171 | 10175708.7695 | 6945130.3251 | 31060166.1762 | 961560.8286 | 6656650.2227 | 6656650.2227 | 1478867.319 | 3544381.159 | 0 | 38678377.2276 | 50358275.9283 | 100000 | 4.6051 | 8399.0063 | 10935.2954 | 171.2251 | 222.9308
1 | 2200 | 707 | 0.045 | 15 | 15 | 7 | 1.3335e-10 | 5spot_SharedNeighbor | Water | Porous | Wet | R245fa | MinimizeLCOE_Brownfield | IgnoreSilica | 2019 | 98.6413 | 19.1708 | 1.2844 | 4 | 7965.0299 | 10238.3578 | 162.3779 | 208.7228 | 111.7993 | 0 | 89.8678 | 3011660.5038 | 114097.8743 | 3638480.3493 | 3580329.1132 | 0 | 408345.6622 | 0 | 4193636.2661 | 10910981.3312 | 7446968.9568 | 33304500.0568 | 961560.8286 | 6656650.2227 | 6656650.2227 | 1478867.319 | 3544381.159 | 0 | 40922711.1082 | 52602609.8089 | 133352.1432 | 5.1378 | 7965.0299 | 10238.3578 | 162.3779 | 208.7228
1 | 2200 | 707 | 0.045 | 15 | 15 | 7 | 1.7783e-10 | 5spot_SharedNeighbor | Water | Porous | Wet | R245fa | MinimizeLCOE_Brownfield | IgnoreSilica | 2019 | 106.1781 | 20.5986 | 1.4052 | 4 | 7626.3088 | 9704.2732 | 155.4726 | 197.8347 | 111.6871 | 0 | 91.1754 | 3166555.1527 | 119809.6804 | 3854000.4162 | 3848657.7285 | 0 | 391390.4041 | 0 | 4438361.2189 | 11547705.4586 | 7881546.2571 | 35248026.3166 | 961560.8286 | 6656650.2227 | 6656650.2227 | 1478867.319 | 3544381.159 | 0 | 42866237.3679 | 54546136.0686 | 177827.941 | 5.6208 | 7626.3088 | 9704.2732 | 155.4726 | 197.8347
1 | 2200 | 707 | 0.045 | 15 | 15 | 7 | 2.3714e-10 | 5spot_SharedNeighbor | Water | Porous | Wet | R245fa | MinimizeLCOE_Brownfield | IgnoreSilica | 2019 | 112.1755 | 21.7261 | 1.5042 | 4 | 7374.0833 | 9315.2343 | 150.3307 | 189.9037 | 111.5839 | 0 | 93.6449 | 3286226.8681 | 124199.2781 | 4022161.5254 | 4061393.3212 | 0 | 371893.6093 | 0 | 4627691.0948 | 12040302.9587 | 8217754.1728 | 36751622.8283 | 961560.8286 | 6656650.2227 | 6656650.2227 | 1478867.319 | 3544381.159 | 0 | 44369833.8797 | 56049732.5804 | 237137.3706 | 6.017 | 7374.0833 | 9315.2343 | 150.3307 | 189.9037
1 | 2200 | 707 | 0.045 | 15 | 15 | 7 | 3.1623e-10 | 5spot_SharedNeighbor | Water | Porous | Wet | R245fa | MinimizeLCOE_Brownfield | IgnoreSilica | 2019 | 117.0157 | 22.6301 | 1.5857 | 4 | 7182.2687 | 9023.6824 | 146.4203 | 183.96 | 111.492 | 0 | 96.6785 | 3380574.1774 | 127644.5041 | 4155784.7864 | 4232541.7338 | 0 | 352430.2954 | 0 | 4777100.4439 | 12429035.4369 | 8483072.0768 | 37938183.4546 | 961560.8286 | 6656650.2227 | 6656650.2227 | 1478867.319 | 3544381.159 | 0 | 45556394.506 | 57236293.2067 | 316227.766 | 6.3429 | 7182.2687 | 9023.6824 | 146.4203 | 183.96
1 | 2200 | 707 | 0.045 | 15 | 15 | 7 | 4.217e-10 | 5spot_SharedNeighbor | Water | Porous | Wet | R245fa | MinimizeLCOE_Brownfield | IgnoreSilica | 2019 | 120.8527 | 23.3429 | 1.6513 | 4 | 7036.8046 | 8805.0981 | 143.4548 | 179.5038 | 111.4139 | 0 | 89.5373 | 3453985.5783 | 130315.2186 | 4260414.532 | 4367858.9786 | 0 | 334398.4689 | 0 | 4893319.3828 | 12731413.2763 | 8689451.1655 | 38861156.6012 | 961560.8286 | 6656650.2227 | 6656650.2227 | 1478867.319 | 3544381.159 | 0 | 46479367.6525 | 58159266.3532 | 421696.5034 | 6.6052 | 7036.8046 | 8805.0981 | 143.4548 | 179.5038
1 | 2200 | 707 | 0.045 | 15 | 15 | 7 | 5.6234e-10 | 5spot_SharedNeighbor | Water | Porous | Wet | R245fa | MinimizeLCOE_Brownfield | IgnoreSilica | 2019 | 123.8339 | 23.8942 | 1.703 | 4 | 6926.7367 | 8641.3545 | 141.2109 | 176.1657 | 111.3501 | 0 | 98.8845 | 3510196.8325 | 132353.987 | 4340928.6981 | 4472770.2464 | 0 | 318424.1182 | 0 | 4982122.8141 | 12962461.5883 | 8847146.3859 | 39566404.6705 | 961560.8286 | 6656650.2227 | 6656650.2227 | 1478867.319 | 3544381.159 | 0 | 47184615.7218 | 58864514.4225 | 562341.3252 | 6.812 | 6926.7367 | 8641.3545 | 141.2109 | 176.1657
1 | 2200 | 707 | 0.045 | 15 | 15 | 7 | 7.4989e-10 | 5spot_SharedNeighbor | Water | Porous | Wet | R245fa | MinimizeLCOE_Brownfield | IgnoreSilica | 2019 | 126.1339 | 24.3181 | 1.7433 | 4 | 6843.6016 | 8518.5822 | 139.5161 | 173.6628 | 111.2991 | 0 | 82.8835 | 3553078.2505 | 133905.5367 | 4402587.2676 | 4553574.0836 | 0 | 304868.9325 | 0 | 5049725.4876 | 13138349.8777 | 8967193.7576 | 40103283.1939 | 961560.8286 | 6656650.2227 | 6656650.2227 | 1478867.319 | 3544381.159 | 0 | 47721494.2453 | 59401392.946 | 749894.2093 | 6.9732 | 6843.6016 | 8518.5822 | 139.5161 | 173.6628
1 | 2200 | 707 | 0.045 | 15 | 15 | 7 | 1e-09 | 5spot_SharedNeighbor | Water | Porous | Wet | R245fa | MinimizeLCOE_Brownfield | IgnoreSilica | 2019 | 127.8829 | 24.6395 | 1.7743 | 4 | 6780.9006 | 8426.6243 | 138.2378 | 171.7881 | 111.2593 | 0 | 90.7997 | 3585405.4496 | 135073.0033 | 4449208.1904 | 4614937.78 | 0 | 293624.774 | 0 | 5100517.1869 | 13270499.4604 | 9057388.5632 | 40506654.4078 | 961560.8286 | 6656650.2227 | 6656650.2227 | 1478867.319 | 3544381.159 | 0 | 48124865.4591 | 59804764.1598 | 1000000 | 7.0971 | 6780.9006 | 8426.6243 | 138.2378 | 171.7881
1 | 2200 | 707 | 0.045 | 15 | 15 | 7 | 1.3335e-09 | 5spot_SharedNeighbor | Water | Porous | Wet | R245fa | MinimizeLCOE_Brownfield | IgnoreSilica | 2019 | 129.2324 | 24.887 | 1.7982 | 4 | 6733.6674 | 8357.4946 | 137.2749 | 170.3788 | 111.228 | 0 | 87.9912 | 3610184.2239 | 135966.5573 | 4485024.3756 | 4662236.3093 | 0 | 284668.0567 | 0 | 5139451.0139 | 13371797.2918 | 9126526.4146 | 40815854.2431 | 961560.8286 | 6656650.2227 | 6656650.2227 | 1478867.319 | 3544381.159 | 0 | 48434065.2945 | 60113963.9952 | 1333521.4322 | 7.1928 | 6733.6674 | 8357.4946 | 137.2749 | 170.3788
1 | 2200 | 707 | 0.045 | 15 | 15 | 7 | 1.7783e-09 | 5spot_SharedNeighbor | Water | Porous | Wet | R245fa | MinimizeLCOE_Brownfield | IgnoreSilica | 2019 | 130.2406 | 25.0716 | 1.8163 | 4 | 6698.1207 | 8305.7812 | 136.5502 | 169.3246 | 111.2042 | 0 | 101.3664 | 3628603.4052 | 136630.0255 | 4511694.4464 | 4697545.0998 | 0 | 277478.9422 | 0 | 5168261.2485 | 13446755.6124 | 9177687.0086 | 41044655.7886 | 961560.8286 | 6656650.2227 | 6656650.2227 | 1478867.319 | 3544381.159 | 0 | 48662866.84 | 60342765.5407 | 1778279.41 | 7.2652 | 6698.1207 | 8305.7812 | 136.5502 | 169.3246
1 | 2200 | 707 | 0.045 | 15 | 15 | 7 | 2.3714e-09 | 5spot_SharedNeighbor | Water | Porous | Wet | R245fa | MinimizeLCOE_Brownfield | IgnoreSilica | 2019 | 130.9936 | 25.2093 | 1.8299 | 4 | 6671.3898 | 8267.0751 | 136.0053 | 168.5355 | 111.1863 | 0 | 93.2397 | 3642306.8024 | 137123.2081 | 4531562.1021 | 4723897.315 | 0 | 271802.6421 | 0 | 5189609.9072 | 13502300.4432 | 9215597.497 | 41214199.9172 | 961560.8286 | 6656650.2227 | 6656650.2227 | 1478867.319 | 3544381.159 | 0 | 48832410.9685 | 60512309.6692 | 2371373.7057 | 7.3197 | 6671.3898 | 8267.0751 | 136.0053 | 168.5355
1 | 2200 | 707 | 0.045 | 15 | 15 | 7 | 3.1623e-09 | 5spot_SharedNeighbor | Water | Porous | Wet | R245fa | MinimizeLCOE_Brownfield | IgnoreSilica | 2019 | 133.8 | 25.7235 | 1.8627 | 4 | 6651.2442 | 8218.8534 | 135.5946 | 167.5524 | 111.124 | 0 | 88.5689 | 3693381.788 | 138964.2146 | 4605579.8914 | 4822226.6448 | 0 | 280454.8239 | 0 | 5280836.8715 | 13739654.291 | 9377596.3753 | 41938694.9006 | 961560.8286 | 6656650.2227 | 6656650.2227 | 1478867.319 | 3544381.159 | 0 | 49556905.952 | 61236804.6527 | 3162277.6602 | 7.4508 | 6651.2442 | 8218.8534 | 135.5946 | 167.5524
1 | 2200 | 707 | 0.045 | 15 | 15 | 7 | 4.217e-09 | 5spot_SharedNeighbor | Water | Porous | Wet | R245fa | MinimizeLCOE_Brownfield | IgnoreSilica | 2019 | 133.7218 | 25.7092 | 1.8655 | 4 | 6635.9067 | 8201.1383 | 135.2819 | 167.1913 | 111.1256 | 0 | 101.6861 | 3691955.4572 | 138912.6903 | 4603515.518 | 4819482.8662 | 0 | 274093.4183 | 0 | 5275904.3805 | 13726820.9612 | 9368837.364 | 41899522.6555 | 961560.8286 | 6656650.2227 | 6656650.2227 | 1478867.319 | 3544381.159 | 0 | 49517733.7069 | 61197632.4076 | 4216965.0343 | 7.4621 | 6635.9067 | 8201.1383 | 135.2819 | 167.1913
1 | 2200 | 707 | 0.045 | 15 | 15 | 7 | 5.6234e-09 | 5spot_SharedNeighbor | Water | Porous | Wet | R245fa | MinimizeLCOE_Brownfield | IgnoreSilica | 2019 | 134.0728 | 25.7736 | 1.8718 | 4 | 6624.4184 | 8184.428 | 135.0477 | 166.8506 | 111.1182 | 0 | 92.9016 | 3698338.4214 | 139142.9887 | 4612764.9849 | 4831788.895 | 0 | 271670.3112 | 0 | 5285945.1844 | 13752945.0734 | 9386667.6074 | 41979263.4664 | 961560.8286 | 6656650.2227 | 6656650.2227 | 1478867.319 | 3544381.159 | 0 | 49597474.5177 | 61277373.2184 | 5623413.2519 | 7.4871 | 6624.4184 | 8184.428 | 135.0477 | 166.8506
1 | 2200 | 707 | 0.045 | 15 | 15 | 7 | 7.4989e-09 | 5spot_SharedNeighbor | Water | Porous | Wet | R245fa | MinimizeLCOE_Brownfield | IgnoreSilica | 2019 | 134.3286 | 25.8205 | 1.8764 | 4 | 6615.7948 | 8171.9636 | 134.8719 | 166.5965 | 111.1128 | 0 | 97.3968 | 3702984.5785 | 139310.5833 | 4619500.2855 | 4840755.2438 | 0 | 269779.9069 | 0 | 5293208.9332 | 13771843.8578 | 9399566.416 | 42036949.8051 | 961560.8286 | 6656650.2227 | 6656650.2227 | 1478867.319 | 3544381.159 | 0 | 49655160.8565 | 61335059.5572 | 7498942.0933 | 7.5055 | 6615.7948 | 8171.9636 | 134.8719 | 166.5965
1 | 2200 | 707 | 0.045 | 15 | 15 | 7 | 1e-08 | 5spot_SharedNeighbor | Water | Porous | Wet | R245fa | MinimizeLCOE_Brownfield | IgnoreSilica | 2019 | 134.5332 | 25.858 | 1.88 | 4 | 6609.323 | 8162.5116 | 134.74 | 166.4038 | 111.1084 | 0 | 95.8073 | 3706699.1931 | 139444.5536 | 4624886.6931 | 4847929.0376 | 0 | 268420.1237 | 0 | 5299078.0444 | 13787114.0813 | 9409988.6573 | 42083560.3842 | 961560.8286 | 6656650.2227 | 6656650.2227 | 1478867.319 | 3544381.159 | 0 | 49701771.4355 | 61381670.1362 | 10000000 | 7.5199 | 6609.323 | 8162.5116 | 134.74 | 166.4038
1 | 2300 | 707 | 0.045 | 15 | 15 | 7 | 1e-13 | 5spot_SharedNeighbor | Water | Porous | Wet | R245fa | MinimizeLCOE_Brownfield | IgnoreSilica | 2019 | 0 | 0 | 0 | 0 |  |  |  |  | 15 |  | 10.4822 | [19 empty] | 100 | 0
1 | 2300 | 707 | 0.045 | 15 | 15 | 7 | 1.3335e-13 | 5spot_SharedNeighbor | Water | Porous | Wet | R245fa | MinimizeLCOE_Brownfield | IgnoreSilica | 2019 | 0 | 0 | 0 | 0 |  |  |  |  | 15 |  | 11.5555 | [19 empty] | 133.3521 | 0
1 | 2300 | 707 | 0.045 | 15 | 15 | 7 | 1.7783e-13 | 5spot_SharedNeighbor | Water | Porous | Wet | R245fa | MinimizeLCOE_Brownfield | IgnoreSilica | 2019 | 0 | 0 | 0 | 0 |  |  |  |  | 15 |  | 11.4959 | [19 empty] | 177.8279 | 0
1 | 2300 | 707 | 0.045 | 15 | 15 | 7 | 2.3714e-13 | 5spot_SharedNeighbor | Water | Porous | Wet | R245fa | MinimizeLCOE_Brownfield | IgnoreSilica | 2019 | 0 | 0 | 0 | 0 |  |  |  |  | 15 |  | 11.926 | [19 empty] | 237.1374 | 0
1 | 2300 | 707 | 0.045 | 15 | 15 | 7 | 3.1623e-13 | 5spot_SharedNeighbor | Water | Porous | Wet | R245fa | MinimizeLCOE_Brownfield | IgnoreSilica | 2019 | 0.882 | 0.12294 | 0.001455 | 4 | 1497952.7171 | 3585370.9582 | 30537.7923 | 73092.6366 | 92.7466 | 0 | 27.4956 | 77777.3716 | 2567.3823 | 64979.2778 | 51459.852 | 0 | 50197.296 | 0 | 96322.6601 | 250611.803 | 171047.7051 | 764963.3479 | 961560.8286 | 6991696.732 | 6991696.732 | 1478867.319 | 3678399.7627 | 0 | 8718220.9085 | 20867184.7222 | 316.2278 | 0.0058201 | 1497952.7171 | 3585370.9582 | 30537.7923 | 73092.6366
1 | 2300 | 707 | 0.045 | 15 | 15 | 7 | 4.217e-13 | 5spot_SharedNeighbor | Water | Porous | Wet | R245fa | MinimizeLCOE_Brownfield | IgnoreSilica | 2019 | 1.3013 | 0.20585 | 0.0040361 | 4 | 559839.1726 | 1312365.6033 | 11413.0788 | 26754.3479 | 99.5596 | 0 | 94.9718 | 116740.9165 | 4059.3529 | 97628.7433 | 66808.3594 | 0 | 65046.4429 | 0 | 136610.6878 | 355432.987 | 242590.3171 | 1084917.8068 | 961560.8286 | 6991696.732 | 6991696.732 | 1478867.319 | 3678399.7627 | 0 | 9038175.3675 | 21187139.1812 | 421.6965 | 0.016144 | 559839.1726 | 1312365.6033 | 11413.0788 | 26754.3479
1 | 2300 | 707 | 0.045 | 15 | 15 | 7 | 5.6234e-13 | 5spot_SharedNeighbor | Water | Porous | Wet | R245fa | MinimizeLCOE_Brownfield | IgnoreSilica | 2019 | 1.7875 | 0.30469 | 0.0079238 | 4 | 295846.8422 | 679152.9027 | 6031.238 | 13845.4505 | 103.8309 | 0 | 140.3099 | 157632.7378 | 5661.8675 | 133175.5932 | 84776.7402 | 0 | 78408.1829 | 0 | 179265.4974 | 466412.0518 | 318335.8092 | 1423668.4799 | 961560.8286 | 6991696.732 | 6991696.732 | 1478867.319 | 3678399.7627 | 0 | 9376926.0406 | 21525889.8543 | 562.3413 | 0.031695 | 295846.8422 | 679152.9027 | 6031.238 | 13845.4505
1 | 2300 | 707 | 0.045 | 15 | 15 | 7 | 7.4989e-13 | 5spot_SharedNeighbor | Water | Porous | Wet | R245fa | MinimizeLCOE_Brownfield | IgnoreSilica | 2019 | 2.4099 | 0.43293 | 0.01343 | 4 | 182037.3632 | 408184.5712 | 3711.0779 | 8321.3946 | 106.956 | 0 | 199.6507 | 205185.1342 | 7546.1476 | 175983.3755 | 107849.8482 | 0 | 93009.3971 | 0 | 229933.822 | 598240.6389 | 408311.5287 | 1826059.8922 | 961560.8286 | 6991696.732 | 6991696.732 | 1478867.319 | 3678399.7627 | 0 | 9779317.4528 | 21928281.2665 | 749.8942 | 0.053721 | 182037.3632 | 408184.5712 | 3711.0779 | 8321.3946
1 | 2300 | 707 | 0.045 | 15 | 15 | 7 | 1e-12 | 5spot_SharedNeighbor | Water | Porous | Wet | R245fa | MinimizeLCOE_Brownfield | IgnoreSilica | 2019 | 3.2003 | 0.59707 | 0.020993 | 4 | 122128.0725 | 266806.2103 | 2489.7459 | 5439.2055 | 109.263 | 0 | 45.8234 | 260217.6273 | 9738.5063 | 227209.5107 | 137245.1818 | 0 | 108868.3748 | 0 | 289878.8883 | 754205.4051 | 514760.6864 | 2302124.1806 | 961560.8286 | 6991696.732 | 6991696.732 | 1478867.319 | 3678399.7627 | 0 | 10255381.7413 | 22404345.555 | 1000 | 0.083972 | 122128.0725 | 266806.2103 | 2489.7459 | 5439.2055
1 | 2300 | 707 | 0.045 | 15 | 15 | 7 | 1.3335e-12 | 5spot_SharedNeighbor | Water | Porous | Wet | R245fa | MinimizeLCOE_Brownfield | IgnoreSilica | 2019 | 4.224 | 0.81068 | 0.031227 | 4 | 86730.9224 | 183993.4206 | 1768.1272 | 3750.9547 | 111.0174 | 0 | 40.7365 | 325361.8513 | 12338.7162 | 289822.412 | 175423.0421 | 0 | 126980.2137 | 0 | 362671.2318 | 943596.151 | 644023.762 | 2880217.3802 | 961560.8286 | 6991696.732 | 6991696.732 | 1478867.319 | 3678399.7627 | 0 | 10833474.9408 | 22982438.7545 | 1333.5214 | 0.12491 | 86730.9224 | 183993.4206 | 1768.1272 | 3750.9547
1 | 2300 | 707 | 0.045 | 15 | 15 | 7 | 1.7783e-12 | 5spot_SharedNeighbor | Water | Porous | Wet | R245fa | MinimizeLCOE_Brownfield | IgnoreSilica | 2019 | 5.4855 | 1.0746 | 0.044787 | 4 | 64194.343 | 132008.9516 | 1308.6885 | 2691.181 | 112.2998 | 0 | 41.835 | 399007.3578 | 15277.7535 | 362784.0734 | 222573.8435 | 0 | 145609.3011 | 0 | 446648.4084 | 1162087.5386 | 793148.6236 | 3547136.8999 | 961560.8286 | 6991696.732 | 6991696.732 | 1478867.319 | 3678399.7627 | 0 | 11500394.4605 | 23649358.2742 | 1778.2794 | 0.17915 | 64194.343 | 132008.9516 | 1308.6885 | 2691.181
1 | 2300 | 707 | 0.045 | 15 | 15 | 7 | 2.3714e-12 | 5spot_SharedNeighbor | Water | Porous | Wet | R245fa | MinimizeLCOE_Brownfield | IgnoreSilica | 2019 | 7.0324 | 1.3977 | 0.062385 | 4 | 49159.4521 | 97844.8808 | 1002.1819 | 1994.7002 | 113.2198 | 0 | 40.0614 | 481948.9577 | 18579.0839 | 447407.7221 | 280242.9845 | 0 | 164666.217 | 0 | 543209.5365 | 1413319.7863 | 964619.795 | 4313994.083 | 961560.8286 | 6991696.732 | 6991696.732 | 1478867.319 | 3678399.7627 | 0 | 12267251.6437 | 24416215.4574 | 2371.3737 | 0.24954 | 49159.4521 | 97844.8808 | 1002.1819 | 1994.7002
1 | 2300 | 707 | 0.045 | 15 | 15 | 7 | 3.1623e-12 | 5spot_SharedNeighbor | Water | Porous | Wet | R245fa | MinimizeLCOE_Brownfield | IgnoreSilica | 2019 | 9.3318 | 1.881 | 0.086879 | 4 | 38463.3617 | 73422.7205 | 784.1277 | 1496.8215 | 114.1159 | 0 | 40.8232 | 596227.5523 | 23132.4611 | 567015.2066 | 366327.5343 | 0 | 195105.7119 | 0 | 681645.3018 | 1773501.2507 | 1210451.0454 | 5413406.0642 | 961560.8286 | 6991696.732 | 6991696.732 | 1478867.319 | 3678399.7627 | 0 | 13366663.6248 | 25515627.4386 | 3162.2777 | 0.34752 | 38463.3617 | 73422.7205 | 784.1277 | 1496.8215
1 | 2300 | 707 | 0.045 | 15 | 15 | 7 | 4.217e-12 | 5spot_SharedNeighbor | Water | Porous | Wet | R245fa | MinimizeLCOE_Brownfield | IgnoreSilica | 2019 | 11.7413 | 2.3868 | 0.11708 | 4 | 30820.0564 | 56761.4554 | 628.3085 | 1157.159 | 114.6623 | 0 | 41.6315 | 706593.1806 | 27515.8082 | 685763.7874 | 456361.972 | 0 | 216101.396 | 0 | 816011.0962 | 2123093.4854 | 1449054.929 | 6480495.6548 | 961560.8286 | 6991696.732 | 6991696.732 | 1478867.319 | 3678399.7627 | 0 | 14433753.2154 | 26582717.0291 | 4216.965 | 0.46832 | 30820.0564 | 56761.4554 | 628.3085 | 1157.159
1 | 2300 | 707 | 0.045 | 15 | 15 | 7 | 5.6234e-12 | 5spot_SharedNeighbor | Water | Porous | Wet | R245fa | MinimizeLCOE_Brownfield | IgnoreSilica | 2019 | 14.966 | 3.0638 | 0.15683 | 4 | 25192.673 | 44558.9679 | 513.5867 | 908.3948 | 115.1161 | 0 | 51.9658 | 843911.3661 | 32957.1496 | 837117.4785 | 576895.3013 | 0 | 243861.0372 | 0 | 988549.5098 | 2572003.045 | 1755444.9276 | 7850739.815 | 961560.8286 | 6991696.732 | 6991696.732 | 1478867.319 | 3678399.7627 | 0 | 15803997.3757 | 27952961.1894 | 5623.4133 | 0.62733 | 25192.673 | 44558.9679 | 513.5867 | 908.3948
1 | 2300 | 707 | 0.045 | 15 | 15 | 7 | 7.4989e-12 | 5spot_SharedNeighbor | Water | Porous | Wet | R245fa | MinimizeLCOE_Brownfield | IgnoreSilica | 2019 | 18.9614 | 3.9027 | 0.20784 | 4 | 20955.0323 | 35568.5908 | 427.1967 | 725.1138 | 115.4665 | 0 | 53.4441 | 1002156.6511 | 39214.6196 | 1015691.0097 | 726348.5404 | 0 | 273388.5246 | 0 | 1192151.7447 | 3101734.2958 | 2116997.3912 | 9467682.7771 | 961560.8286 | 6991696.732 | 6991696.732 | 1478867.319 | 3678399.7627 | 0 | 17420940.3377 | 29569904.1514 | 7498.9421 | 0.83135 | 20955.0323 | 35568.5908 | 427.1967 | 725.1138
1 | 2300 | 707 | 0.045 | 15 | 15 | 7 | 1e-11 | 5spot_SharedNeighbor | Water | Porous | Wet | R245fa | MinimizeLCOE_Brownfield | IgnoreSilica | 2019 | 23.9092 | 4.9418 | 0.27288 | 4 | 17712.3382 | 28842.6263 | 361.09 | 587.996 | 115.7397 | 0 | 55.9692 | 1184819.0939 | 46420.3756 | 1226568.8741 | 911448.755 | 0 | 305018.7794 | 0 | 1432967.5924 | 3728287.7334 | 2544632.9867 | 11380164.1906 | 961560.8286 | 6991696.732 | 6991696.732 | 1478867.319 | 3678399.7627 | 0 | 19333421.7513 | 31482385.565 | 10000 | 1.0915 | 17712.3382 | 28842.6263 | 361.09 | 587.996
1 | 2300 | 707 | 0.045 | 15 | 15 | 7 | 1.3335e-11 | 5spot_SharedNeighbor | Water | Porous | Wet | R245fa | MinimizeLCOE_Brownfield | IgnoreSilica | 2019 | 29.936 | 6.2077 | 0.35472 | 4 | 15196.5331 | 23758.9878 | 309.8019 | 484.3591 | 115.952 | 0 | 58.1058 | 1392694.1445 | 54601.0386 | 1471843.3739 | 1136932.2412 | 0 | 337681.5493 | 0 | 1713563.4155 | 4458340.507 | 3042909.0057 | 13608565.2757 | 961560.8286 | 6991696.732 | 6991696.732 | 1478867.319 | 3678399.7627 | 0 | 21561822.8363 | 33710786.65 | 13335.2143 | 1.4189 | 15196.5331 | 23758.9878 | 309.8019 | 484.3591
1 | 2300 | 707 | 0.045 | 15 | 15 | 7 | 1.7783e-11 | 5spot_SharedNeighbor | Water | Porous | Wet | R245fa | MinimizeLCOE_Brownfield | IgnoreSilica | 2019 | 37.2272 | 7.7395 | 0.45657 | 4 | 13222.7216 | 19875.0688 | 269.5631 | 405.1802 | 116.1181 | 0 | 52.3027 | 1628257.2639 | 63848.903 | 1755633.6411 | 1409795.0697 | 0 | 371280.1003 | 0 | 2039237.8414 | 5305678.5582 | 3621234.6368 | 16194966.0145 | 961560.8286 | 6991696.732 | 6991696.732 | 1478867.319 | 3678399.7627 | 0 | 24148223.5751 | 36297187.3888 | 17782.7941 | 1.8263 | 13222.7216 | 19875.0688 | 269.5631 | 405.1802
1 | 2300 | 707 | 0.045 | 15 | 15 | 7 | 2.3714e-11 | 5spot_SharedNeighbor | Water | Porous | Wet | R245fa | MinimizeLCOE_Brownfield | IgnoreSilica | 2019 | 45.824 | 9.5453 | 0.58047 | 4 | 11662.0589 | 16894.4587 | 237.7468 | 344.4164 | 116.2441 | 0 | 63.4679 | 1889068.4854 | 74061.899 | 2076143.2912 | 1731515.6659 | 0 | 403891.7872 | 0 | 2408125.6402 | 6265448.9412 | 4276297.6445 | 19124553.3546 | 961560.8286 | 6991696.732 | 6991696.732 | 1478867.319 | 3678399.7627 | 0 | 27077810.9152 | 39226774.7289 | 23713.7371 | 2.3219 | 11662.0589 | 16894.4587 | 237.7468 | 344.4164
1 | 2300 | 707 | 0.045 | 15 | 15 | 7 | 3.1623e-11 | 5spot_SharedNeighbor | Water | Porous | Wet | R245fa | MinimizeLCOE_Brownfield | IgnoreSilica | 2019 | 55.5481 | 11.5857 | 0.72578 | 4 | 10424.3635 | 14609.1492 | 212.5148 | 297.8273 | 116.3271 | 0 | 64.8966 | 2166844.4357 | 84906.263 | 2424029.9337 | 2095218.9513 | 0 | 432153.803 | 0 | 2809229.8208 | 7309039.7414 | 4988569.8093 | 22309992.7581 | 961560.8286 | 6991696.732 | 6991696.732 | 1478867.319 | 3678399.7627 | 0 | 30263250.3187 | 42412214.1324 | 31622.7766 | 2.9031 | 10424.3635 | 14609.1492 | 212.5148 | 297.8273
1 | 2300 | 707 | 0.045 | 15 | 15 | 7 | 4.217e-11 | 5spot_SharedNeighbor | Water | Porous | Wet | R245fa | MinimizeLCOE_Brownfield | IgnoreSilica | 2019 | 66.013 | 13.775 | 0.88829 | 4 | 9445.1755 | 12864.3945 | 192.5527 | 262.2581 | 116.3584 | 0 | 71.7944 | 2449068.8404 | 95880.2107 | 2783968.5526 | 2486025.1097 | 0 | 452631.3702 | 0 | 3224353.8926 | 8389107.4227 | 5725738.1949 | 25606773.5939 | 961560.8286 | 6991696.732 | 6991696.732 | 1478867.319 | 3678399.7627 | 0 | 33560031.1545 | 45708994.9682 | 42169.6503 | 3.5531 | 9445.1755 | 12864.3945 | 192.5527 | 262.2581
1 | 2300 | 707 | 0.045 | 15 | 15 | 7 | 5.6234e-11 | 5spot_SharedNeighbor | Water | Porous | Wet | R245fa | MinimizeLCOE_Brownfield | IgnoreSilica | 2019 | 76.6339 | 15.9851 | 1.0599 | 4 | 8675.2865 | 11540.9771 | 176.8574 | 235.2784 | 116.3334 | 0 | 79.188 | 2720319.4002 | 106372.6018 | 3135965.8367 | 2881560.2418 | 0 | 462485.5854 | 0 | 3629614.4297 | 9443512.2098 | 6445391.1279 | 28825221.4333 | 961560.8286 | 6991696.732 | 6991696.732 | 1478867.319 | 3678399.7627 | 0 | 36778478.9939 | 48927442.8076 | 56234.1325 | 4.2395 | 8675.2865 | 11540.9771 | 176.8574 | 235.2784
1 | 2300 | 707 | 0.045 | 15 | 15 | 7 | 7.4989e-11 | 5spot_SharedNeighbor | Water | Porous | Wet | R245fa | MinimizeLCOE_Brownfield | IgnoreSilica | 2019 | 86.8313 | 18.0915 | 1.2309 | 4 | 8074.4502 | 10542.0121 | 164.6086 | 214.9132 | 116.2591 | 0 | 89.6239 | 2967963.7215 | 115892.6668 | 3462585.0918 | 3259874.0179 | 0 | 461182.3306 | 0 | 4004324.1531 | 10418430.0467 | 7110792.5842 | 31801044.6126 | 961560.8286 | 6991696.732 | 6991696.732 | 1478867.319 | 3678399.7627 | 0 | 39754302.1732 | 51903265.9869 | 74989.4209 | 4.9235 | 8074.4502 | 10542.0121 | 164.6086 | 214.9132
1 | 2300 | 707 | 0.045 | 15 | 15 | 7 | 1e-10 | 5spot_SharedNeighbor | Water | Porous | Wet | R245fa | MinimizeLCOE_Brownfield | IgnoreSilica | 2019 | 96.1586 | 20.0015 | 1.3925 | 4 | 7608.8665 | 9790.0031 | 155.117 | 199.5825 | 116.1515 | 0 | 87.7576 | 3184464.2119 | 124159.9392 | 3752365.4887 | 3604372.7277 | 0 | 450370.9864 | 0 | 4335136.008 | 11279134.6343 | 7698241.1509 | 34428245.1472 | 961560.8286 | 6991696.732 | 6991696.732 | 1478867.319 | 3678399.7627 | 0 | 42381502.7078 | 54530466.5215 | 100000 | 5.57 | 7608.8665 | 9790.0031 | 155.117 | 199.5825
1 | 2300 | 707 | 0.045 | 15 | 15 | 7 | 1.3335e-10 | 5spot_SharedNeighbor | Water | Porous | Wet | R245fa | MinimizeLCOE_Brownfield | IgnoreSilica | 2019 | 104.3487 | 21.6637 | 1.5384 | 4 | 7250.3127 | 9224.617 | 147.8074 | 188.0563 | 116.028 | 0 | 89.3207 | 3367221.334 | 131092.2066 | 4000176.7162 | 3905480.2375 | 0 | 432917.4856 | 0 | 4616386.3122 | 12010890.2333 | 8197679.3833 | 36661843.9087 | 961560.8286 | 6991696.732 | 6991696.732 | 1478867.319 | 3678399.7627 | 0 | 44615101.4693 | 56764065.283 | 133352.1432 | 6.1535 | 7250.3127 | 9224.617 | 147.8074 | 188.0563
1 | 2300 | 707 | 0.045 | 15 | 15 | 7 | 1.7783e-10 | 5spot_SharedNeighbor | Water | Porous | Wet | R245fa | MinimizeLCOE_Brownfield | IgnoreSilica | 2019 | 111.2741 | 23.0575 | 1.6647 | 4 | 6975.6088 | 8800.0642 | 142.2072 | 179.4012 | 115.904 | 0 | 89.3182 | 3516711.8976 | 136727.1948 | 4205145.1465 | 4159119.6068 | 0 | 411694.3127 | 0 | 4847465.2818 | 12612110.3113 | 8608024.4404 | 38496998.1919 | 961560.8286 | 6991696.732 | 6991696.732 | 1478867.319 | 3678399.7627 | 0 | 46450255.7526 | 58599219.5663 | 177827.941 | 6.659 | 6975.6088 | 8800.0642 | 142.2072 | 179.4012
1 | 2300 | 707 | 0.045 | 15 | 15 | 7 | 2.3714e-10 | 5spot_SharedNeighbor | Water | Porous | Wet | R245fa | MinimizeLCOE_Brownfield | IgnoreSilica | 2019 | 117.225 | 24.2459 | 1.7743 | 4 | 6762.1179 | 8473.9106 | 137.8549 | 172.7521 | 115.784 | 0 | 89.573 | 3641623.2356 | 141409.0169 | 4378035.6415 | 4376272.0456 | 0 | 389905.8909 | 0 | 5041625.8739 | 13117276.3442 | 8952810.638 | 40038958.6866 | 961560.8286 | 6991696.732 | 6991696.732 | 1478867.319 | 3678399.7627 | 0 | 47992216.2473 | 60141180.061 | 237137.3706 | 7.0972 | 6762.1179 | 8473.9106 | 137.8549 | 172.7521
1 | 2300 | 707 | 0.045 | 15 | 15 | 7 | 3.1623e-10 | 5spot_SharedNeighbor | Water | Porous | Wet | R245fa | MinimizeLCOE_Brownfield | IgnoreSilica | 2019 | 121.7734 | 25.148 | 1.8603 | 4 | 6603.9734 | 8236.6449 | 134.6309 | 167.9151 | 115.6842 | 0 | 86.7126 | 3734943.1792 | 144889.6485 | 4508202.6246 | 4541696.367 | 0 | 368482.4192 | 0 | 5186303.5531 | 13493697.9879 | 9209726.1445 | 41187941.9241 | 961560.8286 | 6991696.732 | 6991696.732 | 1478867.319 | 3678399.7627 | 0 | 49141199.4847 | 61290163.2984 | 316227.766 | 7.4412 | 6603.9734 | 8236.6449 | 134.6309 | 167.9151
1 | 2300 | 707 | 0.045 | 15 | 15 | 7 | 4.217e-10 | 5spot_SharedNeighbor | Water | Porous | Wet | R245fa | MinimizeLCOE_Brownfield | IgnoreSilica | 2019 | 125.3445 | 25.8525 | 1.9288 | 4 | 6484.0618 | 8058.7299 | 132.1864 | 164.2881 | 115.6012 | 0 | 78.804 | 3806937.3302 | 147564.3261 | 4609226.5701 | 4671232.4276 | 0 | 348984.696 | 0 | 5297738.6865 | 13783629.3467 | 9407610.2544 | 42072923.6377 | 961560.8286 | 6991696.732 | 6991696.732 | 1478867.319 | 3678399.7627 | 0 | 50026181.1983 | 62175145.012 | 421696.5034 | 7.7153 | 6484.0618 | 8058.7299 | 132.1864 | 164.2881
1 | 2300 | 707 | 0.045 | 15 | 15 | 7 | 5.6234e-10 | 5spot_SharedNeighbor | Water | Porous | Wet | R245fa | MinimizeLCOE_Brownfield | IgnoreSilica | 2019 | 128.105 | 26.3947 | 1.9825 | 4 | 6393.3348 | 7925.3633 | 130.3368 | 161.5693 | 115.5342 | 0 | 89.436 | 3861833.689 | 149597.3498 | 4686620.6079 | 4771151.6534 | 0 | 331990.2545 | 0 | 5382465.4863 | 14004071.0999 | 9558066.2805 | 42745796.4213 | 961560.8286 | 6991696.732 | 6991696.732 | 1478867.319 | 3678399.7627 | 0 | 50699053.982 | 62848017.7957 | 562341.3252 | 7.93 | 6393.3348 | 7925.3633 | 130.3368 | 161.5693
1 | 2300 | 707 | 0.045 | 15 | 15 | 7 | 7.4989e-10 | 5spot_SharedNeighbor | Water | Porous | Wet | R245fa | MinimizeLCOE_Brownfield | IgnoreSilica | 2019 | 130.2212 | 26.8088 | 2.0241 | 4 | 6324.8095 | 7825.3575 | 128.9398 | 159.5305 | 115.4813 | 0 | 97.5566 | 3903476.4655 | 151135.6939 | 4745542.7966 | 4847621.3767 | 0 | 317700.8143 | 0 | 5446536.0873 | 14170769.6611 | 9671841.4739 | 43254624.3692 | 961560.8286 | 6991696.732 | 6991696.732 | 1478867.319 | 3678399.7627 | 0 | 51207881.9299 | 63356845.7436 | 749894.2093 | 8.0964 | 6324.8095 | 7825.3575 | 128.9398 | 159.5305
1 | 2300 | 707 | 0.045 | 15 | 15 | 7 | 1e-09 | 5spot_SharedNeighbor | Water | Porous | Wet | R245fa | MinimizeLCOE_Brownfield | IgnoreSilica | 2019 | 130.923 | 26.9459 | 2.0471 | 4 | 6268.6104 | 7752.26 | 127.7941 | 158.0403 | 115.4633 | 0 | 90.5556 | 3917196.2324 | 151641.6633 | 4765000.2673 | 4872952.9328 | 0 | 298415.2901 | 0 | 5462030.4905 | 14211082.9199 | 9699356.1014 | 43377675.8977 | 961560.8286 | 6991696.732 | 6991696.732 | 1478867.319 | 3678399.7627 | 0 | 51330933.4584 | 63479897.2721 | 1000000 | 8.1886 | 6268.6104 | 7752.26 | 127.7941 | 158.0403
1 | 2300 | 707 | 0.045 | 15 | 15 | 7 | 1.3335e-09 | 5spot_SharedNeighbor | Water | Porous | Wet | R245fa | MinimizeLCOE_Brownfield | IgnoreSilica | 2019 | 134.9204 | 27.7285 | 2.1017 | 4 | 6233.399 | 7678.5545 | 127.0763 | 156.5377 | 115.3695 | 0 | 94.0926 | 3995307.1825 | 154528.061 | 4875729.0604 | 5017423.7264 | 0 | 308097.2288 | 0 | 5596923.2511 | 14562046.2125 | 9938895.7602 | 44448950.4829 | 961560.8286 | 6991696.732 | 6991696.732 | 1478867.319 | 3678399.7627 | 0 | 52402208.0436 | 64551171.8573 | 1333521.4322 | 8.4067 | 6233.399 | 7678.5545 | 127.0763 | 156.5377
1 | 2300 | 707 | 0.045 | 15 | 15 | 7 | 1.7783e-09 | 5spot_SharedNeighbor | Water | Porous | Wet | R245fa | MinimizeLCOE_Brownfield | IgnoreSilica | 2019 | 135.9144 | 27.923 | 2.1213 | 4 | 6203.6577 | 7635.4579 | 126.47 | 155.6591 | 115.3467 | 0 | 96.4582 | 4014621.5223 | 155241.5418 | 4903154.5899 | 5053342.2055 | 0 | 301061.1802 | 0 | 5626694.2055 | 14639504.1289 | 9991762.3797 | 44685381.7537 | 961560.8286 | 6991696.732 | 6991696.732 | 1478867.319 | 3678399.7627 | 0 | 52638639.3143 | 64787603.128 | 1778279.41 | 8.4851 | 6203.6577 | 7635.4579 | 126.47 | 155.6591
1 | 2300 | 707 | 0.045 | 15 | 15 | 7 | 2.3714e-09 | 5spot_SharedNeighbor | Water | Porous | Wet | R245fa | MinimizeLCOE_Brownfield | IgnoreSilica | 2019 | 136.6649 | 28.0698 | 2.1361 | 4 | 6181.2902 | 7603.1304 | 126.014 | 155.0001 | 115.3295 | 0 | 97.2181 | 4029155.6123 | 155778.0502 | 4923815.4136 | 5080446.7852 | 0 | 295569.6842 | 0 | 5649058.5627 | 14697691.599 | 10031476.5237 | 44862992.2308 | 961560.8286 | 6991696.732 | 6991696.732 | 1478867.319 | 3678399.7627 | 0 | 52816249.7915 | 64965213.6052 | 2371373.7057 | 8.5445 | 6181.2902 | 7603.1304 | 126.014 | 155.0001
1 | 2300 | 707 | 0.045 | 15 | 15 | 7 | 3.1623e-09 | 5spot_SharedNeighbor | Water | Porous | Wet | R245fa | MinimizeLCOE_Brownfield | IgnoreSilica | 2019 | 137.225 | 28.1792 | 2.1473 | 4 | 6164.4794 | 7578.9229 | 125.6713 | 154.5066 | 115.3165 | 0 | 95.5206 | 4039976.0751 | 156177.2562 | 4939210.0841 | 5100668.3272 | 0 | 291291.2037 | 0 | 5665655.949 | 14740874.5936 | 10060949.8048 | 44994803.2936 | 961560.8286 | 6991696.732 | 6991696.732 | 1478867.319 | 3678399.7627 | 0 | 52948060.8543 | 65097024.668 | 3162277.6602 | 8.5892 | 6164.4794 | 7578.9229 | 125.6713 | 154.5066
1 | 2300 | 707 | 0.045 | 15 | 15 | 7 | 4.217e-09 | 5spot_SharedNeighbor | Water | Porous | Wet | R245fa | MinimizeLCOE_Brownfield | IgnoreSilica | 2019 | 137.664 | 28.2649 | 2.1559 | 4 | 6151.8516 | 7560.6373 | 125.4138 | 154.1338 | 115.3063 | 0 | 97.7117 | 4048440.4659 | 156489.4106 | 4951260.2934 | 5116511.9035 | 0 | 288115.7276 | 0 | 5678718.9424 | 14774861.8227 | 10084146.7871 | 45098545.3532 | 961560.8286 | 6991696.732 | 6991696.732 | 1478867.319 | 3678399.7627 | 0 | 53051802.9138 | 65200766.7275 | 4216965.0343 | 8.6237 | 6151.8516 | 7560.6373 | 125.4138 | 154.1338
1 | 2300 | 707 | 0.045 | 15 | 15 | 7 | 5.6234e-09 | 5spot_SharedNeighbor | Water | Porous | Wet | R245fa | MinimizeLCOE_Brownfield | IgnoreSilica | 2019 | 137.9755 | 28.3257 | 2.1622 | 4 | 6142.3697 | 7547.0596 | 125.2205 | 153.857 | 115.299 | 0 | 97.9482 | 4054438.7233 | 156710.5456 | 4959803.8149 | 5127753.0712 | 0 | 285577.9605 | 0 | 5687870.805 | 14798673.0919 | 10100398.4676 | 45171226.48 | 961560.8286 | 6991696.732 | 6991696.732 | 1478867.319 | 3678399.7627 | 0 | 53124484.0406 | 65273447.8543 | 5623413.2519 | 8.6489 | 6142.3697 | 7547.0596 | 125.2205 | 153.857
1 | 2300 | 707 | 0.045 | 15 | 15 | 7 | 7.4989e-09 | 5spot_SharedNeighbor | Water | Porous | Wet | R245fa | MinimizeLCOE_Brownfield | IgnoreSilica | 2019 | 138.2191 | 28.3732 | 2.1671 | 4 | 6135.2523 | 7536.8068 | 125.0754 | 153.648 | 115.2933 | 0 | 99.0842 | 4059123.6665 | 156883.2245 | 4966479.0586 | 5136540.6728 | 0 | 283708.4971 | 0 | 5695066.6966 | 14817395.3257 | 10113176.7768 | 45228373.9185 | 961560.8286 | 6991696.732 | 6991696.732 | 1478867.319 | 3678399.7627 | 0 | 53181631.4791 | 65330595.2928 | 7498942.0933 | 8.6682 | 6135.2523 | 7536.8068 | 125.0754 | 153.648
1 | 2300 | 707 | 0.045 | 15 | 15 | 7 | 1e-08 | 5spot_SharedNeighbor | Water | Porous | Wet | R245fa | MinimizeLCOE_Brownfield | IgnoreSilica | 2019 | 138.3971 | 28.4079 | 2.1706 | 4 | 6129.9109 | 7529.1536 | 124.9665 | 153.492 | 115.2892 | 0 | 97.3009 | 4062544.495 | 157009.2872 | 4971354.4931 | 5142961.5346 | 0 | 282262.3529 | 0 | 5700291.5435 | 14830989.3057 | 10122454.9475 | 45269867.9596 | 961560.8286 | 6991696.732 | 6991696.732 | 1478867.319 | 3678399.7627 | 0 | 53223125.5202 | 65372089.3339 | 10000000 | 8.6825 | 6129.9109 | 7529.1536 | 124.9665 | 153.492
1 | 2400 | 707 | 0.045 | 15 | 15 | 7 | 1e-13 | 5spot_SharedNeighbor | Water | Porous | Wet | R245fa | MinimizeLCOE_Brownfield | IgnoreSilica | 2019 | 0 | 0 | 0 | 0 |  |  |  |  | 15 |  | 11.3496 | [19 empty] | 100 | 0
1 | 2400 | 707 | 0.045 | 15 | 15 | 7 | 1.3335e-13 | 5spot_SharedNeighbor | Water | Porous | Wet | R245fa | MinimizeLCOE_Brownfield | IgnoreSilica | 2019 | 0 | 0 | 0 | 0 |  |  |  |  | 15 |  | 12.3457 | [19 empty] | 133.3521 | 0
1 | 2400 | 707 | 0.045 | 15 | 15 | 7 | 1.7783e-13 | 5spot_SharedNeighbor | Water | Porous | Wet | R245fa | MinimizeLCOE_Brownfield | IgnoreSilica | 2019 | 0 | 0 | 0 | 0 |  |  |  |  | 15 |  | 13.0204 | [19 empty] | 177.8279 | 0
1 | 2400 | 707 | 0.045 | 15 | 15 | 7 | 2.3714e-13 | 5spot_SharedNeighbor | Water | Porous | Wet | R245fa | MinimizeLCOE_Brownfield | IgnoreSilica | 2019 | 0.69881 | 0.092069 | 0.00050302 | 4 | 4439533.8109 | 10714748.6522 | 90505.9016 | 218434.644 | 89.8662 | 0 | 32.4376 | 62294.0837 | 2008.7922 | 51674.5487 | 45258.9148 | 0 | 44924.4231 | 0 | 80402.6973 | 209191.3256 | 142777.3782 | 638532.1635 | 961560.8286 | 7332603.3321 | 7332603.3321 | 1478867.319 | 3814762.4027 | 0 | 8932696.3243 | 21558929.3782 | 237.1374 | 0.0020121 | 4439533.8109 | 10714748.6522 | 90505.9016 | 218434.644
1 | 2400 | 707 | 0.045 | 15 | 15 | 7 | 3.1623e-13 | 5spot_SharedNeighbor | Water | Porous | Wet | R245fa | MinimizeLCOE_Brownfield | IgnoreSilica | 2019 | 1.0692 | 0.16766 | 0.002678 | 4 | 862990.2234 | 2041702.6574 | 17593.223 | 41622.8703 | 99.0663 | 0 | 30.244 | 100980.0418 | 3492.3663 | 82878.1499 | 59061.2435 | 0 | 60340.1577 | 0 | 119633.2641 | 311261.213 | 212442.1737 | 950088.61 | 961560.8286 | 7332603.3321 | 7332603.3321 | 1478867.319 | 3814762.4027 | 0 | 9244252.7708 | 21870485.8247 | 316.2278 | 0.010712 | 862990.2234 | 2041702.6574 | 17593.223 | 41622.8703
1 | 2400 | 707 | 0.045 | 15 | 15 | 7 | 4.217e-13 | 5spot_SharedNeighbor | Water | Porous | Wet | R245fa | MinimizeLCOE_Brownfield | IgnoreSilica | 2019 | 1.5153 | 0.26284 | 0.0061991 | 4 | 386684.9384 | 895882.7365 | 7883.0955 | 18263.7814 | 104.8644 | 0 | 125.24 | 143291.4139 | 5176.5353 | 118236.9734 | 75927.7362 | 0 | 75221.5515 | 0 | 162963.142 | 423996.6673 | 289386.4377 | 1294200.4573 | 961560.8286 | 7332603.3321 | 7332603.3321 | 1478867.319 | 3814762.4027 | 0 | 9588364.6181 | 22214597.672 | 421.6965 | 0.024796 | 386684.9384 | 895882.7365 | 7883.0955 | 18263.7814
1 | 2400 | 707 | 0.045 | 15 | 15 | 7 | 5.6234e-13 | 5spot_SharedNeighbor | Water | Porous | Wet | R245fa | MinimizeLCOE_Brownfield | IgnoreSilica | 2019 | 2.0793 | 0.38585 | 0.01136 | 4 | 219866.5897 | 497742.2814 | 4482.2778 | 10147.1497 | 108.9311 | 0 | 181.9976 | 191813.0208 | 7143.7388 | 160268.635 | 97439.2025 | 0 | 90990.5283 | 0 | 213585.4989 | 555705.6558 | 379280.5287 | 1696226.8089 | 961560.8286 | 7332603.3321 | 7332603.3321 | 1478867.319 | 3814762.4027 | 0 | 9990390.9697 | 22616624.0236 | 562.3413 | 0.045438 | 219866.5897 | 497742.2814 | 4482.2778 | 10147.1497
1 | 2400 | 707 | 0.045 | 15 | 15 | 7 | 7.4989e-13 | 5spot_SharedNeighbor | Water | Porous | Wet | R245fa | MinimizeLCOE_Brownfield | IgnoreSilica | 2019 | 2.7794 | 0.5404 | 0.018562 | 4 | 140779.9965 | 310831.7089 | 2869.9906 | 6336.7248 | 111.8255 | 0 | 249.7835 | 246614.7466 | 9385.8857 | 209397.603 | 124301.8227 | 0 | 107260.092 | 0 | 271814.4585 | 707205.4641 | 482682.2609 | 2158662.3335 | 961560.8286 | 7332603.3321 | 7332603.3321 | 1478867.319 | 3814762.4027 | 0 | 10452826.4942 | 23079059.5481 | 749.8942 | 0.074249 | 140779.9965 | 310831.7089 | 2869.9906 | 6336.7248
1 | 2400 | 707 | 0.045 | 15 | 15 | 7 | 1e-12 | 5spot_SharedNeighbor | Water | Porous | Wet | R245fa | MinimizeLCOE_Brownfield | IgnoreSilica | 2019 | 3.6755 | 0.73949 | 0.02838 | 4 | 96947.3111 | 208170.729 | 1976.4021 | 4243.8419 | 113.9961 | 0 | 39.5628 | 310642.7259 | 12015.7805 | 268699.3589 | 158765.2503 | 0 | 125305.9768 | 0 | 341417.346 | 888297.9001 | 606281.5695 | 2711425.908 | 961560.8286 | 7332603.3321 | 7332603.3321 | 1478867.319 | 3814762.4027 | 0 | 11005590.0687 | 23631823.1226 | 1000 | 0.11352 | 96947.3111 | 208170.729 | 1976.4021 | 4243.8419
1 | 2400 | 707 | 0.045 | 15 | 15 | 7 | 1.3335e-12 | 5spot_SharedNeighbor | Water | Porous | Wet | R245fa | MinimizeLCOE_Brownfield | IgnoreSilica | 2019 | 4.8159 | 0.99373 | 0.041548 | 4 | 70187.2451 | 146161.6962 | 1430.8619 | 2979.7039 | 115.6299 | 0 | 39.4741 | 385230.4845 | 15082.5091 | 339962.0675 | 202666.1095 | 0 | 145213.2385 | 0 | 424380.2195 | 1104150.2788 | 753605.2533 | 3370290.1607 | 961560.8286 | 7332603.3321 | 7332603.3321 | 1478867.319 | 3814762.4027 | 0 | 11664454.3214 | 24290687.3753 | 1333.5214 | 0.16619 | 70187.2451 | 146161.6962 | 1430.8619 | 2979.7039
1 | 2400 | 707 | 0.045 | 15 | 15 | 7 | 1.7783e-12 | 5spot_SharedNeighbor | Water | Porous | Wet | R245fa | MinimizeLCOE_Brownfield | IgnoreSilica | 2019 | 6.2313 | 1.3098 | 0.05891 | 4 | 52758.217 | 106340.5035 | 1075.5476 | 2167.895 | 116.8313 | 0 | 47.4165 | 470296.3295 | 18577.2853 | 423656.5571 | 257356.4382 | 0 | 166098.1346 | 0 | 521034.0504 | 1355623.7205 | 925241.0445 | 4137883.5602 | 961560.8286 | 7332603.3321 | 7332603.3321 | 1478867.319 | 3814762.4027 | 0 | 12432047.721 | 25058280.7749 | 1778.2794 | 0.23564 | 52758.217 | 106340.5035 | 1075.5476 | 2167.895
1 | 2400 | 707 | 0.045 | 15 | 15 | 7 | 2.3714e-12 | 5spot_SharedNeighbor | Water | Porous | Wet | R245fa | MinimizeLCOE_Brownfield | IgnoreSilica | 2019 | 7.8903 | 1.6785 | 0.080902 | 4 | 41008.362 | 80025.5861 | 836.0109 | 1631.4298 | 117.6199 | 0 | 42.7834 | 561733.401 | 22315.1901 | 516353.5693 | 321132.7333 | 0 | 185183.495 | 0 | 626620.1716 | 1630337.149 | 1112738.6043 | 4976414.3136 | 961560.8286 | 7332603.3321 | 7332603.3321 | 1478867.319 | 3814762.4027 | 0 | 13270578.4744 | 25896811.5283 | 2371.3737 | 0.32361 | 41008.362 | 80025.5861 | 836.0109 | 1631.4298
1 | 2400 | 707 | 0.045 | 15 | 15 | 7 | 3.1623e-12 | 5spot_SharedNeighbor | Water | Porous | Wet | R245fa | MinimizeLCOE_Brownfield | IgnoreSilica | 2019 | 10.3964 | 2.2429 | 0.11222 | 4 | 32317.0205 | 60444.9116 | 658.8262 | 1232.2513 | 118.5468 | 0 | 57.5079 | 691575.2258 | 27649.3164 | 650687.1735 | 418201.3432 | 0 | 217700.3784 | 0 | 782267.2406 | 2035298.8949 | 1389133.317 | 6212512.8898 | 961560.8286 | 7332603.3321 | 7332603.3321 | 1478867.319 | 3814762.4027 | 0 | 14506677.0506 | 27132910.1045 | 3162.2777 | 0.44889 | 32317.0205 | 60444.9116 | 658.8262 | 1232.2513
1 | 2400 | 707 | 0.045 | 15 | 15 | 7 | 4.217e-12 | 5spot_SharedNeighbor | Water | Porous | Wet | R245fa | MinimizeLCOE_Brownfield | IgnoreSilica | 2019 | 13.254 | 2.8834 | 0.1512 | 4 | 26156.9706 | 47033.0603 | 533.2452 | 958.8326 | 119.1016 | 0 | 48.3366 | 827202.1857 | 33191.2939 | 795204.1302 | 528666.2451 | 0 | 245643.8182 | 0 | 947663.9925 | 2465627.3159 | 1682841.3067 | 7526040.2882 | 961560.8286 | 7332603.3321 | 7332603.3321 | 1478867.319 | 3814762.4027 | 0 | 15820204.449 | 28446437.5029 | 4216.965 | 0.60482 | 26156.9706 | 47033.0603 | 533.2452 | 958.8326
1 | 2400 | 707 | 0.045 | 15 | 15 | 7 | 5.6234e-12 | 5spot_SharedNeighbor | Water | Porous | Wet | R245fa | MinimizeLCOE_Brownfield | IgnoreSilica | 2019 | 16.8567 | 3.6909 | 0.20161 | 4 | 21570.9994 | 37227.7934 | 439.754 | 758.9389 | 119.5359 | 0 | 55.0062 | 985972.4051 | 39662.5824 | 968542.2032 | 667696.5064 | 0 | 276700.2152 | 0 | 1146043.8258 | 2981770.9488 | 2035119.9418 | 9101508.6287 | 961560.8286 | 7332603.3321 | 7332603.3321 | 1478867.319 | 3814762.4027 | 0 | 17395672.7895 | 30021905.8434 | 5623.4133 | 0.80644 | 21570.9994 | 37227.7934 | 439.754 | 758.9389
1 | 2400 | 707 | 0.045 | 15 | 15 | 7 | 7.4989e-12 | 5spot_SharedNeighbor | Water | Porous | Wet | R245fa | MinimizeLCOE_Brownfield | IgnoreSilica | 2019 | 21.3003 | 4.6869 | 0.26599 | 4 | 18089.9874 | 29957.3341 | 368.7889 | 610.7208 | 119.8712 | 0 | 45.8149 | 1168285.9249 | 47074.9141 | 1172265.1369 | 839194.4221 | 0 | 309419.3704 | 0 | 1379133.5097 | 3588222.493 | 2449035.582 | 10952631.353 | 961560.8286 | 7332603.3321 | 7332603.3321 | 1478867.319 | 3814762.4027 | 0 | 19246795.5138 | 31873028.5677 | 7498.9421 | 1.0639 | 18089.9874 | 29957.3341 | 368.7889 | 610.7208
1 | 2400 | 707 | 0.045 | 15 | 15 | 7 | 1e-11 | 5spot_SharedNeighbor | Water | Porous | Wet | R245fa | MinimizeLCOE_Brownfield | IgnoreSilica | 2019 | 26.7862 | 5.917 | 0.34777 | 4 | 15406.1809 | 24482.6355 | 314.0758 | 499.1116 | 120.1334 | 0 | 51.6381 | 1378355.3678 | 55594.6781 | 1412276.3113 | 1051073.7747 | 0 | 344307.7481 | 0 | 1654227.0732 | 4303959.5159 | 2937540.8071 | 13137335.2762 | 961560.8286 | 7332603.3321 | 7332603.3321 | 1478867.319 | 3814762.4027 | 0 | 21431499.4369 | 34057732.4908 | 10000 | 1.3911 | 15406.1809 | 24482.6355 | 314.0758 | 499.1116
1 | 2400 | 707 | 0.045 | 15 | 15 | 7 | 1.3335e-11 | 5spot_SharedNeighbor | Water | Porous | Wet | R245fa | MinimizeLCOE_Brownfield | IgnoreSilica | 2019 | 33.4534 | 7.4125 | 0.45028 | 4 | 13310.6064 | 20320.8891 | 271.3547 | 414.2688 | 120.3378 | 0 | 60.2519 | 1617167.7628 | 65256.1204 | 1690997.6382 | 1308724.9417 | 0 | 380271.9029 | 0 | 1974343.1628 | 5136835.916 | 3505996.0641 | 15679593.509 | 961560.8286 | 7332603.3321 | 7332603.3321 | 1478867.319 | 3814762.4027 | 0 | 23973757.6697 | 36599990.7236 | 13335.2143 | 1.8011 | 13310.6064 | 20320.8891 | 271.3547 | 414.2688
1 | 2400 | 707 | 0.045 | 15 | 15 | 7 | 1.7783e-11 | 5spot_SharedNeighbor | Water | Porous | Wet | R245fa | MinimizeLCOE_Brownfield | IgnoreSilica | 2019 | 41.4434 | 9.2046 | 0.57678 | 4 | 11658.1728 | 17130.9059 | 237.6676 | 349.2367 | 120.4963 | 0 | 76.5918 | 1885508.6167 | 76084.2743 | 2010620.982 | 1617503.046 | 0 | 416442.5596 | 0 | 2342402.1967 | 6094450.023 | 4159587.3691 | 18602599.0674 | 961560.8286 | 7332603.3321 | 7332603.3321 | 1478867.319 | 3814762.4027 | 0 | 26896763.2282 | 39522996.2821 | 17782.7941 | 2.3071 | 11658.1728 | 17130.9059 | 237.6676 | 349.2367
1 | 2400 | 707 | 0.045 | 15 | 15 | 7 | 2.3714e-11 | 5spot_SharedNeighbor | Water | Porous | Wet | R245fa | MinimizeLCOE_Brownfield | IgnoreSilica | 2019 | 50.7466 | 11.2902 | 0.72884 | 4 | 10347.3416 | 14678.2852 | 210.9446 | 299.2367 | 120.6112 | 0 | 71.2062 | 2179185.3376 | 87900.769 | 2367297.5525 | 1976931.1315 | 0 | 450424.457 | 0 | 2754078.3066 | 7165546.8146 | 4890632.9382 | 21871997.3071 | 961560.8286 | 7332603.3321 | 7332603.3321 | 1478867.319 | 3814762.4027 | 0 | 30166161.4678 | 42792394.5217 | 23713.7371 | 2.9154 | 10347.3416 | 14678.2852 | 210.9446 | 299.2367
1 | 2400 | 707 | 0.045 | 15 | 15 | 7 | 3.1623e-11 | 5spot_SharedNeighbor | Water | Porous | Wet | R245fa | MinimizeLCOE_Brownfield | IgnoreSilica | 2019 | 61.0755 | 13.601 | 0.90399 | 4 | 9306.9353 | 12798.7557 | 189.7345 | 260.9199 | 120.6742 | 0 | 78.2103 | 2486379.7188 | 100215.5295 | 2747443.4228 | 2375560.8026 | 0 | 478044.3734 | 0 | 3193181.1004 | 8308002.2117 | 5670382.2219 | 25359209.3811 | 961560.8286 | 7332603.3321 | 7332603.3321 | 1478867.319 | 3814762.4027 | 0 | 33653373.5419 | 46279606.5958 | 31622.7766 | 3.6159 | 9306.9353 | 12798.7557 | 189.7345 | 260.9199
1 | 2400 | 707 | 0.045 | 15 | 15 | 7 | 4.217e-11 | 5spot_SharedNeighbor | Water | Porous | Wet | R245fa | MinimizeLCOE_Brownfield | IgnoreSilica | 2019 | 71.8861 | 16.0089 | 1.0949 | 4 | 8484.8139 | 11367.8914 | 172.9744 | 231.7498 | 120.6758 | 0 | 82.1101 | 2790085.273 | 112329.9789 | 3130106.3118 | 2791817.8266 | 0 | 495037.8648 | 0 | 3634557.1295 | 9456372.1007 | 6454168.2677 | 28864474.7529 | 961560.8286 | 7332603.3321 | 7332603.3321 | 1478867.319 | 3814762.4027 | 0 | 37158638.9137 | 49784871.9676 | 42169.6503 | 4.3794 | 8484.8139 | 11367.8914 | 172.9744 | 231.7498
1 | 2400 | 707 | 0.045 | 15 | 15 | 7 | 5.6234e-11 | 5spot_SharedNeighbor | Water | Porous | Wet | R245fa | MinimizeLCOE_Brownfield | IgnoreSilica | 2019 | 82.6413 | 18.3878 | 1.2919 | 4 | 7839.6973 | 10283.1142 | 159.8228 | 209.6352 | 120.6167 | 0 | 97.9799 | 3076422.8853 | 123680.1149 | 3497130.1456 | 3204452.559 | 0 | 500134.3489 | 0 | 4056709.821 | 10554726.8085 | 7203817.9248 | 32217074.608 | 961560.8286 | 7332603.3321 | 7332603.3321 | 1478867.319 | 3814762.4027 | 0 | 40511238.7688 | 53137471.8227 | 56234.1325 | 5.1674 | 7839.6973 | 10283.1142 | 159.8228 | 209.6352
1 | 2400 | 707 | 0.045 | 15 | 15 | 7 | 7.4989e-11 | 5spot_SharedNeighbor | Water | Porous | Wet | R245fa | MinimizeLCOE_Brownfield | IgnoreSilica | 2019 | 92.7675 | 20.6079 | 1.4839 | 4 | 7337.1813 | 9464.4308 | 149.5784 | 192.9452 | 120.5098 | 0 | 110.5198 | 3333020.859 | 133778.5336 | 3831323.1417 | 3591199.5839 | 0 | 493498.2992 | 0 | 4439299.9628 | 11550147.8776 | 7883213.2583 | 35255481.5161 | 961560.8286 | 7332603.3321 | 7332603.3321 | 1478867.319 | 3814762.4027 | 0 | 43549645.6769 | 56175878.7308 | 74989.4209 | 5.9355 | 7337.1813 | 9464.4308 | 149.5784 | 192.9452
1 | 2400 | 707 | 0.045 | 15 | 15 | 7 | 1e-10 | 5spot_SharedNeighbor | Water | Porous | Wet | R245fa | MinimizeLCOE_Brownfield | IgnoreSilica | 2019 | 101.9003 | 22.591 | 1.6621 | 4 | 6948.3564 | 8847.5178 | 141.6516 | 180.3686 | 120.3744 | 0 | 96.5178 | 3554475.5489 | 142428.5792 | 4123922.8282 | 3938274.695 | 0 | 477782.7685 | 0 | 4772384.9237 | 12416766.6207 | 8474698.3577 | 37900734.3219 | 961560.8286 | 7332603.3321 | 7332603.3321 | 1478867.319 | 3814762.4027 | 0 | 46194898.4826 | 58821131.5365 | 100000 | 6.6483 | 6948.3564 | 8847.5178 | 141.6516 | 180.3686
1 | 2400 | 707 | 0.045 | 15 | 15 | 7 | 1.3335e-10 | 5spot_SharedNeighbor | Water | Porous | Wet | R245fa | MinimizeLCOE_Brownfield | IgnoreSilica | 2019 | 109.7855 | 24.2866 | 1.82 | 4 | 6649.2254 | 8383.6255 | 135.5535 | 170.9115 | 120.23 | 0 | 110.4211 | 3738532.6071 | 149565.4356 | 4370185.9943 | 4236456.7204 | 0 | 455903.4857 | 0 | 5050751.2548 | 13141018.7134 | 8969015.2928 | 40111429.5041 | 961560.8286 | 7332603.3321 | 7332603.3321 | 1478867.319 | 3814762.4027 | 0 | 48405593.6648 | 61031826.7187 | 133352.1432 | 7.2799 | 6649.2254 | 8383.6255 | 135.5535 | 170.9115
1 | 2400 | 707 | 0.045 | 15 | 15 | 7 | 1.7783e-10 | 5spot_SharedNeighbor | Water | Porous | Wet | R245fa | MinimizeLCOE_Brownfield | IgnoreSilica | 2019 | 116.3897 | 25.694 | 1.955 | 4 | 6420.1967 | 8034.8435 | 130.8844 | 163.8012 | 120.0908 | 0 | 110.9883 | 3887831.7149 | 155315.758 | 4572086.5015 | 4485056.1225 | 0 | 431233.9137 | 0 | 5277294.3642 | 13730437.4136 | 9371305.6671 | 41910561.4556 | 961560.8286 | 7332603.3321 | 7332603.3321 | 1478867.319 | 3814762.4027 | 0 | 50204725.6163 | 62830958.6702 | 177827.941 | 7.8198 | 6420.1967 | 8034.8435 | 130.8844 | 163.8012
1 | 2400 | 707 | 0.045 | 15 | 15 | 7 | 2.3714e-10 | 5spot_SharedNeighbor | Water | Porous | Wet | R245fa | MinimizeLCOE_Brownfield | IgnoreSilica | 2019 | 122.0124 | 26.8828 | 2.0708 | 4 | 6241.8687 | 7766.1748 | 127.2489 | 158.324 | 119.96 | 0 | 91.7624 | 4011614.5173 | 160055.1616 | 4740982.3587 | 4696024.148 | 0 | 406609.1811 | 0 | 5465961.293 | 14221310.0615 | 9706336.3357 | 43408893.0569 | 961560.8286 | 7332603.3321 | 7332603.3321 | 1478867.319 | 3814762.4027 | 0 | 51703057.2176 | 64329290.2715 | 237137.3706 | 8.2833 | 6241.8687 | 7766.1748 | 127.2489 | 158.324
1 | 2400 | 707 | 0.045 | 15 | 15 | 7 | 3.1623e-10 | 5spot_SharedNeighbor | Water | Porous | Wet | R245fa | MinimizeLCOE_Brownfield | IgnoreSilica | 2019 | 126.2628 | 27.7758 | 2.1607 | 4 | 6110.1716 | 7571.0775 | 124.5641 | 154.3467 | 119.8537 | 0 | 110.2854 | 4103252.6386 | 163546.7206 | 4866912.8987 | 4855321.161 | 0 | 383206.6872 | 0 | 5605173.6414 | 14583512.0357 | 9953546.6256 | 44514472.4088 | 961560.8286 | 7332603.3321 | 7332603.3321 | 1478867.319 | 3814762.4027 | 0 | 52808636.5696 | 65434869.6235 | 316227.766 | 8.6427 | 6110.1716 | 7571.0775 | 124.5641 | 154.3467
1 | 2400 | 707 | 0.045 | 15 | 15 | 7 | 4.217e-10 | 5spot_SharedNeighbor | Water | Porous | Wet | R245fa | MinimizeLCOE_Brownfield | IgnoreSilica | 2019 | 129.5755 | 28.4679 | 2.2317 | 4 | 6010.3296 | 7424.7227 | 122.5287 | 151.363 | 119.7667 | 0 | 111.8307 | 4173508.8238 | 166212.8266 | 4964003.206 | 4979176.0539 | 0 | 362273.4004 | 0 | 5711617.9812 | 14860458.3732 | 10142568.1916 | 45359818.8568 | 961560.8286 | 7332603.3321 | 7332603.3321 | 1478867.319 | 3814762.4027 | 0 | 53653983.0176 | 66280216.0715 | 421696.5034 | 8.927 | 6010.3296 | 7424.7227 | 122.5287 | 151.363
1 | 2400 | 707 | 0.045 | 15 | 15 | 7 | 5.6234e-10 | 5spot_SharedNeighbor | Water | Porous | Wet | R245fa | MinimizeLCOE_Brownfield | IgnoreSilica | 2019 | 133.9802 | 29.3862 | 2.3102 | 4 | 5934.4563 | 7300.8089 | 120.9819 | 148.8369 | 119.6527 | 0 | 102.7193 | 4265859.123 | 169711.4757 | 5092088.7767 | 5143688.8058 | 0 | 356527.8251 | 0 | 5860871.6425 | 15248785.7836 | 10407609.6285 | 46545143.0609 | 961560.8286 | 7332603.3321 | 7332603.3321 | 1478867.319 | 3814762.4027 | 0 | 54839307.2216 | 67465540.2755 | 562341.3252 | 9.2408 | 5934.4563 | 7300.8089 | 120.9819 | 148.8369
1 | 2400 | 707 | 0.045 | 15 | 15 | 7 | 7.4989e-10 | 5spot_SharedNeighbor | Water | Porous | Wet | R245fa | MinimizeLCOE_Brownfield | IgnoreSilica | 2019 | 136.0996 | 29.8283 | 2.3557 | 4 | 5876.5058 | 7216.4653 | 119.8005 | 147.1174 | 119.6011 | 0 | 101.707 | 4310065.3511 | 171387.2922 | 5153479.3052 | 5222877.6106 | 0 | 342511.5016 | 0 | 5928125.2137 | 15423765.7804 | 10527037.0718 | 47079249.1268 | 961560.8286 | 7332603.3321 | 7332603.3321 | 1478867.319 | 3814762.4027 | 0 | 55373413.2875 | 67999646.3414 | 749894.2093 | 9.4228 | 5876.5058 | 7216.4653 | 119.8005 | 147.1174
1 | 2400 | 707 | 0.045 | 15 | 15 | 7 | 1e-09 | 5spot_SharedNeighbor | Water | Porous | Wet | R245fa | MinimizeLCOE_Brownfield | IgnoreSilica | 2019 | 137.7003 | 30.1615 | 2.3905 | 4 | 5832.7869 | 7153.2651 | 118.9093 | 145.829 | 119.5616 | 0 | 90.8331 | 4343216.1571 | 172641.9597 | 5199626.617 | 5282624.8915 | 0 | 331003.1275 | 0 | 5978353.9736 | 15554450.7102 | 10616232.2217 | 47478149.6583 | 961560.8286 | 7332603.3321 | 7332603.3321 | 1478867.319 | 3814762.4027 | 0 | 55772313.8191 | 68398546.873 | 1000000 | 9.5619 | 5832.7869 | 7153.2651 | 118.9093 | 145.829
1 | 2400 | 707 | 0.045 | 15 | 15 | 7 | 1.3335e-09 | 5spot_SharedNeighbor | Water | Porous | Wet | R245fa | MinimizeLCOE_Brownfield | IgnoreSilica | 2019 | 137.0882 | 30.0341 | 2.3952 | 4 | 5796.4159 | 7114.2669 | 118.1678 | 145.034 | 119.5766 | 0 | 107.3972 | 4330548.1139 | 172162.4343 | 5181989.7389 | 5259776.7527 | 0 | 308026.3582 | 0 | 5948476.3252 | 15476715.1979 | 10563176.1373 | 47240871.0584 | 961560.8286 | 7332603.3321 | 7332603.3321 | 1478867.319 | 3814762.4027 | 0 | 55535035.2191 | 68161268.273 | 1333521.4322 | 9.5809 | 5796.4159 | 7114.2669 | 118.1678 | 145.034
1 | 2400 | 707 | 0.045 | 15 | 15 | 7 | 1.7783e-09 | 5spot_SharedNeighbor | Water | Porous | Wet | R245fa | MinimizeLCOE_Brownfield | IgnoreSilica | 2019 | 139.8339 | 30.6047 | 2.4371 | 4 | 5775.055 | 7070.2418 | 117.7323 | 144.1364 | 119.5081 | 0 | 111.5947 | 4387094.0345 | 174299.8752 | 5260852.4455 | 5362187.5342 | 0 | 314596.3414 | 0 | 6044621.79 | 15726865.9752 | 10733909.1828 | 48004427.1788 | 961560.8286 | 7332603.3321 | 7332603.3321 | 1478867.319 | 3814762.4027 | 0 | 56298591.3396 | 68924824.3935 | 1778279.41 | 9.7486 | 5775.055 | 7070.2418 | 117.7323 | 144.1364
1 | 2400 | 707 | 0.045 | 15 | 15 | 7 | 2.3714e-09 | 5spot_SharedNeighbor | Water | Porous | Wet | R245fa | MinimizeLCOE_Brownfield | IgnoreSilica | 2019 | 140.5159 | 30.7461 | 2.4523 | 4 | 5756.4104 | 7043.613 | 117.3522 | 143.5936 | 119.4909 | 0 | 124.3359 | 4401044.1659 | 174826.3124 | 5280353.1993 | 5387599.0079 | 0 | 308906.4633 | 0 | 6065564.368 | 15781354.2672 | 10771098.5618 | 48170746.3457 | 961560.8286 | 7332603.3321 | 7332603.3321 | 1478867.319 | 3814762.4027 | 0 | 56464910.5064 | 69091143.5603 | 2371373.7057 | 9.809 | 5756.4104 | 7043.613 | 117.3522 | 143.5936
1 | 2400 | 707 | 0.045 | 15 | 15 | 7 | 3.1623e-09 | 5spot_SharedNeighbor | Water | Porous | Wet | R245fa | MinimizeLCOE_Brownfield | IgnoreSilica | 2019 | 141.0371 | 30.8541 | 2.4638 | 4 | 5742.3982 | 7023.5861 | 117.0666 | 143.1853 | 119.4776 | 0 | 123.6806 | 4411682.0929 | 175227.541 | 5295235.2588 | 5407014.6738 | 0 | 304570.1252 | 0 | 6081554.5798 | 15822957.5181 | 10799493.6354 | 48297735.425 | 961560.8286 | 7332603.3321 | 7332603.3321 | 1478867.319 | 3814762.4027 | 0 | 56591899.5857 | 69218132.6396 | 3162277.6602 | 9.8551 | 5742.3982 | 7023.5861 | 117.0666 | 143.1853
1 | 2400 | 707 | 0.045 | 15 | 15 | 7 | 4.217e-09 | 5spot_SharedNeighbor | Water | Porous | Wet | R245fa | MinimizeLCOE_Brownfield | IgnoreSilica | 2019 | 141.4197 | 30.9333 | 2.4723 | 4 | 5731.8729 | 7008.6251 | 116.852 | 142.8803 | 119.4678 | 0 | 114.2731 | 4419478.5764 | 175521.4777 | 5306148.6116 | 5421265.2702 | 0 | 301188.5094 | 0 | 6093204.9537 | 15853269.4012 | 10820182.1184 | 48390258.9185 | 961560.8286 | 7332603.3321 | 7332603.3321 | 1478867.319 | 3814762.4027 | 0 | 56684423.0793 | 69310656.1332 | 4216965.0343 | 9.8893 | 5731.8729 | 7008.6251 | 116.852 | 142.8803
1 | 2400 | 707 | 0.045 | 15 | 15 | 7 | 5.6234e-09 | 5spot_SharedNeighbor | Water | Porous | Wet | R245fa | MinimizeLCOE_Brownfield | IgnoreSilica | 2019 | 141.7144 | 30.9943 | 2.4789 | 4 | 5723.9699 | 6997.3571 | 116.6909 | 142.6506 | 119.4603 | 0 | 114.4363 | 4425474.9276 | 175747.4794 | 5314545.772 | 5432237.4465 | 0 | 298658.168 | 0 | 6102198.8795 | 15876669.7512 | 10836153.3382 | 48461685.7623 | 961560.8286 | 7332603.3321 | 7332603.3321 | 1478867.319 | 3814762.4027 | 0 | 56755849.9231 | 69382082.977 | 5623413.2519 | 9.9155 | 5723.9699 | 6997.3571 | 116.6909 | 142.6506
1 | 2400 | 707 | 0.045 | 15 | 15 | 7 | 7.4989e-09 | 5spot_SharedNeighbor | Water | Porous | Wet | R245fa | MinimizeLCOE_Brownfield | IgnoreSilica | 2019 | 141.9339 | 31.0398 | 2.4838 | 4 | 5718.0377 | 6988.9179 | 116.5699 | 142.4785 | 119.4546 | 0 | 103.7906 | 4429936.8884 | 175915.6106 | 5320796.2727 | 5440408.792 | 0 | 296725.7708 | 0 | 6108875.5005 | 15894040.9495 | 10848009.5379 | 48514709.3224 | 961560.8286 | 7332603.3321 | 7332603.3321 | 1478867.319 | 3814762.4027 | 0 | 56808873.4831 | 69435106.537 | 7498942.0933 | 9.935 | 5718.0377 | 6988.9179 | 116.5699 | 142.4785
1 | 2400 | 707 | 0.045 | 15 | 15 | 7 | 1e-08 | 5spot_SharedNeighbor | Water | Porous | Wet | R245fa | MinimizeLCOE_Brownfield | IgnoreSilica | 2019 | 142.0971 | 31.0735 | 2.4874 | 4 | 5713.5859 | 6982.599 | 116.4792 | 142.3497 | 119.4504 | 0 | 111.5222 | 4433251.5912 | 176040.49 | 5325440.7939 | 5446482.8989 | 0 | 295253.1227 | 0 | 6113822.8697 | 15906912.9894 | 10856794.9696 | 48553999.7252 | 961560.8286 | 7332603.3321 | 7332603.3321 | 1478867.319 | 3814762.4027 | 0 | 56848163.886 | 69474396.9399 | 10000000 | 9.9496 | 5713.5859 | 6982.599 | 116.4792 | 142.3497
1 | 2500 | 707 | 0.045 | 15 | 15 | 7 | 1e-13 | 5spot_SharedNeighbor | Water | Porous | Wet | R245fa | MinimizeLCOE_Brownfield | IgnoreSilica | 2019 | 0 | 0 | 0 | 0 |  |  |  |  | 15 |  | 12.8968 | [19 empty] | 100 | 0
1 | 2500 | 707 | 0.045 | 15 | 15 | 7 | 1.3335e-13 | 5spot_SharedNeighbor | Water | Porous | Wet | R245fa | MinimizeLCOE_Brownfield | IgnoreSilica | 2019 | 0 | 0 | 0 | 0 |  |  |  |  | 15 |  | 12.7759 | [19 empty] | 133.3521 | 0
1 | 2500 | 707 | 0.045 | 15 | 15 | 7 | 1.7783e-13 | 5spot_SharedNeighbor | Water | Porous | Wet | R245fa | MinimizeLCOE_Brownfield | IgnoreSilica | 2019 | 0 | 0 | 0 | 0 |  |  |  |  | 15 |  | 13.3209 | [19 empty] | 177.8279 | 0
1 | 2500 | 707 | 0.045 | 15 | 15 | 7 | 2.3714e-13 | 5spot_SharedNeighbor | Water | Porous | Wet | R245fa | MinimizeLCOE_Brownfield | IgnoreSilica | 2019 | 0.85995 | 0.12993 | 0.001351 | 4 | 1748249.9488 | 4174484.6183 | 35640.4399 | 85102.5154 | 97.0143 | 0 | 27.3515 | 83475.0995 | 2839.0631 | 67693.6654 | 51777.3712 | 0 | 54720.667 | 0 | 101597.2878 | 264335.3024 | 180414.2755 | 806852.7319 | 961560.8286 | 7679370.0231 | 7679370.0231 | 1478867.319 | 3953469.0791 | 0 | 9447783.5837 | 22559490.005 | 237.1374 | 0.0054041 | 1748249.9488 | 4174484.6183 | 35640.4399 | 85102.5154
1 | 2500 | 707 | 0.045 | 15 | 15 | 7 | 3.1623e-13 | 5spot_SharedNeighbor | Water | Porous | Wet | R245fa | MinimizeLCOE_Brownfield | IgnoreSilica | 2019 | 1.2667 | 0.22001 | 0.0043788 | 4 | 559194.9423 | 1307777.5693 | 11399.9453 | 26660.8147 | 104.9441 | 0 | 26.4155 | 126784.7029 | 4575.4173 | 102549.6557 | 67446.6685 | 0 | 71095.7826 | 0 | 145256.3685 | 377927.2748 | 257943.1307 | 1153579.001 | 961560.8286 | 7679370.0231 | 7679370.0231 | 1478867.319 | 3953469.0791 | 0 | 9794509.8528 | 22906216.2741 | 316.2278 | 0.017515 | 559194.9423 | 1307777.5693 | 11399.9453 | 26660.8147
1 | 2500 | 707 | 0.045 | 15 | 15 | 7 | 4.217e-13 | 5spot_SharedNeighbor | Water | Porous | Wet | R245fa | MinimizeLCOE_Brownfield | IgnoreSilica | 2019 | 1.7681 | 0.33496 | 0.0090568 | 4 | 281222.0264 | 643152.2521 | 5733.0914 | 13111.5286 | 110.2127 | 0 | 154.0144 | 175268.9974 | 6577.2945 | 142990.1969 | 87021.2143 | 0 | 87599.6945 | 0 | 194788.3851 | 506799.4214 | 345901.0188 | 1546946.223 | 961560.8286 | 7679370.0231 | 7679370.0231 | 1478867.319 | 3953469.0791 | 0 | 10187877.0748 | 23299583.4961 | 421.6965 | 0.036227 | 281222.0264 | 643152.2521 | 5733.0914 | 13111.5286
1 | 2500 | 707 | 0.045 | 15 | 15 | 7 | 5.6234e-13 | 5spot_SharedNeighbor | Water | Porous | Wet | R245fa | MinimizeLCOE_Brownfield | IgnoreSilica | 2019 | 2.3321 | 0.46659 | 0.015692 | 4 | 168775.3779 | 377666.0383 | 3440.7144 | 7699.233 | 113.6398 | 0 | 209.2947 | 225099.8785 | 8665.5371 | 185942.5801 | 109301.8337 | 0 | 101486.9709 | 0 | 245893.7521 | 639765.1032 | 436652.8288 | 1952808.4844 | 961560.8286 | 7679370.0231 | 7679370.0231 | 1478867.319 | 3953469.0791 | 0 | 10593739.3362 | 23705445.7575 | 562.3413 | 0.062768 | 168775.3779 | 377666.0383 | 3440.7144 | 7699.233
1 | 2500 | 707 | 0.045 | 15 | 15 | 7 | 7.4989e-13 | 5spot_SharedNeighbor | Water | Porous | Wet | R245fa | MinimizeLCOE_Brownfield | IgnoreSilica | 2019 | 3.11 | 0.64983 | 0.024926 | 4 | 111546.2527 | 243053.7795 | 2274.0212 | 4954.9801 | 116.4436 | 0 | 287.3376 | 287949.0601 | 11318.4475 | 241881.3628 | 140144.1854 | 0 | 119601.939 | 0 | 312349.048 | 812668.1512 | 554662.7118 | 2480574.9057 | 961560.8286 | 7679370.0231 | 7679370.0231 | 1478867.319 | 3953469.0791 | 0 | 11121505.7575 | 24233212.1788 | 749.8942 | 0.099703 | 111546.2527 | 243053.7795 | 2274.0212 | 4954.9801
1 | 2500 | 707 | 0.045 | 15 | 15 | 7 | 1e-12 | 5spot_SharedNeighbor | Water | Porous | Wet | R245fa | MinimizeLCOE_Brownfield | IgnoreSilica | 2019 | 4.1238 | 0.89008 | 0.037477 | 4 | 78483.9371 | 165948.4212 | 1600.0012 | 3383.083 | 118.5779 | 0 | 40.8827 | 362720.5041 | 14483.7583 | 310637.3995 | 180445.2285 | 0 | 140513.7683 | 0 | 393432.2569 | 1023630.0285 | 698648.5279 | 3124511.4722 | 961560.8286 | 7679370.0231 | 7679370.0231 | 1478867.319 | 3953469.0791 | 0 | 11765442.3239 | 24877148.7452 | 1000 | 0.14991 | 78483.9371 | 165948.4212 | 1600.0012 | 3383.083
1 | 2500 | 707 | 0.045 | 15 | 15 | 7 | 1.3335e-12 | 5spot_SharedNeighbor | Water | Porous | Wet | R245fa | MinimizeLCOE_Brownfield | IgnoreSilica | 2019 | 5.4616 | 1.2079 | 0.054368 | 4 | 57768.2412 | 118059.9159 | 1177.6837 | 2406.8111 | 120.2149 | 0 | 40.1605 | 452809.4545 | 18298.8183 | 396135.9284 | 233608.6831 | 0 | 165430.6662 | 0 | 493850.5847 | 1284897.9188 | 876969.2316 | 3922001.2856 | 961560.8286 | 7679370.0231 | 7679370.0231 | 1478867.319 | 3953469.0791 | 0 | 12562932.1374 | 25674638.5587 | 1333.5214 | 0.21747 | 57768.2412 | 118059.9159 | 1177.6837 | 2406.8111
1 | 2500 | 707 | 0.045 | 15 | 15 | 7 | 1.7783e-12 | 5spot_SharedNeighbor | Water | Porous | Wet | R245fa | MinimizeLCOE_Brownfield | IgnoreSilica | 2019 | 7.0085 | 1.5755 | 0.07614 | 4 | 44064.0672 | 87115.2282 | 898.3056 | 1775.9618 | 121.3055 | 0 | 38.5441 | 548342.0772 | 22334.9085 | 489566.0985 | 295257.6389 | 0 | 187565.4797 | 0 | 601795.8191 | 1565749.276 | 1068656.0538 | 4779267.3519 | 961560.8286 | 7679370.0231 | 7679370.0231 | 1478867.319 | 3953469.0791 | 0 | 13420198.2036 | 26531904.6249 | 1778.2794 | 0.30456 | 44064.0672 | 87115.2282 | 898.3056 | 1775.9618
1 | 2500 | 707 | 0.045 | 15 | 15 | 7 | 2.3714e-12 | 5spot_SharedNeighbor | Water | Porous | Wet | R245fa | MinimizeLCOE_Brownfield | IgnoreSilica | 2019 | 9.3106 | 2.1256 | 0.10643 | 4 | 34409.086 | 65208.8344 | 701.4758 | 1329.3703 | 122.357 | 0 | 49.1253 | 679925.7139 | 27897.9434 | 621648.6516 | 387133.9901 | 0 | 222950.8369 | 0 | 756427.283 | 1968068.6259 | 1343247.2769 | 6007300.3218 | 961560.8286 | 7679370.0231 | 7679370.0231 | 1478867.319 | 3953469.0791 | 0 | 14648231.1736 | 27759937.5949 | 2371.3737 | 0.42571 | 34409.086 | 65208.8344 | 701.4758 | 1329.3703
1 | 2500 | 707 | 0.045 | 15 | 15 | 7 | 3.1623e-12 | 5spot_SharedNeighbor | Water | Porous | Wet | R245fa | MinimizeLCOE_Brownfield | IgnoreSilica | 2019 | 11.6681 | 2.6883 | 0.14354 | 4 | 27531.2317 | 50367.7827 | 561.2614 | 1026.8154 | 122.9916 | 0 | 47.1906 | 804145.7241 | 33131.0687 | 749807.2054 | 480840.7656 | 0 | 245817.7037 | 0 | 902359.5623 | 2347754.4817 | 1602390.6753 | 7166247.1868 | 961560.8286 | 7679370.0231 | 7679370.0231 | 1478867.319 | 3953469.0791 | 0 | 15807178.0386 | 28918884.4599 | 3162.2777 | 0.57415 | 27531.2317 | 50367.7827 | 561.2614 | 1026.8154
1 | 2500 | 707 | 0.045 | 15 | 15 | 7 | 4.217e-12 | 5spot_SharedNeighbor | Water | Porous | Wet | R245fa | MinimizeLCOE_Brownfield | IgnoreSilica | 2019 | 14.8935 | 3.4584 | 0.19277 | 4 | 22479.988 | 39484.058 | 458.285 | 804.9359 | 123.5305 | 0 | 43.3812 | 962337.8272 | 39782.6202 | 916878.1504 | 609601.2458 | 0 | 278149.1706 | 0 | 1094632.1156 | 2848008.2247 | 1943824.1341 | 8693213.4886 | 961560.8286 | 7679370.0231 | 7679370.0231 | 1478867.319 | 3953469.0791 | 0 | 17334144.3404 | 30445850.7617 | 4216.965 | 0.77109 | 22479.988 | 39484.058 | 458.285 | 804.9359
1 | 2500 | 707 | 0.045 | 15 | 15 | 7 | 5.6234e-12 | 5spot_SharedNeighbor | Water | Porous | Wet | R245fa | MinimizeLCOE_Brownfield | IgnoreSilica | 2019 | 18.8714 | 4.4086 | 0.25586 | 4 | 18686.1674 | 31497.5568 | 380.9428 | 642.1203 | 123.944 | 0 | 43.2476 | 1143733.534 | 47389.9111 | 1113069.4844 | 768440.1788 | 0 | 312064.3818 | 0 | 1320032.0212 | 3434452.5432 | 2344084.4317 | 10483266.4862 | 961560.8286 | 7679370.0231 | 7679370.0231 | 1478867.319 | 3953469.0791 | 0 | 19124197.338 | 32235903.7593 | 5623.4133 | 1.0234 | 18686.1674 | 31497.5568 | 380.9428 | 642.1203
1 | 2500 | 707 | 0.045 | 15 | 15 | 7 | 7.4989e-12 | 5spot_SharedNeighbor | Water | Porous | Wet | R245fa | MinimizeLCOE_Brownfield | IgnoreSilica | 2019 | 23.7823 | 5.5815 | 0.33615 | 4 | 15788.6797 | 25539.9991 | 321.8736 | 520.6674 | 124.2657 | 0 | 56.7915 | 1352333.0069 | 56110.665 | 1343961.2724 | 964037.3293 | 0 | 348017.0759 | 0 | 1585139.1463 | 4124206.902 | 2814855.9546 | 12588661.3525 | 961560.8286 | 7679370.0231 | 7679370.0231 | 1478867.319 | 3953469.0791 | 0 | 21229592.2043 | 34341298.6256 | 7498.9421 | 1.3446 | 15788.6797 | 25539.9991 | 321.8736 | 520.6674
1 | 2500 | 707 | 0.045 | 15 | 15 | 7 | 1e-11 | 5spot_SharedNeighbor | Water | Porous | Wet | R245fa | MinimizeLCOE_Brownfield | IgnoreSilica | 2019 | 29.8265 | 7.0252 | 0.4377 | 4 | 13540.5521 | 21029.4474 | 276.0425 | 428.7137 | 124.518 | 0 | 50.6879 | 1592135.9127 | 66108.7167 | 1615250.3576 | 1204684.0055 | 0 | 386174.4339 | 0 | 1897097.8363 | 4935859.4217 | 3368825.4771 | 15066136.1615 | 961560.8286 | 7679370.0231 | 7679370.0231 | 1478867.319 | 3953469.0791 | 0 | 23707067.0133 | 36818773.4346 | 10000 | 1.7508 | 13540.5521 | 21029.4474 | 276.0425 | 428.7137
1 | 2500 | 707 | 0.045 | 15 | 15 | 7 | 1.3335e-11 | 5spot_SharedNeighbor | Water | Porous | Wet | R245fa | MinimizeLCOE_Brownfield | IgnoreSilica | 2019 | 37.1392 | 8.7721 | 0.56428 | 4 | 11775.0674 | 17584.0833 | 240.0507 | 358.4753 | 124.7146 | 0 | 59.7487 | 1863774.8185 | 77404.2555 | 1929028.4049 | 1495851.4507 | 0 | 425178.8009 | 0 | 2258582.7149 | 5876368.9252 | 4010742.5387 | 17936931.9093 | 961560.8286 | 7679370.0231 | 7679370.0231 | 1478867.319 | 3953469.0791 | 0 | 26577862.7611 | 39689569.1824 | 13335.2143 | 2.2571 | 11775.0674 | 17584.0833 | 240.0507 | 358.4753
1 | 2500 | 707 | 0.045 | 15 | 15 | 7 | 1.7783e-11 | 5spot_SharedNeighbor | Water | Porous | Wet | R245fa | MinimizeLCOE_Brownfield | IgnoreSilica | 2019 | 45.848 | 10.8522 | 0.71938 | 4 | 10376.651 | 14933.2212 | 211.5421 | 304.4339 | 124.8647 | 0 | 72.4183 | 2167375.0187 | 89993.8276 | 2286791.7702 | 1842589.3919 | 0 | 463926.4223 | 0 | 2671763.8079 | 6951381.3742 | 4744460.6245 | 21218282.2372 | 961560.8286 | 7679370.0231 | 7679370.0231 | 1478867.319 | 3953469.0791 | 0 | 29859213.0889 | 42970919.5102 | 17782.7941 | 2.8775 | 10376.651 | 14933.2212 | 211.5421 | 304.4339
1 | 2500 | 707 | 0.045 | 15 | 15 | 7 | 2.3714e-11 | 5spot_SharedNeighbor | Water | Porous | Wet | R245fa | MinimizeLCOE_Brownfield | IgnoreSilica | 2019 | 55.8085 | 13.2284 | 0.90294 | 4 | 9264.8056 | 12895.0991 | 188.8756 | 262.884 | 124.9637 | 0 | 91.3173 | 2493975.0882 | 103491.9357 | 2679110.8417 | 2238964.2791 | 0 | 498401.3342 | 0 | 3125437.9568 | 8131748.448 | 5550085.4065 | 24821215.2902 | 961560.8286 | 7679370.0231 | 7679370.0231 | 1478867.319 | 3953469.0791 | 0 | 33462146.142 | 46573852.5633 | 23713.7371 | 3.6117 | 9264.8056 | 12895.0991 | 188.8756 | 262.884
1 | 2500 | 707 | 0.045 | 15 | 15 | 7 | 3.1623e-11 | 5spot_SharedNeighbor | Water | Porous | Wet | R245fa | MinimizeLCOE_Brownfield | IgnoreSilica | 2019 | 66.6197 | 15.7992 | 1.1099 | 4 | 8382.4476 | 11335.712 | 170.8875 | 231.0938 | 125.0001 | 0 | 75.6615 | 2828148.2339 | 117240.9245 | 3088033.3726 | 2668607.0782 | 0 | 523854.2442 | 0 | 3598094.7028 | 9361504.3461 | 6389419.0759 | 28574901.9782 | 961560.8286 | 7679370.0231 | 7679370.0231 | 1478867.319 | 3953469.0791 | 0 | 37215832.8299 | 50327539.2512 | 31622.7766 | 4.4397 | 8382.4476 | 11335.712 | 170.8875 | 231.0938
1 | 2500 | 707 | 0.045 | 15 | 15 | 7 | 4.217e-11 | 5spot_SharedNeighbor | Water | Porous | Wet | R245fa | MinimizeLCOE_Brownfield | IgnoreSilica | 2019 | 77.7056 | 18.4196 | 1.3306 | 4 | 7686.3182 | 10149.7675 | 156.696 | 206.9167 | 124.9671 | 0 | 90.0964 | 3152005.5944 | 130485.9973 | 3491464.9051 | 3108061.6843 | 0 | 536724.9262 | 0 | 4063309.8119 | 10571898.631 | 7215538.0465 | 32269489.5967 | 961560.8286 | 7679370.0231 | 7679370.0231 | 1478867.319 | 3953469.0791 | 0 | 40910420.4484 | 54022126.8697 | 42169.6503 | 5.3225 | 7686.3182 | 10149.7675 | 156.696 | 206.9167
1 | 2500 | 707 | 0.045 | 15 | 15 | 7 | 5.6234e-11 | 5spot_SharedNeighbor | Water | Porous | Wet | R245fa | MinimizeLCOE_Brownfield | IgnoreSilica | 2019 | 88.5 | 20.9498 | 1.5532 | 4 | 7141.1193 | 9251.491 | 145.5814 | 188.6042 | 124.8714 | 0 | 98.6862 | 3451108.8158 | 142630.1865 | 3870400.5111 | 3534473.6431 | 0 | 536358.0373 | 0 | 4498638.7656 | 11704535.2704 | 7988585.8262 | 35726731.0561 | 961560.8286 | 7679370.0231 | 7679370.0231 | 1478867.319 | 3953469.0791 | 0 | 44367661.9079 | 57479368.3292 | 56234.1325 | 6.213 | 7141.1193 | 9251.491 | 145.5814 | 188.6042
1 | 2500 | 707 | 0.045 | 15 | 15 | 7 | 7.4989e-11 | 5spot_SharedNeighbor | Water | Porous | Wet | R245fa | MinimizeLCOE_Brownfield | IgnoreSilica | 2019 | 98.5 | 23.2707 | 1.7661 | 4 | 6717.1603 | 8573.2285 | 136.9384 | 174.7769 | 124.7316 | 0 | 100.6188 | 3715168.2616 | 153266.0816 | 4210176.3894 | 3927886.4431 | 0 | 524179.3648 | 0 | 4886963.8508 | 12714877.4856 | 8678165.1485 | 38810683.0253 | 961560.8286 | 7679370.0231 | 7679370.0231 | 1478867.319 | 3953469.0791 | 0 | 47451613.877 | 60563320.2983 | 74989.4209 | 7.0642 | 6717.1603 | 8573.2285 | 136.9384 | 174.7769
1 | 2500 | 707 | 0.045 | 15 | 15 | 7 | 1e-10 | 5spot_SharedNeighbor | Water | Porous | Wet | R245fa | MinimizeLCOE_Brownfield | IgnoreSilica | 2019 | 107.3714 | 25.3083 | 1.96 | 4 | 6389.5621 | 8061.9954 | 130.2599 | 164.3547 | 124.5698 | 0 | 101.8774 | 3939668.2014 | 162235.3886 | 4503082.0783 | 4275404.4858 | 0 | 503268.3138 | 0 | 5219626.8025 | 13580398.2474 | 9268900.8531 | 41452584.371 | 961560.8286 | 7679370.0231 | 7679370.0231 | 1478867.319 | 3953469.0791 | 0 | 50093515.2227 | 63205221.644 | 100000 | 7.8399 | 6389.5621 | 8061.9954 | 130.2599 | 164.3547
1 | 2500 | 707 | 0.045 | 15 | 15 | 7 | 1.3335e-10 | 5spot_SharedNeighbor | Water | Porous | Wet | R245fa | MinimizeLCOE_Brownfield | IgnoreSilica | 2019 | 114.9398 | 27.0292 | 2.1293 | 4 | 6137.7866 | 7677.2229 | 125.1271 | 156.5106 | 124.406 | 0 | 116.88 | 4124339.8704 | 169556.6428 | 4746932.5049 | 4570666.6904 | 0 | 477082.7867 | 0 | 5494545.6131 | 14295680.5989 | 9757095.7556 | 43635900.4627 | 961560.8286 | 7679370.0231 | 7679370.0231 | 1478867.319 | 3953469.0791 | 0 | 52276831.3145 | 65388537.7358 | 133352.1432 | 8.5172 | 6137.7866 | 7677.2229 | 125.1271 | 156.5106
1 | 2500 | 707 | 0.045 | 15 | 15 | 7 | 1.7783e-10 | 5spot_SharedNeighbor | Water | Porous | Wet | R245fa | MinimizeLCOE_Brownfield | IgnoreSilica | 2019 | 121.2035 | 28.4403 | 2.2722 | 4 | 5945.1507 | 7387.7933 | 121.1999 | 150.6102 | 124.2535 | 0 | 90.4707 | 4272598.0396 | 175393.436 | 4944688.0598 | 4814122.1496 | 0 | 448956.2612 | 0 | 5715745.599 | 14871197.588 | 10149897.9264 | 45392599.0597 | 961560.8286 | 7679370.0231 | 7679370.0231 | 1478867.319 | 3953469.0791 | 0 | 54033529.9115 | 67145236.3328 | 177827.941 | 9.0887 | 5945.1507 | 7387.7933 | 121.1999 | 150.6102
1 | 2500 | 707 | 0.045 | 15 | 15 | 7 | 2.3714e-10 | 5spot_SharedNeighbor | Water | Porous | Wet | R245fa | MinimizeLCOE_Brownfield | IgnoreSilica | 2019 | 124.7768 | 29.2397 | 2.3705 | 4 | 5795.2763 | 7178.1023 | 118.1445 | 146.3353 | 124.1597 | 0 | 111.1873 | 4355356.2884 | 178634.2552 | 5055883.8154 | 4952616.8358 | 0 | 409087.9064 | 0 | 5831115.8494 | 15171367.3139 | 10354769.9322 | 46308832.1966 | 961560.8286 | 7679370.0231 | 7679370.0231 | 1478867.319 | 3953469.0791 | 0 | 54949763.0483 | 68061469.4696 | 237137.3706 | 9.4818 | 5795.2763 | 7178.1023 | 118.1445 | 146.3353
1 | 2500 | 707 | 0.045 | 15 | 15 | 7 | 3.1623e-10 | 5spot_SharedNeighbor | Water | Porous | Wet | R245fa | MinimizeLCOE_Brownfield | IgnoreSilica | 2019 | 130.4964 | 30.5109 | 2.4875 | 4 | 5684.2214 | 7001.9928 | 115.8805 | 142.7451 | 124.0009 | 0 | 120.8821 | 4485210.9909 | 183694.2364 | 5231529.8176 | 5173719.103 | 0 | 396506.3107 | 0 | 6033557.5788 | 15698079.1673 | 10714261.5949 | 47916558.7996 | 961560.8286 | 7679370.0231 | 7679370.0231 | 1478867.319 | 3953469.0791 | 0 | 56557489.6514 | 69669196.0727 | 316227.766 | 9.9499 | 5684.2214 | 7001.9928 | 115.8805 | 142.7451
1 | 2500 | 707 | 0.045 | 15 | 15 | 7 | 4.217e-10 | 5spot_SharedNeighbor | Water | Porous | Wet | R245fa | MinimizeLCOE_Brownfield | IgnoreSilica | 2019 | 135.6346 | 31.6487 | 2.5894 | 4 | 5599.3595 | 6865.2815 | 114.1505 | 139.958 | 123.8631 | 0 | 101.5465 | 4599876.2322 | 188146.3105 | 5387555.259 | 5370598.6264 | 0 | 388610.3338 | 0 | 6214566.8371 | 16169028.1272 | 11035693.9371 | 49354075.6634 | 961560.8286 | 7679370.0231 | 7679370.0231 | 1478867.319 | 3953469.0791 | 0 | 57995006.5151 | 71106712.9364 | 421696.5034 | 10.3574 | 5599.3595 | 6865.2815 | 114.1505 | 139.958
1 | 2500 | 707 | 0.045 | 15 | 15 | 7 | 5.6234e-10 | 5spot_SharedNeighbor | Water | Porous | Wet | R245fa | MinimizeLCOE_Brownfield | IgnoreSilica | 2019 | 138.1996 | 32.2157 | 2.6499 | 4 | 5534.816 | 6771.8348 | 112.8347 | 138.053 | 123.7958 | 0 | 100.7633 | 4656519.0876 | 190342.3746 | 5464882.5773 | 5468779.0815 | 0 | 370890.2487 | 0 | 6299051.2142 | 16388839.1463 | 11185719.4743 | 50025023.2047 | 961560.8286 | 7679370.0231 | 7679370.0231 | 1478867.319 | 3953469.0791 | 0 | 58665954.0564 | 71777660.4777 | 562341.3252 | 10.5994 | 5534.816 | 6771.8348 | 112.8347 | 138.053
1 | 2500 | 707 | 0.045 | 15 | 15 | 7 | 7.4989e-10 | 5spot_SharedNeighbor | Water | Porous | Wet | R245fa | MinimizeLCOE_Brownfield | IgnoreSilica | 2019 | 140.1675 | 32.6494 | 2.6966 | 4 | 5486.0489 | 6701.6232 | 111.8405 | 136.6217 | 123.7431 | 0 | 117.2036 | 4699595.3478 | 192008.7959 | 5523863.2167 | 5543985.598 | 0 | 356275.8991 | 0 | 6363134.2544 | 16555570.0717 | 11299516.7569 | 50533949.9405 | 961560.8286 | 7679370.0231 | 7679370.0231 | 1478867.319 | 3953469.0791 | 0 | 59174880.7923 | 72286587.2136 | 749894.2093 | 10.7864 | 5486.0489 | 6701.6232 | 111.8405 | 136.6217
1 | 2500 | 707 | 0.045 | 15 | 15 | 7 | 1e-09 | 5spot_SharedNeighbor | Water | Porous | Wet | R245fa | MinimizeLCOE_Brownfield | IgnoreSilica | 2019 | 141.6561 | 32.9767 | 2.7323 | 4 | 5449.26 | 6648.9597 | 111.0905 | 135.548 | 123.7028 | 0 | 106.9068 | 4731964.7989 | 193258.8981 | 5568284.0661 | 5600810.0946 | 0 | 344403.599 | 0 | 6411101.3681 | 16680370.6621 | 11384695.7242 | 50914889.2112 | 961560.8286 | 7679370.0231 | 7679370.0231 | 1478867.319 | 3953469.0791 | 0 | 59555820.0629 | 72667526.4842 | 1000000 | 10.9292 | 5449.26 | 6648.9597 | 111.0905 | 135.548
1 | 2500 | 707 | 0.045 | 15 | 15 | 7 | 1.3335e-09 | 5spot_SharedNeighbor | Water | Porous | Wet | R245fa | MinimizeLCOE_Brownfield | IgnoreSilica | 2019 | 142.7692 | 33.2211 | 2.7593 | 4 | 5421.5428 | 6609.5151 | 110.5255 | 134.7439 | 123.6723 | 0 | 100.39 | 4756049.747 | 194187.8537 | 5601392.3257 | 5643265.7316 | 0 | 334875.3107 | 0 | 6446610.6778 | 16772758.6021 | 11447752.3916 | 51196892.6403 | 961560.8286 | 7679370.0231 | 7679370.0231 | 1478867.319 | 3953469.0791 | 0 | 59837823.4921 | 72949529.9134 | 1333521.4322 | 11.037 | 5421.5428 | 6609.5151 | 110.5255 | 134.7439
1 | 2500 | 707 | 0.045 | 15 | 15 | 7 | 1.7783e-09 | 5spot_SharedNeighbor | Water | Porous | Wet | R245fa | MinimizeLCOE_Brownfield | IgnoreSilica | 2019 | 141.3614 | 32.9118 | 2.7495 | 4 | 5397.9986 | 6590.1858 | 110.0455 | 134.3499 | 123.7105 | 0 | 96.996 | 4725545.9637 | 193010.6397 | 5559482.8569 | 5589550.4648 | 0 | 310275.7638 | 0 | 6387367.6187 | 16618620.3145 | 11342549.8431 | 50726403.4652 | 961560.8286 | 7679370.0231 | 7679370.0231 | 1478867.319 | 3953469.0791 | 0 | 59367334.3169 | 72479040.7382 | 1778279.41 | 10.998 | 5397.9986 | 6590.1858 | 110.0455 | 134.3499
1 | 2500 | 707 | 0.045 | 15 | 15 | 7 | 2.3714e-09 | 5spot_SharedNeighbor | Water | Porous | Wet | R245fa | MinimizeLCOE_Brownfield | IgnoreSilica | 2019 | 145.9 | 33.9067 | 2.8191 | 4 | 5382.8626 | 6545.6184 | 109.7369 | 133.4413 | 123.5855 | 0 | 102.6684 | 4823263.8902 | 196775.3121 | 5694030.049 | 5762511.511 | 0 | 331345.5028 | 0 | 6555091.2434 | 17055002.7811 | 11640389.8434 | 52058410.1329 | 961560.8286 | 7679370.0231 | 7679370.0231 | 1478867.319 | 3953469.0791 | 0 | 60699340.9846 | 73811047.4059 | 2371373.7057 | 11.2764 | 5382.8626 | 6545.6184 | 109.7369 | 133.4413
1 | 2500 | 707 | 0.045 | 15 | 15 | 7 | 3.1623e-09 | 5spot_SharedNeighbor | Water | Porous | Wet | R245fa | MinimizeLCOE_Brownfield | IgnoreSilica | 2019 | 144.7501 | 33.6551 | 2.8073 | 4 | 5373.2041 | 6540.8599 | 109.54 | 133.3443 | 123.6174 | 0 | 114.5376 | 4798655.2948 | 195828.6198 | 5660078.0852 | 5718735.1774 | 0 | 317372.3589 | 0 | 6509361.1191 | 16936022.3783 | 11559183.2736 | 51695236.307 | 961560.8286 | 7679370.0231 | 7679370.0231 | 1478867.319 | 3953469.0791 | 0 | 60336167.1588 | 73447873.5801 | 3162277.6602 | 11.2291 | 5373.2041 | 6540.8599 | 109.54 | 133.3443
1 | 2500 | 707 | 0.045 | 15 | 15 | 7 | 4.217e-09 | 5spot_SharedNeighbor | Water | Porous | Wet | R245fa | MinimizeLCOE_Brownfield | IgnoreSilica | 2019 | 145.101 | 33.7319 | 2.816 | 4 | 5364.3482 | 6528.4027 | 109.3595 | 133.0903 | 123.6076 | 0 | 103.0118 | 4806166.9243 | 196117.5542 | 5670440.6587 | 5732090.0644 | 0 | 313916.9617 | 0 | 6520305.5437 | 16964497.5261 | 11578618.1472 | 51782153.3803 | 961560.8286 | 7679370.0231 | 7679370.0231 | 1478867.319 | 3953469.0791 | 0 | 60423084.2321 | 73534790.6534 | 4216965.0343 | 11.2638 | 5364.3482 | 6528.4027 | 109.3595 | 133.0903
1 | 2500 | 707 | 0.045 | 15 | 15 | 7 | 5.6234e-09 | 5spot_SharedNeighbor | Water | Porous | Wet | R245fa | MinimizeLCOE_Brownfield | IgnoreSilica | 2019 | 145.3808 | 33.7931 | 2.8227 | 4 | 5357.6988 | 6518.9646 | 109.2239 | 132.8979 | 123.5998 | 0 | 109.7864 | 4812152.1786 | 196347.7077 | 5678700.8219 | 5742741.4978 | 0 | 311397.9571 | 0 | 6529122.6636 | 16987437.8635 | 11594275.3988 | 51852176.0891 | 961560.8286 | 7679370.0231 | 7679370.0231 | 1478867.319 | 3953469.0791 | 0 | 60493106.9409 | 73604813.3622 | 5623413.2519 | 11.2909 | 5357.6988 | 6518.9646 | 109.2239 | 132.8979
1 | 2500 | 707 | 0.045 | 15 | 15 | 7 | 7.4989e-09 | 5spot_SharedNeighbor | Water | Porous | Wet | R245fa | MinimizeLCOE_Brownfield | IgnoreSilica | 2019 | 145.566 | 33.8335 | 2.8275 | 4 | 5352.7077 | 6512.0284 | 109.1222 | 132.7565 | 123.5946 | 0 | 105.446 | 4816109.5628 | 196499.8402 | 5684164.1979 | 5749789.6424 | 0 | 309319.5669 | 0 | 6534794.296 | 17002194.2875 | 11604346.9613 | 51897218.3549 | 961560.8286 | 7679370.0231 | 7679370.0231 | 1478867.319 | 3953469.0791 | 0 | 60538149.2067 | 73649855.628 | 7498942.0933 | 11.3098 | 5352.7077 | 6512.0284 | 109.1222 | 132.7565
1 | 2500 | 707 | 0.045 | 15 | 15 | 7 | 1e-08 | 5spot_SharedNeighbor | Water | Porous | Wet | R245fa | MinimizeLCOE_Brownfield | IgnoreSilica | 2019 | 145.7239 | 33.8681 | 2.8313 | 4 | 5348.9621 | 6506.7182 | 109.0458 | 132.6483 | 123.5901 | 0 | 126.1913 | 4819480.9499 | 196629.4285 | 5688819.4618 | 5755797.0212 | 0 | 307875.5497 | 0 | 6539754.9403 | 17015100.8665 | 11613155.9668 | 51936614.1846 | 961560.8286 | 7679370.0231 | 7679370.0231 | 1478867.319 | 3953469.0791 | 0 | 60577545.0364 | 73689251.4577 | 10000000 | 11.3251 | 5348.9621 | 6506.7182 | 109.0458 | 132.6483
1 | 2600 | 707 | 0.045 | 15 | 15 | 7 | 1e-13 | 5spot_SharedNeighbor | Water | Porous | Wet | R245fa | MinimizeLCOE_Brownfield | IgnoreSilica | 2019 | 0 | 0 | 0 | 0 |  |  |  |  | 15 |  | 12.9775 | [19 empty] | 100 | 0
1 | 2600 | 707 | 0.045 | 15 | 15 | 7 | 1.3335e-13 | 5spot_SharedNeighbor | Water | Porous | Wet | R245fa | MinimizeLCOE_Brownfield | IgnoreSilica | 2019 | 0 | 0 | 0 | 0 |  |  |  |  | 15 |  | 12.71 | [19 empty] | 133.3521 | 0
1 | 2600 | 707 | 0.045 | 15 | 15 | 7 | 1.7783e-13 | 5spot_SharedNeighbor | Water | Porous | Wet | R245fa | MinimizeLCOE_Brownfield | IgnoreSilica | 2019 | 0.66714 | 0.092737 | 0.00019316 | 4 | 12483769.8932 | 30092866.8778 | 254498.5348 | 613483.7949 | 92.6011 | 0 | 29.5352 | 64001.8108 | 2103.0197 | 51862.8596 | 44765.707 | 0 | 47719.2502 | 0 | 82076.5325 | 213546.3012 | 145749.7385 | 651825.2195 | 961560.8286 | 8031996.805 | 8031996.805 | 1478867.319 | 4094519.7919 | 0 | 9645382.8532 | 23250766.7691 | 177.8279 | 0.00077263 | 12483769.8932 | 30092866.8778 | 254498.5348 | 613483.7949
1 | 2600 | 707 | 0.045 | 15 | 15 | 7 | 2.3714e-13 | 5spot_SharedNeighbor | Water | Porous | Wet | R245fa | MinimizeLCOE_Brownfield | IgnoreSilica | 2019 | 1.0304 | 0.17471 | 0.0025784 | 4 | 968241.4642 | 2287388.6607 | 19738.9119 | 46631.5118 | 103.5279 | 0 | 23.6622 | 107128.7531 | 3820.5342 | 85367.233 | 58981.849 | 0 | 65199.9047 | 0 | 124994.3268 | 325209.5986 | 221962.2334 | 992664.4328 | 961560.8286 | 8031996.805 | 8031996.805 | 1478867.319 | 4094519.7919 | 0 | 9986222.0665 | 23591605.9824 | 237.1374 | 0.010314 | 968241.4642 | 2287388.6607 | 19738.9119 | 46631.5118
1 | 2600 | 707 | 0.045 | 15 | 15 | 7 | 3.1623e-13 | 5spot_SharedNeighbor | Water | Porous | Wet | R245fa | MinimizeLCOE_Brownfield | IgnoreSilica | 2019 | 1.3639 | 0.25398 | 0.0065057 | 4 | 394571.5932 | 917394.0276 | 8043.8756 | 18702.3181 | 109.1456 | 0 | 35.3004 | 143787.0522 | 5345.4963 | 114680.2632 | 72270.1277 | 0 | 75365.6429 | 0 | 160464.9471 | 417496.8764 | 284950.1968 | 1274360.6025 | 961560.8286 | 8031996.805 | 8031996.805 | 1478867.319 | 4094519.7919 | 0 | 10267918.2362 | 23873302.1521 | 316.2278 | 0.026023 | 394571.5932 | 917394.0276 | 8043.8756 | 18702.3181
1 | 2600 | 707 | 0.045 | 15 | 15 | 7 | 4.217e-13 | 5spot_SharedNeighbor | Water | Porous | Wet | R245fa | MinimizeLCOE_Brownfield | IgnoreSilica | 2019 | 1.807 | 0.36204 | 0.012277 | 4 | 216284.5932 | 493335.0026 | 4409.254 | 10057.3013 | 113.7291 | 0 | 158.9432 | 188882.0599 | 7263.7347 | 151777.1744 | 90157.8472 | 0 | 87462.2802 | 0 | 204961.8076 | 533268.58 | 363966.7634 | 1627740.2476 | 961560.8286 | 8031996.805 | 8031996.805 | 1478867.319 | 4094519.7919 | 0 | 10621297.8812 | 24226681.7971 | 421.6965 | 0.049108 | 216284.5932 | 493335.0026 | 4409.254 | 10057.3013
1 | 2600 | 707 | 0.045 | 15 | 15 | 7 | 5.6234e-13 | 5spot_SharedNeighbor | Water | Porous | Wet | R245fa | MinimizeLCOE_Brownfield | IgnoreSilica | 2019 | 2.3904 | 0.50663 | 0.020419 | 4 | 135398.3747 | 301977.4371 | 2760.279 | 6156.2185 | 117.3731 | 0 | 217.7436 | 243473.597 | 9618.806 | 198075.7974 | 113918.9568 | 0 | 101676.5555 | 0 | 260037.848 | 676565.1393 | 461769.6096 | 2065136.3096 | 961560.8286 | 8031996.805 | 8031996.805 | 1478867.319 | 4094519.7919 | 0 | 11058693.9433 | 24664077.8592 | 562.3413 | 0.081675 | 135398.3747 | 301977.4371 | 2760.279 | 6156.2185
1 | 2600 | 707 | 0.045 | 15 | 15 | 7 | 7.4989e-13 | 5spot_SharedNeighbor | Water | Porous | Wet | R245fa | MinimizeLCOE_Brownfield | IgnoreSilica | 2019 | 3.1878 | 0.70616 | 0.031746 | 4 | 91515.6108 | 198656.744 | 1865.6695 | 4049.8864 | 120.3206 | 0 | 297.6932 | 311671.9977 | 12583.1333 | 257810.978 | 146476.5074 | 0 | 119824.9628 | 0 | 330863.3559 | 860838.5826 | 587540.0211 | 2627609.5387 | 961560.8286 | 8031996.805 | 8031996.805 | 1478867.319 | 4094519.7919 | 0 | 11621167.1724 | 25226551.0883 | 749.8942 | 0.12699 | 91515.6108 | 198656.744 | 1865.6695 | 4049.8864
1 | 2600 | 707 | 0.045 | 15 | 15 | 7 | 1e-12 | 5spot_SharedNeighbor | Water | Porous | Wet | R245fa | MinimizeLCOE_Brownfield | IgnoreSilica | 2019 | 4.2358 | 0.97014 | 0.047128 | 4 | 65324.0549 | 137496.6731 | 1331.7192 | 2803.0557 | 122.5797 | 0 | 41.8495 | 393533.2072 | 16153.5529 | 331864.738 | 189473.8929 | 0 | 141147.6713 | 0 | 418147.4943 | 1087934.0062 | 742537.314 | 3320791.8767 | 961560.8286 | 8031996.805 | 8031996.805 | 1478867.319 | 4094519.7919 | 0 | 12314349.5103 | 25919733.4262 | 1000 | 0.18851 | 65324.0549 | 137496.6731 | 1331.7192 | 2803.0557
1 | 2600 | 707 | 0.045 | 15 | 15 | 7 | 1.3335e-12 | 5spot_SharedNeighbor | Water | Porous | Wet | R245fa | MinimizeLCOE_Brownfield | IgnoreSilica | 2019 | 5.6099 | 1.3172 | 0.06774 | 4 | 48592.239 | 98804.3215 | 990.6185 | 2014.2597 | 124.2963 | 0 | 53.2655 | 491505.756 | 20427.9665 | 423342.4204 | 245841.0942 | 0 | 166178.3638 | 0 | 525445.2843 | 1367100.8461 | 933074.4186 | 4172916.1499 | 961560.8286 | 8031996.805 | 8031996.805 | 1478867.319 | 4094519.7919 | 0 | 13166473.7835 | 26771857.6994 | 1333.5214 | 0.27096 | 48592.239 | 98804.3215 | 990.6185 | 2014.2597
1 | 2600 | 707 | 0.045 | 15 | 15 | 7 | 1.7783e-12 | 5spot_SharedNeighbor | Water | Porous | Wet | R245fa | MinimizeLCOE_Brownfield | IgnoreSilica | 2019 | 7.4736 | 1.7867 | 0.09522 | 4 | 37415.6902 | 73136.4355 | 762.7695 | 1490.9852 | 125.5667 | 0 | 51.0474 | 612151.9298 | 25669.1651 | 539828.67 | 321902.5095 | 0 | 197887.0408 | 0 | 662001.3329 | 1722391.673 | 1175567.7085 | 5257400.0295 | 961560.8286 | 8031996.805 | 8031996.805 | 1478867.319 | 4094519.7919 | 0 | 14250957.6631 | 27856341.579 | 1778.2794 | 0.38088 | 37415.6902 | 73136.4355 | 762.7695 | 1490.9852
1 | 2600 | 707 | 0.045 | 15 | 15 | 7 | 2.3714e-12 | 5spot_SharedNeighbor | Water | Porous | Wet | R245fa | MinimizeLCOE_Brownfield | IgnoreSilica | 2019 | 9.9562 | 2.4186 | 0.13292 | 4 | 29386.7567 | 54976.4545 | 599.0888 | 1120.7694 | 126.6853 | 0 | 46.4479 | 761011.5215 | 32157.3545 | 687250.7929 | 424148.4042 | 0 | 236239.7718 | 0 | 834915.0595 | 2172277.7203 | 1482624.18 | 6630624.8048 | 961560.8286 | 8031996.805 | 8031996.805 | 1478867.319 | 4094519.7919 | 0 | 15624182.4384 | 29229566.3543 | 2371.3737 | 0.53167 | 29386.7567 | 54976.4545 | 599.0888 | 1120.7694
1 | 2600 | 707 | 0.045 | 15 | 15 | 7 | 3.1623e-12 | 5spot_SharedNeighbor | Water | Porous | Wet | R245fa | MinimizeLCOE_Brownfield | IgnoreSilica | 2019 | 13.0643 | 3.2077 | 0.18169 | 4 | 23717.6869 | 42438.5933 | 483.5171 | 865.1681 | 127.4299 | 0 | 46.3852 | 931223.955 | 39543.4888 | 860989.5911 | 552428.025 | 0 | 277278.3657 | 0 | 1037970.736 | 2700586.938 | 1843206.0767 | 8243227.1764 | 961560.8286 | 8031996.805 | 8031996.805 | 1478867.319 | 4094519.7919 | 0 | 17236784.81 | 30842168.7259 | 3162.2777 | 0.72675 | 23717.6869 | 42438.5933 | 483.5171 | 865.1681
1 | 2600 | 707 | 0.045 | 15 | 15 | 7 | 4.217e-12 | 5spot_SharedNeighbor | Water | Porous | Wet | R245fa | MinimizeLCOE_Brownfield | IgnoreSilica | 2019 | 16.6233 | 4.1119 | 0.24293 | 4 | 19522.0829 | 33523.2972 | 397.9841 | 683.4178 | 127.9445 | 0 | 59.9297 | 1111598.2279 | 47350.4313 | 1049839.3522 | 699579.3939 | 0 | 312748.743 | 0 | 1256235.2979 | 3268466.5557 | 2230795.5846 | 9976613.5865 | 961560.8286 | 8031996.805 | 8031996.805 | 1478867.319 | 4094519.7919 | 0 | 18970171.2201 | 32575555.136 | 4216.965 | 0.97173 | 19522.0829 | 33523.2972 | 397.9841 | 683.4178
1 | 2600 | 707 | 0.045 | 15 | 15 | 7 | 5.6234e-12 | 5spot_SharedNeighbor | Water | Porous | Wet | R245fa | MinimizeLCOE_Brownfield | IgnoreSilica | 2019 | 20.9908 | 5.2212 | 0.32092 | 4 | 16351.3145 | 26949.967 | 333.3437 | 549.4115 | 128.34 | 0 | 43.1698 | 1317447.9167 | 56230.3763 | 1270530.7573 | 879511.1931 | 0 | 349537.2675 | 0 | 1510570.4293 | 3930194.3964 | 2682438.433 | 11996460.7697 | 961560.8286 | 8031996.805 | 8031996.805 | 1478867.319 | 4094519.7919 | 0 | 20990018.4033 | 34595402.3192 | 5623.4133 | 1.2837 | 16351.3145 | 26949.967 | 333.3437 | 549.4115
1 | 2600 | 707 | 0.045 | 15 | 15 | 7 | 7.4989e-12 | 5spot_SharedNeighbor | Water | Porous | Wet | R245fa | MinimizeLCOE_Brownfield | IgnoreSilica | 2019 | 26.4157 | 6.5992 | 0.42028 | 4 | 13910.9367 | 22003.9831 | 283.5933 | 448.581 | 128.6511 | 0 | 56.7445 | 1555995.5728 | 66491.6975 | 1532040.5092 | 1102922.3479 | 0 | 389376.0605 | 0 | 1812262.2133 | 4715134.5328 | 3218176.205 | 14392399.1389 | 961560.8286 | 8031996.805 | 8031996.805 | 1478867.319 | 4094519.7919 | 0 | 23385956.7725 | 36991340.6884 | 7498.9421 | 1.6811 | 13910.9367 | 22003.9831 | 283.5933 | 448.581
1 | 2600 | 707 | 0.045 | 15 | 15 | 7 | 1e-11 | 5spot_SharedNeighbor | Water | Porous | Wet | R245fa | MinimizeLCOE_Brownfield | IgnoreSilica | 2019 | 33.0512 | 8.285 | 0.54532 | 4 | 12006.2819 | 18243.6733 | 244.7643 | 371.922 | 128.8944 | 0 | 59.5256 | 1828784.1726 | 78193.536 | 1837550.3485 | 1376215.4285 | 0 | 431041.8434 | 0 | 2165196.2783 | 5633396.5734 | 3844908.916 | 17195287.0968 | 961560.8286 | 8031996.805 | 8031996.805 | 1478867.319 | 4094519.7919 | 0 | 26188844.7304 | 39794228.6463 | 10000 | 2.1813 | 12006.2819 | 18243.6733 | 244.7643 | 371.922
1 | 2600 | 707 | 0.045 | 15 | 15 | 7 | 1.3335e-11 | 5spot_SharedNeighbor | Water | Porous | Wet | R245fa | MinimizeLCOE_Brownfield | IgnoreSilica | 2019 | 41.0561 | 10.3187 | 0.70048 | 4 | 10503.3218 | 15359.0711 | 214.1244 | 313.1154 | 129.0836 | 0 | 67.0849 | 2137155.8751 | 91385.9205 | 2190033.5435 | 1705985.8775 | 0 | 473487.2102 | 0 | 2573238.8865 | 6695039.7387 | 4569502.191 | 20435829.2429 | 961560.8286 | 8031996.805 | 8031996.805 | 1478867.319 | 4094519.7919 | 0 | 29429386.8765 | 43034770.7924 | 13335.2143 | 2.8019 | 10503.3218 | 15359.0711 | 214.1244 | 313.1154
1 | 2600 | 707 | 0.045 | 15 | 15 | 7 | 1.7783e-11 | 5spot_SharedNeighbor | Water | Porous | Wet | R245fa | MinimizeLCOE_Brownfield | IgnoreSilica | 2019 | 50.4519 | 12.7046 | 0.88834 | 4 | 9309.1091 | 13137.9866 | 189.7788 | 267.8356 | 129.2215 | 0 | 61.9542 | 2477089.3458 | 105884.2257 | 2586284.3223 | 2093032.8687 | 0 | 513975.3186 | 0 | 3032743.7716 | 7890577.1925 | 5385481.069 | 24085068.1142 | 961560.8286 | 8031996.805 | 8031996.805 | 1478867.319 | 4094519.7919 | 0 | 33078625.7479 | 46684009.6638 | 17782.7941 | 3.5534 | 9309.1091 | 13137.9866 | 189.7788 | 267.8356
1 | 2600 | 707 | 0.045 | 15 | 15 | 7 | 2.3714e-11 | 5spot_SharedNeighbor | Water | Porous | Wet | R245fa | MinimizeLCOE_Brownfield | IgnoreSilica | 2019 | 60.9855 | 15.3735 | 1.1067 | 4 | 8358.9548 | 11432.4354 | 170.4086 | 233.0657 | 129.2985 | 0 | 63.5654 | 2835697.6621 | 121116.081 | 3012343.5928 | 2526443.768 | 0 | 547587.2161 | 0 | 3526843.4448 | 9176123.1883 | 6262892.6265 | 28009047.5797 | 961560.8286 | 8031996.805 | 8031996.805 | 1478867.319 | 4094519.7919 | 0 | 37002605.2133 | 50607989.1292 | 23713.7371 | 4.4267 | 8358.9548 | 11432.4354 | 170.4086 | 233.0657
1 | 2600 | 707 | 0.045 | 15 | 15 | 7 | 3.1623e-11 | 5spot_SharedNeighbor | Water | Porous | Wet | R245fa | MinimizeLCOE_Brownfield | IgnoreSilica | 2019 | 72.1614 | 18.1917 | 1.3474 | 4 | 7605.8577 | 10130.1739 | 155.0557 | 206.5173 | 129.3019 | 0 | 90.36 | 3194431.1444 | 136266.2978 | 3446532.0237 | 2985088.1694 | 0 | 569404.9649 | 0 | 4029371.8141 | 10483598.9224 | 7155271.681 | 31999965.0177 | 961560.8286 | 8031996.805 | 8031996.805 | 1478867.319 | 4094519.7919 | 0 | 40993522.6513 | 54598906.5672 | 31622.7766 | 5.3897 | 7605.8577 | 10130.1739 | 155.0557 | 206.5173
1 | 2600 | 707 | 0.045 | 15 | 15 | 7 | 4.217e-11 | 5spot_SharedNeighbor | Water | Porous | Wet | R245fa | MinimizeLCOE_Brownfield | IgnoreSilica | 2019 | 83.4092 | 21.0062 | 1.5987 | 4 | 7012.9022 | 9140.5256 | 142.9675 | 186.342 | 129.2301 | 0 | 87.6746 | 3535727.2125 | 150573.1835 | 3867089.0781 | 3444780.2615 | 0 | 577060.2953 | 0 | 4514339.7121 | 11745385.9125 | 8016467.2288 | 35851422.8844 | 961560.8286 | 8031996.805 | 8031996.805 | 1478867.319 | 4094519.7919 | 0 | 44844980.518 | 58450364.4339 | 42169.6503 | 6.3946 | 7012.9022 | 9140.5256 | 142.9675 | 186.342
1 | 2600 | 707 | 0.045 | 15 | 15 | 7 | 5.6234e-11 | 5spot_SharedNeighbor | Water | Porous | Wet | R245fa | MinimizeLCOE_Brownfield | IgnoreSilica | 2019 | 94.1512 | 23.6677 | 1.8466 | 4 | 6549.379 | 8391.3524 | 133.5179 | 171.0691 | 129.0969 | 0 | 97.1682 | 3845009.2953 | 163425.1697 | 4254710.5111 | 3881474.1872 | 0 | 570573.3869 | 0 | 4958925.0946 | 12902105.8807 | 8805952.3753 | 39382175.9007 | 961560.8286 | 8031996.805 | 8031996.805 | 1478867.319 | 4094519.7919 | 0 | 48375733.5344 | 61981117.4503 | 56234.1325 | 7.3863 | 6549.379 | 8391.3524 | 133.5179 | 171.0691
1 | 2600 | 707 | 0.045 | 15 | 15 | 7 | 7.4989e-11 | 5spot_SharedNeighbor | Water | Porous | Wet | R245fa | MinimizeLCOE_Brownfield | IgnoreSilica | 2019 | 103.966 | 26.0724 | 2.0794 | 4 | 6189.4249 | 7825.1822 | 126.1798 | 159.5269 | 128.9249 | 0 | 102.9571 | 4114498.1479 | 174521.1474 | 4597702.6063 | 4278268.9969 | 0 | 552607.9372 | 0 | 5349863.5459 | 13919247.5386 | 9500172.457 | 42486882.3774 | 961560.8286 | 8031996.805 | 8031996.805 | 1478867.319 | 4094519.7919 | 0 | 51480440.011 | 65085823.9269 | 74989.4209 | 8.3175 | 6189.4249 | 7825.1822 | 126.1798 | 159.5269
1 | 2600 | 707 | 0.045 | 15 | 15 | 7 | 1e-10 | 5spot_SharedNeighbor | Water | Porous | Wet | R245fa | MinimizeLCOE_Brownfield | IgnoreSilica | 2019 | 112.5628 | 28.1548 | 2.2881 | 4 | 5911.5339 | 7398.0443 | 120.5146 | 150.8191 | 128.7382 | 0 | 115.5033 | 4340932.2604 | 183761.5619 | 4889820.5223 | 4624045.7841 | 0 | 526648.3674 | 0 | 5680431.3135 | 14779317.0611 | 10087187.5788 | 45112144.4497 | 961560.8286 | 8031996.805 | 8031996.805 | 1478867.319 | 4094519.7919 | 0 | 54105702.0833 | 67711085.9992 | 100000 | 9.1526 | 5911.5339 | 7398.0443 | 120.5146 | 150.8191
1 | 2600 | 707 | 0.045 | 15 | 15 | 7 | 1.3335e-10 | 5spot_SharedNeighbor | Water | Porous | Wet | R245fa | MinimizeLCOE_Brownfield | IgnoreSilica | 2019 | 119.8003 | 29.8892 | 2.4677 | 4 | 5698.0962 | 7076.4335 | 116.1634 | 144.2627 | 128.5567 | 0 | 100.8606 | 4524916.3873 | 191205.7545 | 5129988.2311 | 4913631.4875 | 0 | 496222.4047 | 0 | 5949826.0634 | 15480226.9398 | 10565572.9733 | 47251590.2415 | 961560.8286 | 8031996.805 | 8031996.805 | 1478867.319 | 4094519.7919 | 0 | 56245147.8751 | 69850531.791 | 133352.1432 | 9.8709 | 5698.0962 | 7076.4335 | 116.1634 | 144.2627
1 | 2600 | 707 | 0.045 | 15 | 15 | 7 | 1.7783e-10 | 5spot_SharedNeighbor | Water | Porous | Wet | R245fa | MinimizeLCOE_Brownfield | IgnoreSilica | 2019 | 125.7318 | 31.2972 | 2.6175 | 4 | 5534.8521 | 6834.3344 | 112.8354 | 139.3272 | 128.3924 | 0 | 108.6667 | 4671333.0353 | 197085.0631 | 5323009.7707 | 5149867.1105 | 0 | 464807.2779 | 0 | 6164379.8804 | 16038451.9607 | 10946573.0204 | 48955507.1191 | 961560.8286 | 8031996.805 | 8031996.805 | 1478867.319 | 4094519.7919 | 0 | 57949064.7527 | 71554448.6686 | 177827.941 | 10.4698 | 5534.8521 | 6834.3344 | 112.8354 | 139.3272
1 | 2600 | 707 | 0.045 | 15 | 15 | 7 | 2.3714e-10 | 5spot_SharedNeighbor | Water | Porous | Wet | R245fa | MinimizeLCOE_Brownfield | IgnoreSilica | 2019 | 130.4964 | 32.419 | 2.7394 | 4 | 5410.4318 | 6652.0884 | 110.299 | 135.6118 | 128.2508 | 0 | 131.6367 | 4786171.4074 | 201666.4065 | 5475628.6748 | 5338883.6462 | 0 | 434922.7436 | 0 | 6332536.4226 | 16475960.7898 | 11245181.7862 | 50290951.8772 | 961560.8286 | 8031996.805 | 8031996.805 | 1478867.319 | 4094519.7919 | 0 | 59284509.5108 | 72889893.4267 | 237137.3706 | 10.9574 | 5410.4318 | 6652.0884 | 110.299 | 135.6118
1 | 2600 | 707 | 0.045 | 15 | 15 | 7 | 3.1623e-10 | 5spot_SharedNeighbor | Water | Porous | Wet | R245fa | MinimizeLCOE_Brownfield | IgnoreSilica | 2019 | 136.6649 | 33.8685 | 2.8749 | 4 | 5312.1938 | 6495.3309 | 108.2963 | 132.4161 | 128.0759 | 0 | 113.1408 | 4932799.1074 | 207507.8888 | 5671305.8238 | 5583375.2349 | 0 | 424286.6543 | 0 | 6559517.1366 | 17066518.0475 | 11648249.2493 | 52093559.1426 | 961560.8286 | 8031996.805 | 8031996.805 | 1478867.319 | 4094519.7919 | 0 | 61087116.7763 | 74692500.6922 | 316227.766 | 11.4994 | 5312.1938 | 6495.3309 | 108.2963 | 132.4161
1 | 2600 | 707 | 0.045 | 15 | 15 | 7 | 4.217e-10 | 5spot_SharedNeighbor | Water | Porous | Wet | R245fa | MinimizeLCOE_Brownfield | IgnoreSilica | 2019 | 139.8534 | 34.6149 | 2.9562 | 4 | 5239.8788 | 6390.4403 | 106.822 | 130.2778 | 127.9861 | 0 | 112.5606 | 5007470.0404 | 210473.8126 | 5771436.2289 | 5709353.9212 | 0 | 402864.5375 | 0 | 6669623.4308 | 17352992.0391 | 11843773.635 | 52967987.6455 | 961560.8286 | 8031996.805 | 8031996.805 | 1478867.319 | 4094519.7919 | 0 | 61961545.2791 | 75566929.195 | 421696.5034 | 11.825 | 5239.8788 | 6390.4403 | 106.822 | 130.2778
1 | 2600 | 707 | 0.045 | 15 | 15 | 7 | 5.6234e-10 | 5spot_SharedNeighbor | Water | Porous | Wet | R245fa | MinimizeLCOE_Brownfield | IgnoreSilica | 2019 | 142.248 | 35.1727 | 3.0184 | 4 | 5185.1189 | 6311.9847 | 105.7057 | 128.6783 | 127.9171 | 0 | 116.0857 | 5062799.7529 | 212661.5803 | 5845992.9579 | 5802995.2534 | 0 | 384356.3139 | 0 | 6750434.2848 | 17563245.3045 | 11987275.8089 | 53609761.2567 | 961560.8286 | 8031996.805 | 8031996.805 | 1478867.319 | 4094519.7919 | 0 | 62603318.8903 | 76208702.8062 | 562341.3252 | 12.0737 | 5185.1189 | 6311.9847 | 105.7057 | 128.6783
1 | 2600 | 707 | 0.045 | 15 | 15 | 7 | 7.4989e-10 | 5spot_SharedNeighbor | Water | Porous | Wet | R245fa | MinimizeLCOE_Brownfield | IgnoreSilica | 2019 | 144.0728 | 35.5964 | 3.0662 | 4 | 5143.7466 | 6253.0599 | 104.8622 | 127.4771 | 127.8637 | 0 | 103.7022 | 5104613.7896 | 214311.1479 | 5902496.0916 | 5874223.5412 | 0 | 369151.4408 | 0 | 6811270.4443 | 17721528.5124 | 12095307.3507 | 54092902.3186 | 961560.8286 | 8031996.805 | 8031996.805 | 1478867.319 | 4094519.7919 | 0 | 63086459.9522 | 76691843.8681 | 749894.2093 | 12.2647 | 5143.7466 | 6253.0599 | 104.8622 | 127.4771
1 | 2600 | 707 | 0.045 | 15 | 15 | 7 | 1e-09 | 5spot_SharedNeighbor | Water | Porous | Wet | R245fa | MinimizeLCOE_Brownfield | IgnoreSilica | 2019 | 145.4734 | 35.921 | 3.1029 | 4 | 5112.5376 | 6208.7255 | 104.226 | 126.5733 | 127.8222 | 0 | 106.3002 | 5136506.3415 | 215567.0902 | 5945685.1443 | 5928820.133 | 0 | 357040.1591 | 0 | 6857611.3586 | 17842098.0655 | 12177598.5482 | 54460926.8405 | 961560.8286 | 8031996.805 | 8031996.805 | 1478867.319 | 4094519.7919 | 0 | 63454484.4741 | 77059868.39 | 1000000 | 12.4115 | 5112.5376 | 6208.7255 | 104.226 | 126.5733
1 | 2600 | 707 | 0.045 | 15 | 15 | 7 | 1.3335e-09 | 5spot_SharedNeighbor | Water | Porous | Wet | R245fa | MinimizeLCOE_Brownfield | IgnoreSilica | 2019 | 146.5157 | 36.1621 | 3.1305 | 4 | 5089.0251 | 6175.5329 | 103.7467 | 125.8966 | 127.7911 | 0 | 118.4006 | 5160126.4667 | 216495.9959 | 5977724.0763 | 5969406.8405 | 0 | 347335.1971 | 0 | 6891724.5448 | 17930853.5785 | 12238176.0096 | 54731842.7094 | 961560.8286 | 8031996.805 | 8031996.805 | 1478867.319 | 4094519.7919 | 0 | 63725400.343 | 77330784.2589 | 1333521.4322 | 12.5221 | 5089.0251 | 6175.5329 | 103.7467 | 125.8966
1 | 2600 | 707 | 0.045 | 15 | 15 | 7 | 1.7783e-09 | 5spot_SharedNeighbor | Water | Porous | Wet | R245fa | MinimizeLCOE_Brownfield | IgnoreSilica | 2019 | 147.2929 | 36.3417 | 3.1513 | 4 | 5071.3293 | 6150.6667 | 103.3859 | 125.3897 | 127.7677 | 0 | 112.5306 | 5177675.3996 | 217185.4365 | 6001556.9861 | 5999645.3652 | 0 | 339690.2296 | 0 | 6916943.8326 | 17996468.9922 | 12282959.8776 | 54932126.1194 | 961560.8286 | 8031996.805 | 8031996.805 | 1478867.319 | 4094519.7919 | 0 | 63925683.7531 | 77531067.669 | 1778279.41 | 12.6053 | 5071.3293 | 6150.6667 | 103.3859 | 125.3897
1 | 2600 | 707 | 0.045 | 15 | 15 | 7 | 2.3714e-09 | 5spot_SharedNeighbor | Water | Porous | Wet | R245fa | MinimizeLCOE_Brownfield | IgnoreSilica | 2019 | 144.2861 | 35.6455 | 3.1126 | 4 | 5056.3773 | 6149.1386 | 103.0811 | 125.3585 | 127.8568 | 0 | 138.8679 | 5109427.7408 | 214499.6984 | 5909039.2196 | 5882504.3871 | 0 | 306635.8054 | 0 | 6794621.672 | 17678211.8221 | 12065742.8195 | 53960683.1649 | 961560.8286 | 8031996.805 | 8031996.805 | 1478867.319 | 4094519.7919 | 0 | 62954240.7985 | 76559624.7144 | 2371373.7057 | 12.4505 | 5056.3773 | 6149.1386 | 103.0811 | 125.3585
1 | 2600 | 707 | 0.045 | 15 | 15 | 7 | 3.1623e-09 | 5spot_SharedNeighbor | Water | Porous | Wet | R245fa | MinimizeLCOE_Brownfield | IgnoreSilica | 2019 | 147.4561 | 36.3793 | 3.167 | 4 | 5045.4379 | 6119.4424 | 102.8581 | 124.7531 | 127.7626 | 0 | 118.866 | 5181342.3995 | 217329.1963 | 6006546.0573 | 6005984.0464 | 0 | 321138.9444 | 0 | 6915612.8511 | 17993006.0514 | 12280596.3494 | 54921555.8958 | 961560.8286 | 8031996.805 | 8031996.805 | 1478867.319 | 4094519.7919 | 0 | 63915113.5294 | 77520497.4453 | 3162277.6602 | 12.6679 | 5045.4379 | 6119.4424 | 102.8581 | 124.7531
1 | 2600 | 707 | 0.045 | 15 | 15 | 7 | 4.217e-09 | 5spot_SharedNeighbor | Water | Porous | Wet | R245fa | MinimizeLCOE_Brownfield | IgnoreSilica | 2019 | 150 | 36.9658 | 3.2096 | 4 | 5038.3946 | 6098.1493 | 102.7145 | 124.319 | 127.6856 | 0 | 111.0095 | 5238414.6237 | 219567.5934 | 6084223.6116 | 6104832.6747 | 0 | 333586.8995 | 0 | 7012443.9071 | 18244940.5963 | 12452546.853 | 55690556.7593 | 961560.8286 | 8031996.805 | 8031996.805 | 1478867.319 | 4094519.7919 | 0 | 64684114.3929 | 78289498.3088 | 4216965.0343 | 12.8382 | 5038.3946 | 6098.1493 | 102.7145 | 124.319
1 | 2600 | 707 | 0.045 | 15 | 15 | 7 | 5.6234e-09 | 5spot_SharedNeighbor | Water | Porous | Wet | R245fa | MinimizeLCOE_Brownfield | IgnoreSilica | 2019 | 148.9176 | 36.7164 | 3.1948 | 4 | 5034.8693 | 6099.5164 | 102.6426 | 124.3469 | 127.7184 | 0 | 114.4412 | 5214190.7439 | 218618.0768 | 6051227.5421 | 6062795.0402 | 0 | 323279.5205 | 0 | 6969343.2602 | 18132801.554 | 12376009.6524 | 55348265.3901 | 961560.8286 | 8031996.805 | 8031996.805 | 1478867.319 | 4094519.7919 | 0 | 64341823.0237 | 77947206.9396 | 5623413.2519 | 12.7792 | 5034.8693 | 6099.5164 | 102.6426 | 124.3469
1 | 2600 | 707 | 0.045 | 15 | 15 | 7 | 7.4989e-09 | 5spot_SharedNeighbor | Water | Porous | Wet | R245fa | MinimizeLCOE_Brownfield | IgnoreSilica | 2019 | 149.1151 | 36.7619 | 3.2 | 4 | 5030.6358 | 6093.5502 | 102.5563 | 124.2253 | 127.7124 | 0 | 114.7331 | 5218612.3714 | 218791.3788 | 6057249.4118 | 6070462.8876 | 0 | 321360.719 | 0 | 6975725.9398 | 18149407.9771 | 12387343.8774 | 55398954.5629 | 961560.8286 | 8031996.805 | 8031996.805 | 1478867.319 | 4094519.7919 | 0 | 64392512.1965 | 77997896.1124 | 7498942.0933 | 12.8001 | 5030.6358 | 6093.5502 | 102.5563 | 124.2253
1 | 2600 | 707 | 0.045 | 15 | 15 | 7 | 1e-08 | 5spot_SharedNeighbor | Water | Porous | Wet | R245fa | MinimizeLCOE_Brownfield | IgnoreSilica | 2019 | 149.2466 | 36.7922 | 3.2037 | 4 | 5027.4587 | 6089.1603 | 102.4915 | 124.1358 | 127.7083 | 0 | 114.3708 | 5221555.3168 | 218906.6976 | 6061258.4829 | 6075569.2888 | 0 | 319792.9808 | 0 | 6979862.279 | 18160169.8835 | 12394689.0996 | 55431804.0289 | 961560.8286 | 8031996.805 | 8031996.805 | 1478867.319 | 4094519.7919 | 0 | 64425361.6625 | 78030745.5784 | 10000000 | 12.8147 | 5027.4587 | 6089.1603 | 102.4915 | 124.1358
1 | 2700 | 707 | 0.045 | 15 | 15 | 7 | 1e-13 | 5spot_SharedNeighbor | Water | Porous | Wet | R245fa | MinimizeLCOE_Brownfield | IgnoreSilica | 2019 | 0 | 0 | 0 | 0 |  |  |  |  | 15 |  | 11.9313 | [19 empty] | 100 | 0
1 | 2700 | 707 | 0.045 | 15 | 15 | 7 | 1.3335e-13 | 5spot_SharedNeighbor | Water | Porous | Wet | R245fa | MinimizeLCOE_Brownfield | IgnoreSilica | 2019 | 0 | 0 | 0 | 0 |  |  |  |  | 15 |  | 11.9815 | [19 empty] | 133.3521 | 0
1 | 2700 | 707 | 0.045 | 15 | 15 | 7 | 1.7783e-13 | 5spot_SharedNeighbor | Water | Porous | Wet | R245fa | MinimizeLCOE_Brownfield | IgnoreSilica | 2019 | 0.78939 | 0.12422 | 0.00094931 | 4 | 2671804.0615 | 6386932.6514 | 54468.3397 | 130206.2611 | 99.2664 | 0 | 21.4932 | 82250.7376 | 2838.9024 | 65190.2564 | 49942.3613 | 0 | 55959.1512 | 0 | 99910.7495 | 259947.2757 | 177419.357 | 793458.7912 | 961560.8286 | 8390483.6777 | 8390483.6777 | 1478867.319 | 4237914.541 | 0 | 10145503.2975 | 24252768.8352 | 177.8279 | 0.0037972 | 2671804.0615 | 6386932.6514 | 54468.3397 | 130206.2611
1 | 2700 | 707 | 0.045 | 15 | 15 | 7 | 2.3714e-13 | 5spot_SharedNeighbor | Water | Porous | Wet | R245fa | MinimizeLCOE_Brownfield | IgnoreSilica | 2019 | 1.0692 | 0.19188 | 0.0040793 | 4 | 637746.3532 | 1502318.3124 | 13001.322 | 30626.7908 | 106.8916 | 0 | 25.7653 | 116807.6402 | 4265.6575 | 91787.4346 | 61226.905 | 0 | 66244.7926 | 0 | 132729.6476 | 345335.3166 | 235698.4495 | 1054095.8436 | 961560.8286 | 8390483.6777 | 8390483.6777 | 1478867.319 | 4237914.541 | 0 | 10406140.35 | 24513405.8877 | 237.1374 | 0.016317 | 637746.3532 | 1502318.3124 | 13001.322 | 30626.7908
1 | 2700 | 707 | 0.045 | 15 | 15 | 7 | 3.1623e-13 | 5spot_SharedNeighbor | Water | Porous | Wet | R245fa | MinimizeLCOE_Brownfield | IgnoreSilica | 2019 | 1.4176 | 0.27969 | 0.0089086 | 4 | 300591.8837 | 696481.3289 | 6127.9721 | 14198.714 | 112.75 | 0 | 28.0873 | 157069.0413 | 5988.5641 | 123552.5603 | 75538.5686 | 0 | 76741.3101 | 0 | 171167.1173 | 445341.7281 | 303954.8803 | 1359353.77 | 961560.8286 | 8390483.6777 | 8390483.6777 | 1478867.319 | 4237914.541 | 0 | 10711398.2764 | 24818663.8141 | 316.2278 | 0.035634 | 300591.8837 | 696481.3289 | 6127.9721 | 14198.714
1 | 2700 | 707 | 0.045 | 15 | 15 | 7 | 4.217e-13 | 5spot_SharedNeighbor | Water | Porous | Wet | R245fa | MinimizeLCOE_Brownfield | IgnoreSilica | 2019 | 1.8653 | 0.39548 | 0.015874 | 4 | 174512.6141 | 396688.6242 | 3557.6757 | 8087.0342 | 117.3958 | 0 | 152.6503 | 205048.505 | 8089.9012 | 162468.2332 | 94194.7573 | 0 | 88367.5731 | 0 | 217685.8982 | 566374.0536 | 386561.9294 | 1728790.8511 | 961560.8286 | 8390483.6777 | 8390483.6777 | 1478867.319 | 4237914.541 | 0 | 11080835.3574 | 25188100.8952 | 421.6965 | 0.063496 | 174512.6141 | 396688.6242 | 3557.6757 | 8087.0342
1 | 2700 | 707 | 0.045 | 15 | 15 | 7 | 5.6234e-13 | 5spot_SharedNeighbor | Water | Porous | Wet | R245fa | MinimizeLCOE_Brownfield | IgnoreSilica | 2019 | 2.4682 | 0.55394 | 0.025702 | 4 | 112346.0756 | 249565.6945 | 2290.3267 | 5087.7342 | 121.1951 | 0 | 209.2056 | 264495.4129 | 10730.714 | 212169.6414 | 119496.171 | 0 | 102776.6001 | 0 | 276770.7304 | 720100.667 | 491483.5018 | 2198023.4386 | 961560.8286 | 8390483.6777 | 8390483.6777 | 1478867.319 | 4237914.541 | 0 | 11550067.945 | 25657333.4827 | 562.3413 | 0.10281 | 112346.0756 | 249565.6945 | 2290.3267 | 5087.7342
1 | 2700 | 707 | 0.045 | 15 | 15 | 7 | 7.4989e-13 | 5spot_SharedNeighbor | Water | Porous | Wet | R245fa | MinimizeLCOE_Brownfield | IgnoreSilica | 2019 | 3.2656 | 0.76559 | 0.0392 | 4 | 77376.1891 | 167345.0404 | 1577.4183 | 3411.555 | 124.191 | 0 | 284.4793 | 336499.2048 | 13955.3278 | 274287.9674 | 153088.4637 | 0 | 119954.9535 | 0 | 350136.5077 | 910983.3702 | 621764.869 | 2780670.664 | 961560.8286 | 8390483.6777 | 8390483.6777 | 1478867.319 | 4237914.541 | 0 | 12132715.1704 | 26239980.7081 | 749.8942 | 0.1568 | 77376.1891 | 167345.0404 | 1577.4183 | 3411.555
1 | 2700 | 707 | 0.045 | 15 | 15 | 7 | 1e-12 | 5spot_SharedNeighbor | Water | Porous | Wet | R245fa | MinimizeLCOE_Brownfield | IgnoreSilica | 2019 | 4.3406 | 1.0526 | 0.057619 | 4 | 55843.4563 | 117052.5288 | 1138.4444 | 2386.2741 | 126.5634 | 0 | 40.4415 | 425138.0161 | 17936.384 | 353275.6003 | 198331.1812 | 0 | 141348.3191 | 0 | 443051.5053 | 1152729.1343 | 786761.3204 | 3518571.4606 | 961560.8286 | 8390483.6777 | 8390483.6777 | 1478867.319 | 4237914.541 | 0 | 12870615.967 | 26977881.5047 | 1000 | 0.23048 | 55843.4563 | 117052.5288 | 1138.4444 | 2386.2741
1 | 2700 | 707 | 0.045 | 15 | 15 | 7 | 1.3335e-12 | 5spot_SharedNeighbor | Water | Porous | Wet | R245fa | MinimizeLCOE_Brownfield | IgnoreSilica | 2019 | 5.7562 | 1.4324 | 0.082421 | 4 | 41816.1906 | 84606.2265 | 852.4796 | 1724.8124 | 128.3692 | 0 | 46.1257 | 532032.1795 | 22746.8956 | 451447.083 | 258707.933 | 0 | 166707.8291 | 0 | 558340.3489 | 1452687.0564 | 991488.7658 | 4434158.0913 | 961560.8286 | 8390483.6777 | 8390483.6777 | 1478867.319 | 4237914.541 | 0 | 13786202.5976 | 27893468.1354 | 1333.5214 | 0.32969 | 41816.1906 | 84606.2265 | 852.4796 | 1724.8124
1 | 2700 | 707 | 0.045 | 15 | 15 | 7 | 1.7783e-12 | 5spot_SharedNeighbor | Water | Porous | Wet | R245fa | MinimizeLCOE_Brownfield | IgnoreSilica | 2019 | 7.6588 | 1.9409 | 0.11534 | 4 | 32376.8811 | 62953.7134 | 660.0465 | 1283.3966 | 129.68 | 0 | 48.3127 | 662256.1765 | 28579.2371 | 575149.5011 | 339236.4517 | 0 | 198218.7717 | 0 | 703341.6539 | 1829950.7081 | 1248978.96 | 5585711.4601 | 961560.8286 | 8390483.6777 | 8390483.6777 | 1478867.319 | 4237914.541 | 0 | 14937755.9665 | 29045021.5042 | 1778.2794 | 0.46137 | 32376.8811 | 62953.7134 | 660.0465 | 1283.3966
1 | 2700 | 707 | 0.045 | 15 | 15 | 7 | 2.3714e-12 | 5spot_SharedNeighbor | Water | Porous | Wet | R245fa | MinimizeLCOE_Brownfield | IgnoreSilica | 2019 | 10.1795 | 2.6227 | 0.16047 | 4 | 25534.2753 | 47512.5084 | 520.5507 | 968.6067 | 130.8636 | 0 | 51.4674 | 822506.4097 | 35785.1329 | 731179.0674 | 446896.3772 | 0 | 235889.1415 | 0 | 886179.8902 | 2305658.2938 | 1573659.1621 | 7037753.4748 | 961560.8286 | 8390483.6777 | 8390483.6777 | 1478867.319 | 4237914.541 | 0 | 16389797.9811 | 30497063.5188 | 2371.3737 | 0.64187 | 25534.2753 | 47512.5084 | 520.5507 | 968.6067
1 | 2700 | 707 | 0.045 | 15 | 15 | 7 | 3.1623e-12 | 5spot_SharedNeighbor | Water | Porous | Wet | R245fa | MinimizeLCOE_Brownfield | IgnoreSilica | 2019 | 13.5442 | 3.5289 | 0.21998 | 4 | 20694.2676 | 36726.5577 | 421.8806 | 748.7206 | 131.6816 | 0 | 50.3109 | 1016860.7182 | 44468.7751 | 926597.9131 | 589729.3238 | 0 | 282111.318 | 0 | 1115309.5388 | 2901806.6386 | 1980542.657 | 8857426.8826 | 961560.8286 | 8390483.6777 | 8390483.6777 | 1478867.319 | 4237914.541 | 0 | 18209471.389 | 32316736.9267 | 3162.2777 | 0.87993 | 20694.2676 | 36726.5577 | 421.8806 | 748.7206
1 | 2700 | 707 | 0.045 | 15 | 15 | 7 | 4.217e-12 | 5spot_SharedNeighbor | Water | Porous | Wet | R245fa | MinimizeLCOE_Brownfield | IgnoreSilica | 2019 | 18.0265 | 4.7367 | 0.29933 | 4 | 17124.0145 | 28906.4763 | 349.0962 | 589.2976 | 132.3025 | 0 | 44.2995 | 1254262.6523 | 55043.7036 | 1172134.2485 | 780230.593 | 0 | 338524.3164 | 0 | 1404076.2504 | 3653118.3879 | 2493328.3638 | 11150718.516 | 961560.8286 | 8390483.6777 | 8390483.6777 | 1478867.319 | 4237914.541 | 0 | 20502763.0223 | 34610028.56 | 4216.965 | 1.1973 | 17124.0145 | 28906.4763 | 349.0962 | 589.2976
1 | 2700 | 707 | 0.045 | 15 | 15 | 7 | 5.6234e-12 | 5spot_SharedNeighbor | Water | Porous | Wet | R245fa | MinimizeLCOE_Brownfield | IgnoreSilica | 2019 | 23.254 | 6.1458 | 0.39855 | 4 | 14438.1989 | 23287.3946 | 294.3422 | 474.745 | 132.7272 | 0 | 50.2007 | 1509677.4491 | 66387.0833 | 1443238.2766 | 1002718.7427 | 0 | 389994.5387 | 0 | 1720686.2752 | 4476872.7269 | 3055557.6266 | 13665132.7191 | 961560.8286 | 8390483.6777 | 8390483.6777 | 1478867.319 | 4237914.541 | 0 | 23017177.2255 | 37124442.7632 | 5623.4133 | 1.5942 | 14438.1989 | 23287.3946 | 294.3422 | 474.745
1 | 2700 | 707 | 0.045 | 15 | 15 | 7 | 7.4989e-12 | 5spot_SharedNeighbor | Water | Porous | Wet | R245fa | MinimizeLCOE_Brownfield | IgnoreSilica | 2019 | 29.2003 | 7.7491 | 0.52016 | 4 | 12361.6738 | 19141.8979 | 252.0094 | 390.2335 | 133.0274 | 0 | 47.3184 | 1780132.744 | 78362.0832 | 1736949.6295 | 1255847.7443 | 0 | 433473.0483 | 0 | 2061058.4472 | 5362451.2985 | 3659983.1986 | 16368258.1936 | 961560.8286 | 8390483.6777 | 8390483.6777 | 1478867.319 | 4237914.541 | 0 | 25720302.7 | 39827568.2377 | 7498.9421 | 2.0806 | 12361.6738 | 19141.8979 | 252.0094 | 390.2335
1 | 2700 | 707 | 0.045 | 15 | 15 | 7 | 1e-11 | 5spot_SharedNeighbor | Water | Porous | Wet | R245fa | MinimizeLCOE_Brownfield | IgnoreSilica | 2019 | 36.4593 | 9.7068 | 0.6727 | 4 | 10732.4027 | 15975.1823 | 218.7945 | 325.6757 | 133.2626 | 0 | 64.8112 | 2089081.8499 | 92002.3256 | 2079580.7738 | 1564980.0081 | 0 | 478873.5893 | 0 | 2458762.2332 | 6397194.9694 | 4366217.0158 | 19526692.7652 | 961560.8286 | 8390483.6777 | 8390483.6777 | 1478867.319 | 4237914.541 | 0 | 28878737.2715 | 42986002.8092 | 10000 | 2.6908 | 10732.4027 | 15975.1823 | 218.7945 | 325.6757
1 | 2700 | 707 | 0.045 | 15 | 15 | 7 | 1.3335e-11 | 5spot_SharedNeighbor | Water | Porous | Wet | R245fa | MinimizeLCOE_Brownfield | IgnoreSilica | 2019 | 45.1318 | 12.0454 | 0.86041 | 4 | 9441.6406 | 13540.6414 | 192.4806 | 276.0443 | 133.4423 | 0 | 58.3324 | 2435214.2672 | 107237.9929 | 2471263.3103 | 1934288.0993 | 0 | 523983.2671 | 0 | 2914074.9053 | 7581825.1446 | 5174751.4521 | 23142638.4387 | 961560.8286 | 8390483.6777 | 8390483.6777 | 1478867.319 | 4237914.541 | 0 | 32494682.945 | 46601948.4827 | 13335.2143 | 3.4416 | 9441.6406 | 13540.6414 | 192.4806 | 276.0443
1 | 2700 | 707 | 0.045 | 15 | 15 | 7 | 1.7783e-11 | 5spot_SharedNeighbor | Water | Porous | Wet | R245fa | MinimizeLCOE_Brownfield | IgnoreSilica | 2019 | 55.1628 | 14.7472 | 1.0847 | 4 | 8413.9337 | 11665.4828 | 171.5294 | 237.8166 | 133.5636 | 0 | 84.5884 | 2811396.8061 | 123735.7364 | 2905308.9323 | 2361147.8786 | 0 | 565175.1144 | 0 | 3419038.1425 | 8895635.9056 | 6071454.2926 | 27152892.8085 | 961560.8286 | 8390483.6777 | 8390483.6777 | 1478867.319 | 4237914.541 | 0 | 36504937.3149 | 50612202.8526 | 17782.7941 | 4.3386 | 8413.9337 | 11665.4828 | 171.5294 | 237.8166
1 | 2700 | 707 | 0.045 | 15 | 15 | 7 | 2.3714e-11 | 5spot_SharedNeighbor | Water | Porous | Wet | R245fa | MinimizeLCOE_Brownfield | IgnoreSilica | 2019 | 66.1936 | 17.7079 | 1.3405 | 4 | 7596.3609 | 10227.4287 | 154.8621 | 208.5 | 133.612 | 0 | 72.4692 | 3200725.4115 | 140723.1322 | 3363135.3557 | 2829586.9697 | 0 | 596785.6593 | 0 | 3951073.0461 | 10279881.5894 | 7016230.4152 | 31378141.5792 | 961560.8286 | 8390483.6777 | 8390483.6777 | 1478867.319 | 4237914.541 | 0 | 40730186.0856 | 54837451.6233 | 23713.7371 | 5.3618 | 7596.3609 | 10227.4287 | 154.8621 | 208.5
1 | 2700 | 707 | 0.045 | 15 | 15 | 7 | 3.1623e-11 | 5spot_SharedNeighbor | Water | Porous | Wet | R245fa | MinimizeLCOE_Brownfield | IgnoreSilica | 2019 | 77.6667 | 20.7672 | 1.6166 | 4 | 6949.3544 | 9130.9605 | 141.672 | 186.147 | 133.5769 | 0 | 82.3031 | 3582519.2512 | 157264.8556 | 3820522.6345 | 3314921.2373 | 0 | 614198.5108 | 0 | 4480876.3308 | 11658321.0587 | 7957043.6771 | 35585667.5559 | 961560.8286 | 8390483.6777 | 8390483.6777 | 1478867.319 | 4237914.541 | 0 | 44937712.0623 | 59044977.6 | 31622.7766 | 6.4665 | 6949.3544 | 9130.9605 | 141.672 | 186.147
1 | 2700 | 707 | 0.045 | 15 | 15 | 7 | 4.217e-11 | 5spot_SharedNeighbor | Water | Porous | Wet | R245fa | MinimizeLCOE_Brownfield | IgnoreSilica | 2019 | 88.9897 | 23.7578 | 1.8986 | 4 | 6440.8707 | 8298.4593 | 131.3059 | 169.1753 | 133.4637 | 0 | 89.8381 | 3938753.9777 | 172563.1834 | 4255006.5175 | 3791232.648 | 0 | 615852.022 | 0 | 4981629.256 | 12961177.4513 | 8846269.9361 | 39562484.992 | 961560.8286 | 8390483.6777 | 8390483.6777 | 1478867.319 | 4237914.541 | 0 | 48914529.4983 | 63021795.0361 | 42169.6503 | 7.5944 | 6440.8707 | 8298.4593 | 131.3059 | 169.1753
1 | 2700 | 707 | 0.045 | 15 | 15 | 7 | 5.6234e-11 | 5spot_SharedNeighbor | Water | Porous | Wet | R245fa | MinimizeLCOE_Brownfield | IgnoreSilica | 2019 | 99.6345 | 26.5373 | 2.1716 | 4 | 6044.0039 | 7668.078 | 123.2152 | 156.3241 | 133.2923 | 0 | 101.1696 | 4256663.1965 | 186079.1093 | 4649328.4691 | 4236011.3798 | 0 | 603049.5382 | 0 | 5433141.3602 | 14135919.3287 | 9648055.4059 | 43148247.7877 | 961560.8286 | 8390483.6777 | 8390483.6777 | 1478867.319 | 4237914.541 | 0 | 52500292.2941 | 66607557.8318 | 56234.1325 | 8.6863 | 6044.0039 | 7668.078 | 123.2152 | 156.3241
1 | 2700 | 707 | 0.045 | 15 | 15 | 7 | 7.4989e-11 | 5spot_SharedNeighbor | Water | Porous | Wet | R245fa | MinimizeLCOE_Brownfield | IgnoreSilica | 2019 | 109.213 | 29.0075 | 2.4233 | 4 | 5736.1939 | 7191.5556 | 116.9401 | 146.6096 | 133.0894 | 0 | 98.8593 | 4529634.7526 | 197563.4256 | 4993144.7469 | 4633367.6486 | 0 | 579078.8981 | 0 | 5823787.894 | 15152301.477 | 10341757.1067 | 46250635.9496 | 961560.8286 | 8390483.6777 | 8390483.6777 | 1478867.319 | 4237914.541 | 0 | 55602680.456 | 69709945.9937 | 74989.4209 | 9.6933 | 5736.1939 | 7191.5556 | 116.9401 | 146.6096
1 | 2700 | 707 | 0.045 | 15 | 15 | 7 | 1e-10 | 5spot_SharedNeighbor | Water | Porous | Wet | R245fa | MinimizeLCOE_Brownfield | IgnoreSilica | 2019 | 117.5003 | 31.1192 | 2.6457 | 4 | 5498.7755 | 6831.8127 | 112.1 | 139.2757 | 132.8797 | 0 | 108.1959 | 4756385.7953 | 207006.6547 | 5282629.5525 | 4974921.3421 | 0 | 547991.7098 | 0 | 6149884.6712 | 16000738.3997 | 10920832.7401 | 48840390.8653 | 961560.8286 | 8390483.6777 | 8390483.6777 | 1478867.319 | 4237914.541 | 0 | 58192435.3717 | 72299700.9094 | 100000 | 10.5828 | 5498.7755 | 6831.8127 | 112.1 | 139.2757
1 | 2700 | 707 | 0.045 | 15 | 15 | 7 | 1.3335e-10 | 5spot_SharedNeighbor | Water | Porous | Wet | R245fa | MinimizeLCOE_Brownfield | IgnoreSilica | 2019 | 124.4166 | 32.862 | 2.8348 | 4 | 5316.5181 | 6560.6441 | 108.3844 | 133.7476 | 132.682 | 0 | 107.0065 | 4939218.3268 | 214549.9514 | 5518759.9353 | 5258303.3106 | 0 | 513565.9051 | 0 | 6413314.9974 | 16686130.0714 | 11388626.6394 | 50932469.1374 | 961560.8286 | 8390483.6777 | 8390483.6777 | 1478867.319 | 4237914.541 | 0 | 60284513.6437 | 74391779.1814 | 133352.1432 | 11.3391 | 5316.5181 | 6560.6441 | 108.3844 | 133.7476
1 | 2700 | 707 | 0.045 | 15 | 15 | 7 | 1.7783e-10 | 5spot_SharedNeighbor | Water | Porous | Wet | R245fa | MinimizeLCOE_Brownfield | IgnoreSilica | 2019 | 130.036 | 34.2641 | 2.9908 | 4 | 5177.1624 | 6356.3799 | 105.5435 | 129.5834 | 132.507 | 0 | 117.0976 | 5083595.6401 | 220457.6065 | 5707035.044 | 5487304.5415 | 0 | 479101.5538 | 0 | 6621222.8105 | 17227063.5534 | 11757824.8559 | 52583605.6057 | 961560.8286 | 8390483.6777 | 8390483.6777 | 1478867.319 | 4237914.541 | 0 | 61935650.112 | 76042915.6497 | 177827.941 | 11.9632 | 5177.1624 | 6356.3799 | 105.5435 | 129.5834
1 | 2700 | 707 | 0.045 | 15 | 15 | 7 | 2.3714e-10 | 5spot_SharedNeighbor | Water | Porous | Wet | R245fa | MinimizeLCOE_Brownfield | IgnoreSilica | 2019 | 136.7381 | 35.9304 | 3.1543 | 4 | 5069.6867 | 6187.7696 | 103.3524 | 126.1461 | 132.3043 | 0 | 107.6335 | 5252715.9973 | 227357.4862 | 5928818.4007 | 5759884.3574 | 0 | 464286.7786 | 0 | 6876894.5779 | 17892269.0466 | 12211841.2737 | 54614067.9184 | 961560.8286 | 8390483.6777 | 8390483.6777 | 1478867.319 | 4237914.541 | 0 | 63966112.4247 | 78073377.9624 | 237137.3706 | 12.6174 | 5069.6867 | 6187.7696 | 103.3524 | 126.1461
1 | 2700 | 707 | 0.045 | 15 | 15 | 7 | 3.1623e-10 | 5spot_SharedNeighbor | Water | Porous | Wet | R245fa | MinimizeLCOE_Brownfield | IgnoreSilica | 2019 | 139.369 | 36.5823 | 3.2425 | 4 | 4985.2933 | 6072.9817 | 101.6319 | 123.8059 | 132.2256 | 0 | 171.9631 | 5318175.8723 | 230021.0504 | 6015046.9759 | 5866695.5016 | 0 | 426837.2674 | 0 | 6964142.9004 | 18119271.2846 | 12366774.9655 | 55306965.8181 | 961560.8286 | 8390483.6777 | 8390483.6777 | 1478867.319 | 4237914.541 | 0 | 64659010.3245 | 78766275.8622 | 316227.766 | 12.97 | 4985.2933 | 6072.9817 | 101.6319 | 123.8059
1 | 2700 | 707 | 0.045 | 15 | 15 | 7 | 4.217e-10 | 5spot_SharedNeighbor | Water | Porous | Wet | R245fa | MinimizeLCOE_Brownfield | IgnoreSilica | 2019 | 143.7755 | 37.6694 | 3.3498 | 4 | 4923.3163 | 5976.1738 | 100.3685 | 121.8324 | 132.0907 | 0 | 100.876 | 5426356.0928 | 234406.6094 | 6158192.8987 | 6045162.2838 | 0 | 415172.8076 | 0 | 7128923.37 | 18547996.2656 | 12659388.5745 | 56615598.9025 | 961560.8286 | 8390483.6777 | 8390483.6777 | 1478867.319 | 4237914.541 | 0 | 65967643.4089 | 80074908.9466 | 421696.5034 | 13.399 | 4923.3163 | 5976.1738 | 100.3685 | 121.8324
1 | 2700 | 707 | 0.045 | 15 | 15 | 7 | 5.6234e-10 | 5spot_SharedNeighbor | Water | Porous | Wet | R245fa | MinimizeLCOE_Brownfield | IgnoreSilica | 2019 | 146.0166 | 38.2196 | 3.4136 | 4 | 4876.5514 | 5909.7085 | 99.4151 | 120.4774 | 132.0202 | 0 | 110.7819 | 5480645.496 | 236598.7286 | 6230356.8057 | 6135694.0574 | 0 | 395957.2699 | 0 | 7206908.4195 | 18750897.3673 | 12797872.7456 | 57234930.8901 | 961560.8286 | 8390483.6777 | 8390483.6777 | 1478867.319 | 4237914.541 | 0 | 66586975.3965 | 80694240.9342 | 562341.3252 | 13.6545 | 4876.5514 | 5909.7085 | 99.4151 | 120.4774
1 | 2700 | 707 | 0.045 | 15 | 15 | 7 | 7.4989e-10 | 5spot_SharedNeighbor | Water | Porous | Wet | R245fa | MinimizeLCOE_Brownfield | IgnoreSilica | 2019 | 147.6996 | 38.6319 | 3.4623 | 4 | 4841.2276 | 5859.8705 | 98.695 | 119.4614 | 131.9665 | 0 | 109.5266 | 5521149.0927 | 238232.5288 | 6284289.2326 | 6203843.3028 | 0 | 380117.8239 | 0 | 7264776.4725 | 18901458.1709 | 12900633.5878 | 57694500.212 | 961560.8286 | 8390483.6777 | 8390483.6777 | 1478867.319 | 4237914.541 | 0 | 67046544.7183 | 81153810.256 | 749894.2093 | 13.8491 | 4841.2276 | 5859.8705 | 98.695 | 119.4614
1 | 2700 | 707 | 0.045 | 15 | 15 | 7 | 1e-09 | 5spot_SharedNeighbor | Water | Porous | Wet | R245fa | MinimizeLCOE_Brownfield | IgnoreSilica | 2019 | 148.9714 | 38.9428 | 3.4993 | 4 | 4814.5863 | 5822.4487 | 98.1519 | 118.6985 | 131.9255 | 0 | 97.4344 | 5551597.5696 | 239459.6036 | 6324889.5622 | 6255404.6238 | 0 | 367427.2548 | 0 | 7308123.6595 | 19014238.6596 | 12977608.5887 | 58038749.5218 | 961560.8286 | 8390483.6777 | 8390483.6777 | 1478867.319 | 4237914.541 | 0 | 67390794.0282 | 81498059.5659 | 1000000 | 13.9972 | 4814.5863 | 5822.4487 | 98.1519 | 118.6985
1 | 2700 | 707 | 0.045 | 15 | 15 | 7 | 1.3335e-09 | 5spot_SharedNeighbor | Water | Porous | Wet | R245fa | MinimizeLCOE_Brownfield | IgnoreSilica | 2019 | 149.9387 | 39.179 | 3.5275 | 4 | 4794.5173 | 5794.3172 | 97.7427 | 118.125 | 131.8941 | 0 | 108.8594 | 5574658.8071 | 240387.7733 | 6355684.9147 | 6294598.9586 | 0 | 357480.347 | 0 | 7340896.2123 | 19099506.1196 | 13035805.3822 | 58299018.515 | 961560.8286 | 8390483.6777 | 8390483.6777 | 1478867.319 | 4237914.541 | 0 | 67651063.0213 | 81758328.5591 | 1333521.4322 | 14.1101 | 4794.5173 | 5794.3172 | 97.7427 | 118.125
1 | 2700 | 707 | 0.045 | 15 | 15 | 7 | 1.7783e-09 | 5spot_SharedNeighbor | Water | Porous | Wet | R245fa | MinimizeLCOE_Brownfield | IgnoreSilica | 2019 | 150.6692 | 39.3571 | 3.5489 | 4 | 4779.4141 | 5773.1935 | 97.4348 | 117.6944 | 131.8702 | 0 | 92.2838 | 5592016.179 | 241085.6845 | 6378889.3935 | 6324180.7226 | 0 | 349742.9091 | 0 | 7365506.8066 | 19163537.8375 | 13079508.3454 | 58494467.8781 | 961560.8286 | 8390483.6777 | 8390483.6777 | 1478867.319 | 4237914.541 | 0 | 67846512.3844 | 81953777.9222 | 1778279.41 | 14.1956 | 4779.4141 | 5773.1935 | 97.4348 | 117.6944
1 | 2700 | 707 | 0.045 | 15 | 15 | 7 | 2.3714e-09 | 5spot_SharedNeighbor | Water | Porous | Wet | R245fa | MinimizeLCOE_Brownfield | IgnoreSilica | 2019 | 151.1956 | 39.4853 | 3.5646 | 4 | 4768.0572 | 5757.4503 | 97.2033 | 117.3734 | 131.8529 | 0 | 96.0934 | 5604492.066 | 241586.9397 | 6395582.0591 | 6345487.1657 | 0 | 343597.925 | 0 | 7382991.0007 | 19209028.124 | 13110556.4007 | 58633321.6809 | 961560.8286 | 8390483.6777 | 8390483.6777 | 1478867.319 | 4237914.541 | 0 | 67985366.1872 | 82092631.7249 | 2371373.7057 | 14.2585 | 4768.0572 | 5757.4503 | 97.2033 | 117.3734
1 | 2700 | 707 | 0.045 | 15 | 15 | 7 | 3.1623e-09 | 5spot_SharedNeighbor | Water | Porous | Wet | R245fa | MinimizeLCOE_Brownfield | IgnoreSilica | 2019 | 151.6024 | 39.5843 | 3.5767 | 4 | 4759.5227 | 5745.585 | 97.0293 | 117.1315 | 131.8395 | 0 | 103.6304 | 5614114.9829 | 241973.362 | 6408465.273 | 6361945.9457 | 0 | 338970.3888 | 0 | 7396533.2815 | 19244262.3608 | 13134604.4913 | 58740870.0859 | 961560.8286 | 8390483.6777 | 8390483.6777 | 1478867.319 | 4237914.541 | 0 | 68092914.5923 | 82200180.13 | 3162277.6602 | 14.3067 | 4759.5227 | 5745.585 | 97.0293 | 117.1315
1 | 2700 | 707 | 0.045 | 15 | 15 | 7 | 4.217e-09 | 5spot_SharedNeighbor | Water | Porous | Wet | R245fa | MinimizeLCOE_Brownfield | IgnoreSilica | 2019 | 148.637 | 38.8607 | 3.531 | 4 | 4751.582 | 5750.4102 | 96.8674 | 117.2299 | 131.9356 | 0 | 105.5257 | 5543548.1016 | 239134.0328 | 6314181.0736 | 6241823.9031 | 0 | 309583.7348 | 0 | 7272825.6299 | 18922400.4274 | 12914927.1081 | 57758424.0114 | 961560.8286 | 8390483.6777 | 8390483.6777 | 1478867.319 | 4237914.541 | 0 | 67110468.5177 | 81217734.0554 | 4216965.0343 | 14.1238 | 4751.582 | 5750.4102 | 96.8674 | 117.2299
1 | 2700 | 707 | 0.045 | 15 | 15 | 7 | 5.6234e-09 | 5spot_SharedNeighbor | Water | Porous | Wet | R245fa | MinimizeLCOE_Brownfield | IgnoreSilica | 2019 | 152.143 | 39.7158 | 3.5926 | 4 | 4748.2994 | 5729.9783 | 96.8005 | 116.8134 | 131.8216 | 0 | 94.6579 | 5626883.1932 | 242485.8048 | 6425570.0559 | 6383817.8543 | 0 | 332804.3226 | 0 | 7414508.88 | 19291031.1809 | 13166525.172 | 58883626.4636 | 961560.8286 | 8390483.6777 | 8390483.6777 | 1478867.319 | 4237914.541 | 0 | 68235670.97 | 82342936.5077 | 5623413.2519 | 14.3705 | 4748.2994 | 5729.9783 | 96.8005 | 116.8134
1 | 2700 | 707 | 0.045 | 15 | 15 | 7 | 7.4989e-09 | 5spot_SharedNeighbor | Water | Porous | Wet | R245fa | MinimizeLCOE_Brownfield | IgnoreSilica | 2019 | 151.7098 | 39.6104 | 3.5888 | 4 | 4742.4345 | 5725.1503 | 96.6809 | 116.7149 | 131.8359 | 0 | 93.781 | 5616646.3581 | 242074.8066 | 6411859.538 | 6366288.4768 | 0 | 324264.3441 | 0 | 7394842.0742 | 19239862.1864 | 13131601.2818 | 58727439.066 | 961560.8286 | 8390483.6777 | 8390483.6777 | 1478867.319 | 4237914.541 | 0 | 68079483.5723 | 82186749.11 | 7498942.0933 | 14.3554 | 4742.4345 | 5725.1503 | 96.6809 | 116.7149
1 | 2700 | 707 | 0.045 | 15 | 15 | 7 | 1e-08 | 5spot_SharedNeighbor | Water | Porous | Wet | R245fa | MinimizeLCOE_Brownfield | IgnoreSilica | 2019 | 152.4527 | 39.7911 | 3.6017 | 4 | 4741.9757 | 5721.1737 | 96.6716 | 116.6339 | 131.8114 | 0 | 102.7087 | 5634184.2072 | 242778.6808 | 6435356.2153 | 6396341.6345 | 0 | 329304.0797 | 0 | 7424806.2788 | 19317822.9003 | 13184811.071 | 58965405.0676 | 961560.8286 | 8390483.6777 | 8390483.6777 | 1478867.319 | 4237914.541 | 0 | 68317449.5739 | 82424715.1116 | 10000000 | 14.407 | 4741.9757 | 5721.1737 | 96.6716 | 116.6339
1 | 2800 | 707 | 0.045 | 15 | 15 | 7 | 1e-13 | 5spot_SharedNeighbor | Water | Porous | Wet | R245fa | MinimizeLCOE_Brownfield | IgnoreSilica | 2019 | 0 | 0 | 0 | 0 |  |  |  |  | 15 |  | 11.5502 | [19 empty] | 100 | 0
1 | 2800 | 707 | 0.045 | 15 | 15 | 7 | 1.3335e-13 | 5spot_SharedNeighbor | Water | Porous | Wet | R245fa | MinimizeLCOE_Brownfield | IgnoreSilica | 2019 | 0 | 0 | 0 | 0 |  |  |  |  | 15 |  | 11.5996 | [19 empty] | 133.3521 | 0
1 | 2800 | 707 | 0.045 | 15 | 15 | 7 | 1.7783e-13 | 5spot_SharedNeighbor | Water | Porous | Wet | R245fa | MinimizeLCOE_Brownfield | IgnoreSilica | 2019 | 0.85236 | 0.14447 | 0.001984 | 4 | 1334806.4364 | 3176727.1189 | 27211.8347 | 64761.8792 | 103.5028 | 0 | 24.5748 | 93956.9084 | 3343.4468 | 73326.454 | 52946.5722 | 0 | 59431.3086 | 0 | 110371.8291 | 287164.859 | 195995.9169 | 876537.295 | 961560.8286 | 8754830.6413 | 8754830.6413 | 1478867.319 | 4383653.3264 | 0 | 10592928.7649 | 25210280.0517 | 177.8279 | 0.0079359 | 1334806.4364 | 3176727.1189 | 27211.8347 | 64761.8792
1 | 2800 | 707 | 0.045 | 15 | 15 | 7 | 2.3714e-13 | 5spot_SharedNeighbor | Water | Porous | Wet | R245fa | MinimizeLCOE_Brownfield | IgnoreSilica | 2019 | 1.1081 | 0.21008 | 0.0057685 | 4 | 469540.1638 | 1103035.5496 | 9572.2113 | 22486.8716 | 110.2547 | 0 | 28.0315 | 126962.8968 | 4747.3723 | 98446.5194 | 63540.1421 | 0 | 67215.28 | 0 | 140755.7621 | 366217.62 | 249951.0507 | 1117836.6433 | 961560.8286 | 8754830.6413 | 8754830.6413 | 1478867.319 | 4383653.3264 | 0 | 10834228.1132 | 25451579.4 | 237.1374 | 0.023074 | 469540.1638 | 1103035.5496 | 9572.2113 | 22486.8716
1 | 2800 | 707 | 0.045 | 15 | 15 | 7 | 3.1623e-13 | 5spot_SharedNeighbor | Water | Porous | Wet | R245fa | MinimizeLCOE_Brownfield | IgnoreSilica | 2019 | 1.4565 | 0.30299 | 0.011517 | 4 | 242024.6518 | 559324.6326 | 4933.9999 | 11402.5892 | 116.156 | 0 | 29.8566 | 169305.1597 | 6610.9031 | 131399.6973 | 78310.5137 | 0 | 77100.3516 | 0 | 180463.3839 | 469528.7068 | 320462.9902 | 1433181.7063 | 961560.8286 | 8754830.6413 | 8754830.6413 | 1478867.319 | 4383653.3264 | 0 | 11149573.1763 | 25766924.463 | 316.2278 | 0.046068 | 242024.6518 | 559324.6326 | 4933.9999 | 11402.5892
1 | 2800 | 707 | 0.045 | 15 | 15 | 7 | 4.217e-13 | 5spot_SharedNeighbor | Water | Porous | Wet | R245fa | MinimizeLCOE_Brownfield | IgnoreSilica | 2019 | 1.9237 | 0.43086 | 0.019849 | 4 | 145476.5658 | 329585.0079 | 2965.7366 | 6719.0362 | 121.0598 | 0 | 150.924 | 221984.0897 | 8984.9652 | 173549.4632 | 98364.1286 | 0 | 89180.2985 | 0 | 230904.5487 | 600766.2706 | 410035.3242 | 1833769.0887 | 961560.8286 | 8754830.6413 | 8754830.6413 | 1478867.319 | 4383653.3264 | 0 | 11550160.5587 | 26167511.8454 | 421.6965 | 0.079395 | 145476.5658 | 329585.0079 | 2965.7366 | 6719.0362
1 | 2800 | 707 | 0.045 | 15 | 15 | 7 | 5.6234e-13 | 5spot_SharedNeighbor | Water | Porous | Wet | R245fa | MinimizeLCOE_Brownfield | IgnoreSilica | 2019 | 2.5266 | 0.59849 | 0.031344 | 4 | 95993.0968 | 212582.6506 | 1956.9491 | 4333.7849 | 124.9175 | 0 | 204.4132 | 284540.534 | 11845.5791 | 225134.3836 | 124322.4869 | 0 | 102784.877 | 0 | 291964.8656 | 759632.6902 | 518464.9199 | 2318690.3364 | 961560.8286 | 8754830.6413 | 8754830.6413 | 1478867.319 | 4383653.3264 | 0 | 12035081.8063 | 26652433.0931 | 562.3413 | 0.12537 | 95993.0968 | 212582.6506 | 1956.9491 | 4333.7849
1 | 2800 | 707 | 0.045 | 15 | 15 | 7 | 7.4989e-13 | 5spot_SharedNeighbor | Water | Porous | Wet | R245fa | MinimizeLCOE_Brownfield | IgnoreSilica | 2019 | 3.3434 | 0.82832 | 0.047333 | 4 | 66849.1639 | 144053.5999 | 1362.8106 | 2936.7275 | 128.0551 | 0 | 276.2354 | 362499.9341 | 15445.8231 | 291348.577 | 160061.2366 | 0 | 119990.1832 | 0 | 370244.844 | 963301.1365 | 657472.8195 | 2940364.5541 | 961560.8286 | 8754830.6413 | 8754830.6413 | 1478867.319 | 4383653.3264 | 0 | 12656756.024 | 27274107.3108 | 749.8942 | 0.18933 | 66849.1639 | 144053.5999 | 1362.8106 | 2936.7275
1 | 2800 | 707 | 0.045 | 15 | 15 | 7 | 1e-12 | 5spot_SharedNeighbor | Water | Porous | Wet | R245fa | MinimizeLCOE_Brownfield | IgnoreSilica | 2019 | 4.4332 | 1.1367 | 0.069044 | 4 | 48647.3283 | 101574.7778 | 991.7416 | 2070.7392 | 130.5198 | 0 | 36.566 | 457525.817 | 19849.9544 | 374671.595 | 207708.7469 | 0 | 140948.9943 | 0 | 468274.992 | 1218355.4729 | 831552.6449 | 3718888.2176 | 961560.8286 | 8754830.6413 | 8754830.6413 | 1478867.319 | 4383653.3264 | 0 | 13435279.6875 | 28052630.9743 | 1000 | 0.27618 | 48647.3283 | 101574.7778 | 991.7416 | 2070.7392
1 | 2800 | 707 | 0.045 | 15 | 15 | 7 | 1.3335e-12 | 5spot_SharedNeighbor | Water | Porous | Wet | R245fa | MinimizeLCOE_Brownfield | IgnoreSilica | 2019 | 5.907 | 1.5551 | 0.098476 | 4 | 36620.0405 | 73729.0982 | 746.5491 | 1503.0674 | 132.4397 | 0 | 36.1347 | 574728.9575 | 25281.9582 | 480789.8963 | 272121.1085 | 0 | 167242.4887 | 0 | 592864.1196 | 1542510.8261 | 1052795.3342 | 4708334.6891 | 961560.8286 | 8754830.6413 | 8754830.6413 | 1478867.319 | 4383653.3264 | 0 | 14424726.159 | 29042077.4458 | 1333.5214 | 0.3939 | 36620.0405 | 73729.0982 | 746.5491 | 1503.0674
1 | 2800 | 707 | 0.045 | 15 | 15 | 7 | 1.7783e-12 | 5spot_SharedNeighbor | Water | Porous | Wet | R245fa | MinimizeLCOE_Brownfield | IgnoreSilica | 2019 | 7.8368 | 2.1013 | 0.13714 | 4 | 28506.7353 | 55153.6517 | 581.1484 | 1124.3818 | 133.7798 | 0 | 40.1392 | 714069.0954 | 31714.3883 | 611157.284 | 356680.2995 | 0 | 198129.5295 | 0 | 745582.7327 | 1939853.3305 | 1323989.758 | 5921176.4179 | 961560.8286 | 8754830.6413 | 8754830.6413 | 1478867.319 | 4383653.3264 | 0 | 15637567.8878 | 30254919.1746 | 1778.2794 | 0.54856 | 28506.7353 | 55153.6517 | 581.1484 | 1124.3818
1 | 2800 | 707 | 0.045 | 15 | 15 | 7 | 2.3714e-12 | 5spot_SharedNeighbor | Water | Porous | Wet | R245fa | MinimizeLCOE_Brownfield | IgnoreSilica | 2019 | 10.4185 | 2.8415 | 0.19041 | 4 | 22560.9728 | 41753.4106 | 459.9359 | 851.1998 | 135.0405 | 0 | 40.3239 | 887462.7075 | 39754.733 | 777370.5864 | 470290.2809 | 0 | 235807.2741 | 0 | 940167.3769 | 2446122.6599 | 1669528.9781 | 7466504.5967 | 961560.8286 | 8754830.6413 | 8754830.6413 | 1478867.319 | 4383653.3264 | 0 | 17182896.0667 | 31800247.3534 | 2371.3737 | 0.76162 | 22560.9728 | 41753.4106 | 459.9359 | 851.1998
1 | 2800 | 707 | 0.045 | 15 | 15 | 7 | 3.1623e-12 | 5spot_SharedNeighbor | Water | Porous | Wet | R245fa | MinimizeLCOE_Brownfield | IgnoreSilica | 2019 | 13.8654 | 3.824 | 0.2605 | 4 | 18344.9811 | 32372.979 | 373.9873 | 659.967 | 135.8981 | 0 | 46.6651 | 1097391.3838 | 49416.0571 | 985301.299 | 620530.9932 | 0 | 282084.6545 | 0 | 1183542.5112 | 3079334.8361 | 2101709.2996 | 9399311.0345 | 961560.8286 | 8754830.6413 | 8754830.6413 | 1478867.319 | 4383653.3264 | 0 | 19115702.5044 | 33733053.7912 | 3162.2777 | 1.042 | 18344.9811 | 32372.979 | 373.9873 | 659.967
1 | 2800 | 707 | 0.045 | 15 | 15 | 7 | 4.217e-12 | 5spot_SharedNeighbor | Water | Porous | Wet | R245fa | MinimizeLCOE_Brownfield | IgnoreSilica | 2019 | 18.448 | 5.1323 | 0.35404 | 4 | 15218.014 | 25539.8283 | 310.2398 | 520.6639 | 136.5479 | 0 | 40.5524 | 1353703.3182 | 61183.4165 | 1246266.7432 | 821533.7415 | 0 | 338364.7112 | 0 | 1490210.2529 | 3877221.394 | 2646283.2703 | 11834766.8479 | 961560.8286 | 8754830.6413 | 8754830.6413 | 1478867.319 | 4383653.3264 | 0 | 21551158.3179 | 36168509.6046 | 4216.965 | 1.4162 | 15218.014 | 25539.8283 | 310.2398 | 520.6639
1 | 2800 | 707 | 0.045 | 15 | 15 | 7 | 5.6234e-12 | 5spot_SharedNeighbor | Water | Porous | Wet | R245fa | MinimizeLCOE_Brownfield | IgnoreSilica | 2019 | 24.5064 | 6.8627 | 0.47802 | 4 | 12866.2687 | 20511.0092 | 262.2963 | 418.1447 | 137.0378 | 0 | 39.7748 | 1664831.1347 | 75417.4148 | 1571863.6752 | 1087539.355 | 0 | 406198.5472 | 0 | 1874281.5495 | 4876496.1237 | 3328308.8064 | 14884936.6065 | 961560.8286 | 8754830.6413 | 8754830.6413 | 1478867.319 | 4383653.3264 | 0 | 24601328.0765 | 39218679.3632 | 5623.4133 | 1.9121 | 12866.2687 | 20511.0092 | 262.2963 | 418.1447
1 | 2800 | 707 | 0.045 | 15 | 15 | 7 | 7.4989e-12 | 5spot_SharedNeighbor | Water | Porous | Wet | R245fa | MinimizeLCOE_Brownfield | IgnoreSilica | 2019 | 32.1286 | 9.0399 | 0.63754 | 4 | 11070.9585 | 16802.8745 | 225.6965 | 342.5493 | 137.3947 | 0 | 51.0046 | 2025245.5332 | 91845.3609 | 1959067.05 | 1422032.0952 | 0 | 480144.2354 | 0 | 2331550.3672 | 6066215.7886 | 4140316.924 | 18516417.3545 | 961560.8286 | 8754830.6413 | 8754830.6413 | 1478867.319 | 4383653.3264 | 0 | 28232808.8244 | 42850160.1112 | 7498.9421 | 2.5502 | 11070.9585 | 16802.8745 | 225.6965 | 342.5493
1 | 2800 | 707 | 0.045 | 15 | 15 | 7 | 1e-11 | 5spot_SharedNeighbor | Water | Porous | Wet | R245fa | MinimizeLCOE_Brownfield | IgnoreSilica | 2019 | 40.024 | 11.2955 | 0.82163 | 4 | 9665.323 | 14112.9971 | 197.0407 | 287.7125 | 137.6216 | 0 | 55.8735 | 2372659.5264 | 107628.1165 | 2340853.7278 | 1768538.9167 | 0 | 529157.131 | 0 | 2776346.5932 | 7223484.3285 | 4930176.4819 | 22048844.822 | 961560.8286 | 8754830.6413 | 8754830.6413 | 1478867.319 | 4383653.3264 | 0 | 31765236.292 | 46382587.5787 | 10000 | 3.2865 | 9665.323 | 14112.9971 | 197.0407 | 287.7125
1 | 2800 | 707 | 0.045 | 15 | 15 | 7 | 1.3335e-11 | 5spot_SharedNeighbor | Water | Porous | Wet | R245fa | MinimizeLCOE_Brownfield | IgnoreSilica | 2019 | 49.3707 | 13.9644 | 1.0462 | 4 | 8547.8421 | 12040.7203 | 174.2593 | 245.4664 | 137.7894 | 0 | 55.6281 | 2758555.1811 | 125100.3805 | 2773447.7438 | 2178640.3425 | 0 | 576704.6041 | 0 | 3280854.8183 | 8536111.2413 | 5826071.3218 | 26055485.6335 | 961560.8286 | 8754830.6413 | 8754830.6413 | 1478867.319 | 4383653.3264 | 0 | 35771877.1034 | 50389228.3901 | 13335.2143 | 4.1849 | 8547.8421 | 12040.7203 | 174.2593 | 245.4664
1 | 2800 | 707 | 0.045 | 15 | 15 | 7 | 1.7783e-11 | 5spot_SharedNeighbor | Water | Porous | Wet | R245fa | MinimizeLCOE_Brownfield | IgnoreSilica | 2019 | 59.987 | 16.9894 | 1.3103 | 4 | 7657.0013 | 10445.9836 | 156.0983 | 212.9555 | 137.8881 | 0 | 75.8169 | 3170516.911 | 143670.8746 | 3244273.8716 | 2643890.3082 | 0 | 617561.393 | 0 | 3829766.2098 | 9964266.0848 | 6800816.3481 | 30414762.001 | 961560.8286 | 8754830.6413 | 8754830.6413 | 1478867.319 | 4383653.3264 | 0 | 40131153.471 | 54748504.7577 | 17782.7941 | 5.2411 | 7657.0013 | 10445.9836 | 156.0983 | 212.9555
1 | 2800 | 707 | 0.045 | 15 | 15 | 7 | 2.3714e-11 | 5spot_SharedNeighbor | Water | Porous | Wet | R245fa | MinimizeLCOE_Brownfield | IgnoreSilica | 2019 | 71.4233 | 20.2319 | 1.6055 | 4 | 6948.878 | 9225.0524 | 141.6623 | 188.0652 | 137.9012 | 0 | 93.2442 | 3588197.6728 | 162381.271 | 3730785.7905 | 3143655.0116 | 0 | 645793.9569 | 0 | 4395617.3441 | 11436494.6642 | 7805642.6048 | 34908568.3159 | 961560.8286 | 8754830.6413 | 8754830.6413 | 1478867.319 | 4383653.3264 | 0 | 44624959.7858 | 59242311.0726 | 23713.7371 | 6.4219 | 6948.878 | 9225.0524 | 141.6623 | 188.0652
1 | 2800 | 707 | 0.045 | 15 | 15 | 7 | 3.1623e-11 | 5spot_SharedNeighbor | Water | Porous | Wet | R245fa | MinimizeLCOE_Brownfield | IgnoreSilica | 2019 | 83.0971 | 23.5144 | 1.9177 | 4 | 6389.456 | 8295.0318 | 130.2577 | 169.1054 | 137.8232 | 0 | 84.7467 | 3990218.5329 | 180238.5914 | 4207841.7883 | 3651400.7567 | 0 | 657685.8402 | 0 | 4948080.3487 | 12873890.0764 | 8786694.5092 | 39296050.4437 | 961560.8286 | 8754830.6413 | 8754830.6413 | 1478867.319 | 4383653.3264 | 0 | 49012441.9137 | 63629793.2004 | 31622.7766 | 7.6708 | 6389.456 | 8295.0318 | 130.2577 | 169.1054
1 | 2800 | 707 | 0.045 | 15 | 15 | 7 | 4.217e-11 | 5spot_SharedNeighbor | Water | Porous | Wet | R245fa | MinimizeLCOE_Brownfield | IgnoreSilica | 2019 | 94.4265 | 26.6648 | 2.2304 | 4 | 5950.5785 | 7589.0294 | 121.3106 | 154.7126 | 137.6668 | 0 | 99.0428 | 4359220.9357 | 196462.209 | 4653598.2429 | 4141096.0329 | 0 | 652793.6945 | 0 | 5461236.7348 | 14209017.7304 | 9697946.5671 | 43371372.1473 | 961560.8286 | 8754830.6413 | 8754830.6413 | 1478867.319 | 4383653.3264 | 0 | 53087763.6172 | 67705114.904 | 42169.6503 | 8.9214 | 5950.5785 | 7589.0294 | 121.3106 | 154.7126
1 | 2800 | 707 | 0.045 | 15 | 15 | 7 | 5.6234e-11 | 5spot_SharedNeighbor | Water | Porous | Wet | R245fa | MinimizeLCOE_Brownfield | IgnoreSilica | 2019 | 104.9212 | 29.5462 | 2.5277 | 4 | 5608.5398 | 7054.2411 | 114.3377 | 143.8102 | 137.4579 | 0 | 97.4238 | 4683924.2882 | 210577.9819 | 5052424.6845 | 4591491.7904 | 0 | 633419.7715 | 0 | 5917017.0214 | 15394864.5427 | 10507311.3832 | 46991031.4637 | 961560.8286 | 8754830.6413 | 8754830.6413 | 1478867.319 | 4383653.3264 | 0 | 56707422.9337 | 71324774.2204 | 56234.1325 | 10.1109 | 5608.5398 | 7054.2411 | 114.3377 | 143.8102
1 | 2800 | 707 | 0.045 | 15 | 15 | 7 | 7.4989e-11 | 5spot_SharedNeighbor | Water | Porous | Wet | R245fa | MinimizeLCOE_Brownfield | IgnoreSilica | 2019 | 114.236 | 32.07 | 2.7976 | 4 | 5343.5535 | 6649.8023 | 108.9356 | 135.5652 | 137.2255 | 0 | 119.8769 | 4959203.8079 | 222408.2869 | 5395673.833 | 4988332.1954 | 0 | 603455.0179 | 0 | 6305938.525 | 16406758.5162 | 11197949.8125 | 50079719.9948 | 961560.8286 | 8754830.6413 | 8754830.6413 | 1478867.319 | 4383653.3264 | 0 | 59796111.4647 | 74413462.7515 | 74989.4209 | 11.1903 | 5343.5535 | 6649.8023 | 108.9356 | 135.5652
1 | 2800 | 707 | 0.045 | 15 | 15 | 7 | 1e-10 | 5spot_SharedNeighbor | Water | Porous | Wet | R245fa | MinimizeLCOE_Brownfield | IgnoreSilica | 2019 | 122.2091 | 34.2031 | 3.0328 | 4 | 5139.3244 | 6344.2556 | 104.7721 | 129.3362 | 136.9943 | 0 | 113.7271 | 5185655.9517 | 232033.5456 | 5681794.3965 | 5325639.2721 | 0 | 567404.1879 | 0 | 6627085.6679 | 17242317.5058 | 11768235.9919 | 52630166.5194 | 961560.8286 | 8754830.6413 | 8754830.6413 | 1478867.319 | 4383653.3264 | 0 | 62346557.9893 | 76963909.2761 | 100000 | 12.1313 | 5139.3244 | 6344.2556 | 104.7721 | 129.3362
1 | 2800 | 707 | 0.045 | 15 | 15 | 7 | 1.3335e-10 | 5spot_SharedNeighbor | Water | Porous | Wet | R245fa | MinimizeLCOE_Brownfield | IgnoreSilica | 2019 | 128.823 | 35.9512 | 3.2308 | 4 | 4982.6121 | 6113.6888 | 101.5773 | 124.6358 | 136.7815 | 0 | 115.3816 | 5367191.4485 | 239670.6672 | 5913801.2831 | 5603082.731 | 0 | 529271.938 | 0 | 6884677.0464 | 17912517.4332 | 12225661.2136 | 54675873.7608 | 961560.8286 | 8754830.6413 | 8754830.6413 | 1478867.319 | 4383653.3264 | 0 | 64392265.2308 | 79009616.5175 | 133352.1432 | 12.9234 | 4982.6121 | 6113.6888 | 101.5773 | 124.6358
1 | 2800 | 707 | 0.045 | 15 | 15 | 7 | 1.7783e-10 | 5spot_SharedNeighbor | Water | Porous | Wet | R245fa | MinimizeLCOE_Brownfield | IgnoreSilica | 2019 | 136.3897 | 37.9379 | 3.4337 | 4 | 4861.7545 | 5925.997 | 99.1134 | 120.8095 | 136.5366 | 0 | 107.5483 | 5569845.199 | 248148.317 | 6174853.7949 | 5919291.0619 | 0 | 510545.6411 | 0 | 7184846.7654 | 18693497.4689 | 12758696.1355 | 57059724.3836 | 961560.8286 | 8754830.6413 | 8754830.6413 | 1478867.319 | 4383653.3264 | 0 | 66776115.8536 | 81393467.1403 | 177827.941 | 13.735 | 4861.7545 | 5925.997 | 99.1134 | 120.8095
1 | 2800 | 707 | 0.045 | 15 | 15 | 7 | 2.3714e-10 | 5spot_SharedNeighbor | Water | Porous | Wet | R245fa | MinimizeLCOE_Brownfield | IgnoreSilica | 2019 | 140.9787 | 39.1379 | 3.5725 | 4 | 4768.6997 | 5791.6215 | 97.2164 | 118.07 | 136.3911 | 0 | 107.877 | 5690561.2898 | 253181.2014 | 6331237.0699 | 6110621.3167 | 0 | 478658.0521 | 0 | 7357060.9827 | 19141563.5362 | 13064510.4332 | 58427393.882 | 961560.8286 | 8754830.6413 | 8754830.6413 | 1478867.319 | 4383653.3264 | 0 | 68143785.3519 | 82761136.6387 | 237137.3706 | 14.2898 | 4768.6997 | 5791.6215 | 97.2164 | 118.07
1 | 2800 | 707 | 0.045 | 15 | 15 | 7 | 3.1623e-10 | 5spot_SharedNeighbor | Water | Porous | Wet | R245fa | MinimizeLCOE_Brownfield | IgnoreSilica | 2019 | 144.5675 | 40.0709 | 3.6821 | 4 | 4697.9238 | 5690.3894 | 95.7735 | 116.0063 | 136.2736 | 0 | 104.5274 | 5783430.7987 | 257033.7916 | 6452212.8862 | 6259758.0849 | 0 | 450426.8346 | 0 | 7489116.3345 | 19485144.4734 | 13299011.4828 | 59476134.6867 | 961560.8286 | 8754830.6413 | 8754830.6413 | 1478867.319 | 4383653.3264 | 0 | 69192526.1567 | 83809877.4434 | 316227.766 | 14.7283 | 4697.9238 | 5690.3894 | 95.7735 | 116.0063
1 | 2800 | 707 | 0.045 | 15 | 15 | 7 | 4.217e-10 | 5spot_SharedNeighbor | Water | Porous | Wet | R245fa | MinimizeLCOE_Brownfield | IgnoreSilica | 2019 | 147.6265 | 40.8625 | 3.7739 | 4 | 4642.5211 | 5610.8426 | 94.6441 | 114.3846 | 136.1711 | 0 | 117.8271 | 5861553.7543 | 260261.3835 | 6554434.2628 | 6386539.5331 | 0 | 427073.5491 | 0 | 7601046.3683 | 19776363.4613 | 13497774.426 | 60365046.7384 | 961560.8286 | 8754830.6413 | 8754830.6413 | 1478867.319 | 4383653.3264 | 0 | 70081438.2083 | 84698789.4951 | 421696.5034 | 15.0956 | 4642.5211 | 5610.8426 | 94.6441 | 114.3846
1 | 2800 | 707 | 0.045 | 15 | 15 | 7 | 5.6234e-10 | 5spot_SharedNeighbor | Water | Porous | Wet | R245fa | MinimizeLCOE_Brownfield | IgnoreSilica | 2019 | 149.707 | 41.3988 | 3.8388 | 4 | 4602.2917 | 5554.2364 | 93.8239 | 113.2306 | 136.0999 | 0 | 112.3756 | 5914137.7059 | 262426.5148 | 6623484.1265 | 6472582.0858 | 0 | 407048.2695 | 0 | 7675074.694 | 19968969.9795 | 13629232.3323 | 60952955.7084 | 961560.8286 | 8754830.6413 | 8754830.6413 | 1478867.319 | 4383653.3264 | 0 | 70669347.1784 | 85286698.4651 | 562341.3252 | 15.3553 | 4602.2917 | 5554.2364 | 93.8239 | 113.2306
1 | 2800 | 707 | 0.045 | 15 | 15 | 7 | 7.4989e-10 | 5spot_SharedNeighbor | Water | Porous | Wet | R245fa | MinimizeLCOE_Brownfield | IgnoreSilica | 2019 | 151.2882 | 41.8053 | 3.8885 | 4 | 4571.9037 | 5511.6897 | 93.2044 | 112.3632 | 136.0452 | 0 | 99.8931 | 5953810.1647 | 264056.1469 | 6675709.6675 | 6537874.3114 | 0 | 390823.2083 | 0 | 7730686.6645 | 20113660.9193 | 13727986.8718 | 61394607.9544 | 961560.8286 | 8754830.6413 | 8754830.6413 | 1478867.319 | 4383653.3264 | 0 | 71110999.4243 | 85728350.7111 | 749894.2093 | 15.5539 | 4571.9037 | 5511.6897 | 93.2044 | 112.3632
1 | 2800 | 707 | 0.045 | 15 | 15 | 7 | 1e-09 | 5spot_SharedNeighbor | Water | Porous | Wet | R245fa | MinimizeLCOE_Brownfield | IgnoreSilica | 2019 | 152.487 | 42.1128 | 3.9263 | 4 | 4548.9841 | 5479.7162 | 92.7372 | 111.7114 | 136.0033 | 0 | 99.5185 | 5983719.7376 | 265282.5116 | 6715158.0418 | 6587315.1948 | 0 | 377920.1169 | 0 | 7772464.2851 | 20222357.7181 | 13802174.6705 | 61726392.2764 | 961560.8286 | 8754830.6413 | 8754830.6413 | 1478867.319 | 4383653.3264 | 0 | 71442783.7464 | 86060135.0331 | 1000000 | 15.7052 | 4548.9841 | 5479.7162 | 92.7372 | 111.7114
1 | 2800 | 707 | 0.045 | 15 | 15 | 7 | 1.3335e-09 | 5spot_SharedNeighbor | Water | Porous | Wet | R245fa | MinimizeLCOE_Brownfield | IgnoreSilica | 2019 | 153.2413 | 42.3064 | 3.9523 | 4 | 4531.7327 | 5456.3453 | 92.3855 | 111.235 | 135.9767 | 0 | 126.0821 | 6002540.2471 | 266055.686 | 6739961.3947 | 6618814.3443 | 0 | 366635.4511 | 0 | 7797662.778 | 20287919.0278 | 13846921.6115 | 61926510.5405 | 961560.8286 | 8754830.6413 | 8754830.6413 | 1478867.319 | 4383653.3264 | 0 | 71642902.0105 | 86260253.2972 | 1333521.4322 | 15.8092 | 4531.7327 | 5456.3453 | 92.3855 | 111.235
1 | 2800 | 707 | 0.045 | 15 | 15 | 7 | 1.7783e-09 | 5spot_SharedNeighbor | Water | Porous | Wet | R245fa | MinimizeLCOE_Brownfield | IgnoreSilica | 2019 | 153.9017 | 42.4759 | 3.9737 | 4 | 4518.753 | 5438.3955 | 92.1209 | 110.869 | 135.9533 | 0 | 115.6512 | 6018986.5844 | 266731.1022 | 6761648.184 | 6646437.1894 | 0 | 358603.3579 | 0 | 7820438.503 | 20347176.7922 | 13887366.2534 | 62107387.9664 | 961560.8286 | 8754830.6413 | 8754830.6413 | 1478867.319 | 4383653.3264 | 0 | 71823779.4363 | 86441130.7231 | 1778279.41 | 15.8946 | 4518.753 | 5438.3955 | 92.1209 | 110.869
1 | 2800 | 707 | 0.045 | 15 | 15 | 7 | 2.3714e-09 | 5spot_SharedNeighbor | Water | Porous | Wet | R245fa | MinimizeLCOE_Brownfield | IgnoreSilica | 2019 | 154.4157 | 42.6076 | 3.9901 | 4 | 4508.9931 | 5424.8492 | 91.9219 | 110.5929 | 135.935 | 0 | 113.174 | 6031756.1564 | 267255.1442 | 6778499.5257 | 6667926.536 | 0 | 352548.2498 | 0 | 7838214.3887 | 20393426.0006 | 13918932.2884 | 62248558.29 | 961560.8286 | 8754830.6413 | 8754830.6413 | 1478867.319 | 4383653.3264 | 0 | 71964949.7599 | 86582301.0466 | 2371373.7057 | 15.9603 | 4508.9931 | 5424.8492 | 91.9219 | 110.5929
1 | 2800 | 707 | 0.045 | 15 | 15 | 7 | 3.1623e-09 | 5spot_SharedNeighbor | Water | Porous | Wet | R245fa | MinimizeLCOE_Brownfield | IgnoreSilica | 2019 | 154.7862 | 42.7025 | 4.0022 | 4 | 4501.6589 | 5414.7512 | 91.7724 | 110.387 | 135.9219 | 0 | 108.1206 | 6040943.1429 | 267631.943 | 6790630.4225 | 6683410.4202 | 0 | 347791.6343 | 0 | 7850858.9495 | 20426324.5541 | 13941386.2272 | 62348977.2938 | 961560.8286 | 8754830.6413 | 8754830.6413 | 1478867.319 | 4383653.3264 | 0 | 72065368.7637 | 86682720.0505 | 3162277.6602 | 16.0086 | 4501.6589 | 5414.7512 | 91.7724 | 110.387
1 | 2800 | 707 | 0.045 | 15 | 15 | 7 | 4.217e-09 | 5spot_SharedNeighbor | Water | Porous | Wet | R245fa | MinimizeLCOE_Brownfield | IgnoreSilica | 2019 | 155.066 | 42.7741 | 4.0113 | 4 | 4496.1503 | 5407.1675 | 91.6601 | 110.2324 | 135.9119 | 0 | 114.1576 | 6047874.9174 | 267916.1295 | 6799787.3671 | 6695106.0777 | 0 | 344181.9122 | 0 | 7860397.8975 | 20451142.94 | 13958325.2855 | 62424732.5269 | 961560.8286 | 8754830.6413 | 8754830.6413 | 1478867.319 | 4383653.3264 | 0 | 72141123.9968 | 86758475.2835 | 4216965.0343 | 16.0451 | 4496.1503 | 5407.1675 | 91.6601 | 110.2324
1 | 2800 | 707 | 0.045 | 15 | 15 | 7 | 5.6234e-09 | 5spot_SharedNeighbor | Water | Porous | Wet | R245fa | MinimizeLCOE_Brownfield | IgnoreSilica | 2019 | 155.2855 | 42.8303 | 4.0183 | 4 | 4492.0143 | 5401.4386 | 91.5758 | 110.1156 | 135.904 | 0 | 105.8392 | 6053306.2573 | 268138.7369 | 6806964.4773 | 6704277.5256 | 0 | 341514.7236 | 0 | 7867938.6711 | 20470762.486 | 13971716.0288 | 62484618.9066 | 961560.8286 | 8754830.6413 | 8754830.6413 | 1478867.319 | 4383653.3264 | 0 | 72201010.3765 | 86818361.6633 | 5623413.2519 | 16.0732 | 4492.0143 | 5401.4386 | 91.5758 | 110.1156
1 | 2800 | 707 | 0.045 | 15 | 15 | 7 | 7.4989e-09 | 5spot_SharedNeighbor | Water | Porous | Wet | R245fa | MinimizeLCOE_Brownfield | IgnoreSilica | 2019 | 155.4339 | 42.8683 | 4.0233 | 4 | 4488.9099 | 5397.21 | 91.5125 | 110.0294 | 135.8987 | 0 | 118.6717 | 6056974.3163 | 268289.0301 | 6811812.9336 | 6710475.8073 | 0 | 339371.7228 | 0 | 7872900.2859 | 20483671.59 | 13980526.7575 | 62524022.4434 | 961560.8286 | 8754830.6413 | 8754830.6413 | 1478867.319 | 4383653.3264 | 0 | 72240413.9133 | 86857765.2001 | 7498942.0933 | 16.0931 | 4488.9099 | 5397.21 | 91.5125 | 110.0294
1 | 2800 | 707 | 0.045 | 15 | 15 | 7 | 1e-08 | 5spot_SharedNeighbor | Water | Porous | Wet | R245fa | MinimizeLCOE_Brownfield | IgnoreSilica | 2019 | 155.5607 | 42.9007 | 4.0273 | 4 | 4486.5804 | 5393.9729 | 91.465 | 109.9634 | 135.8942 | 0 | 111.0603 | 6060110.0868 | 268417.5013 | 6815958.3483 | 6715776.5513 | 0 | 337872.8289 | 0 | 7877272.7735 | 20495047.9057 | 13988291.3268 | 62558747.3226 | 961560.8286 | 8754830.6413 | 8754830.6413 | 1478867.319 | 4383653.3264 | 0 | 72275138.7925 | 86892490.0793 | 10000000 | 16.1092 | 4486.5804 | 5393.9729 | 91.465 | 109.9634
1 | 2900 | 707 | 0.045 | 15 | 15 | 7 | 1e-13 | 5spot_SharedNeighbor | Water | Porous | Wet | R245fa | MinimizeLCOE_Brownfield | IgnoreSilica | 2019 | 0 | 0 | 0 | 0 |  |  |  |  | 15 |  | 11.2629 | [19 empty] | 100 | 0
1 | 2900 | 707 | 0.045 | 15 | 15 | 7 | 1.3335e-13 | 5spot_SharedNeighbor | Water | Porous | Wet | R245fa | MinimizeLCOE_Brownfield | IgnoreSilica | 2019 | 0 | 0 | 0 | 0 |  |  |  |  | 15 |  | 12.2525 | [19 empty] | 133.3521 | 0
1 | 2900 | 707 | 0.045 | 15 | 15 | 7 | 1.7783e-13 | 5spot_SharedNeighbor | Water | Porous | Wet | R245fa | MinimizeLCOE_Brownfield | IgnoreSilica | 2019 | 0.87181 | 0.15487 | 0.0031078 | 4 | 884882.9878 | 2102422.2536 | 18039.5366 | 42860.7214 | 106.2858 | 0 | 26.3387 | 100365.9807 | 3642.1347 | 77361.0051 | 54218.2077 | 0 | 59409.5935 | 0 | 115048.7994 | 299333.3764 | 204301.18 | 913680.2774 | 961560.8286 | 9125037.6958 | 9125037.6958 | 1478867.319 | 4531736.1482 | 0 | 11000278.8018 | 26135919.9648 | 177.8279 | 0.012431 | 884882.9878 | 2102422.2536 | 18039.5366 | 42860.7214
1 | 2900 | 707 | 0.045 | 15 | 15 | 7 | 2.3714e-13 | 5spot_SharedNeighbor | Water | Porous | Wet | R245fa | MinimizeLCOE_Brownfield | IgnoreSilica | 2019 | 1.1424 | 0.22813 | 0.0076334 | 4 | 368966.5989 | 864668.145 | 7521.8832 | 17627.4297 | 113.5182 | 0 | 21.7848 | 137038.1764 | 5243.2274 | 104909.3295 | 65786.5873 | 0 | 67794.1617 | 0 | 148500.8781 | 386368.823 | 263704.6608 | 1179345.8442 | 961560.8286 | 9125037.6958 | 9125037.6958 | 1478867.319 | 4531736.1482 | 0 | 11265944.3686 | 26401585.5315 | 237.1374 | 0.030534 | 368966.5989 | 864668.145 | 7521.8832 | 17627.4297
1 | 2900 | 707 | 0.045 | 15 | 15 | 7 | 3.1623e-13 | 5spot_SharedNeighbor | Water | Porous | Wet | R245fa | MinimizeLCOE_Brownfield | IgnoreSilica | 2019 | 1.4908 | 0.32622 | 0.014328 | 4 | 202259.2222 | 466356.6777 | 4123.3278 | 9507.3117 | 119.4954 | 0 | 23.8318 | 181510.1005 | 7255 | 139072.2055 | 80982.9769 | 0 | 77107.9326 | 0 | 189512.0041 | 493071.3603 | 336531.335 | 1505042.915 | 961560.8286 | 9125037.6958 | 9125037.6958 | 1478867.319 | 4531736.1482 | 0 | 11591641.4394 | 26727282.6023 | 316.2278 | 0.057311 | 202259.2222 | 466356.6777 | 4123.3278 | 9507.3117
1 | 2900 | 707 | 0.045 | 15 | 15 | 7 | 4.217e-13 | 5spot_SharedNeighbor | Water | Porous | Wet | R245fa | MinimizeLCOE_Brownfield | IgnoreSilica | 2019 | 1.9626 | 0.46253 | 0.024009 | 4 | 125062.4884 | 282666.3694 | 2549.568 | 5762.5363 | 124.559 | 0 | 154.6287 | 237470.3505 | 9849.2039 | 183236.0073 | 101779.7345 | 0 | 88827.4423 | 0 | 242253.468 | 630293.8308 | 430188.4908 | 1923898.5281 | 961560.8286 | 9125037.6958 | 9125037.6958 | 1478867.319 | 4531736.1482 | 0 | 12010497.0525 | 27146138.2155 | 421.6965 | 0.096036 | 125062.4884 | 282666.3694 | 2549.568 | 5762.5363
1 | 2900 | 707 | 0.045 | 15 | 15 | 7 | 5.6234e-13 | 5spot_SharedNeighbor | Water | Porous | Wet | R245fa | MinimizeLCOE_Brownfield | IgnoreSilica | 2019 | 2.6044 | 0.65136 | 0.037746 | 4 | 83119.3211 | 183365.2379 | 1694.4998 | 3738.1484 | 128.732 | 0 | 211.2493 | 307664.2605 | 13158.7003 | 240276.4878 | 130502.1578 | 0 | 103677.6783 | 0 | 310158.921 | 806969.8902 | 550773.5317 | 2463181.6277 | 961560.8286 | 9125037.6958 | 9125037.6958 | 1478867.319 | 4531736.1482 | 0 | 12549780.1521 | 27685421.315 | 562.3413 | 0.15099 | 83119.3211 | 183365.2379 | 1694.4998 | 3738.1484
1 | 2900 | 707 | 0.045 | 15 | 15 | 7 | 7.4989e-13 | 5spot_SharedNeighbor | Water | Porous | Wet | R245fa | MinimizeLCOE_Brownfield | IgnoreSilica | 2019 | 3.4406 | 0.89998 | 0.056387 | 4 | 58561.4368 | 125667.6199 | 1193.8541 | 2561.9044 | 131.9715 | 0 | 284.5494 | 391440.6368 | 17144.6336 | 310517.3298 | 168038.2622 | 0 | 120782.8311 | 0 | 393090.2405 | 1022740.1718 | 698041.1825 | 3121795.2884 | 961560.8286 | 9125037.6958 | 9125037.6958 | 1478867.319 | 4531736.1482 | 0 | 13208393.8128 | 28344034.9757 | 749.8942 | 0.22555 | 58561.4368 | 125667.6199 | 1193.8541 | 2561.9044
1 | 2900 | 707 | 0.045 | 15 | 15 | 7 | 1e-12 | 5spot_SharedNeighbor | Water | Porous | Wet | R245fa | MinimizeLCOE_Brownfield | IgnoreSilica | 2019 | 4.5453 | 1.2307 | 0.081607 | 4 | 42972.0579 | 89339.7819 | 876.0435 | 1821.3123 | 134.5034 | 0 | 37.7702 | 492875.4959 | 21994.7556 | 398185.6609 | 218021.0059 | 0 | 141214.1838 | 0 | 496193.5298 | 1290993.7812 | 881129.7829 | 3940608.1958 | 961560.8286 | 9125037.6958 | 9125037.6958 | 1478867.319 | 4531736.1482 | 0 | 14027206.7202 | 29162847.8832 | 1000 | 0.32643 | 42972.0579 | 89339.7819 | 876.0435 | 1821.3123
1 | 2900 | 707 | 0.045 | 15 | 15 | 7 | 1.3335e-12 | 5spot_SharedNeighbor | Water | Porous | Wet | R245fa | MinimizeLCOE_Brownfield | IgnoreSilica | 2019 | 6.0385 | 1.6785 | 0.11568 | 4 | 32557.8491 | 65268.6928 | 663.7358 | 1330.5906 | 136.4846 | 0 | 39.5831 | 617771.6261 | 27960.0181 | 509705.7178 | 284974.9086 | 0 | 166898.9574 | 0 | 626851.3789 | 1630938.703 | 1113149.1772 | 4978250.4871 | 961560.8286 | 9125037.6958 | 9125037.6958 | 1478867.319 | 4531736.1482 | 0 | 15064849.0115 | 30200490.1744 | 1333.5214 | 0.46271 | 32557.8491 | 65268.6928 | 663.7358 | 1330.5906
1 | 2900 | 707 | 0.045 | 15 | 15 | 7 | 1.7783e-12 | 5spot_SharedNeighbor | Water | Porous | Wet | R245fa | MinimizeLCOE_Brownfield | IgnoreSilica | 2019 | 8.0265 | 2.2728 | 0.16079 | 4 | 25437.985 | 48971.4139 | 518.5877 | 998.3485 | 137.8744 | 0 | 38.3328 | 768715.1585 | 35137.5703 | 648981.8729 | 374581.3391 | 0 | 198239.0981 | 0 | 790005.4651 | 2055432.1679 | 1402874.6895 | 6273967.3613 | 961560.8286 | 9125037.6958 | 9125037.6958 | 1478867.319 | 4531736.1482 | 0 | 16360565.8856 | 31496207.0486 | 1778.2794 | 0.64315 | 25437.985 | 48971.4139 | 518.5877 | 998.3485
1 | 2900 | 707 | 0.045 | 15 | 15 | 7 | 2.3714e-12 | 5spot_SharedNeighbor | Water | Porous | Wet | R245fa | MinimizeLCOE_Brownfield | IgnoreSilica | 2019 | 10.6742 | 3.0762 | 0.22302 | 4 | 20184.8906 | 37151.641 | 411.4963 | 757.3865 | 139.2166 | 0 | 44.1169 | 956257.8646 | 44112.9997 | 826047.6716 | 494646.745 | 0 | 235996.9287 | 0 | 997254.2617 | 2594651.024 | 1770902.6386 | 7919870.1339 | 961560.8286 | 9125037.6958 | 9125037.6958 | 1478867.319 | 4531736.1482 | 0 | 18006468.6583 | 33142109.8213 | 2371.3737 | 0.89208 | 20184.8906 | 37151.641 | 411.4963 | 757.3865
1 | 2900 | 707 | 0.045 | 15 | 15 | 7 | 3.1623e-12 | 5spot_SharedNeighbor | Water | Porous | Wet | R245fa | MinimizeLCOE_Brownfield | IgnoreSilica | 2019 | 14.1969 | 4.1402 | 0.30498 | 4 | 16447.4918 | 28854.6228 | 335.3044 | 588.2405 | 140.1102 | 0 | 39.2637 | 1182925.9898 | 54887.4199 | 1046987.8638 | 654622.6836 | 0 | 282119.8183 | 0 | 1256402.0724 | 3268900.4689 | 2231091.7392 | 9977938.0559 | 961560.8286 | 9125037.6958 | 9125037.6958 | 1478867.319 | 4531736.1482 | 0 | 20064536.5803 | 35200177.7432 | 3162.2777 | 1.2199 | 16447.4918 | 28854.6228 | 335.3044 | 588.2405
1 | 2900 | 707 | 0.045 | 15 | 15 | 7 | 4.217e-12 | 5spot_SharedNeighbor | Water | Porous | Wet | R245fa | MinimizeLCOE_Brownfield | IgnoreSilica | 2019 | 18.8574 | 5.5488 | 0.41387 | 4 | 13676.4882 | 22819.329 | 278.8137 | 465.2029 | 140.7855 | 0 | 42.4954 | 1458134.8414 | 67931.2409 | 1322774.9466 | 866886.4639 | 0 | 337647.802 | 0 | 1580816.365 | 4112959.9117 | 2807179.6526 | 12554331.2241 | 961560.8286 | 9125037.6958 | 9125037.6958 | 1478867.319 | 4531736.1482 | 0 | 22640929.7485 | 37776570.9114 | 4216.965 | 1.6555 | 13676.4882 | 22819.329 | 278.8137 | 465.2029
1 | 2900 | 707 | 0.045 | 15 | 15 | 7 | 5.6234e-12 | 5spot_SharedNeighbor | Water | Porous | Wet | R245fa | MinimizeLCOE_Brownfield | IgnoreSilica | 2019 | 25.0595 | 7.4237 | 0.55856 | 4 | 11586.6068 | 18361.0052 | 236.2087 | 374.3139 | 141.2987 | 0 | 44.2833 | 1794220.1104 | 83792.8909 | 1669049.9091 | 1148857.5336 | 0 | 405592.0452 | 0 | 1989589.8708 | 5176504.7228 | 3533070.8399 | 15800677.9227 | 961560.8286 | 9125037.6958 | 9125037.6958 | 1478867.319 | 4531736.1482 | 0 | 25887276.4471 | 41022917.61 | 5623.4133 | 2.2342 | 11586.6068 | 18361.0052 | 236.2087 | 374.3139
1 | 2900 | 707 | 0.045 | 15 | 15 | 7 | 7.4989e-12 | 5spot_SharedNeighbor | Water | Porous | Wet | R245fa | MinimizeLCOE_Brownfield | IgnoreSilica | 2019 | 33.2541 | 9.9011 | 0.74968 | 4 | 9989.5713 | 15036.953 | 203.6509 | 306.5486 | 141.6867 | 0 | 54.9513 | 2202263.1752 | 102971.5745 | 2100926.3041 | 1521062.1758 | 0 | 487893.4558 | 0 | 2501895.5073 | 6509418.9007 | 4442812.1549 | 19869243.2484 | 961560.8286 | 9125037.6958 | 9125037.6958 | 1478867.319 | 4531736.1482 | 0 | 29955841.7728 | 45091482.9357 | 7498.9421 | 2.9987 | 9989.5713 | 15036.953 | 203.6509 | 306.5486
1 | 2900 | 707 | 0.045 | 15 | 15 | 7 | 1e-11 | 5spot_SharedNeighbor | Water | Porous | Wet | R245fa | MinimizeLCOE_Brownfield | IgnoreSilica | 2019 | 43.7487 | 13.0741 | 0.99663 | 4 | 8755.4751 | 12552.1959 | 178.4922 | 255.8935 | 141.9709 | 0 | 45.191 | 2683600.3784 | 125504.9872 | 2623673.8618 | 1997754.4346 | 0 | 582092.0409 | 0 | 3124924.0242 | 8130411.3008 | 5549172.7761 | 24817133.8041 | 961560.8286 | 9125037.6958 | 9125037.6958 | 1478867.319 | 4531736.1482 | 0 | 34903732.3285 | 50039373.4914 | 10000 | 3.9865 | 8755.4751 | 12552.1959 | 178.4922 | 255.8935
1 | 2900 | 707 | 0.045 | 15 | 15 | 7 | 1.3335e-11 | 5spot_SharedNeighbor | Water | Porous | Wet | R245fa | MinimizeLCOE_Brownfield | IgnoreSilica | 2019 | 53.7292 | 16.0881 | 1.2626 | 4 | 7782.8143 | 10779.7218 | 158.6632 | 219.7592 | 142.1223 | 0 | 50.8605 | 3109896.2744 | 145377.9893 | 3097005.6135 | 2450788.7822 | 0 | 631057.6523 | 0 | 3679309.2615 | 9572807.9684 | 6533638.14 | 29219881.6816 | 961560.8286 | 9125037.6958 | 9125037.6958 | 1478867.319 | 4531736.1482 | 0 | 39306480.206 | 54442121.369 | 13335.2143 | 5.0504 | 7782.8143 | 10779.7218 | 158.6632 | 219.7592
1 | 2900 | 707 | 0.045 | 15 | 15 | 7 | 1.7783e-11 | 5spot_SharedNeighbor | Water | Porous | Wet | R245fa | MinimizeLCOE_Brownfield | IgnoreSilica | 2019 | 64.8734 | 19.4424 | 1.5702 | 4 | 7007.2231 | 9417.0585 | 142.8517 | 191.9795 | 142.1917 | 0 | 68.4362 | 3557275.8021 | 166120.7483 | 3603442.3595 | 2955655.5744 | 0 | 670503.9185 | 0 | 4271669.3771 | 11114007.4793 | 7585538.4746 | 33924213.7338 | 961560.8286 | 9125037.6958 | 9125037.6958 | 1478867.319 | 4531736.1482 | 0 | 44010812.2582 | 59146453.4212 | 17782.7941 | 6.2808 | 7007.2231 | 9417.0585 | 142.8517 | 191.9795
1 | 2900 | 707 | 0.045 | 15 | 15 | 7 | 2.3714e-11 | 5spot_SharedNeighbor | Water | Porous | Wet | R245fa | MinimizeLCOE_Brownfield | IgnoreSilica | 2019 | 76.6346 | 22.9588 | 1.907 | 4 | 6391.5387 | 8375.7368 | 130.3002 | 170.7507 | 142.1634 | 0 | 76.0595 | 4001565.9667 | 186560.1788 | 4116093.6019 | 3486392.6163 | 0 | 694201.3628 | 0 | 4869077.3533 | 12668340.4882 | 8646402.6916 | 38668634.2596 | 961560.8286 | 9125037.6958 | 9125037.6958 | 1478867.319 | 4531736.1482 | 0 | 48755232.7839 | 63890873.9469 | 23713.7371 | 7.6281 | 6391.5387 | 8375.7368 | 130.3002 | 170.7507
1 | 2900 | 707 | 0.045 | 15 | 15 | 7 | 3.1623e-11 | 5spot_SharedNeighbor | Water | Porous | Wet | R245fa | MinimizeLCOE_Brownfield | IgnoreSilica | 2019 | 88.4218 | 26.4477 | 2.2561 | 4 | 5906.0149 | 7583.2065 | 120.4021 | 154.5939 | 142.0391 | 0 | 99.5634 | 4421417.441 | 205679.8945 | 4609696.7862 | 4015196.3978 | 0 | 699601.8316 | 0 | 5441121.017 | 14156680.7587 | 9662225.5085 | 43211619.6354 | 961560.8286 | 9125037.6958 | 9125037.6958 | 1478867.319 | 4531736.1482 | 0 | 53298218.1597 | 68433859.3227 | 31622.7766 | 9.0244 | 5906.0149 | 7583.2065 | 120.4021 | 154.5939
1 | 2900 | 707 | 0.045 | 15 | 15 | 7 | 4.217e-11 | 5spot_SharedNeighbor | Water | Porous | Wet | R245fa | MinimizeLCOE_Brownfield | IgnoreSilica | 2019 | 99.7077 | 29.7458 | 2.5996 | 4 | 5525.6898 | 6981.2569 | 112.6487 | 142.3224 | 141.8386 | 0 | 98.6689 | 4801679.6155 | 222794.3402 | 5064778.4081 | 4517755.6156 | 0 | 687834.5549 | 0 | 5964988.5884 | 15519676.7195 | 10592498.2585 | 47372006.1006 | 961560.8286 | 9125037.6958 | 9125037.6958 | 1478867.319 | 4531736.1482 | 0 | 57458604.625 | 72594245.788 | 42169.6503 | 10.3984 | 5525.6898 | 6981.2569 | 112.6487 | 142.3224
1 | 2900 | 707 | 0.045 | 15 | 15 | 7 | 5.6234e-11 | 5spot_SharedNeighbor | Water | Porous | Wet | R245fa | MinimizeLCOE_Brownfield | IgnoreSilica | 2019 | 110.0024 | 32.7123 | 2.9206 | 4 | 5229.6409 | 6525.2396 | 106.6133 | 133.0258 | 141.5931 | 0 | 111.6555 | 5131339.6565 | 237444.819 | 5465870.2167 | 4972480.2442 | 0 | 661620.8896 | 0 | 6422814.7722 | 16710846.5367 | 11405496.1348 | 51007913.2697 | 961560.8286 | 9125037.6958 | 9125037.6958 | 1478867.319 | 4531736.1482 | 0 | 61094511.7941 | 76230152.9571 | 56234.1325 | 11.6824 | 5229.6409 | 6525.2396 | 106.6133 | 133.0258
1 | 2900 | 707 | 0.045 | 15 | 15 | 7 | 7.4989e-11 | 5spot_SharedNeighbor | Water | Porous | Wet | R245fa | MinimizeLCOE_Brownfield | IgnoreSilica | 2019 | 119.0233 | 35.2754 | 3.2075 | 4 | 5000.4892 | 6180.197 | 101.9417 | 125.9917 | 141.3331 | 0 | 107.3757 | 5407486.0642 | 249562.519 | 5806880.3934 | 5367759.0033 | 0 | 625595.8465 | 0 | 6808340.6923 | 17713905.8986 | 12090104.7602 | 54069635.1775 | 961560.8286 | 9125037.6958 | 9125037.6958 | 1478867.319 | 4531736.1482 | 0 | 64156233.7019 | 79291874.8648 | 74989.4209 | 12.83 | 5000.4892 | 6180.197 | 101.9417 | 125.9917
1 | 2900 | 707 | 0.045 | 15 | 15 | 7 | 1e-10 | 5spot_SharedNeighbor | Water | Porous | Wet | R245fa | MinimizeLCOE_Brownfield | IgnoreSilica | 2019 | 126.6844 | 37.4235 | 3.4549 | 4 | 4823.9832 | 5919.2233 | 98.3434 | 120.6714 | 141.082 | 0 | 120.0889 | 5633082.2813 | 259344.3405 | 6089100.0197 | 5700954.5847 | 0 | 584770.1323 | 0 | 7124228.0298 | 18535779.9534 | 12651050.6904 | 56578310.0321 | 961560.8286 | 9125037.6958 | 9125037.6958 | 1478867.319 | 4531736.1482 | 0 | 66664908.5565 | 81800549.7194 | 100000 | 13.8195 | 4823.9832 | 5919.2233 | 98.3434 | 120.6714
1 | 2900 | 707 | 0.045 | 15 | 15 | 7 | 1.3335e-10 | 5spot_SharedNeighbor | Water | Porous | Wet | R245fa | MinimizeLCOE_Brownfield | IgnoreSilica | 2019 | 135.1936 | 39.782 | 3.7041 | 4 | 4688.034 | 5709.5931 | 95.5719 | 116.3978 | 140.7873 | 0 | 113.3444 | 5875122.7234 | 269723.775 | 6395491.5342 | 6066510.2249 | 0 | 562500.5505 | 0 | 7476046.0351 | 19451138.2355 | 13275801.5267 | 59372334.6054 | 961560.8286 | 9125037.6958 | 9125037.6958 | 1478867.319 | 4531736.1482 | 0 | 69458933.1298 | 84594574.2928 | 133352.1432 | 14.8162 | 4688.034 | 5709.5931 | 95.5719 | 116.3978
1 | 2900 | 707 | 0.045 | 15 | 15 | 7 | 1.7783e-10 | 5spot_SharedNeighbor | Water | Porous | Wet | R245fa | MinimizeLCOE_Brownfield | IgnoreSilica | 2019 | 140.7009 | 41.3019 | 3.883 | 4 | 4582.4653 | 5556.9406 | 93.4198 | 113.2858 | 140.6041 | 0 | 117.8929 | 6028632.4787 | 276281.1837 | 6591066.2033 | 6301931.3312 | 0 | 525587.5709 | 0 | 7692164.5195 | 20013434.1998 | 13659580.0763 | 61088677.5636 | 961560.8286 | 9125037.6958 | 9125037.6958 | 1478867.319 | 4531736.1482 | 0 | 71175276.088 | 86310917.251 | 177827.941 | 15.5321 | 4582.4653 | 5556.9406 | 93.4198 | 113.2858
1 | 2900 | 707 | 0.045 | 15 | 15 | 7 | 2.3714e-10 | 5spot_SharedNeighbor | Water | Porous | Wet | R245fa | MinimizeLCOE_Brownfield | IgnoreSilica | 2019 | 145.064 | 42.4974 | 4.0263 | 4 | 4501.9232 | 5441.7246 | 91.7778 | 110.9369 | 140.4533 | 0 | 130.5285 | 6147817.9477 | 281338.5923 | 6743956.0845 | 6487529.3045 | 0 | 491905.5514 | 0 | 7859493.5174 | 20448789.9284 | 13956719.3067 | 62417550.2329 | 961560.8286 | 9125037.6958 | 9125037.6958 | 1478867.319 | 4531736.1482 | 0 | 72504148.7573 | 87639789.9203 | 237137.3706 | 16.1051 | 4501.9232 | 5441.7246 | 91.7778 | 110.9369
1 | 2900 | 707 | 0.045 | 15 | 15 | 7 | 3.1623e-10 | 5spot_SharedNeighbor | Water | Porous | Wet | R245fa | MinimizeLCOE_Brownfield | IgnoreSilica | 2019 | 148.4501 | 43.4198 | 4.1387 | 4 | 4440.6697 | 5354.9434 | 90.5291 | 109.1678 | 140.3329 | 0 | 128.8533 | 6238863.5823 | 285181.1588 | 6861382.7793 | 6631005.3404 | 0 | 462325.0058 | 0 | 7986715.5679 | 20779795.6072 | 14182637.484 | 63427906.5256 | 961560.8286 | 9125037.6958 | 9125037.6958 | 1478867.319 | 4531736.1482 | 0 | 73514505.05 | 88650146.213 | 316227.766 | 16.5548 | 4440.6697 | 5354.9434 | 90.5291 | 109.1678
1 | 2900 | 707 | 0.045 | 15 | 15 | 7 | 4.217e-10 | 5spot_SharedNeighbor | Water | Porous | Wet | R245fa | MinimizeLCOE_Brownfield | IgnoreSilica | 2019 | 151.3395 | 44.2033 | 4.2329 | 4 | 4392.56 | 5286.4985 | 89.5483 | 107.7724 | 140.228 | 0 | 123.5457 | 6315577.2122 | 288404.7518 | 6960754.8097 | 6753048.1772 | 0 | 437907.0722 | 0 | 8094719.8891 | 21060800.696 | 14374429.2312 | 64285641.8395 | 961560.8286 | 9125037.6958 | 9125037.6958 | 1478867.319 | 4531736.1482 | 0 | 74372240.3638 | 89507881.5268 | 421696.5034 | 16.9314 | 4392.56 | 5286.4985 | 89.5483 | 107.7724
1 | 2900 | 707 | 0.045 | 15 | 15 | 7 | 5.6234e-10 | 5spot_SharedNeighbor | Water | Porous | Wet | R245fa | MinimizeLCOE_Brownfield | IgnoreSilica | 2019 | 153.3 | 44.7328 | 4.2991 | 4 | 4357.7615 | 5237.9218 | 88.8389 | 106.7821 | 140.1555 | 0 | 138.0354 | 6367103.656 | 290562.0169 | 7027735.1411 | 6835638.422 | 0 | 417338.505 | 0 | 8165967.319 | 21246171.8938 | 14500948.8827 | 64851465.8364 | 961560.8286 | 9125037.6958 | 9125037.6958 | 1478867.319 | 4531736.1482 | 0 | 74938064.3608 | 90073705.5237 | 562341.3252 | 17.1965 | 4357.7615 | 5237.9218 | 88.8389 | 106.7821
1 | 2900 | 707 | 0.045 | 15 | 15 | 7 | 7.4989e-10 | 5spot_SharedNeighbor | Water | Porous | Wet | R245fa | MinimizeLCOE_Brownfield | IgnoreSilica | 2019 | 154.7862 | 45.1331 | 4.3497 | 4 | 4331.4771 | 5201.4083 | 88.303 | 106.0377 | 140.0999 | 0 | 119.9239 | 6405889.6188 | 292181.7402 | 7078277.286 | 6898133.605 | 0 | 400741.7891 | 0 | 8219337.3752 | 21385029.8325 | 14595722.2791 | 65275313.5259 | 961560.8286 | 9125037.6958 | 9125037.6958 | 1478867.319 | 4531736.1482 | 0 | 75361912.0502 | 90497553.2132 | 749894.2093 | 17.3987 | 4331.4771 | 5201.4083 | 88.303 | 106.0377
1 | 2900 | 707 | 0.045 | 15 | 15 | 7 | 1e-09 | 5spot_SharedNeighbor | Water | Porous | Wet | R245fa | MinimizeLCOE_Brownfield | IgnoreSilica | 2019 | 155.9091 | 45.4349 | 4.3881 | 4 | 4311.6532 | 5173.9736 | 87.8989 | 105.4785 | 140.0575 | 0 | 125.0367 | 6435040.4746 | 293396.7223 | 7116334.5014 | 6945290.1308 | 0 | 387571.9368 | 0 | 8259277.1687 | 21488944.9823 | 14666646.5041 | 65592502.421 | 961560.8286 | 9125037.6958 | 9125037.6958 | 1478867.319 | 4531736.1482 | 0 | 75679100.9454 | 90814742.1084 | 1000000 | 17.5522 | 4311.6532 | 5173.9736 | 87.8989 | 105.4785
1 | 2900 | 707 | 0.045 | 15 | 15 | 7 | 1.3335e-09 | 5spot_SharedNeighbor | Water | Porous | Wet | R245fa | MinimizeLCOE_Brownfield | IgnoreSilica | 2019 | 156.7445 | 45.6591 | 4.4169 | 4 | 4296.7201 | 5153.4114 | 87.5945 | 105.0593 | 140.0258 | 0 | 121.4361 | 6456637.905 | 294295.5456 | 7144570.1414 | 6980331.8317 | 0 | 377167.3386 | 0 | 8288671.0774 | 21565421.9031 | 14718843.574 | 65825939.3168 | 961560.8286 | 9125037.6958 | 9125037.6958 | 1478867.319 | 4531736.1482 | 0 | 75912537.8412 | 91048179.0042 | 1333521.4322 | 17.6676 | 4296.7201 | 5153.4114 | 87.5945 | 105.0593
1 | 2900 | 707 | 0.045 | 15 | 15 | 7 | 1.7783e-09 | 5spot_SharedNeighbor | Water | Porous | Wet | R245fa | MinimizeLCOE_Brownfield | IgnoreSilica | 2019 | 157.3707 | 45.827 | 4.4386 | 4 | 4285.4823 | 5137.9816 | 87.3654 | 104.7447 | 140.0019 | 0 | 118.5686 | 6472779.9974 | 294966.5857 | 7165695.8028 | 7006580.3884 | 0 | 369082.3693 | 0 | 8310551.006 | 21622348.9892 | 14757697.48 | 65999702.6187 | 961560.8286 | 9125037.6958 | 9125037.6958 | 1478867.319 | 4531736.1482 | 0 | 76086301.1431 | 91221942.306 | 1778279.41 | 17.7544 | 4285.4823 | 5137.9816 | 87.3654 | 104.7447
1 | 2900 | 707 | 0.045 | 15 | 15 | 7 | 2.3714e-09 | 5spot_SharedNeighbor | Water | Porous | Wet | R245fa | MinimizeLCOE_Brownfield | IgnoreSilica | 2019 | 157.8117 | 45.9452 | 4.4544 | 4 | 4277.0334 | 5126.5099 | 87.1931 | 104.5108 | 139.9851 | 0 | 118.477 | 6484139.8592 | 295439.5806 | 7180552.071 | 7025158.6534 | 0 | 362627.9981 | 0 | 8325688.0833 | 21661732.5593 | 14784577.5758 | 66119916.3807 | 961560.8286 | 9125037.6958 | 9125037.6958 | 1478867.319 | 4531736.1482 | 0 | 76206514.9051 | 91342156.0681 | 2371373.7057 | 17.8176 | 4277.0334 | 5126.5099 | 87.1931 | 104.5108
1 | 2900 | 707 | 0.045 | 15 | 15 | 7 | 3.1623e-09 | 5spot_SharedNeighbor | Water | Porous | Wet | R245fa | MinimizeLCOE_Brownfield | IgnoreSilica | 2019 | 158.1601 | 46.0384 | 4.4666 | 4 | 4270.6845 | 5117.8345 | 87.0637 | 104.334 | 139.9717 | 0 | 122.7099 | 6493102.1408 | 295812.6632 | 7192276.7005 | 7039841.0104 | 0 | 357832.6636 | 0 | 8337757.4196 | 21693134.4967 | 14806010.0433 | 66215767.1381 | 961560.8286 | 9125037.6958 | 9125037.6958 | 1478867.319 | 4531736.1482 | 0 | 76302365.6625 | 91438006.8255 | 3162277.6602 | 17.8665 | 4270.6845 | 5117.8345 | 87.0637 | 104.334
1 | 2900 | 707 | 0.045 | 15 | 15 | 7 | 4.217e-09 | 5spot_SharedNeighbor | Water | Porous | Wet | R245fa | MinimizeLCOE_Brownfield | IgnoreSilica | 2019 | 158.4159 | 46.1069 | 4.4757 | 4 | 4265.9159 | 5111.3469 | 86.9665 | 104.2017 | 139.9619 | 0 | 127.6818 | 6499673.7662 | 296086.0998 | 7200877.569 | 7050617.233 | 0 | 354138.1231 | 0 | 8346543.1885 | 21715993.2651 | 14821611.6225 | 66285540.8672 | 961560.8286 | 9125037.6958 | 9125037.6958 | 1478867.319 | 4531736.1482 | 0 | 76372139.3916 | 91507780.5545 | 4216965.0343 | 17.9029 | 4265.9159 | 5111.3469 | 86.9665 | 104.2017
1 | 2900 | 707 | 0.045 | 15 | 15 | 7 | 5.6234e-09 | 5spot_SharedNeighbor | Water | Porous | Wet | R245fa | MinimizeLCOE_Brownfield | IgnoreSilica | 2019 | 158.6157 | 46.1603 | 4.4827 | 4 | 4262.3356 | 5106.4496 | 86.8935 | 104.1019 | 139.9542 | 0 | 116.0314 | 6504804.2446 | 296299.507 | 7207594.2943 | 7059035.9671 | 0 | 351399.833 | 0 | 8353462.1999 | 21733995.1135 | 14833898.2539 | 66340489.4133 | 961560.8286 | 9125037.6958 | 9125037.6958 | 1478867.319 | 4531736.1482 | 0 | 76427087.9377 | 91562729.1007 | 5623413.2519 | 17.9308 | 4262.3356 | 5106.4496 | 86.8935 | 104.1019
1 | 2900 | 707 | 0.045 | 15 | 15 | 7 | 7.4989e-09 | 5spot_SharedNeighbor | Water | Porous | Wet | R245fa | MinimizeLCOE_Brownfield | IgnoreSilica | 2019 | 158.7667 | 46.2007 | 4.488 | 4 | 4259.6482 | 5102.7723 | 86.8387 | 104.0269 | 139.9483 | 0 | 109.536 | 6508676.4943 | 296460.5358 | 7212665.0031 | 7065393.4855 | 0 | 349336.8931 | 0 | 8358687.6406 | 21747590.6383 | 14843177.4789 | 66381988.1697 | 961560.8286 | 9125037.6958 | 9125037.6958 | 1478867.319 | 4531736.1482 | 0 | 76468586.6941 | 91604227.857 | 7498942.0933 | 17.9519 | 4259.6482 | 5102.7723 | 86.8387 | 104.0269
1 | 2900 | 707 | 0.045 | 15 | 15 | 7 | 1e-08 | 5spot_SharedNeighbor | Water | Porous | Wet | R245fa | MinimizeLCOE_Brownfield | IgnoreSilica | 2019 | 158.8787 | 46.2307 | 4.4919 | 4 | 4257.6316 | 5100.0184 | 86.7976 | 103.9708 | 139.944 | 0 | 108.7964 | 6511549.4089 | 296579.9825 | 7216427.798 | 7070112.2518 | 0 | 347770.5924 | 0 | 8362551.6131 | 21757643.902 | 14850039.038 | 66412674.5866 | 961560.8286 | 9125037.6958 | 9125037.6958 | 1478867.319 | 4531736.1482 | 0 | 76499273.111 | 91634914.2739 | 10000000 | 17.9676 | 4257.6316 | 5100.0184 | 86.7976 | 103.9708
1 | 3000 | 707 | 0.045 | 15 | 15 | 7 | 1e-13 | 5spot_SharedNeighbor | Water | Porous | Wet | R245fa | MinimizeLCOE_Brownfield | IgnoreSilica | 2019 | 0 | 0 | 0 | 0 |  |  |  |  | 15 |  | 11.8444 | [19 empty] | 100 | 0
1 | 3000 | 707 | 0.045 | 15 | 15 | 7 | 1.3335e-13 | 5spot_SharedNeighbor | Water | Porous | Wet | R245fa | MinimizeLCOE_Brownfield | IgnoreSilica | 2019 | 0.69678 | 0.11339 | 0.0010315 | 4 | 2717622.754 | 6513554.3011 | 55402.4157 | 132787.6147 | 101.1607 | 0 | 18.7452 | 78271.846 | 2733.5852 | 60513.3434 | 47244.3966 | 0 | 53494.3154 | 0 | 94480.4198 | 245818.6716 | 167776.2945 | 750332.8724 | 961560.8286 | 9501104.8411 | 9501104.8411 | 1478867.319 | 4682163.0063 | 0 | 11212998.5421 | 26875133.7085 | 133.3521 | 0.004126 | 2717622.754 | 6513554.3011 | 55402.4157 | 132787.6147
1 | 3000 | 707 | 0.045 | 15 | 15 | 7 | 1.7783e-13 | 5spot_SharedNeighbor | Water | Porous | Wet | R245fa | MinimizeLCOE_Brownfield | IgnoreSilica | 2019 | 0.90348 | 0.16913 | 0.0043995 | 4 | 649445.8451 | 1539436.0131 | 13239.832 | 31383.4854 | 109.4708 | 0 | 29.0689 | 108795.9525 | 4038.0716 | 82815.4668 | 56070.9195 | 0 | 60280.7339 | 0 | 121680.4463 | 316587.5611 | 216077.5157 | 966346.6674 | 961560.8286 | 9501104.8411 | 9501104.8411 | 1478867.319 | 4682163.0063 | 0 | 11429012.3371 | 27091147.5035 | 177.8279 | 0.017598 | 649445.8451 | 1539436.0131 | 13239.832 | 31383.4854
1 | 3000 | 707 | 0.045 | 15 | 15 | 7 | 2.3714e-13 | 5spot_SharedNeighbor | Water | Porous | Wet | R245fa | MinimizeLCOE_Brownfield | IgnoreSilica | 2019 | 1.1813 | 0.2485 | 0.0097315 | 4 | 300851.2094 | 703208.4163 | 6133.2588 | 14335.8547 | 116.8805 | 0 | 26.3948 | 148204.798 | 5806.6598 | 112069.4086 | 68318.456 | 0 | 68619.8074 | 0 | 157177.4606 | 408943.511 | 279112.3492 | 1248252.4506 | 961560.8286 | 9501104.8411 | 9501104.8411 | 1478867.319 | 4682163.0063 | 0 | 11710918.1203 | 27373053.2867 | 237.1374 | 0.038926 | 300851.2094 | 703208.4163 | 6133.2588 | 14335.8547
1 | 3000 | 707 | 0.045 | 15 | 15 | 7 | 3.1623e-13 | 5spot_SharedNeighbor | Water | Porous | Wet | R245fa | MinimizeLCOE_Brownfield | IgnoreSilica | 2019 | 1.5491 | 0.35779 | 0.017649 | 4 | 170938.0435 | 392800.026 | 3484.8032 | 8007.7598 | 123.16 | 0 | 31.1164 | 197297.3398 | 8091.7544 | 149356.3487 | 84800.6305 | 0 | 78507.2623 | 0 | 202040.801 | 525668.7198 | 358779.7027 | 1604542.5592 | 961560.8286 | 9501104.8411 | 9501104.8411 | 1478867.319 | 4682163.0063 | 0 | 12067208.2289 | 27729343.3953 | 316.2278 | 0.070594 | 170938.0435 | 392800.026 | 3484.8032 | 8007.7598
1 | 3000 | 707 | 0.045 | 15 | 15 | 7 | 4.217e-13 | 5spot_SharedNeighbor | Water | Porous | Wet | R245fa | MinimizeLCOE_Brownfield | IgnoreSilica | 2019 | 2.0209 | 0.50181 | 0.028774 | 4 | 108604.518 | 244681.9807 | 2214.05 | 4988.1731 | 128.2164 | 0 | 166.4721 | 255991.9415 | 10896.2708 | 195091.7354 | 106364.9541 | 0 | 89467.0476 | 0 | 256546.6603 | 667481.7851 | 455570.0337 | 2037410.4285 | 961560.8286 | 9501104.8411 | 9501104.8411 | 1478867.319 | 4682163.0063 | 0 | 12500076.0982 | 28162211.2646 | 421.6965 | 0.1151 | 108604.518 | 244681.9807 | 2214.05 | 4988.1731
1 | 3000 | 707 | 0.045 | 15 | 15 | 7 | 5.6234e-13 | 5spot_SharedNeighbor | Water | Porous | Wet | R245fa | MinimizeLCOE_Brownfield | IgnoreSilica | 2019 | 2.6627 | 0.70102 | 0.044458 | 4 | 73423.8932 | 161495.591 | 1496.8454 | 3292.3061 | 132.4445 | 0 | 250.7573 | 329660.6629 | 14475.1842 | 254179.7466 | 135892.1061 | 0 | 103499.9387 | 0 | 326705.979 | 850021.9408 | 580157.4408 | 2594592.9993 | 961560.8286 | 9501104.8411 | 9501104.8411 | 1478867.319 | 4682163.0063 | 0 | 13057258.669 | 28719393.8354 | 562.3413 | 0.17783 | 73423.8932 | 161495.591 | 1496.8454 | 3292.3061
1 | 3000 | 707 | 0.045 | 15 | 15 | 7 | 7.4989e-13 | 5spot_SharedNeighbor | Water | Porous | Wet | R245fa | MinimizeLCOE_Brownfield | IgnoreSilica | 2019 | 3.5184 | 0.96944 | 0.065972 | 4 | 52128.2199 | 111479.9628 | 1062.7043 | 2272.6698 | 135.8248 | 0 | 302.2778 | 419745.5112 | 18893.4967 | 328694.1137 | 175373.8737 | 0 | 120582.7148 | 0 | 414682.9869 | 1078920.0688 | 736385.1165 | 3293277.8823 | 961560.8286 | 9501104.8411 | 9501104.8411 | 1478867.319 | 4682163.0063 | 0 | 13755943.552 | 29418078.7184 | 749.8942 | 0.26389 | 52128.2199 | 111479.9628 | 1062.7043 | 2272.6698
1 | 3000 | 707 | 0.045 | 15 | 15 | 7 | 1e-12 | 5spot_SharedNeighbor | Water | Porous | Wet | R245fa | MinimizeLCOE_Brownfield | IgnoreSilica | 2019 | 4.6768 | 1.3355 | 0.095494 | 4 | 38346.0732 | 79349.1618 | 781.7366 | 1617.64 | 138.516 | 0 | 42.2961 | 531405.0765 | 24398.215 | 423942.6225 | 229212.5856 | 0 | 142095.6437 | 0 | 526911.1159 | 1370914.6392 | 935677.4107 | 4184557.3091 | 961560.8286 | 9501104.8411 | 9501104.8411 | 1478867.319 | 4682163.0063 | 0 | 14647222.9788 | 30309358.1452 | 1000 | 0.38197 | 38346.0732 | 79349.1618 | 781.7366 | 1617.64
1 | 3000 | 707 | 0.045 | 15 | 15 | 7 | 1.3335e-12 | 5spot_SharedNeighbor | Water | Porous | Wet | R245fa | MinimizeLCOE_Brownfield | IgnoreSilica | 2019 | 6.1849 | 1.8139 | 0.13469 | 4 | 29210.1306 | 58280.6378 | 595.488 | 1188.1296 | 140.537 | 0 | 35.6726 | 664363.7002 | 30963.4077 | 540869.1205 | 299863.396 | 0 | 166963.1749 | 0 | 664178.8917 | 1728057.2345 | 1179434.5705 | 5274693.496 | 961560.8286 | 9501104.8411 | 9501104.8411 | 1478867.319 | 4682163.0063 | 0 | 15737359.1657 | 31399494.3321 | 1333.5214 | 0.53876 | 29210.1306 | 58280.6378 | 595.488 | 1188.1296
1 | 3000 | 707 | 0.045 | 15 | 15 | 7 | 1.7783e-12 | 5spot_SharedNeighbor | Water | Porous | Wet | R245fa | MinimizeLCOE_Brownfield | IgnoreSilica | 2019 | 8.2117 | 2.4536 | 0.18665 | 4 | 22914.8472 | 43892.7349 | 467.1502 | 894.8128 | 141.9562 | 0 | 38.6051 | 826144.154 | 38900.6104 | 688053.2145 | 394497.9382 | 0 | 198049.3489 | 0 | 836801.6537 | 2177186.2514 | 1485974.3533 | 6645607.5245 | 961560.8286 | 9501104.8411 | 9501104.8411 | 1478867.319 | 4682163.0063 | 0 | 17108273.1942 | 32770408.3606 | 1778.2794 | 0.7466 | 22914.8472 | 43892.7349 | 467.1502 | 894.8128
1 | 3000 | 707 | 0.045 | 15 | 15 | 7 | 2.3714e-12 | 5spot_SharedNeighbor | Water | Porous | Wet | R245fa | MinimizeLCOE_Brownfield | IgnoreSilica | 2019 | 10.93 | 3.3266 | 0.25896 | 4 | 18215.4875 | 33335.9422 | 371.3474 | 679.5983 | 143.3864 | 0 | 50.9465 | 1029330.657 | 48955.6765 | 876934.8607 | 522586.2935 | 0 | 236009.6667 | 0 | 1058388.6902 | 2753710.2665 | 1879463.84 | 8405379.951 | 961560.8286 | 9501104.8411 | 9501104.8411 | 1478867.319 | 4682163.0063 | 0 | 18868045.6207 | 34530180.7871 | 2371.3737 | 1.0358 | 18215.4875 | 33335.9422 | 371.3474 | 679.5983
1 | 3000 | 707 | 0.045 | 15 | 15 | 7 | 3.1623e-12 | 5spot_SharedNeighbor | Water | Porous | Wet | R245fa | MinimizeLCOE_Brownfield | IgnoreSilica | 2019 | 14.5259 | 4.474 | 0.35352 | 4 | 14885.0402 | 25960.76 | 303.4517 | 529.2452 | 144.3154 | 0 | 42.797 | 1272857.9991 | 60906.2019 | 1110864.1024 | 691479.0228 | 0 | 281829.025 | 0 | 1332995.177 | 3468180.0157 | 2367104.1247 | 10586215.6686 | 961560.8286 | 9501104.8411 | 9501104.8411 | 1478867.319 | 4682163.0063 | 0 | 21048881.3383 | 36711016.5047 | 3162.2777 | 1.4141 | 14885.0402 | 25960.76 | 303.4517 | 529.2452
1 | 3000 | 707 | 0.045 | 15 | 15 | 7 | 4.217e-12 | 5spot_SharedNeighbor | Water | Porous | Wet | R245fa | MinimizeLCOE_Brownfield | IgnoreSilica | 2019 | 19.2984 | 5.9976 | 0.47921 | 4 | 12408.3717 | 20579.2512 | 252.9614 | 419.5359 | 145.02 | 0 | 46.8684 | 1569252.9261 | 75393.4839 | 1403728.3123 | 915458.6255 | 0 | 337394.9162 | 0 | 1677479.023 | 4364456.3195 | 2978831.1186 | 13321994.725 | 961560.8286 | 9501104.8411 | 9501104.8411 | 1478867.319 | 4682163.0063 | 0 | 23784660.3947 | 39446795.5611 | 4216.965 | 1.9168 | 12408.3717 | 20579.2512 | 252.9614 | 419.5359
1 | 3000 | 707 | 0.045 | 15 | 15 | 7 | 5.6234e-12 | 5spot_SharedNeighbor | Water | Porous | Wet | R245fa | MinimizeLCOE_Brownfield | IgnoreSilica | 2019 | 25.6396 | 8.0205 | 0.64579 | 4 | 10537.1636 | 16600.2982 | 214.8143 | 338.4195 | 145.5547 | 0 | 48.9637 | 1930262.4919 | 92950.1402 | 1770592.6289 | 1211210.7905 | 0 | 405153.4788 | 0 | 2109966.1168 | 5489699.0223 | 3746832.3848 | 16756667.0541 | 961560.8286 | 9501104.8411 | 9501104.8411 | 1478867.319 | 4682163.0063 | 0 | 27219332.7238 | 42881467.8902 | 5623.4133 | 2.5832 | 10537.1636 | 16600.2982 | 214.8143 | 338.4195
1 | 3000 | 707 | 0.045 | 15 | 15 | 7 | 7.4989e-12 | 5spot_SharedNeighbor | Water | Porous | Wet | R245fa | MinimizeLCOE_Brownfield | IgnoreSilica | 2019 | 33.9922 | 10.686 | 0.86544 | 4 | 9102.976 | 13627.3292 | 185.5765 | 277.8115 | 145.9581 | 0 | 46.0659 | 2367516.9851 | 114130.4935 | 2226884.2347 | 1600858.7915 | 0 | 486782.7689 | 0 | 2650507.5767 | 6896077.0207 | 4706714.2668 | 21049472.1379 | 961560.8286 | 9501104.8411 | 9501104.8411 | 1478867.319 | 4682163.0063 | 0 | 31512137.8075 | 47174272.9739 | 7498.9421 | 3.4617 | 9102.976 | 13627.3292 | 185.5765 | 277.8115
1 | 3000 | 707 | 0.045 | 15 | 15 | 7 | 1e-11 | 5spot_SharedNeighbor | Water | Porous | Wet | R245fa | MinimizeLCOE_Brownfield | IgnoreSilica | 2019 | 44.9474 | 14.1836 | 1.1536 | 4 | 7990.9834 | 11385.129 | 162.907 | 232.1013 | 146.2584 | 0 | 49.3559 | 2895989.0604 | 139646.4622 | 2792475.0492 | 2113931.1564 | 0 | 585311.0762 | 0 | 3325667.5938 | 8652704.8908 | 5905648.8833 | 26411374.1725 | 961560.8286 | 9501104.8411 | 9501104.8411 | 1478867.319 | 4682163.0063 | 0 | 36874039.8422 | 52536175.0086 | 10000 | 4.6145 | 7990.9834 | 11385.129 | 162.907 | 232.1013
1 | 3000 | 707 | 0.045 | 15 | 15 | 7 | 1.3335e-11 | 5spot_SharedNeighbor | Water | Porous | Wet | R245fa | MinimizeLCOE_Brownfield | IgnoreSilica | 2019 | 58.2265 | 18.4161 | 1.5095 | 4 | 7128.4355 | 9722.4483 | 145.3228 | 198.2053 | 146.4386 | 0 | 44.3726 | 3486764.8234 | 168018.0758 | 3440848.3095 | 2735435.045 | 0 | 687096.0822 | 0 | 4102083.311 | 10672779.3224 | 7284391.1912 | 32577416.1606 | 961560.8286 | 9501104.8411 | 9501104.8411 | 1478867.319 | 4682163.0063 | 0 | 43040081.8303 | 58702216.9967 | 13335.2143 | 6.0378 | 7128.4355 | 9722.4483 | 145.3228 | 198.2053
1 | 3000 | 707 | 0.045 | 15 | 15 | 7 | 1.7783e-11 | 5spot_SharedNeighbor | Water | Porous | Wet | R245fa | MinimizeLCOE_Brownfield | IgnoreSilica | 2019 | 69.7922 | 22.0834 | 1.8625 | 4 | 6449.1125 | 8551.4685 | 131.4739 | 174.3333 | 146.4714 | 0 | 63.5976 | 3966182.6655 | 190868.2415 | 3978779.3626 | 3274894.1369 | 0 | 723232.6641 | 0 | 4732243.2575 | 12312326.2396 | 8403415.6515 | 37581942.2193 | 961560.8286 | 9501104.8411 | 9501104.8411 | 1478867.319 | 4682163.0063 | 0 | 48044607.889 | 63706743.0554 | 17782.7941 | 7.4498 | 6449.1125 | 8551.4685 | 131.4739 | 174.3333
1 | 3000 | 707 | 0.045 | 15 | 15 | 7 | 2.3714e-11 | 5spot_SharedNeighbor | Water | Porous | Wet | R245fa | MinimizeLCOE_Brownfield | IgnoreSilica | 2019 | 81.7944 | 25.8564 | 2.2417 | 4 | 5910.7719 | 7657.4623 | 120.4991 | 156.1077 | 146.3966 | 0 | 75.2115 | 4434159.6606 | 212959.1902 | 4514130.0277 | 3831546.5542 | 0 | 741225.1649 | 0 | 5356268.0331 | 13935910.7004 | 9511545.4074 | 42537744.7384 | 961560.8286 | 9501104.8411 | 9501104.8411 | 1478867.319 | 4682163.0063 | 0 | 53000410.4081 | 68662545.5745 | 23713.7371 | 8.9667 | 5910.7719 | 7657.4623 | 120.4991 | 156.1077
1 | 3000 | 707 | 0.045 | 15 | 15 | 7 | 3.1623e-11 | 5spot_SharedNeighbor | Water | Porous | Wet | R245fa | MinimizeLCOE_Brownfield | IgnoreSilica | 2019 | 93.6325 | 29.5337 | 2.6273 | 4 | 5486.9888 | 6977.3108 | 111.8597 | 142.2419 | 146.2239 | 0 | 85.28 | 4869267.8159 | 233250.2103 | 5021395.2575 | 4376314.2144 | 0 | 739518.6258 | 0 | 5943500.9883 | 15463770.3919 | 10554341.0412 | 47201358.5452 | 961560.8286 | 9501104.8411 | 9501104.8411 | 1478867.319 | 4682163.0063 | 0 | 57664024.2149 | 73326159.3813 | 31622.7766 | 10.5092 | 5486.9888 | 6977.3108 | 111.8597 | 142.2419
1 | 3000 | 707 | 0.045 | 15 | 15 | 7 | 4.217e-11 | 5spot_SharedNeighbor | Water | Porous | Wet | R245fa | MinimizeLCOE_Brownfield | IgnoreSilica | 2019 | 104.824 | 32.9615 | 3.0006 | 4 | 5155.5485 | 6460.4699 | 105.1028 | 131.7054 | 145.9794 | 0 | 103.9383 | 5258466.3173 | 251153.1712 | 5483360.4449 | 4886971.9899 | 0 | 720587.1697 | 0 | 6474210.2462 | 16844567.0176 | 11496763.1107 | 51416079.4674 | 961560.8286 | 9501104.8411 | 9501104.8411 | 1478867.319 | 4682163.0063 | 0 | 61878745.1371 | 77540880.3035 | 42169.6503 | 12.0024 | 5155.5485 | 6460.4699 | 105.1028 | 131.7054
1 | 3000 | 707 | 0.045 | 15 | 15 | 7 | 5.6234e-11 | 5spot_SharedNeighbor | Water | Porous | Wet | R245fa | MinimizeLCOE_Brownfield | IgnoreSilica | 2019 | 114.8498 | 35.9909 | 3.344 | 4 | 4897.8049 | 6068.7342 | 99.8484 | 123.7194 | 145.6997 | 0 | 106.2341 | 5591035.7713 | 266277.5214 | 5883971.3103 | 5345238.5165 | 0 | 687116.6383 | 0 | 6931719.5056 | 18034912.2623 | 12309198.1994 | 55049469.7252 | 961560.8286 | 9501104.8411 | 9501104.8411 | 1478867.319 | 4682163.0063 | 0 | 65512135.3949 | 81174270.5613 | 56234.1325 | 13.3758 | 4897.8049 | 6068.7342 | 99.8484 | 123.7194
1 | 3000 | 707 | 0.045 | 15 | 15 | 7 | 7.4989e-11 | 5spot_SharedNeighbor | Water | Porous | Wet | R245fa | MinimizeLCOE_Brownfield | IgnoreSilica | 2019 | 123.5586 | 38.5853 | 3.6475 | 4 | 4698.5593 | 5772.0558 | 95.7865 | 117.6712 | 145.4142 | 0 | 118.1512 | 5867705.8255 | 278695.9995 | 6222007.1479 | 5741303.5291 | 0 | 645140.9768 | 0 | 7314392.8567 | 19030549.825 | 12988741.2942 | 58088537.4548 | 961560.8286 | 9501104.8411 | 9501104.8411 | 1478867.319 | 4682163.0063 | 0 | 68551203.1245 | 84213338.2909 | 74989.4209 | 14.5898 | 4698.5593 | 5772.0558 | 95.7865 | 117.6712
1 | 3000 | 707 | 0.045 | 15 | 15 | 7 | 1e-10 | 5spot_SharedNeighbor | Water | Porous | Wet | R245fa | MinimizeLCOE_Brownfield | IgnoreSilica | 2019 | 130.8667 | 40.734 | 3.906 | 4 | 4545.2426 | 5547.6795 | 92.6609 | 113.097 | 145.1463 | 0 | 120.4056 | 6091468.2191 | 288618.2942 | 6498774.4713 | 6072157.0845 | 0 | 599358.6601 | 0 | 7624646.9244 | 19837767.2671 | 13539683.7851 | 60552474.7057 | 961560.8286 | 9501104.8411 | 9501104.8411 | 1478867.319 | 4682163.0063 | 0 | 71015140.3754 | 86677275.5418 | 100000 | 15.6241 | 4545.2426 | 5547.6795 | 92.6609 | 113.097
1 | 3000 | 707 | 0.045 | 15 | 15 | 7 | 1.3335e-10 | 5spot_SharedNeighbor | Water | Porous | Wet | R245fa | MinimizeLCOE_Brownfield | IgnoreSilica | 2019 | 139.5218 | 43.2621 | 4.1792 | 4 | 4425.6231 | 5362.5228 | 90.2223 | 109.3223 | 144.8401 | 0 | 135.2617 | 6349678.9852 | 299996.6998 | 6820830.8457 | 6460084.1133 | 0 | 578029.1309 | 0 | 7998361.7122 | 20810096.4856 | 14203318.4561 | 63520396.4289 | 961560.8286 | 9501104.8411 | 9501104.8411 | 1478867.319 | 4682163.0063 | 0 | 73983062.0986 | 89645197.265 | 133352.1432 | 16.717 | 4425.6231 | 5362.5228 | 90.2223 | 109.3223
1 | 3000 | 707 | 0.045 | 15 | 15 | 7 | 1.7783e-10 | 5spot_SharedNeighbor | Water | Porous | Wet | R245fa | MinimizeLCOE_Brownfield | IgnoreSilica | 2019 | 144.7519 | 44.7752 | 4.3645 | 4 | 4333.8043 | 5230.9279 | 88.3505 | 106.6395 | 144.6503 | 0 | 122.8799 | 6501439.8096 | 306622.1328 | 7011901.7969 | 6691711.0715 | 0 | 538467.3361 | 0 | 8209555.4373 | 21359579.2365 | 14578351.7244 | 65197628.5453 | 961560.8286 | 9501104.8411 | 9501104.8411 | 1478867.319 | 4682163.0063 | 0 | 75660294.215 | 91322429.3814 | 177827.941 | 17.4582 | 4333.8043 | 5230.9279 | 88.3505 | 106.6395
1 | 3000 | 707 | 0.045 | 15 | 15 | 7 | 2.3714e-10 | 5spot_SharedNeighbor | Water | Porous | Wet | R245fa | MinimizeLCOE_Brownfield | IgnoreSilica | 2019 | 148.8445 | 45.9509 | 4.5114 | 4 | 4263.7833 | 5131.7072 | 86.923 | 104.6168 | 144.4967 | 0 | 129.566 | 6617951.0035 | 311674.6227 | 7159541.8381 | 6872237.2463 | 0 | 502612.8989 | 0 | 8370966.8677 | 21779538.6683 | 14864982.6659 | 66479505.8114 | 961560.8286 | 9501104.8411 | 9501104.8411 | 1478867.319 | 4682163.0063 | 0 | 76942171.4811 | 92604306.6475 | 237137.3706 | 18.0455 | 4263.7833 | 5131.7072 | 86.923 | 104.6168
1 | 3000 | 707 | 0.045 | 15 | 15 | 7 | 3.1623e-10 | 5spot_SharedNeighbor | Water | Porous | Wet | R245fa | MinimizeLCOE_Brownfield | IgnoreSilica | 2019 | 152.0265 | 46.86 | 4.6265 | 4 | 4210.5469 | 5056.8778 | 85.8377 | 103.0913 | 144.3741 | 0 | 116.4108 | 6707205.2917 | 315524.3517 | 7273215.7505 | 7012155.7679 | 0 | 471643.3491 | 0 | 8494100.3593 | 22099906.7552 | 15083640.4681 | 67457392.0936 | 961560.8286 | 9501104.8411 | 9501104.8411 | 1478867.319 | 4682163.0063 | 0 | 77920057.7633 | 93582192.9296 | 316227.766 | 18.5059 | 4210.5469 | 5056.8778 | 85.8377 | 103.0913
1 | 3000 | 707 | 0.045 | 15 | 15 | 7 | 4.217e-10 | 5spot_SharedNeighbor | Water | Porous | Wet | R245fa | MinimizeLCOE_Brownfield | IgnoreSilica | 2019 | 150.528 | 46.4317 | 4.6304 | 4 | 4169.6338 | 5015.2575 | 85.0036 | 102.2428 | 144.4309 | 0 | 485.2282 | 6665201.2269 | 313711.539 | 7219715.3879 | 6946244.953 | 0 | 411256.0615 | 0 | 8406890.3756 | 21873004.267 | 14928774.8575 | 66764798.6684 | 961560.8286 | 9501104.8411 | 9501104.8411 | 1478867.319 | 4682163.0063 | 0 | 77227464.3381 | 92889599.5045 | 421696.5034 | 18.5214 | 4169.6338 | 5015.2575 | 85.0036 | 102.2428
1 | 3000 | 707 | 0.045 | 15 | 15 | 7 | 5.6234e-10 | 5spot_SharedNeighbor | Water | Porous | Wet | R245fa | MinimizeLCOE_Brownfield | IgnoreSilica | 2019 | 156.5741 | 48.1513 | 4.7903 | 4 | 4138.387 | 4955.7795 | 84.3666 | 101.0303 | 144.1946 | 0 | 123.4595 | 6832781.3788 | 320909.4805 | 7434007.0776 | 7211445.9796 | 0 | 424853.1383 | 0 | 8667358.8514 | 22550689.8115 | 15391309.1667 | 68833354.8844 | 961560.8286 | 9501104.8411 | 9501104.8411 | 1478867.319 | 4682163.0063 | 0 | 79296020.5541 | 94958155.7205 | 562341.3252 | 19.1611 | 4138.387 | 4955.7795 | 84.3666 | 101.0303
1 | 3000 | 707 | 0.045 | 15 | 15 | 7 | 7.4989e-10 | 5spot_SharedNeighbor | Water | Porous | Wet | R245fa | MinimizeLCOE_Brownfield | IgnoreSilica | 2019 | 157.9554 | 48.5416 | 4.8415 | 4 | 4115.5632 | 4924.3093 | 83.9013 | 100.3887 | 144.139 | 0 | 131.5302 | 6870458.7502 | 322517.5607 | 7482455.9676 | 7271816.9533 | 0 | 407755.6193 | 0 | 8718451.8919 | 22683623.4223 | 15482039.0876 | 69239119.2527 | 961560.8286 | 9501104.8411 | 9501104.8411 | 1478867.319 | 4682163.0063 | 0 | 79701784.9224 | 95363920.0888 | 749894.2093 | 19.3659 | 4115.5632 | 4924.3093 | 83.9013 | 100.3887
1 | 3000 | 707 | 0.045 | 15 | 15 | 7 | 1e-09 | 5spot_SharedNeighbor | Water | Porous | Wet | R245fa | MinimizeLCOE_Brownfield | IgnoreSilica | 2019 | 158.9862 | 48.8323 | 4.8801 | 4 | 4098.3507 | 4900.7029 | 83.5504 | 99.9075 | 144.0971 | 0 | 115.478 | 6898434.1342 | 323709.2582 | 7518491.0366 | 7316815.9729 | 0 | 394137.7255 | 0 | 8756119.3696 | 22781626.4728 | 15548928.1833 | 69538262.1529 | 961560.8286 | 9501104.8411 | 9501104.8411 | 1478867.319 | 4682163.0063 | 0 | 80000927.8226 | 95663062.989 | 1000000 | 19.5203 | 4098.3507 | 4900.7029 | 83.5504 | 99.9075
1 | 3000 | 707 | 0.045 | 15 | 15 | 7 | 1.3335e-09 | 5spot_SharedNeighbor | Water | Porous | Wet | R245fa | MinimizeLCOE_Brownfield | IgnoreSilica | 2019 | 159.7607 | 49.0505 | 4.9092 | 4 | 4085.3854 | 4882.9765 | 83.2861 | 99.5461 | 144.0655 | 0 | 117.5376 | 6919378.7316 | 324600.1656 | 7545504.4757 | 7350603.2884 | 0 | 383486.9465 | 0 | 8784193.707 | 22854670.1398 | 15598781.9869 | 69761219.4415 | 961560.8286 | 9501104.8411 | 9501104.8411 | 1478867.319 | 4682163.0063 | 0 | 80223885.1112 | 95886020.2776 | 1333521.4322 | 19.6368 | 4085.3854 | 4882.9765 | 83.2861 | 99.5461
1 | 3000 | 707 | 0.045 | 15 | 15 | 7 | 1.7783e-09 | 5spot_SharedNeighbor | Water | Porous | Wet | R245fa | MinimizeLCOE_Brownfield | IgnoreSilica | 2019 | 160.3332 | 49.2115 | 4.931 | 4 | 4075.6289 | 4869.7009 | 83.0872 | 99.2754 | 144.042 | 0 | 119.4583 | 6934816.224 | 325256.0966 | 7565434.4231 | 7375560.7686 | 0 | 375163.7131 | 0 | 8804730.1779 | 22908101.8244 | 15635250.2095 | 69924313.4371 | 961560.8286 | 9501104.8411 | 9501104.8411 | 1478867.319 | 4682163.0063 | 0 | 80386979.1068 | 96049114.2732 | 1778279.41 | 19.7238 | 4075.6289 | 4869.7009 | 83.0872 | 99.2754
1 | 3000 | 707 | 0.045 | 15 | 15 | 7 | 2.3714e-09 | 5spot_SharedNeighbor | Water | Porous | Wet | R245fa | MinimizeLCOE_Brownfield | IgnoreSilica | 2019 | 160.7734 | 49.3352 | 4.9476 | 4 | 4068.2926 | 4859.6997 | 82.9376 | 99.0716 | 144.0239 | 0 | 138.6308 | 6946660.9755 | 325758.972 | 7580736.9807 | 7394740.5906 | 0 | 368854.5204 | 0 | 8820533.2953 | 22949218.2942 | 15663313.0451 | 70049816.6739 | 961560.8286 | 9501104.8411 | 9501104.8411 | 1478867.319 | 4682163.0063 | 0 | 80512482.3436 | 96174617.51 | 2371373.7057 | 19.7902 | 4068.2926 | 4859.6997 | 82.9376 | 99.0716
1 | 3000 | 707 | 0.045 | 15 | 15 | 7 | 3.1623e-09 | 5spot_SharedNeighbor | Water | Porous | Wet | R245fa | MinimizeLCOE_Brownfield | IgnoreSilica | 2019 | 161.0829 | 49.4221 | 4.9596 | 4 | 4062.7798 | 4852.2669 | 82.8253 | 98.92 | 144.0112 | 0 | 137.6026 | 6954975.6676 | 326111.7384 | 7591485.1308 | 7408221.2666 | 0 | 363863.0999 | 0 | 8831416.1923 | 22977533.3597 | 15682638.6591 | 70136245.1143 | 961560.8286 | 9501104.8411 | 9501104.8411 | 1478867.319 | 4682163.0063 | 0 | 80598910.784 | 96261045.9504 | 3162277.6602 | 19.8384 | 4062.7798 | 4852.2669 | 82.8253 | 98.92
1 | 3000 | 707 | 0.045 | 15 | 15 | 7 | 4.217e-09 | 5spot_SharedNeighbor | Water | Porous | Wet | R245fa | MinimizeLCOE_Brownfield | IgnoreSilica | 2019 | 161.3756 | 49.5043 | 4.97 | 4 | 4058.639 | 4846.4804 | 82.7408 | 98.8021 | 143.9991 | 0 | 129.4944 | 6962829.6147 | 326444.8475 | 7601641.1093 | 7420961.8603 | 0 | 360564.9618 | 0 | 8842252.5335 | 23005727.2968 | 15701881.6005 | 70222303.8245 | 961560.8286 | 9501104.8411 | 9501104.8411 | 1478867.319 | 4682163.0063 | 0 | 80684969.4942 | 96347104.6606 | 4216965.0343 | 19.8798 | 4058.639 | 4846.4804 | 82.7408 | 98.8021
1 | 3000 | 707 | 0.045 | 15 | 15 | 7 | 5.6234e-09 | 5spot_SharedNeighbor | Water | Porous | Wet | R245fa | MinimizeLCOE_Brownfield | IgnoreSilica | 2019 | 161.5971 | 49.5664 | 4.9778 | 4 | 4055.5286 | 4842.1329 | 82.6774 | 98.7134 | 143.99 | 0 | 135.1917 | 6968760.2851 | 326696.1189 | 7609315.7467 | 7430563.0519 | 0 | 358078.5648 | 0 | 8850431.3693 | 23027006.9499 | 15716405.401 | 70287257.4876 | 961560.8286 | 9501104.8411 | 9501104.8411 | 1478867.319 | 4682163.0063 | 0 | 80749923.1573 | 96412058.3237 | 5623413.2519 | 19.9111 | 4055.5286 | 4842.1329 | 82.6774 | 98.7134
1 | 3000 | 707 | 0.045 | 15 | 15 | 7 | 7.4989e-09 | 5spot_SharedNeighbor | Water | Porous | Wet | R245fa | MinimizeLCOE_Brownfield | IgnoreSilica | 2019 | 161.7286 | 49.6033 | 4.9829 | 4 | 4053.194 | 4838.9913 | 82.6298 | 98.6494 | 143.9845 | 0 | 136.1639 | 6972277.4565 | 326845.0589 | 7613868.9093 | 7436261.2646 | 0 | 355912.5733 | 0 | 8855014.4524 | 23038931.192 | 15724543.9412 | 70323654.8483 | 961560.8286 | 9501104.8411 | 9501104.8411 | 1478867.319 | 4682163.0063 | 0 | 80786320.518 | 96448455.6844 | 7498942.0933 | 19.9315 | 4053.194 | 4838.9913 | 82.6298 | 98.6494
1 | 3000 | 707 | 0.045 | 15 | 15 | 7 | 1e-08 | 5spot_SharedNeighbor | Water | Porous | Wet | R245fa | MinimizeLCOE_Brownfield | IgnoreSilica | 2019 | 161.8212 | 49.6292 | 4.9866 | 4 | 4051.4421 | 4836.6555 | 82.5941 | 98.6018 | 143.9807 | 0 | 134.4763 | 6974752.9408 | 326949.8603 | 7617074.1996 | 7440273.4808 | 0 | 354229.2053 | 0 | 8858179.0779 | 23047164.8982 | 15730163.6149 | 70348787.2777 | 961560.8286 | 9501104.8411 | 9501104.8411 | 1478867.319 | 4682163.0063 | 0 | 80811452.9474 | 96473588.1138 | 10000000 | 19.9463 | 4051.4421 | 4836.6555 | 82.5941 | 98.6018
1 | 3100 | 707 | 0.045 | 15 | 15 | 7 | 1e-13 | 5spot_SharedNeighbor | Water | Porous | Wet | R245fa | MinimizeLCOE_Brownfield | IgnoreSilica | 2019 | 0 | 0 | 0 | 0 |  |  |  |  | 15 |  | 11.8115 | [19 empty] | 100 | 0
1 | 3100 | 707 | 0.045 | 15 | 15 | 7 | 1.3335e-13 | 5spot_SharedNeighbor | Water | Porous | Wet | R245fa | MinimizeLCOE_Brownfield | IgnoreSilica | 2019 | 0.72086 | 0.12337 | 0.0018737 | 4 | 1552347.7652 | 3713455.5958 | 31646.7089 | 75703.8151 | 104.0669 | 0 | 22.6237 | 84590.9471 | 3016.2692 | 64598.8654 | 48599.6152 | 0 | 54185.4999 | 0 | 99446.5667 | 258739.5674 | 176595.0713 | 789772.4022 | 961560.8286 | 9883032.0773 | 9883032.0773 | 1478867.319 | 4834933.9008 | 0 | 11634365.308 | 27831198.6051 | 133.3521 | 0.0074947 | 1552347.7652 | 3713455.5958 | 31646.7089 | 75703.8151
1 | 3100 | 707 | 0.045 | 15 | 15 | 7 | 1.7783e-13 | 5spot_SharedNeighbor | Water | Porous | Wet | R245fa | MinimizeLCOE_Brownfield | IgnoreSilica | 2019 | 0.92292 | 0.18066 | 0.0057409 | 4 | 516071.3057 | 1221391.8294 | 10520.8116 | 24899.7245 | 112.2501 | 0 | 30.9524 | 115782.5834 | 4382.4268 | 87126.9911 | 57462.1945 | 0 | 60166.1946 | 0 | 126718.9523 | 329696.7201 | 225024.7861 | 1006360.8489 | 961560.8286 | 9883032.0773 | 9883032.0773 | 1478867.319 | 4834933.9008 | 0 | 11850953.7547 | 28047787.0518 | 177.8279 | 0.022964 | 516071.3057 | 1221391.8294 | 10520.8116 | 24899.7245
1 | 3100 | 707 | 0.045 | 15 | 15 | 7 | 2.3714e-13 | 5spot_SharedNeighbor | Water | Porous | Wet | R245fa | MinimizeLCOE_Brownfield | IgnoreSilica | 2019 | 1.2202 | 0.26998 | 0.012046 | 4 | 252451.9274 | 588599.4553 | 5146.574 | 11999.396 | 120.2426 | 0 | 29.8741 | 159861.2709 | 6413.2165 | 119473.3212 | 70899.774 | 0 | 69367.3462 | 0 | 166145.8222 | 432277.3482 | 295038.1726 | 1319476.2718 | 961560.8286 | 9883032.0773 | 9883032.0773 | 1478867.319 | 4834933.9008 | 0 | 12164069.1777 | 28360902.4748 | 237.1374 | 0.048184 | 252451.9274 | 588599.4553 | 5146.574 | 11999.396
1 | 3100 | 707 | 0.045 | 15 | 15 | 7 | 3.1623e-13 | 5spot_SharedNeighbor | Water | Porous | Wet | R245fa | MinimizeLCOE_Brownfield | IgnoreSilica | 2019 | 1.5834 | 0.3836 | 0.020988 | 4 | 149208.2367 | 342138.837 | 3041.8117 | 6974.963 | 126.4951 | 0 | 25.1255 | 210591.6677 | 8841.165 | 157553.265 | 87609.0066 | 0 | 78362.645 | 0 | 211753.5223 | 550939.2283 | 376027.344 | 1681677.8439 | 961560.8286 | 9883032.0773 | 9883032.0773 | 1478867.319 | 4834933.9008 | 0 | 12526270.7498 | 28723104.0468 | 316.2278 | 0.083952 | 149208.2367 | 342138.837 | 3041.8117 | 6974.963
1 | 3100 | 707 | 0.045 | 15 | 15 | 7 | 4.217e-13 | 5spot_SharedNeighbor | Water | Porous | Wet | R245fa | MinimizeLCOE_Brownfield | IgnoreSilica | 2019 | 2.0793 | 0.54315 | 0.033966 | 4 | 95677.6178 | 214890.1484 | 1950.5177 | 4380.8263 | 131.8716 | 0 | 172.5088 | 275290.9052 | 12025.5338 | 207329.0967 | 111020.7118 | 0 | 90003.2821 | 0 | 271311.1165 | 705895.8716 | 481788.4371 | 2154664.9547 | 961560.8286 | 9883032.0773 | 9883032.0773 | 1478867.319 | 4834933.9008 | 0 | 12999257.8606 | 29196091.1576 | 421.6965 | 0.13587 | 95677.6178 | 214890.1484 | 1950.5177 | 4380.8263
1 | 3100 | 707 | 0.045 | 15 | 15 | 7 | 5.6234e-13 | 5spot_SharedNeighbor | Water | Porous | Wet | R245fa | MinimizeLCOE_Brownfield | IgnoreSilica | 2019 | 2.7405 | 0.75939 | 0.052025 | 4 | 65321.2199 | 143153.7986 | 1331.6614 | 2918.3838 | 136.2521 | 0 | 233.3512 | 354736.3025 | 16003.8183 | 270285.4028 | 142264.1167 | 0 | 104156.8845 | 0 | 346104.1447 | 900491.9888 | 614604.2856 | 2748646.944 | 961560.8286 | 9883032.0773 | 9883032.0773 | 1478867.319 | 4834933.9008 | 0 | 13593239.8498 | 29790073.1469 | 562.3413 | 0.2081 | 65321.2199 | 143153.7986 | 1331.6614 | 2918.3838
1 | 3100 | 707 | 0.045 | 15 | 15 | 7 | 7.4989e-13 | 5spot_SharedNeighbor | Water | Porous | Wet | R245fa | MinimizeLCOE_Brownfield | IgnoreSilica | 2019 | 3.6157 | 1.0491 | 0.076734 | 4 | 46702.4737 | 99471.6692 | 952.0931 | 2027.8645 | 139.7324 | 0 | 314.0579 | 451453.4694 | 20902.1291 | 349227.6769 | 184147.5176 | 0 | 121118.2702 | 0 | 439471.1346 | 1143413.7443 | 780403.3753 | 3490137.3173 | 961560.8286 | 9883032.0773 | 9883032.0773 | 1478867.319 | 4834933.9008 | 0 | 14334730.2232 | 30531563.5202 | 749.8942 | 0.30694 | 46702.4737 | 99471.6692 | 952.0931 | 2027.8645
1 | 3100 | 707 | 0.045 | 15 | 15 | 7 | 1e-12 | 5spot_SharedNeighbor | Water | Porous | Wet | R245fa | MinimizeLCOE_Brownfield | IgnoreSilica | 2019 | 4.7816 | 1.4383 | 0.11033 | 4 | 34591.9784 | 71291.7363 | 705.2043 | 1453.3785 | 142.476 | 0 | 41.7296 | 569715.2968 | 26930.5171 | 448659.8526 | 240620.6376 | 0 | 141792.3227 | 0 | 556810.2644 | 1448706.0905 | 988771.6747 | 4422006.6564 | 961560.8286 | 9883032.0773 | 9883032.0773 | 1478867.319 | 4834933.9008 | 0 | 15266599.5623 | 31463432.8593 | 1000 | 0.44133 | 34591.9784 | 71291.7363 | 705.2043 | 1453.3785
1 | 3100 | 707 | 0.045 | 15 | 15 | 7 | 1.3335e-12 | 5spot_SharedNeighbor | Water | Porous | Wet | R245fa | MinimizeLCOE_Brownfield | IgnoreSilica | 2019 | 6.348 | 1.9623 | 0.15567 | 4 | 26405.1074 | 52416.4156 | 538.3038 | 1068.5795 | 144.5994 | 0 | 41.1303 | 714653.9143 | 34320.7938 | 574428.9911 | 316370.0951 | 0 | 167457.2773 | 0 | 704820.1179 | 1833797.3684 | 1251604.3847 | 5597452.9427 | 961560.8286 | 9883032.0773 | 9883032.0773 | 1478867.319 | 4834933.9008 | 0 | 16442045.8486 | 32638879.1456 | 1333.5214 | 0.62268 | 26405.1074 | 52416.4156 | 538.3038 | 1068.5795
1 | 3100 | 707 | 0.045 | 15 | 15 | 7 | 1.7783e-12 | 5spot_SharedNeighbor | Water | Porous | Wet | R245fa | MinimizeLCOE_Brownfield | IgnoreSilica | 2019 | 8.4164 | 2.6484 | 0.2147 | 4 | 20823.2478 | 39683.0898 | 424.5101 | 808.9935 | 146.0379 | 0 | 39.6894 | 887025.6849 | 43025.2017 | 729485.0647 | 414681.7232 | 0 | 198251.5288 | 0 | 886262.9893 | 2305874.5006 | 1573806.7277 | 7038413.421 | 961560.8286 | 9883032.0773 | 9883032.0773 | 1478867.319 | 4834933.9008 | 0 | 17883006.3268 | 34079839.6239 | 1778.2794 | 0.8588 | 20823.2478 | 39683.0898 | 424.5101 | 808.9935
1 | 3100 | 707 | 0.045 | 15 | 15 | 7 | 2.3714e-12 | 5spot_SharedNeighbor | Water | Porous | Wet | R245fa | MinimizeLCOE_Brownfield | IgnoreSilica | 2019 | 11.1884 | 3.5889 | 0.29756 | 4 | 16590.3104 | 30198.228 | 338.2159 | 615.6317 | 147.5509 | 0 | 47.117 | 1105145.3655 | 54189.8372 | 929295.2156 | 549749.739 | 0 | 235790.5275 | 0 | 1120926.5671 | 2916420.9938 | 1990517.2547 | 8902035.5003 | 961560.8286 | 9883032.0773 | 9883032.0773 | 1478867.319 | 4834933.9008 | 0 | 19746628.4062 | 35943461.7033 | 2371.3737 | 1.1903 | 16590.3104 | 30198.228 | 338.2159 | 615.6317
1 | 3100 | 707 | 0.045 | 15 | 15 | 7 | 3.1623e-12 | 5spot_SharedNeighbor | Water | Porous | Wet | R245fa | MinimizeLCOE_Brownfield | IgnoreSilica | 2019 | 14.8548 | 4.8228 | 0.40557 | 4 | 13592.3688 | 23576.2577 | 277.0988 | 480.6339 | 148.514 | 0 | 44.3517 | 1365958.7692 | 67404.2569 | 1176391.4707 | 727197.0403 | 0 | 281178.5775 | 0 | 1411070.7447 | 3671316.6272 | 2505749.0361 | 11206266.5224 | 961560.8286 | 9883032.0773 | 9883032.0773 | 1478867.319 | 4834933.9008 | 0 | 22050859.4283 | 38247692.7254 | 3162.2777 | 1.6223 | 13592.3688 | 23576.2577 | 277.0988 | 480.6339
1 | 3100 | 707 | 0.045 | 15 | 15 | 7 | 4.217e-12 | 5spot_SharedNeighbor | Water | Porous | Wet | R245fa | MinimizeLCOE_Brownfield | IgnoreSilica | 2019 | 19.7394 | 6.4676 | 0.54954 | 4 | 11352.4272 | 18720.8208 | 231.4346 | 381.6493 | 149.2478 | 0 | 48.9539 | 1684738.9408 | 83496.1006 | 1486930.6282 | 963679.1464 | 0 | 336721.2194 | 0 | 1776670.7538 | 4622532.8562 | 3154973.6579 | 14109743.3035 | 961560.8286 | 9883032.0773 | 9883032.0773 | 1478867.319 | 4834933.9008 | 0 | 24954336.2094 | 41151169.5064 | 4216.965 | 2.1981 | 11352.4272 | 18720.8208 | 231.4346 | 381.6493
1 | 3100 | 707 | 0.045 | 15 | 15 | 7 | 5.6234e-12 | 5spot_SharedNeighbor | Water | Porous | Wet | R245fa | MinimizeLCOE_Brownfield | IgnoreSilica | 2019 | 26.2043 | 8.6451 | 0.74028 | 4 | 9656.5063 | 15126.3741 | 196.8609 | 308.3716 | 149.803 | 0 | 44.6182 | 2072224.3952 | 102978.411 | 1874792.7878 | 1276708.1134 | 0 | 403954.5603 | 0 | 2234956.7244 | 5814898.9442 | 3968788.0137 | 17749301.95 | 961560.8286 | 9883032.0773 | 9883032.0773 | 1478867.319 | 4834933.9008 | 0 | 28593894.8559 | 44790728.153 | 5623.4133 | 2.9611 | 9656.5063 | 15126.3741 | 196.8609 | 308.3716
1 | 3100 | 707 | 0.045 | 15 | 15 | 7 | 7.4989e-12 | 5spot_SharedNeighbor | Water | Porous | Wet | R245fa | MinimizeLCOE_Brownfield | IgnoreSilica | 2019 | 34.7576 | 11.5257 | 0.99223 | 4 | 8354.7317 | 12435.6668 | 170.3225 | 253.5179 | 150.2237 | 0 | 47.145 | 2543282.7658 | 126550.7526 | 2359145.1897 | 1689836.7208 | 0 | 485800.2621 | 0 | 2809800.1195 | 7310523.5416 | 4989582.5334 | 22314521.8855 | 961560.8286 | 9883032.0773 | 9883032.0773 | 1478867.319 | 4834933.9008 | 0 | 33159114.7913 | 49355948.0884 | 7498.9421 | 3.9689 | 8354.7317 | 12435.6668 | 170.3225 | 253.5179
1 | 3100 | 707 | 0.045 | 15 | 15 | 7 | 1e-11 | 5spot_SharedNeighbor | Water | Porous | Wet | R245fa | MinimizeLCOE_Brownfield | IgnoreSilica | 2019 | 45.9265 | 15.2859 | 1.321 | 4 | 7346.9018 | 10412.1966 | 149.7765 | 212.2667 | 150.5343 | 0 | 51.6229 | 3109249.2098 | 154737.6141 | 2956453.7396 | 2228343.6805 | 0 | 583732.4912 | 0 | 3522681.5267 | 9165294.7312 | 6255501.982 | 27975994.9752 | 961560.8286 | 9883032.0773 | 9883032.0773 | 1478867.319 | 4834933.9008 | 0 | 38820587.881 | 55017421.1781 | 10000 | 5.2839 | 7346.9018 | 10412.1966 | 149.7765 | 212.2667
1 | 3100 | 707 | 0.045 | 15 | 15 | 7 | 1.3335e-11 | 5spot_SharedNeighbor | Water | Porous | Wet | R245fa | MinimizeLCOE_Brownfield | IgnoreSilica | 2019 | 60.3648 | 20.1364 | 1.7435 | 4 | 6564.8995 | 8887.4202 | 133.8344 | 181.1821 | 150.7214 | 0 | 59.0912 | 3782199.0033 | 188052.395 | 3685311.9766 | 2923907.6879 | 0 | 700784.7047 | 0 | 4399299.7493 | 11446075.5273 | 7812181.7407 | 34937812.7848 | 961560.8286 | 9883032.0773 | 9883032.0773 | 1478867.319 | 4834933.9008 | 0 | 45782405.6907 | 61979238.9877 | 13335.2143 | 6.9738 | 6564.8995 | 8887.4202 | 133.8344 | 181.1821
1 | 3100 | 707 | 0.045 | 15 | 15 | 7 | 1.7783e-11 | 5spot_SharedNeighbor | Water | Porous | Wet | R245fa | MinimizeLCOE_Brownfield | IgnoreSilica | 2019 | 74.7233 | 24.927 | 2.1916 | 4 | 5964.1341 | 7811.7564 | 121.5869 | 159.2532 | 150.7243 | 0 | 61.6238 | 4400178.2389 | 218360.4064 | 4371429.4612 | 3613719.431 | 0 | 775542.2642 | 0 | 5217899.6227 | 13575904.4798 | 9265833.7644 | 41438867.6687 | 961560.8286 | 9883032.0773 | 9883032.0773 | 1478867.319 | 4834933.9008 | 0 | 52283460.5745 | 68480293.8716 | 17782.7941 | 8.7663 | 5964.1341 | 7811.7564 | 121.5869 | 159.2532
1 | 3100 | 707 | 0.045 | 15 | 15 | 7 | 2.3714e-11 | 5spot_SharedNeighbor | Water | Porous | Wet | R245fa | MinimizeLCOE_Brownfield | IgnoreSilica | 2019 | 86.9144 | 28.9503 | 2.615 | 4 | 5491.5407 | 7039.9976 | 111.9525 | 143.5199 | 150.5985 | 0 | 85.2272 | 4890708.7362 | 242135.2091 | 4927691.3888 | 4196859.5389 | 0 | 787169.5999 | 0 | 5867380.1444 | 15265719.5706 | 10419167.2861 | 46596831.474 | 961560.8286 | 9883032.0773 | 9883032.0773 | 1478867.319 | 4834933.9008 | 0 | 57441424.3799 | 73638257.6769 | 23713.7371 | 10.46 | 5491.5407 | 7039.9976 | 111.9525 | 143.5199
1 | 3100 | 707 | 0.045 | 15 | 15 | 7 | 3.1623e-11 | 5spot_SharedNeighbor | Water | Porous | Wet | R245fa | MinimizeLCOE_Brownfield | IgnoreSilica | 2019 | 98.7534 | 32.8063 | 3.0382 | 4 | 5120.1492 | 6452.9117 | 104.3812 | 131.5513 | 150.3757 | 0 | 90.433 | 5340142.746 | 263632.9974 | 5446863.435 | 4760234.7093 | 0 | 777918.7221 | 0 | 6469629.1178 | 16832647.8611 | 11488628.0415 | 51379697.6302 | 961560.8286 | 9883032.0773 | 9883032.0773 | 1478867.319 | 4834933.9008 | 0 | 62224290.536 | 78421123.8331 | 31622.7766 | 12.1528 | 5120.1492 | 6452.9117 | 104.3812 | 131.5513
1 | 3100 | 707 | 0.045 | 15 | 15 | 7 | 4.217e-11 | 5spot_SharedNeighbor | Water | Porous | Wet | R245fa | MinimizeLCOE_Brownfield | IgnoreSilica | 2019 | 109.764 | 36.3393 | 3.4409 | 4 | 4830.1224 | 6006.8973 | 98.4686 | 122.4587 | 150.0886 | 0 | 110.5371 | 5736139.3643 | 282300.6524 | 5912341.8465 | 5281199.3166 | 0 | 751027.0769 | 0 | 7005573.2201 | 18227064.4781 | 12440346.035 | 55635991.9899 | 961560.8286 | 9883032.0773 | 9883032.0773 | 1478867.319 | 4834933.9008 | 0 | 66480584.8958 | 82677418.1928 | 42169.6503 | 13.7637 | 4830.1224 | 6006.8973 | 98.4686 | 122.4587
1 | 3100 | 707 | 0.045 | 15 | 15 | 7 | 5.6234e-11 | 5spot_SharedNeighbor | Water | Porous | Wet | R245fa | MinimizeLCOE_Brownfield | IgnoreSilica | 2019 | 119.5445 | 39.4255 | 3.8052 | 4 | 4604.8916 | 5669.0208 | 93.8769 | 115.5707 | 149.7754 | 0 | 97.005 | 6070374.9145 | 297789.861 | 6312011.5057 | 5737391.8695 | 0 | 710753.7549 | 0 | 7460045.5432 | 19409508.2377 | 13247388.1977 | 59245263.8843 | 961560.8286 | 9883032.0773 | 9883032.0773 | 1478867.319 | 4834933.9008 | 0 | 70089856.7901 | 86286690.0872 | 56234.1325 | 15.2207 | 4604.8916 | 5669.0208 | 93.8769 | 115.5707
1 | 3100 | 707 | 0.045 | 15 | 15 | 7 | 7.4989e-11 | 5spot_SharedNeighbor | Water | Porous | Wet | R245fa | MinimizeLCOE_Brownfield | IgnoreSilica | 2019 | 127.9554 | 42.0376 | 4.1226 | 4 | 4430.8342 | 5413.026 | 90.3285 | 110.3519 | 149.4657 | 0 | 134.1396 | 6345316.1318 | 310325.8915 | 6645779.5442 | 6124905.7995 | 0 | 663109.0748 | 0 | 7834880.2123 | 20384751.1575 | 13913011.5298 | 62222079.3415 | 961560.8286 | 9883032.0773 | 9883032.0773 | 1478867.319 | 4834933.9008 | 0 | 73066672.2473 | 89263505.5444 | 74989.4209 | 16.4905 | 4430.8342 | 5413.026 | 90.3285 | 110.3519
1 | 3100 | 707 | 0.045 | 15 | 15 | 7 | 1e-10 | 5spot_SharedNeighbor | Water | Porous | Wet | R245fa | MinimizeLCOE_Brownfield | IgnoreSilica | 2019 | 137.4561 | 44.9571 | 4.449 | 4 | 4295.673 | 5205.811 | 87.5731 | 106.1275 | 149.104 | 0 | 128.2184 | 6645395.5819 | 323864.7648 | 7014199.7477 | 6559919.3796 | 0 | 637088.2527 | 0 | 8260382.4134 | 21491820.6022 | 14668609.1738 | 65601279.9161 | 961560.8286 | 9883032.0773 | 9883032.0773 | 1478867.319 | 4834933.9008 | 0 | 76445872.822 | 92642706.119 | 100000 | 17.796 | 4295.673 | 5205.811 | 87.5731 | 106.1275
1 | 3100 | 707 | 0.045 | 15 | 15 | 7 | 1.3335e-10 | 5spot_SharedNeighbor | Water | Porous | Wet | R245fa | MinimizeLCOE_Brownfield | IgnoreSilica | 2019 | 143.7218 | 46.8683 | 4.6863 | 4 | 4190.7153 | 5054.7751 | 85.4334 | 103.0484 | 148.8676 | 0 | 128.4211 | 6838243.0726 | 332509.8032 | 7252881.9765 | 6845460.2416 | 0 | 592376.9529 | 0 | 8525974.0983 | 22182835.686 | 15140241.1674 | 67710522.9986 | 961560.8286 | 9883032.0773 | 9883032.0773 | 1478867.319 | 4834933.9008 | 0 | 78555115.9044 | 94751949.2015 | 133352.1432 | 18.745 | 4190.7153 | 5054.7751 | 85.4334 | 103.0484
1 | 3100 | 707 | 0.045 | 15 | 15 | 7 | 1.7783e-10 | 5spot_SharedNeighbor | Water | Porous | Wet | R245fa | MinimizeLCOE_Brownfield | IgnoreSilica | 2019 | 148.6741 | 48.3653 | 4.8764 | 4 | 4110.402 | 4940.7661 | 83.7961 | 100.7242 | 148.6727 | 0 | 124.5995 | 6987122.8386 | 339127.5843 | 7438581.059 | 7069867.6022 | 0 | 550187.2849 | 0 | 8730105.6839 | 22713944.1986 | 15502733.6405 | 69331669.892 | 961560.8286 | 9883032.0773 | 9883032.0773 | 1478867.319 | 4834933.9008 | 0 | 80176262.7979 | 96373096.0949 | 177827.941 | 19.5057 | 4110.402 | 4940.7661 | 83.7961 | 100.7242
1 | 3100 | 707 | 0.045 | 15 | 15 | 7 | 2.3714e-10 | 5spot_SharedNeighbor | Water | Porous | Wet | R245fa | MinimizeLCOE_Brownfield | IgnoreSilica | 2019 | 152.5593 | 49.5315 | 5.0269 | 4 | 4049.1699 | 4854.6699 | 82.5478 | 98.969 | 148.515 | 0 | 133.2367 | 7101801.4081 | 344188.9543 | 7582520.071 | 7245200.6958 | 0 | 512702.6564 | 0 | 8886701.3764 | 23121374.0682 | 15780812.8982 | 70575302.1283 | 961560.8286 | 9883032.0773 | 9883032.0773 | 1478867.319 | 4834933.9008 | 0 | 81419895.0342 | 97616728.3312 | 237137.3706 | 20.1078 | 4049.1699 | 4854.6699 | 82.5478 | 98.969
1 | 3100 | 707 | 0.045 | 15 | 15 | 7 | 3.1623e-10 | 5spot_SharedNeighbor | Water | Porous | Wet | R245fa | MinimizeLCOE_Brownfield | IgnoreSilica | 2019 | 155.5413 | 50.4216 | 5.1438 | 4 | 4002.6224 | 4789.8249 | 81.5989 | 97.6471 | 148.3912 | 0 | 133.1152 | 7188574.6693 | 347997.0181 | 7691968.8497 | 7379338.3863 | 0 | 480346.6936 | 0 | 9004407.9906 | 23427622.5335 | 15989833.7686 | 71510089.9098 | 961560.8286 | 9883032.0773 | 9883032.0773 | 1478867.319 | 4834933.9008 | 0 | 82354682.8156 | 98551516.1127 | 316227.766 | 20.5752 | 4002.6224 | 4789.8249 | 81.5989 | 97.6471
1 | 3100 | 707 | 0.045 | 15 | 15 | 7 | 4.217e-10 | 5spot_SharedNeighbor | Water | Porous | Wet | R245fa | MinimizeLCOE_Brownfield | IgnoreSilica | 2019 | 157.8117 | 51.0964 | 5.2336 | 4 | 3967.3263 | 4741.0185 | 80.8793 | 96.6521 | 148.2953 | 0 | 136.2784 | 7253924.5126 | 350852.2041 | 7774707.2995 | 7481211.6694 | 0 | 453268.4242 | 0 | 9092446.0028 | 23656679.3822 | 16146169.7745 | 72209259.2693 | 961560.8286 | 9883032.0773 | 9883032.0773 | 1478867.319 | 4834933.9008 | 0 | 83053852.1752 | 99250685.4722 | 421696.5034 | 20.9345 | 3967.3263 | 4741.0185 | 80.8793 | 96.6521
1 | 3100 | 707 | 0.045 | 15 | 15 | 7 | 5.6234e-10 | 5spot_SharedNeighbor | Water | Porous | Wet | R245fa | MinimizeLCOE_Brownfield | IgnoreSilica | 2019 | 159.8339 | 51.6954 | 5.3106 | 4 | 3939.4289 | 4701.9122 | 80.3106 | 95.8548 | 148.209 | 0 | 117.3476 | 7311631.8387 | 353364.7765 | 7847986.9834 | 7571772.7143 | 0 | 432075.8186 | 0 | 9171564.5312 | 23862529.5637 | 16286666.7531 | 72837592.9793 | 961560.8286 | 9883032.0773 | 9883032.0773 | 1478867.319 | 4834933.9008 | 0 | 83682185.8852 | 99879019.1822 | 562341.3252 | 21.2422 | 3939.4289 | 4701.9122 | 80.3106 | 95.8548
1 | 3100 | 707 | 0.045 | 15 | 15 | 7 | 7.4989e-10 | 5spot_SharedNeighbor | Water | Porous | Wet | R245fa | MinimizeLCOE_Brownfield | IgnoreSilica | 2019 | 161.1218 | 52.0757 | 5.3622 | 4 | 3919.4845 | 4674.6264 | 79.904 | 95.2986 | 148.1533 | 0 | 145.7714 | 7348116.8394 | 354948.2589 | 7894436.698 | 7629347.9146 | 0 | 414534.4104 | 0 | 9220139.8073 | 23988912.4679 | 16372925.6822 | 73223362.0787 | 961560.8286 | 9883032.0773 | 9883032.0773 | 1478867.319 | 4834933.9008 | 0 | 84067954.9846 | 100264788.2817 | 749894.2093 | 21.4487 | 3919.4845 | 4674.6264 | 79.904 | 95.2986
1 | 3100 | 707 | 0.045 | 15 | 15 | 7 | 1e-09 | 5spot_SharedNeighbor | Water | Porous | Wet | R245fa | MinimizeLCOE_Brownfield | IgnoreSilica | 2019 | 162.077 | 52.3573 | 5.4009 | 4 | 3904.4437 | 4654.1707 | 79.5974 | 94.8816 | 148.1117 | 0 | 144.4879 | 7375048.19 | 356114.7541 | 7928780.1475 | 7672000.8001 | 0 | 400569.1138 | 0 | 9255680.0721 | 24081380.9466 | 16436037.319 | 73505611.3431 | 961560.8286 | 9883032.0773 | 9883032.0773 | 1478867.319 | 4834933.9008 | 0 | 84350204.249 | 100547037.5461 | 1000000 | 21.6036 | 3904.4437 | 4654.1707 | 79.5974 | 94.8816
1 | 3100 | 707 | 0.045 | 15 | 15 | 7 | 1.3335e-09 | 5spot_SharedNeighbor | Water | Porous | Wet | R245fa | MinimizeLCOE_Brownfield | IgnoreSilica | 2019 | 162.8003 | 52.5702 | 5.4303 | 4 | 3893.1144 | 4638.7883 | 79.3664 | 94.568 | 148.08 | 0 | 151.4412 | 7395370.2723 | 356993.6609 | 7954727.1502 | 7704272.7629 | 0 | 389724.6401 | 0 | 9282424.5097 | 24150964.487 | 16483529.5151 | 73718006.9981 | 961560.8286 | 9883032.0773 | 9883032.0773 | 1478867.319 | 4834933.9008 | 0 | 84562599.9039 | 100759433.201 | 1333521.4322 | 21.7211 | 3893.1144 | 4638.7883 | 79.3664 | 94.568
1 | 3100 | 707 | 0.045 | 15 | 15 | 7 | 1.7783e-09 | 5spot_SharedNeighbor | Water | Porous | Wet | R245fa | MinimizeLCOE_Brownfield | IgnoreSilica | 2019 | 163.3339 | 52.727 | 5.4522 | 4 | 3884.589 | 4627.2688 | 79.1926 | 94.3331 | 148.0566 | 0 | 155.8656 | 7410323.1218 | 357639.6073 | 7973836.672 | 7728066.6508 | 0 | 381262.1644 | 0 | 9301940.0044 | 24201739.8011 | 16518184.7103 | 73872992.7322 | 961560.8286 | 9883032.0773 | 9883032.0773 | 1478867.319 | 4834933.9008 | 0 | 84717585.638 | 100914418.9351 | 1778279.41 | 21.8086 | 3884.589 | 4627.2688 | 79.1926 | 94.3331
1 | 3100 | 707 | 0.045 | 15 | 15 | 7 | 2.3714e-09 | 5spot_SharedNeighbor | Water | Porous | Wet | R245fa | MinimizeLCOE_Brownfield | IgnoreSilica | 2019 | 163.7313 | 52.8438 | 5.4686 | 4 | 3878.1785 | 4618.6308 | 79.0619 | 94.157 | 148.039 | 0 | 136.616 | 7421439.2378 | 358119.401 | 7988052.7376 | 7745781.9109 | 0 | 374743.7322 | 0 | 9316373.4376 | 24239292.6337 | 16543815.2901 | 73987618.3808 | 961560.8286 | 9883032.0773 | 9883032.0773 | 1478867.319 | 4834933.9008 | 0 | 84832211.2867 | 101029044.5838 | 2371373.7057 | 21.8742 | 3878.1785 | 4618.6308 | 79.0619 | 94.157
1 | 3100 | 707 | 0.045 | 15 | 15 | 7 | 3.1623e-09 | 5spot_SharedNeighbor | Water | Porous | Wet | R245fa | MinimizeLCOE_Brownfield | IgnoreSilica | 2019 | 164.0332 | 52.9324 | 5.481 | 4 | 3873.3613 | 4612.1362 | 78.9637 | 94.0246 | 148.0257 | 0 | 132.4966 | 7429870.4686 | 358483.0836 | 7998840.6673 | 7759233.3278 | 0 | 369801.3451 | 0 | 9327329.268 | 24267797.457 | 16563270.4178 | 74074626.035 | 961560.8286 | 9883032.0773 | 9883032.0773 | 1478867.319 | 4834933.9008 | 0 | 84919218.9409 | 101116052.2379 | 3162277.6602 | 21.9239 | 3873.3613 | 4612.1362 | 78.9637 | 94.0246
1 | 3100 | 707 | 0.045 | 15 | 15 | 7 | 4.217e-09 | 5spot_SharedNeighbor | Water | Porous | Wet | R245fa | MinimizeLCOE_Brownfield | IgnoreSilica | 2019 | 164.2501 | 52.9961 | 5.4901 | 4 | 3869.7431 | 4607.2932 | 78.8899 | 93.9259 | 148.0161 | 0 | 133.0308 | 7435920.2107 | 358743.9023 | 8006584.6357 | 7768893.7462 | 0 | 365964.0553 | 0 | 9335081.5546 | 24287967.3167 | 16577036.7615 | 74136192.1832 | 961560.8286 | 9883032.0773 | 9883032.0773 | 1478867.319 | 4834933.9008 | 0 | 84980785.089 | 101177618.3861 | 4216965.0343 | 21.9603 | 3869.7431 | 4607.2932 | 78.8899 | 93.9259
1 | 3100 | 707 | 0.045 | 15 | 15 | 7 | 5.6234e-09 | 5spot_SharedNeighbor | Water | Porous | Wet | R245fa | MinimizeLCOE_Brownfield | IgnoreSilica | 2019 | 164.4157 | 53.0446 | 5.497 | 4 | 3867.0265 | 4603.6503 | 78.8346 | 93.8516 | 148.0088 | 0 | 128.7296 | 7440535.8038 | 358942.8264 | 8012494.4225 | 7776268.4642 | 0 | 363082.8893 | 0 | 9341016.5185 | 24303408.8751 | 16587575.9424 | 74183325.7422 | 961560.8286 | 9883032.0773 | 9883032.0773 | 1478867.319 | 4834933.9008 | 0 | 85027918.6481 | 101224751.9451 | 5623413.2519 | 21.9879 | 3867.0265 | 4603.6503 | 78.8346 | 93.8516
1 | 3100 | 707 | 0.045 | 15 | 15 | 7 | 7.4989e-09 | 5spot_SharedNeighbor | Water | Porous | Wet | R245fa | MinimizeLCOE_Brownfield | IgnoreSilica | 2019 | 164.5324 | 53.0789 | 5.502 | 4 | 3864.9875 | 4600.9412 | 78.793 | 93.7964 | 148.0036 | 0 | 129.4003 | 7443785.8975 | 359082.852 | 8016656.8864 | 7781464.1255 | 0 | 360842.2119 | 0 | 9345114.4696 | 24314070.9033 | 16594852.9957 | 74215870.3418 | 961560.8286 | 9883032.0773 | 9883032.0773 | 1478867.319 | 4834933.9008 | 0 | 85060463.2477 | 101257296.5447 | 7498942.0933 | 22.008 | 3864.9875 | 4600.9412 | 78.793 | 93.7964
1 | 3100 | 707 | 0.045 | 15 | 15 | 7 | 1e-08 | 5spot_SharedNeighbor | Water | Porous | Wet | R245fa | MinimizeLCOE_Brownfield | IgnoreSilica | 2019 | 164.6982 | 53.1275 | 5.5076 | 4 | 3863.457 | 4598.662 | 78.7618 | 93.7499 | 147.9963 | 0 | 123.8821 | 7448403.206 | 359281.9906 | 8022567.4077 | 7788843.0142 | 0 | 359818.1945 | 0 | 9351776.3871 | 24331403.8462 | 16606683.0854 | 74268777.1318 | 961560.8286 | 9883032.0773 | 9883032.0773 | 1478867.319 | 4834933.9008 | 0 | 85113370.0377 | 101310203.3347 | 10000000 | 22.0304 | 3863.457 | 4598.662 | 78.7618 | 93.7499
1 | 3200 | 707 | 0.045 | 15 | 15 | 7 | 1e-13 | 5spot_SharedNeighbor | Water | Porous | Wet | R245fa | MinimizeLCOE_Brownfield | IgnoreSilica | 2019 | 0 | 0 | 0 | 0 |  |  |  |  | 15 |  | 11.856 | [19 empty] | 100 | 0
1 | 3200 | 707 | 0.045 | 15 | 15 | 7 | 1.3335e-13 | 5spot_SharedNeighbor | Water | Porous | Wet | R245fa | MinimizeLCOE_Brownfield | IgnoreSilica | 2019 | 0.74031 | 0.13253 | 0.0027819 | 4 | 1083505.4463 | 2587848.7641 | 22088.7241 | 52756.7974 | 106.7487 | 0 | 24.6244 | 90420.9996 | 3286.0368 | 68275.3733 | 49768.2918 | 0 | 54433.0123 | 0 | 103811.6484 | 270096.6143 | 184346.4892 | 824438.4657 | 961560.8286 | 10270819.4043 | 10270819.4043 | 1478867.319 | 4990048.8316 | 0 | 12056818.6986 | 28796554.2535 | 133.3521 | 0.011128 | 1083505.4463 | 2587848.7641 | 22088.7241 | 52756.7974
1 | 3200 | 707 | 0.045 | 15 | 15 | 7 | 1.7783e-13 | 5spot_SharedNeighbor | Water | Porous | Wet | R245fa | MinimizeLCOE_Brownfield | IgnoreSilica | 2019 | 0.95719 | 0.19719 | 0.0073423 | 4 | 418740.8789 | 988716.6006 | 8536.5992 | 20156.3252 | 115.5242 | 0 | 24.5097 | 125344.7558 | 4855.3969 | 93229.9011 | 59544.104 | 0 | 61107.3737 | 0 | 134191.7973 | 349139.53 | 238294.9033 | 1065707.762 | 961560.8286 | 10270819.4043 | 10270819.4043 | 1478867.319 | 4990048.8316 | 0 | 12298087.9949 | 29037823.5497 | 177.8279 | 0.029369 | 418740.8789 | 988716.6006 | 8536.5992 | 20156.3252
1 | 3200 | 707 | 0.045 | 15 | 15 | 7 | 2.3714e-13 | 5spot_SharedNeighbor | Water | Porous | Wet | R245fa | MinimizeLCOE_Brownfield | IgnoreSilica | 2019 | 1.2545 | 0.29119 | 0.014531 | 4 | 217129.0858 | 505128.7323 | 4426.4701 | 10297.7324 | 123.5051 | 0 | 23.4195 | 171370.7807 | 7035.0834 | 126637.0098 | 73385.2539 | 0 | 69731.4921 | 0 | 174782.2518 | 454747.5664 | 310374.5582 | 1388063.9962 | 961560.8286 | 10270819.4043 | 10270819.4043 | 1478867.319 | 4990048.8316 | 0 | 12620444.2291 | 29360179.784 | 237.1374 | 0.058124 | 217129.0858 | 505128.7323 | 4426.4701 | 10297.7324
1 | 3200 | 707 | 0.045 | 15 | 15 | 7 | 3.1623e-13 | 5spot_SharedNeighbor | Water | Porous | Wet | R245fa | MinimizeLCOE_Brownfield | IgnoreSilica | 2019 | 1.632 | 0.41556 | 0.024869 | 4 | 130795.7119 | 299073.9987 | 2666.4475 | 6097.028 | 130.0242 | 0 | 130.414 | 226565.5009 | 9756.0478 | 167563.5737 | 91407.4177 | 0 | 78996.836 | 0 | 223972.8567 | 582731.4299 | 397726.1748 | 1778719.8375 | 961560.8286 | 10270819.4043 | 10270819.4043 | 1478867.319 | 4990048.8316 | 0 | 13011100.0704 | 29750835.6253 | 316.2278 | 0.099477 | 130795.7119 | 299073.9987 | 2666.4475 | 6097.028
1 | 3200 | 707 | 0.045 | 15 | 15 | 7 | 4.217e-13 | 5spot_SharedNeighbor | Water | Porous | Wet | R245fa | MinimizeLCOE_Brownfield | IgnoreSilica | 2019 | 2.1376 | 0.58668 | 0.039625 | 4 | 85229.0118 | 190842.6595 | 1737.5087 | 3890.5857 | 135.5244 | 0 | 178.8028 | 295453.2089 | 13248.3666 | 219979.3658 | 115855.2081 | 0 | 90436.2335 | 0 | 286639.2294 | 745776.4771 | 509007.7698 | 2276395.8593 | 961560.8286 | 10270819.4043 | 10270819.4043 | 1478867.319 | 4990048.8316 | 0 | 13508776.0922 | 30248511.6471 | 421.6965 | 0.1585 | 85229.0118 | 190842.6595 | 1737.5087 | 3890.5857
1 | 3200 | 707 | 0.045 | 15 | 15 | 7 | 5.6234e-13 | 5spot_SharedNeighbor | Water | Porous | Wet | R245fa | MinimizeLCOE_Brownfield | IgnoreSilica | 2019 | 2.8183 | 0.8213 | 0.060329 | 4 | 58608.2661 | 127977.2228 | 1194.8088 | 2608.9888 | 140.0566 | 0 | 239.619 | 381144.226 | 17677.7744 | 287041.572 | 149187.6236 | 0 | 104698.9613 | 0 | 366502.5613 | 953564.4846 | 650827.3545 | 2910644.5577 | 961560.8286 | 10270819.4043 | 10270819.4043 | 1478867.319 | 4990048.8316 | 0 | 14143024.7906 | 30882760.3455 | 562.3413 | 0.24131 | 58608.2661 | 127977.2228 | 1194.8088 | 2608.9888
1 | 3200 | 707 | 0.045 | 15 | 15 | 7 | 7.4989e-13 | 5spot_SharedNeighbor | Water | Porous | Wet | R245fa | MinimizeLCOE_Brownfield | IgnoreSilica | 2019 | 3.717 | 1.1351 | 0.088628 | 4 | 42125.5141 | 89344.8292 | 858.7856 | 1821.4152 | 143.6485 | 0 | 30.3061 | 485347.254 | 23135.6903 | 370957.3799 | 193967.1739 | 0 | 121699.7377 | 0 | 466091.822 | 1212675.3123 | 827675.8186 | 3701550.1888 | 961560.8286 | 10270819.4043 | 10270819.4043 | 1478867.319 | 4990048.8316 | 0 | 14933930.4217 | 31673665.9766 | 749.8942 | 0.35451 | 42125.5141 | 89344.8292 | 858.7856 | 1821.4152
1 | 3200 | 707 | 0.045 | 15 | 15 | 7 | 1e-12 | 5spot_SharedNeighbor | Water | Porous | Wet | R245fa | MinimizeLCOE_Brownfield | IgnoreSilica | 2019 | 4.9131 | 1.5547 | 0.12678 | 4 | 31390.5041 | 64398.6892 | 639.9379 | 1312.8544 | 146.4787 | 0 | 45.1052 | 611955.1051 | 29791.1267 | 476235.8197 | 252937.9691 | 0 | 142345.2629 | 0 | 590173.4606 | 1535510.2832 | 1048017.3198 | 4686966.3471 | 961560.8286 | 10270819.4043 | 10270819.4043 | 1478867.319 | 4990048.8316 | 0 | 15919346.58 | 32659082.1349 | 1000 | 0.50714 | 31390.5041 | 64398.6892 | 639.9379 | 1312.8544
1 | 3200 | 707 | 0.045 | 15 | 15 | 7 | 1.3335e-12 | 5spot_SharedNeighbor | Water | Porous | Wet | R245fa | MinimizeLCOE_Brownfield | IgnoreSilica | 2019 | 6.5092 | 2.117 | 0.1782 | 4 | 24071.8545 | 47555.6812 | 490.7373 | 969.4869 | 148.6528 | 0 | 35.6518 | 766623.7334 | 37939.2088 | 608753.5854 | 332504.6142 | 0 | 167652.5184 | 0 | 746254.7275 | 1941601.7229 | 1325183.0718 | 5926513.1824 | 961560.8286 | 10270819.4043 | 10270819.4043 | 1478867.319 | 4990048.8316 | 0 | 17158893.4153 | 33898628.9702 | 1333.5214 | 0.71282 | 24071.8545 | 47555.6812 | 490.7373 | 969.4869
1 | 3200 | 707 | 0.045 | 15 | 15 | 7 | 1.7783e-12 | 5spot_SharedNeighbor | Water | Porous | Wet | R245fa | MinimizeLCOE_Brownfield | IgnoreSilica | 2019 | 8.6138 | 2.8527 | 0.24526 | 4 | 19042.8848 | 36106.2577 | 388.215 | 736.0749 | 150.1174 | 0 | 37.623 | 950793.1352 | 47562.9968 | 772074.0561 | 436688.608 | 0 | 198019.167 | 0 | 938003.8056 | 2440493.4911 | 1665686.9548 | 7449322.2145 | 961560.8286 | 10270819.4043 | 10270819.4043 | 1478867.319 | 4990048.8316 | 0 | 18681702.4475 | 35421438.0023 | 1778.2794 | 0.98103 | 19042.8848 | 36106.2577 | 388.215 | 736.0749
1 | 3200 | 707 | 0.045 | 15 | 15 | 7 | 2.3714e-12 | 5spot_SharedNeighbor | Water | Porous | Wet | R245fa | MinimizeLCOE_Brownfield | IgnoreSilica | 2019 | 11.4442 | 3.8639 | 0.33924 | 4 | 15216.7614 | 27553.0534 | 310.2143 | 561.7063 | 151.7081 | 0 | 50.654 | 1184162.4018 | 59899.6841 | 983165.639 | 577668.6578 | 0 | 235219.2907 | 0 | 1185645.1126 | 3084805.3739 | 2105443.0541 | 9416009.214 | 961560.8286 | 10270819.4043 | 10270819.4043 | 1478867.319 | 4990048.8316 | 0 | 20648389.4469 | 37388125.0018 | 2371.3737 | 1.357 | 15216.7614 | 27553.0534 | 310.2143 | 561.7063
1 | 3200 | 707 | 0.045 | 15 | 15 | 7 | 3.1623e-12 | 5spot_SharedNeighbor | Water | Porous | Wet | R245fa | MinimizeLCOE_Brownfield | IgnoreSilica | 2019 | 15.2032 | 5.2001 | 0.46307 | 4 | 12479.0162 | 21516.4409 | 254.4016 | 438.6418 | 152.7099 | 0 | 47.7128 | 1466069.3115 | 74726.1656 | 1245944.5693 | 768799.0434 | 0 | 280797.1371 | 0 | 1496171.1284 | 3892730.3693 | 2656868.4647 | 11882106.1892 | 961560.8286 | 10270819.4043 | 10270819.4043 | 1478867.319 | 4990048.8316 | 0 | 23114486.4221 | 39854221.977 | 3162.2777 | 1.8523 | 12479.0162 | 21516.4409 | 254.4016 | 438.6418
1 | 3200 | 707 | 0.045 | 15 | 15 | 7 | 4.217e-12 | 5spot_SharedNeighbor | Water | Porous | Wet | R245fa | MinimizeLCOE_Brownfield | IgnoreSilica | 2019 | 20.199 | 6.9754 | 0.62752 | 4 | 10440.5971 | 17109.6534 | 212.8457 | 348.8034 | 153.4711 | 0 | 55.158 | 1809182.1054 | 92677.673 | 1575113.251 | 1021438.7239 | 0 | 336242.9493 | 0 | 1885515.334 | 4905724.1267 | 3348257.519 | 14974151.6824 | 961560.8286 | 10270819.4043 | 10270819.4043 | 1478867.319 | 4990048.8316 | 0 | 26206531.9153 | 42946267.4702 | 4216.965 | 2.5101 | 10440.5971 | 17109.6534 | 212.8457 | 348.8034
1 | 3200 | 707 | 0.045 | 15 | 15 | 7 | 5.6234e-12 | 5spot_SharedNeighbor | Water | Porous | Wet | R245fa | MinimizeLCOE_Brownfield | IgnoreSilica | 2019 | 26.8085 | 9.3231 | 0.84491 | 4 | 8898.1719 | 13851.2561 | 181.4013 | 282.3766 | 154.047 | 0 | 51.2637 | 2225505.1863 | 114340.5834 | 1985828.9054 | 1353959.2085 | 0 | 403305.8237 | 0 | 2372346.4858 | 6172358.9209 | 4212761.7928 | 18840406.9068 | 961560.8286 | 10270819.4043 | 10270819.4043 | 1478867.319 | 4990048.8316 | 0 | 30072787.1397 | 46812522.6946 | 5623.4133 | 3.3797 | 8898.1719 | 13851.2561 | 181.4013 | 282.3766
1 | 3200 | 707 | 0.045 | 15 | 15 | 7 | 7.4989e-12 | 5spot_SharedNeighbor | Water | Porous | Wet | R245fa | MinimizeLCOE_Brownfield | IgnoreSilica | 2019 | 35.5199 | 12.4182 | 1.1315 | 4 | 7712.7628 | 11411.3102 | 157.2351 | 232.635 | 154.4822 | 0 | 52.6777 | 2730139.2256 | 140485.7643 | 2496966.5078 | 1792163.3149 | 0 | 484376.6496 | 0 | 2981211.2703 | 7756500.1948 | 5293970.7631 | 23675813.6905 | 961560.8286 | 10270819.4043 | 10270819.4043 | 1478867.319 | 4990048.8316 | 0 | 34908193.9234 | 51647929.4783 | 7498.9421 | 4.526 | 7712.7628 | 11411.3102 | 157.2351 | 232.635
1 | 3200 | 707 | 0.045 | 15 | 15 | 7 | 1e-11 | 5spot_SharedNeighbor | Water | Porous | Wet | R245fa | MinimizeLCOE_Brownfield | IgnoreSilica | 2019 | 46.9205 | 16.4681 | 1.5061 | 4 | 6793.0094 | 9571.6226 | 138.4847 | 195.1305 | 154.8031 | 0 | 53.8775 | 3338145.1615 | 171840.2829 | 3128890.8498 | 2365630.1064 | 0 | 582069.777 | 0 | 3738764.7092 | 9727498.8473 | 6639217.8434 | 29692057.5775 | 961560.8286 | 10270819.4043 | 10270819.4043 | 1478867.319 | 4990048.8316 | 0 | 40924437.8104 | 57664173.3653 | 10000 | 6.0245 | 6793.0094 | 9571.6226 | 138.4847 | 195.1305
1 | 3200 | 707 | 0.045 | 15 | 15 | 7 | 1.3335e-11 | 5spot_SharedNeighbor | Water | Porous | Wet | R245fa | MinimizeLCOE_Brownfield | IgnoreSilica | 2019 | 61.617 | 21.6753 | 1.9859 | 4 | 6079.9229 | 8187.2025 | 123.9475 | 166.9072 | 154.9889 | 0 | 44.8333 | 4058676.4644 | 208747.6985 | 3897570.8497 | 3103632.9878 | 0 | 698459.0144 | 0 | 4667163.9358 | 12143003.194 | 8287849.1936 | 37065103.3382 | 961560.8286 | 10270819.4043 | 10270819.4043 | 1478867.319 | 4990048.8316 | 0 | 48297483.5711 | 65037219.126 | 13335.2143 | 7.9438 | 6079.9229 | 8187.2025 | 123.9475 | 166.9072
1 | 3200 | 707 | 0.045 | 15 | 15 | 7 | 1.7783e-11 | 5spot_SharedNeighbor | Water | Porous | Wet | R245fa | MinimizeLCOE_Brownfield | IgnoreSilica | 2019 | 79.6413 | 28.0018 | 2.5667 | 4 | 5537.9009 | 7168.374 | 112.8976 | 146.137 | 154.9478 | 0 | 55.2116 | 4866507.4993 | 249609.5225 | 4783898.5261 | 4003156.5647 | 0 | 827337.0431 | 0 | 5744898.5707 | 14947047.6403 | 10201667.1456 | 45624122.5122 | 961560.8286 | 10270819.4043 | 10270819.4043 | 1478867.319 | 4990048.8316 | 0 | 56856502.7451 | 73596238.3 | 17782.7941 | 10.2668 | 5537.9009 | 7168.374 | 112.8976 | 146.137
1 | 3200 | 707 | 0.045 | 15 | 15 | 7 | 2.3714e-11 | 5spot_SharedNeighbor | Water | Porous | Wet | R245fa | MinimizeLCOE_Brownfield | IgnoreSilica | 2019 | 91.9038 | 32.2428 | 3.0341 | 4 | 5122.6628 | 6501.975 | 104.4324 | 132.5516 | 154.7686 | 0 | 83.9848 | 5375129.7857 | 274913.4864 | 5355879.2197 | 4609241.0427 | 0 | 830939.4105 | 0 | 6413980.1486 | 16687860.6584 | 11389807.8006 | 50937751.5527 | 961560.8286 | 10270819.4043 | 10270819.4043 | 1478867.319 | 4990048.8316 | 0 | 62170131.7856 | 78909867.3405 | 23713.7371 | 12.1363 | 5122.6628 | 6501.975 | 104.4324 | 132.5516
1 | 3200 | 707 | 0.045 | 15 | 15 | 7 | 3.1623e-11 | 5spot_SharedNeighbor | Water | Porous | Wet | R245fa | MinimizeLCOE_Brownfield | IgnoreSilica | 2019 | 103.687 | 36.256 | 3.4937 | 4 | 4796.7684 | 5994.6091 | 97.7886 | 122.2082 | 154.4955 | 0 | 94.199 | 5835768.6902 | 297459.4905 | 5883922.6201 | 5185882.1505 | 0 | 813606.9674 | 0 | 7026489.5683 | 18281484.5254 | 12477488.8355 | 55802102.8479 | 961560.8286 | 10270819.4043 | 10270819.4043 | 1478867.319 | 4990048.8316 | 0 | 67034483.0808 | 83774218.6357 | 31622.7766 | 13.9749 | 4796.7684 | 5994.6091 | 97.7886 | 122.2082
1 | 3200 | 707 | 0.045 | 15 | 15 | 7 | 4.217e-11 | 5spot_SharedNeighbor | Water | Porous | Wet | R245fa | MinimizeLCOE_Brownfield | IgnoreSilica | 2019 | 114.4749 | 39.8691 | 3.9231 | 4 | 4542.4816 | 5609.2205 | 92.6046 | 114.3515 | 154.1677 | 0 | 105.3338 | 6234972.5257 | 316655.2065 | 6349892.4643 | 5708194.4054 | 0 | 778507.4498 | 0 | 7561406.6002 | 19673228.9159 | 13427382.9795 | 60050240.5474 | 961560.8286 | 10270819.4043 | 10270819.4043 | 1478867.319 | 4990048.8316 | 0 | 71282620.7803 | 88022356.3352 | 42169.6503 | 15.6924 | 4542.4816 | 5609.2205 | 92.6046 | 114.3515
1 | 3200 | 707 | 0.045 | 15 | 15 | 7 | 5.6234e-11 | 5spot_SharedNeighbor | Water | Porous | Wet | R245fa | MinimizeLCOE_Brownfield | IgnoreSilica | 2019 | 123.9996 | 43.005 | 4.3078 | 4 | 4345.0985 | 5316.5852 | 88.5807 | 108.3858 | 153.8223 | 0 | 114.6311 | 6570418.2743 | 332498.5153 | 6747958.9678 | 6164164.8997 | 0 | 731625.3189 | 0 | 8013199.7306 | 20848701.9658 | 14229667.4896 | 63638235.162 | 961560.8286 | 10270819.4043 | 10270819.4043 | 1478867.319 | 4990048.8316 | 0 | 74870615.3949 | 91610350.9498 | 56234.1325 | 17.2311 | 4345.0985 | 5316.5852 | 88.5807 | 108.3858
1 | 3200 | 707 | 0.045 | 15 | 15 | 7 | 7.4989e-11 | 5spot_SharedNeighbor | Water | Porous | Wet | R245fa | MinimizeLCOE_Brownfield | IgnoreSilica | 2019 | 133.8 | 46.178 | 4.6807 | 4 | 4192.5645 | 5086.6423 | 85.4711 | 103.6981 | 153.4224 | 0 | 110.3544 | 6900130.1224 | 347797.5849 | 7145305.3129 | 6628111.5966 | 0 | 696159.2544 | 0 | 8469826.5098 | 22036751.1782 | 15040535.4891 | 67264617.0484 | 961560.8286 | 10270819.4043 | 10270819.4043 | 1478867.319 | 4990048.8316 | 0 | 78496997.2813 | 95236732.8362 | 74989.4209 | 18.7229 | 4192.5645 | 5086.6423 | 85.4711 | 103.6981
1 | 3200 | 707 | 0.045 | 15 | 15 | 7 | 1e-10 | 5spot_SharedNeighbor | Water | Porous | Wet | R245fa | MinimizeLCOE_Brownfield | IgnoreSilica | 2019 | 141.807 | 48.7569 | 4.9952 | 4 | 4072.5972 | 4910.3814 | 83.0254 | 100.1048 | 153.1124 | 0 | 122.0854 | 7162809.5477 | 359925.8257 | 7464347.3919 | 7005983.4521 | 0 | 653461.4099 | 0 | 8832145.7746 | 22979431.5834 | 15683934.2358 | 70142039.2211 | 961560.8286 | 10270819.4043 | 10270819.4043 | 1478867.319 | 4990048.8316 | 0 | 81374419.454 | 98114155.0089 | 100000 | 19.981 | 4072.5972 | 4910.3814 | 83.0254 | 100.1048
1 | 3200 | 707 | 0.045 | 15 | 15 | 7 | 1.3335e-10 | 5spot_SharedNeighbor | Water | Porous | Wet | R245fa | MinimizeLCOE_Brownfield | IgnoreSilica | 2019 | 148.1406 | 50.7662 | 5.2474 | 4 | 3980.3429 | 4777.8704 | 81.1447 | 97.4034 | 152.8535 | 0 | 127.5707 | 7363014.9002 | 368998.6006 | 7710879.7641 | 7295809.08 | 0 | 608814.0938 | 0 | 9105531.4111 | 23690724.9304 | 16169406.5607 | 72313179.3409 | 961560.8286 | 10270819.4043 | 10270819.4043 | 1478867.319 | 4990048.8316 | 0 | 83545559.5739 | 100285295.1287 | 133352.1432 | 20.9895 | 3980.3429 | 4777.8704 | 81.1447 | 97.4034
1 | 3200 | 707 | 0.045 | 15 | 15 | 7 | 1.7783e-10 | 5spot_SharedNeighbor | Water | Porous | Wet | R245fa | MinimizeLCOE_Brownfield | IgnoreSilica | 2019 | 152.942 | 52.2701 | 5.4427 | 4 | 3909.6505 | 4678.5612 | 79.7035 | 95.3788 | 152.6494 | 0 | 128.6066 | 7510273.4592 | 375563.1181 | 7894307.4003 | 7509319.7968 | 0 | 565059.9486 | 0 | 9303264.252 | 24205185.2218 | 16520536.2807 | 73883509.4776 | 961560.8286 | 10270819.4043 | 10270819.4043 | 1478867.319 | 4990048.8316 | 0 | 85115889.7105 | 101855625.2654 | 177827.941 | 21.7707 | 3909.6505 | 4678.5612 | 79.7035 | 95.3788
1 | 3200 | 707 | 0.045 | 15 | 15 | 7 | 2.3714e-10 | 5spot_SharedNeighbor | Water | Porous | Wet | R245fa | MinimizeLCOE_Brownfield | IgnoreSilica | 2019 | 156.6519 | 53.4233 | 5.5954 | 4 | 3855.7319 | 4603.6614 | 78.6043 | 93.8519 | 152.4872 | 0 | 130.9766 | 7621912.917 | 380495.0486 | 8034324.3682 | 7672941.9002 | 0 | 526132.3346 | 0 | 9451964.5617 | 24592072.9251 | 16784595.088 | 75064439.1434 | 961560.8286 | 10270819.4043 | 10270819.4043 | 1478867.319 | 4990048.8316 | 0 | 86296819.3763 | 103036554.9312 | 237137.3706 | 22.3814 | 3855.7319 | 4603.6614 | 78.6043 | 93.8519
1 | 3200 | 707 | 0.045 | 15 | 15 | 7 | 3.1623e-10 | 5spot_SharedNeighbor | Water | Porous | Wet | R245fa | MinimizeLCOE_Brownfield | IgnoreSilica | 2019 | 159.5024 | 54.3038 | 5.7136 | 4 | 3814.7387 | 4547.1883 | 77.7686 | 92.7006 | 152.3597 | 0 | 130.5282 | 7706396.7462 | 384199.1265 | 8140872.7411 | 7797809.0211 | 0 | 492895.5392 | 0 | 9563647.5379 | 24882649.1197 | 16982919.3115 | 75951389.143 | 961560.8286 | 10270819.4043 | 10270819.4043 | 1478867.319 | 4990048.8316 | 0 | 87183769.3759 | 103923504.9308 | 316227.766 | 22.8545 | 3814.7387 | 4547.1883 | 77.7686 | 92.7006
1 | 3200 | 707 | 0.045 | 15 | 15 | 7 | 4.217e-10 | 5spot_SharedNeighbor | Water | Porous | Wet | R245fa | MinimizeLCOE_Brownfield | IgnoreSilica | 2019 | 161.6897 | 54.9762 | 5.8048 | 4 | 3783.6425 | 4504.5911 | 77.1347 | 91.8322 | 152.2602 | 0 | 139.0675 | 7770491.132 | 386993.2946 | 8222044.3118 | 7893142.076 | 0 | 465428.5842 | 0 | 9647858.7654 | 25101749.4596 | 17132459.7956 | 76620167.4191 | 961560.8286 | 10270819.4043 | 10270819.4043 | 1478867.319 | 4990048.8316 | 0 | 87852547.652 | 104592283.2069 | 421696.5034 | 23.219 | 3783.6425 | 4504.5911 | 77.1347 | 91.8322
1 | 3200 | 707 | 0.045 | 15 | 15 | 7 | 5.6234e-10 | 5spot_SharedNeighbor | Water | Porous | Wet | R245fa | MinimizeLCOE_Brownfield | IgnoreSilica | 2019 | 160.528 | 54.6186 | 5.8055 | 4 | 3759.3954 | 4480.2571 | 76.6404 | 91.3361 | 152.312 | 0 | 351.8362 | 7736394.7888 | 385503.6246 | 8178899.2518 | 7842425.2616 | 0 | 416501.5118 | 0 | 9578292.531 | 24920752.3878 | 17008925.5749 | 76067694.9322 | 961560.8286 | 10270819.4043 | 10270819.4043 | 1478867.319 | 4990048.8316 | 0 | 87300075.1651 | 104039810.72 | 562341.3252 | 23.2218 | 3759.3954 | 4480.2571 | 76.6404 | 91.3361
1 | 3200 | 707 | 0.045 | 15 | 15 | 7 | 7.4989e-10 | 5spot_SharedNeighbor | Water | Porous | Wet | R245fa | MinimizeLCOE_Brownfield | IgnoreSilica | 2019 | 164.8808 | 55.9525 | 5.9351 | 4 | 3741.3777 | 4446.4904 | 76.273 | 90.6477 | 152.113 | 0 | 130.4433 | 7862888.1915 | 390997.162 | 8339574.1695 | 8031489.8377 | 0 | 426223.7156 | 0 | 9769957.4997 | 25419425.3205 | 17349280.0982 | 77589835.9946 | 961560.8286 | 10270819.4043 | 10270819.4043 | 1478867.319 | 4990048.8316 | 0 | 88822216.2275 | 105561951.7824 | 749894.2093 | 23.7405 | 3741.3777 | 4446.4904 | 76.273 | 90.6477
1 | 3200 | 707 | 0.045 | 15 | 15 | 7 | 1e-09 | 5spot_SharedNeighbor | Water | Porous | Wet | R245fa | MinimizeLCOE_Brownfield | IgnoreSilica | 2019 | 165.7971 | 56.2316 | 5.9742 | 4 | 3728.1224 | 4428.6252 | 76.0028 | 90.2835 | 152.0702 | 0 | 125.8483 | 7889160.8102 | 392129.7488 | 8373114.7666 | 8071035.9147 | 0 | 412185.06 | 0 | 9803674.2571 | 25507149.407 | 17409153.5898 | 77857603.5542 | 961560.8286 | 10270819.4043 | 10270819.4043 | 1478867.319 | 4990048.8316 | 0 | 89089983.7871 | 105829719.342 | 1000000 | 23.8967 | 3728.1224 | 4428.6252 | 76.0028 | 90.2835
1 | 3200 | 707 | 0.045 | 15 | 15 | 7 | 1.3335e-09 | 5spot_SharedNeighbor | Water | Porous | Wet | R245fa | MinimizeLCOE_Brownfield | IgnoreSilica | 2019 | 166.4816 | 56.4398 | 6.0035 | 4 | 3718.1368 | 4415.2139 | 75.7992 | 90.0101 | 152.038 | 0 | 127.0291 | 7908717.6152 | 392971.1905 | 8398115.9185 | 8100532.3743 | 0 | 401224.1263 | 0 | 9828608.8777 | 25572024.1748 | 17453431.9519 | 78055626.2291 | 961560.8286 | 10270819.4043 | 10270819.4043 | 1478867.319 | 4990048.8316 | 0 | 89288006.4621 | 106027742.0169 | 1333521.4322 | 24.0142 | 3718.1368 | 4415.2139 | 75.7992 | 90.0101
1 | 3200 | 707 | 0.045 | 15 | 15 | 7 | 1.7783e-09 | 5spot_SharedNeighbor | Water | Porous | Wet | R245fa | MinimizeLCOE_Brownfield | IgnoreSilica | 2019 | 167.0003 | 56.5974 | 6.0258 | 4 | 3710.6219 | 4405.1285 | 75.646 | 89.8045 | 152.0135 | 0 | 126.6916 | 7923493.0475 | 393605.9943 | 8417023.9188 | 8122850.8016 | 0 | 392807.9739 | 0 | 9847414.8771 | 25620953.5278 | 17486827.2407 | 78204977.3818 | 961560.8286 | 10270819.4043 | 10270819.4043 | 1478867.319 | 4990048.8316 | 0 | 89437357.6147 | 106177093.1696 | 1778279.41 | 24.1031 | 3710.6219 | 4405.1285 | 75.646 | 89.8045
1 | 3200 | 707 | 0.045 | 15 | 15 | 7 | 2.3714e-09 | 5spot_SharedNeighbor | Water | Porous | Wet | R245fa | MinimizeLCOE_Brownfield | IgnoreSilica | 2019 | 167.2781 | 56.6817 | 6.0397 | 4 | 3704.9714 | 4397.872 | 75.5309 | 89.6566 | 152.0003 | 0 | 121.299 | 7931387.3098 | 393944.5816 | 8427136.6981 | 8134790.2556 | 0 | 385376.0812 | 0 | 9856327.6213 | 25644142.6597 | 17502654.2997 | 78275759.5071 | 961560.8286 | 10270819.4043 | 10270819.4043 | 1478867.319 | 4990048.8316 | 0 | 89508139.74 | 106247875.2949 | 2371373.7057 | 24.1589 | 3704.9714 | 4397.872 | 75.5309 | 89.6566
1 | 3200 | 707 | 0.045 | 15 | 15 | 7 | 3.1623e-09 | 5spot_SharedNeighbor | Water | Porous | Wet | R245fa | MinimizeLCOE_Brownfield | IgnoreSilica | 2019 | 167.2735 | 56.6801 | 6.045 | 4 | 3700.7308 | 4393.032 | 75.4444 | 89.5579 | 152.0004 | 0 | 110.4555 | 7931238.0141 | 393937.5137 | 8426955.2183 | 8134572.9893 | 0 | 377845.8621 | 0 | 9853174.343 | 25635938.4766 | 17497054.7761 | 78250717.1932 | 961560.8286 | 10270819.4043 | 10270819.4043 | 1478867.319 | 4990048.8316 | 0 | 89483097.4261 | 106222832.981 | 3162277.6602 | 24.1798 | 3700.7308 | 4393.032 | 75.4444 | 89.5579
1 | 3200 | 707 | 0.045 | 15 | 15 | 7 | 4.217e-09 | 5spot_SharedNeighbor | Water | Porous | Wet | R245fa | MinimizeLCOE_Brownfield | IgnoreSilica | 2019 | 167.2929 | 56.686 | 6.0495 | 4 | 3697.5498 | 4389.3364 | 75.3796 | 89.4826 | 151.9994 | 0 | 110.958 | 7931784.928 | 393960.8698 | 8427657.3725 | 8135428.5908 | 0 | 372353.8603 | 0 | 9851862.3924 | 25632525.0502 | 17494725.0425 | 78240298.1065 | 961560.8286 | 10270819.4043 | 10270819.4043 | 1478867.319 | 4990048.8316 | 0 | 89472678.3394 | 106212413.8943 | 4216965.0343 | 24.1978 | 3697.5498 | 4389.3364 | 75.3796 | 89.4826
1 | 3200 | 707 | 0.045 | 15 | 15 | 7 | 5.6234e-09 | 5spot_SharedNeighbor | Water | Porous | Wet | R245fa | MinimizeLCOE_Brownfield | IgnoreSilica | 2019 | 167.3098 | 56.6911 | 6.0529 | 4 | 3695.1637 | 4386.558 | 75.3309 | 89.4259 | 151.9985 | 0 | 123.8282 | 7932263.4541 | 393981.5432 | 8428268.2322 | 8136188.4548 | 0 | 368228.096 | 0 | 9850982.6143 | 25630236.048 | 17493162.7514 | 78233311.1939 | 961560.8286 | 10270819.4043 | 10270819.4043 | 1478867.319 | 4990048.8316 | 0 | 89465691.4268 | 106205426.9817 | 5623413.2519 | 24.2116 | 3695.1637 | 4386.558 | 75.3309 | 89.4259
1 | 3200 | 707 | 0.045 | 15 | 15 | 7 | 7.4989e-09 | 5spot_SharedNeighbor | Water | Porous | Wet | R245fa | MinimizeLCOE_Brownfield | IgnoreSilica | 2019 | 167.4413 | 56.7313 | 6.0585 | 4 | 3693.3734 | 4384.1292 | 75.2944 | 89.3764 | 151.9923 | 0 | 122.1442 | 7936060.9146 | 394147.8152 | 8433083.4308 | 8142159.5442 | 0 | 366163.6071 | 0 | 9855929.9716 | 25643108.057 | 17501948.1621 | 78272601.5026 | 961560.8286 | 10270819.4043 | 10270819.4043 | 1478867.319 | 4990048.8316 | 0 | 89504981.7355 | 106244717.2904 | 7498942.0933 | 24.2339 | 3693.3734 | 4384.1292 | 75.2944 | 89.3764
1 | 3200 | 707 | 0.045 | 15 | 15 | 7 | 1e-08 | 5spot_SharedNeighbor | Water | Porous | Wet | R245fa | MinimizeLCOE_Brownfield | IgnoreSilica | 2019 | 167.5144 | 56.7536 | 6.062 | 4 | 3692.0298 | 4382.3811 | 75.267 | 89.3408 | 151.9888 | 0 | 122.6123 | 7938171.3165 | 394240.1533 | 8435760.5356 | 8145480.2679 | 0 | 364382.6742 | 0 | 9858433.6295 | 25649622.0612 | 17506394.1038 | 78292484.7419 | 961560.8286 | 10270819.4043 | 10270819.4043 | 1478867.319 | 4990048.8316 | 0 | 89524864.9748 | 106264600.5297 | 10000000 | 24.2481 | 3692.0298 | 4382.3811 | 75.267 | 89.3408
1 | 3300 | 707 | 0.045 | 15 | 15 | 7 | 1e-13 | 5spot_SharedNeighbor | Water | Porous | Wet | R245fa | MinimizeLCOE_Brownfield | IgnoreSilica | 2019 | 0.51156 | 0.072394 | 0.00029861 | 4 | 10201471.3019 | 24677534.1345 | 207970.791 | 503084.9122 | 93.525 | 0 | 17.6441 | 54394.5074 | 1792.6402 | 42511.1116 | 40075.4376 | 0 | 41726.6659 | 0 | 70395.1414 | 183153.718 | 125006.176 | 559055.398 | 961560.8286 | 10664466.8222 | 10664466.8222 | 1478867.319 | 5147507.7987 | 0 | 12185083.0488 | 29475924.9888 | 100 | 0.0011944 | 10201471.3019 | 24677534.1345 | 207970.791 | 503084.9122
1 | 3300 | 707 | 0.045 | 15 | 15 | 7 | 1.3335e-13 | 5spot_SharedNeighbor | Water | Porous | Wet | R245fa | MinimizeLCOE_Brownfield | IgnoreSilica | 2019 | 0.75975 | 0.14213 | 0.003773 | 4 | 827335.6318 | 1973025.1728 | 16866.3559 | 40222.7869 | 109.4311 | 0 | 25.0635 | 96480.314 | 3573.4678 | 72062.1127 | 50974.2277 | 0 | 54636.7606 | 0 | 108313.4843 | 281809.4679 | 192340.7524 | 860190.5873 | 961560.8286 | 10664466.8222 | 10664466.8222 | 1478867.319 | 5147507.7987 | 0 | 12486218.2381 | 29777060.178 | 133.3521 | 0.015092 | 827335.6318 | 1973025.1728 | 16866.3559 | 40222.7869
1 | 3300 | 707 | 0.045 | 15 | 15 | 7 | 1.7783e-13 | 5spot_SharedNeighbor | Water | Porous | Wet | R245fa | MinimizeLCOE_Brownfield | IgnoreSilica | 2019 | 0.99609 | 0.21621 | 0.0091927 | 4 | 347000.886 | 817235.8033 | 7074.0824 | 16660.4572 | 118.9503 | 0 | 26.513 | 136149.45 | 5403.7864 | 100115.7832 | 61958.3049 | 0 | 62316.0012 | 0 | 142717.897 | 371322.6926 | 253435.3676 | 1133419.2829 | 961560.8286 | 10664466.8222 | 10664466.8222 | 1478867.319 | 5147507.7987 | 0 | 12759446.9337 | 30050288.8736 | 177.8279 | 0.036771 | 347000.886 | 817235.8033 | 7074.0824 | 16660.4572
1 | 3300 | 707 | 0.045 | 15 | 15 | 7 | 2.3714e-13 | 5spot_SharedNeighbor | Water | Porous | Wet | R245fa | MinimizeLCOE_Brownfield | IgnoreSilica | 2019 | 1.2934 | 0.315 | 0.017307 | 4 | 189088.3103 | 438852.3789 | 3854.821 | 8946.5993 | 126.8672 | 0 | 25.9904 | 184050.4073 | 7736.7188 | 134543.516 | 76122.0158 | 0 | 70324.381 | 0 | 184383.0452 | 479726.8615 | 327423.4403 | 1464310.386 | 961560.8286 | 10664466.8222 | 10664466.8222 | 1478867.319 | 5147507.7987 | 0 | 13090338.0368 | 30381179.9767 | 237.1374 | 0.069229 | 189088.3103 | 438852.3789 | 3854.821 | 8946.5993
1 | 3300 | 707 | 0.045 | 15 | 15 | 7 | 3.1623e-13 | 5spot_SharedNeighbor | Water | Porous | Wet | R245fa | MinimizeLCOE_Brownfield | IgnoreSilica | 2019 | 1.6709 | 0.4458 | 0.028894 | 4 | 116752.5807 | 266358.6726 | 2380.1593 | 5430.0818 | 133.4185 | 0 | 127.8185 | 241767.6834 | 10667.1229 | 176839.3488 | 94782.9127 | 0 | 78975.193 | 0 | 235182.5817 | 611896.8349 | 417632.1631 | 1867743.8403 | 961560.8286 | 10664466.8222 | 10664466.8222 | 1478867.319 | 5147507.7987 | 0 | 13493771.4911 | 30784613.4311 | 316.2278 | 0.11558 | 116752.5807 | 266358.6726 | 2380.1593 | 5430.0818
1 | 3300 | 707 | 0.045 | 15 | 15 | 7 | 4.217e-13 | 5spot_SharedNeighbor | Water | Porous | Wet | R245fa | MinimizeLCOE_Brownfield | IgnoreSilica | 2019 | 2.196 | 0.63251 | 0.04577 | 4 | 76625.8425 | 171069.9916 | 1562.1214 | 3487.4932 | 139.1751 | 0 | 172.3815 | 316491.6035 | 14570.9201 | 233053.7354 | 120852.2028 | 0 | 90763.1032 | 0 | 302535.3103 | 787134.819 | 537235.688 | 2402637.3823 | 961560.8286 | 10664466.8222 | 10664466.8222 | 1478867.319 | 5147507.7987 | 0 | 14028665.0331 | 31319506.9731 | 421.6965 | 0.18308 | 76625.8425 | 171069.9916 | 1562.1214 | 3487.4932
1 | 3300 | 707 | 0.045 | 15 | 15 | 7 | 5.6234e-13 | 5spot_SharedNeighbor | Water | Porous | Wet | R245fa | MinimizeLCOE_Brownfield | IgnoreSilica | 2019 | 2.8961 | 0.8868 | 0.069415 | 4 | 52966.4173 | 115239.4738 | 1079.7921 | 2349.3125 | 143.8581 | 0 | 232.2004 | 408921.2194 | 19512.5646 | 304435.9359 | 156671.2744 | 0 | 105119.9334 | 0 | 387917.7618 | 1009282.4432 | 688856.0062 | 3080717.1387 | 961560.8286 | 10664466.8222 | 10664466.8222 | 1478867.319 | 5147507.7987 | 0 | 14706744.7895 | 31997586.7295 | 562.3413 | 0.27766 | 52966.4173 | 115239.4738 | 1079.7921 | 2349.3125
1 | 3300 | 707 | 0.045 | 15 | 15 | 7 | 7.4989e-13 | 5spot_SharedNeighbor | Water | Porous | Wet | R245fa | MinimizeLCOE_Brownfield | IgnoreSilica | 2019 | 3.807 | 1.2208 | 0.10112 | 4 | 38400.2695 | 81147.4055 | 782.8414 | 1654.2996 | 147.5256 | 0 | 36.7014 | 519091.7283 | 25466.2152 | 392197.1072 | 202910.494 | 0 | 121627.635 | 0 | 491904.3401 | 1279834.1895 | 873513.1323 | 3906544.8418 | 961560.8286 | 10664466.8222 | 10664466.8222 | 1478867.319 | 5147507.7987 | 0 | 15532572.4926 | 32823414.4325 | 749.8942 | 0.40449 | 38400.2695 | 81147.4055 | 782.8414 | 1654.2996
1 | 3300 | 707 | 0.045 | 15 | 15 | 7 | 1e-12 | 5spot_SharedNeighbor | Water | Porous | Wet | R245fa | MinimizeLCOE_Brownfield | IgnoreSilica | 2019 | 5.04 | 1.6762 | 0.14461 | 4 | 28675.4652 | 58568.1257 | 584.5881 | 1193.9905 | 150.468 | 0 | 35.9337 | 655864.8105 | 32907.5244 | 504439.6037 | 265899.4572 | 0 | 142549.7417 | 0 | 624647.8436 | 1625205.5562 | 1109236.1867 | 4960750.7239 | 961560.8286 | 10664466.8222 | 10664466.8222 | 1478867.319 | 5147507.7987 | 0 | 16586778.3747 | 33877620.3147 | 1000 | 0.57843 | 28675.4652 | 58568.1257 | 584.5881 | 1193.9905
1 | 3300 | 707 | 0.045 | 15 | 15 | 7 | 1.3335e-12 | 5spot_SharedNeighbor | Water | Porous | Wet | R245fa | MinimizeLCOE_Brownfield | IgnoreSilica | 2019 | 6.6648 | 2.2791 | 0.20278 | 4 | 22066.3974 | 43384.0298 | 449.8534 | 884.4421 | 152.6932 | 0 | 40.9681 | 821142.6863 | 41937.2746 | 644031.0946 | 350468.2292 | 0 | 167486.2244 | 0 | 789775.5486 | 2054833.9721 | 1402466.4086 | 6272141.4385 | 961560.8286 | 10664466.8222 | 10664466.8222 | 1478867.319 | 5147507.7987 | 0 | 17898169.0893 | 35189011.0292 | 1333.5214 | 0.81111 | 22066.3974 | 43384.0298 | 449.8534 | 884.4421
1 | 3300 | 707 | 0.045 | 15 | 15 | 7 | 1.7783e-12 | 5spot_SharedNeighbor | Water | Porous | Wet | R245fa | MinimizeLCOE_Brownfield | IgnoreSilica | 2019 | 8.8185 | 3.0738 | 0.27923 | 4 | 17478.9676 | 32959.7737 | 356.3324 | 671.9296 | 154.2358 | 0 | 36.8063 | 1019578.9442 | 52707.6516 | 817297.7227 | 462182.6061 | 0 | 197783.2238 | 0 | 994324.5579 | 2587028.5356 | 1765700.1337 | 7896603.3755 | 961560.8286 | 10664466.8222 | 10664466.8222 | 1478867.319 | 5147507.7987 | 0 | 19522631.0263 | 36813472.9663 | 1778.2794 | 1.1169 | 17478.9676 | 32959.7737 | 356.3324 | 671.9296
1 | 3300 | 707 | 0.045 | 15 | 15 | 7 | 2.3714e-12 | 5spot_SharedNeighbor | Water | Porous | Wet | R245fa | MinimizeLCOE_Brownfield | IgnoreSilica | 2019 | 11.7265 | 4.1675 | 0.38601 | 4 | 14002.3946 | 25200.7741 | 285.4578 | 513.7519 | 155.8684 | 0 | 44.199 | 1270914.7665 | 66478.236 | 1041563.9607 | 612657.2377 | 0 | 235228.4632 | 0 | 1258468.639 | 3274277.2513 | 2234761.5037 | 9994350.0581 | 961560.8286 | 10664466.8222 | 10664466.8222 | 1478867.319 | 5147507.7987 | 0 | 21620377.7089 | 38911219.6489 | 2371.3737 | 1.544 | 14002.3946 | 25200.7741 | 285.4578 | 513.7519
1 | 3300 | 707 | 0.045 | 15 | 15 | 7 | 3.1623e-12 | 5spot_SharedNeighbor | Water | Porous | Wet | R245fa | MinimizeLCOE_Brownfield | IgnoreSilica | 2019 | 15.571 | 5.6028 | 0.5255 | 4 | 11521.8943 | 19747.7845 | 234.8894 | 402.5853 | 156.9032 | 0 | 49.4853 | 1571830.0126 | 82812.6876 | 1318902.1547 | 811777.6564 | 0 | 280545.0585 | 0 | 1585688.3522 | 4125635.8231 | 2815831.2226 | 12593022.9677 | 961560.8286 | 10664466.8222 | 10664466.8222 | 1478867.319 | 5147507.7987 | 0 | 24219050.6185 | 41509892.5584 | 3162.2777 | 2.102 | 11521.8943 | 19747.7845 | 234.8894 | 402.5853
1 | 3300 | 707 | 0.045 | 15 | 15 | 7 | 4.217e-12 | 5spot_SharedNeighbor | Water | Porous | Wet | R245fa | MinimizeLCOE_Brownfield | IgnoreSilica | 2019 | 20.6742 | 7.5102 | 0.71116 | 4 | 9662.4088 | 15740.787 | 196.9813 | 320.8972 | 157.6895 | 0 | 47.2895 | 1938771.633 | 102670.6566 | 1666395.0313 | 1077247.4596 | 0 | 335618.6017 | 0 | 1997074.3191 | 5195977.722 | 3546361.5619 | 15860116.9854 | 961560.8286 | 10664466.8222 | 10664466.8222 | 1478867.319 | 5147507.7987 | 0 | 27486144.6362 | 44776986.5761 | 4216.965 | 2.8446 | 9662.4088 | 15740.787 | 196.9813 | 320.8972
1 | 3300 | 707 | 0.045 | 15 | 15 | 7 | 5.6234e-12 | 5spot_SharedNeighbor | Water | Porous | Wet | R245fa | MinimizeLCOE_Brownfield | IgnoreSilica | 2019 | 27.4152 | 10.0306 | 0.9567 | 4 | 8250.6034 | 12768.9756 | 168.1997 | 260.3128 | 158.2842 | 0 | 47.2111 | 2384057.7167 | 126662.7685 | 2099630.4558 | 1427861.7354 | 0 | 402094.1691 | 0 | 2511719.6698 | 6534979.3562 | 4460257.691 | 19947263.5626 | 961560.8286 | 10664466.8222 | 10664466.8222 | 1478867.319 | 5147507.7987 | 0 | 31573291.2134 | 48864133.1534 | 5623.4133 | 3.8268 | 8250.6034 | 12768.9756 | 168.1997 | 260.3128
1 | 3300 | 707 | 0.045 | 15 | 15 | 7 | 7.4989e-12 | 5spot_SharedNeighbor | Water | Porous | Wet | R245fa | MinimizeLCOE_Brownfield | IgnoreSilica | 2019 | 36.3164 | 13.3591 | 1.2807 | 4 | 7162.791 | 10537.9595 | 146.0232 | 214.8306 | 158.7349 | 0 | 45.1958 | 2924847.3137 | 155668.7571 | 2639806.5575 | 1890611.8542 | 0 | 482894.2591 | 0 | 3156593.2092 | 8212808.0241 | 5605410.2328 | 25068640.2076 | 961560.8286 | 10664466.8222 | 10664466.8222 | 1478867.319 | 5147507.7987 | 0 | 36694667.8584 | 53985509.7984 | 7498.9421 | 5.123 | 7162.791 | 10537.9595 | 146.0232 | 214.8306
1 | 3300 | 707 | 0.045 | 15 | 15 | 7 | 1e-11 | 5spot_SharedNeighbor | Water | Porous | Wet | R245fa | MinimizeLCOE_Brownfield | IgnoreSilica | 2019 | 47.9559 | 17.7099 | 1.7037 | 4 | 6318.2062 | 8855.4243 | 128.8052 | 180.5298 | 159.0652 | 0 | 42.2781 | 3575693.0243 | 190397.5429 | 3306960.9872 | 2494978.7787 | 0 | 580251.149 | 0 | 3957829.778 | 10297461.2199 | 7028228.8742 | 31431801.3542 | 961560.8286 | 10664466.8222 | 10664466.8222 | 1478867.319 | 5147507.7987 | 0 | 43057829.005 | 60348670.945 | 10000 | 6.8149 | 6318.2062 | 8855.4243 | 128.8052 | 180.5298
1 | 3300 | 707 | 0.045 | 15 | 15 | 7 | 1.3335e-11 | 5spot_SharedNeighbor | Water | Porous | Wet | R245fa | MinimizeLCOE_Brownfield | IgnoreSilica | 2019 | 62.9058 | 23.2786 | 2.2429 | 4 | 5663.9252 | 7591.1984 | 115.4668 | 154.7568 | 159.2475 | 0 | 57.0871 | 4343393.5988 | 231035.45 | 4115026.3341 | 3267649.7307 | 0 | 695649.1569 | 0 | 4934574.1655 | 12838749.7583 | 8762710.52 | 39188788.7144 | 961560.8286 | 10664466.8222 | 10664466.8222 | 1478867.319 | 5147507.7987 | 0 | 50814816.3652 | 68105658.3051 | 13335.2143 | 8.9717 | 5663.9252 | 7591.1984 | 115.4668 | 154.7568
1 | 3300 | 707 | 0.045 | 15 | 15 | 7 | 1.7783e-11 | 5spot_SharedNeighbor | Water | Porous | Wet | R245fa | MinimizeLCOE_Brownfield | IgnoreSilica | 2019 | 81.6754 | 30.2002 | 2.9054 | 4 | 5167.0117 | 6654.8566 | 105.3365 | 135.6683 | 159.1766 | 0 | 54.0633 | 5223454.995 | 276991.728 | 5067975.7495 | 4234245.5721 | 0 | 831145.6618 | 0 | 6097187.3455 | 15863630.7679 | 10827253.9641 | 48421885.784 | 961560.8286 | 10664466.8222 | 10664466.8222 | 1478867.319 | 5147507.7987 | 0 | 60047913.4348 | 77338755.3748 | 17782.7941 | 11.6214 | 5167.0117 | 6654.8566 | 105.3365 | 135.6683
1 | 3300 | 707 | 0.045 | 15 | 15 | 7 | 2.3714e-11 | 5spot_SharedNeighbor | Water | Porous | Wet | R245fa | MinimizeLCOE_Brownfield | IgnoreSilica | 2019 | 96.8297 | 35.6921 | 3.4881 | 4 | 4798.0668 | 6037.3436 | 97.8151 | 123.0794 | 158.9055 | 0 | 64.6065 | 5875664.3477 | 310369.2322 | 5793728.2484 | 5007906.5784 | 0 | 872783.4852 | 0 | 6965576.2378 | 18123000.5347 | 12369320.2553 | 55318348.9197 | 961560.8286 | 10664466.8222 | 10664466.8222 | 1478867.319 | 5147507.7987 | 0 | 66944376.5705 | 84235218.5105 | 23713.7371 | 13.9524 | 4798.0668 | 6037.3436 | 97.8151 | 123.0794
1 | 3300 | 707 | 0.045 | 15 | 15 | 7 | 3.1623e-11 | 5spot_SharedNeighbor | Water | Porous | Wet | R245fa | MinimizeLCOE_Brownfield | IgnoreSilica | 2019 | 108.4755 | 39.8308 | 3.9821 | 4 | 4510.553 | 5596.0811 | 91.9537 | 114.0837 | 158.5834 | 0 | 89.7821 | 6343899.5267 | 333804.2829 | 6326586.4064 | 5592300.5683 | 0 | 846554.6886 | 0 | 7582826.7344 | 19728959.7114 | 13465420.3926 | 60220352.3113 | 961560.8286 | 10664466.8222 | 10664466.8222 | 1478867.319 | 5147507.7987 | 0 | 71846379.9621 | 89137221.902 | 31622.7766 | 15.9285 | 4510.553 | 5596.0811 | 91.9537 | 114.0837
1 | 3300 | 707 | 0.045 | 15 | 15 | 7 | 4.217e-11 | 5spot_SharedNeighbor | Water | Porous | Wet | R245fa | MinimizeLCOE_Brownfield | IgnoreSilica | 2019 | 119.0692 | 43.5285 | 4.4383 | 4 | 4286.4438 | 5260.3948 | 87.385 | 107.2403 | 158.2147 | 0 | 98.1028 | 6747102.0928 | 353578.2715 | 6793927.3094 | 6117468.5824 | 0 | 803942.5218 | 0 | 8118247.3234 | 21122014.2539 | 14416208.7423 | 64472489.0975 | 961560.8286 | 10664466.8222 | 10664466.8222 | 1478867.319 | 5147507.7987 | 0 | 76098516.7483 | 93389358.6882 | 42169.6503 | 17.7533 | 4286.4438 | 5260.3948 | 87.385 | 107.2403
1 | 3300 | 707 | 0.045 | 15 | 15 | 7 | 5.6234e-11 | 5spot_SharedNeighbor | Water | Porous | Wet | R245fa | MinimizeLCOE_Brownfield | IgnoreSilica | 2019 | 128.3233 | 46.7001 | 4.8416 | 4 | 4112.5741 | 5005.4012 | 83.8404 | 102.0419 | 157.8391 | 0 | 133.6526 | 7082244.1211 | 369681.0342 | 7188962.6129 | 6569887.2023 | 0 | 750519.3225 | 0 | 8564904.7743 | 22284125.3192 | 15209373.4234 | 68019697.8101 | 961560.8286 | 10664466.8222 | 10664466.8222 | 1478867.319 | 5147507.7987 | 0 | 79645725.4609 | 96936567.4008 | 56234.1325 | 19.3664 | 4112.5741 | 5005.4012 | 83.8404 | 102.0419
1 | 3300 | 707 | 0.045 | 15 | 15 | 7 | 7.4989e-11 | 5spot_SharedNeighbor | Water | Porous | Wet | R245fa | MinimizeLCOE_Brownfield | IgnoreSilica | 2019 | 138.8445 | 50.2588 | 5.26 | 4 | 3976.7384 | 4798.5416 | 81.0712 | 97.8248 | 157.3975 | 0 | 121.3241 | 7448466.6959 | 387031.4016 | 7626273.6313 | 7078384.1285 | 0 | 720787.9408 | 0 | 9071768.0813 | 23602879.6719 | 16109450.3668 | 72045041.9181 | 961560.8286 | 10664466.8222 | 10664466.8222 | 1478867.319 | 5147507.7987 | 0 | 83671069.5689 | 100961911.5089 | 74989.4209 | 21.0401 | 3976.7384 | 4798.5416 | 81.0712 | 97.8248
1 | 3300 | 707 | 0.045 | 15 | 15 | 7 | 1e-10 | 5spot_SharedNeighbor | Water | Porous | Wet | R245fa | MinimizeLCOE_Brownfield | IgnoreSilica | 2019 | 145.9091 | 52.6256 | 5.5683 | 4 | 3870.9496 | 4647.2503 | 78.9145 | 94.7405 | 157.099 | 0 | 126.9608 | 7686835.8325 | 398204.046 | 7913865.4555 | 7417551.9148 | 0 | 667171.9987 | 0 | 9392615.4065 | 24437658.5975 | 16679204.1365 | 74593107.3881 | 961560.8286 | 10664466.8222 | 10664466.8222 | 1478867.319 | 5147507.7987 | 0 | 86219135.0389 | 103509976.9788 | 100000 | 22.2734 | 3870.9496 | 4647.2503 | 78.9145 | 94.7405
1 | 3300 | 707 | 0.045 | 15 | 15 | 7 | 1.3335e-10 | 5spot_SharedNeighbor | Water | Porous | Wet | R245fa | MinimizeLCOE_Brownfield | IgnoreSilica | 2019 | 151.5855 | 54.5075 | 5.8189 | 4 | 3789.737 | 4532.6141 | 77.2589 | 92.4035 | 156.8479 | 0 | 113.0233 | 7873342.0008 | 406854.1365 | 8140838.247 | 7689001.1385 | 0 | 615750.1583 | 0 | 9643056.4156 | 25089254.7306 | 17123931.8863 | 76582028.7136 | 961560.8286 | 10664466.8222 | 10664466.8222 | 1478867.319 | 5147507.7987 | 0 | 88208056.3644 | 105498898.3043 | 133352.1432 | 23.2755 | 3789.737 | 4532.6141 | 77.2589 | 92.4035
1 | 3300 | 707 | 0.045 | 15 | 15 | 7 | 1.7783e-10 | 5spot_SharedNeighbor | Water | Porous | Wet | R245fa | MinimizeLCOE_Brownfield | IgnoreSilica | 2019 | 156.0406 | 55.9718 | 6.0178 | 4 | 3727.6383 | 4445.9592 | 75.9929 | 90.6369 | 156.6439 | 0 | 132.6895 | 8016655.8233 | 413442.7147 | 8316466.6482 | 7901361.7215 | 0 | 568828.4507 | 0 | 9834534.5898 | 25587441.6621 | 17463954.7037 | 78102686.314 | 961560.8286 | 10664466.8222 | 10664466.8222 | 1478867.319 | 5147507.7987 | 0 | 89728713.9648 | 107019555.9047 | 177827.941 | 24.0712 | 3727.6383 | 4445.9592 | 75.9929 | 90.6369
1 | 3300 | 707 | 0.045 | 15 | 15 | 7 | 2.3714e-10 | 5spot_SharedNeighbor | Water | Porous | Wet | R245fa | MinimizeLCOE_Brownfield | IgnoreSilica | 2019 | 159.4855 | 57.0963 | 6.1732 | 4 | 3680.3105 | 4380.5524 | 75.0281 | 89.3035 | 156.4821 | 0 | 112.5678 | 8125596.9928 | 418410.4162 | 8450774.2906 | 8064864.8172 | 0 | 527751.654 | 0 | 9979085.2866 | 25963532.9239 | 17720644.7178 | 79250661.099 | 961560.8286 | 10664466.8222 | 10664466.8222 | 1478867.319 | 5147507.7987 | 0 | 90876688.7498 | 108167530.6898 | 237137.3706 | 24.6927 | 3680.3105 | 4380.5524 | 75.0281 | 89.3035
1 | 3300 | 707 | 0.045 | 15 | 15 | 7 | 3.1623e-10 | 5spot_SharedNeighbor | Water | Porous | Wet | R245fa | MinimizeLCOE_Brownfield | IgnoreSilica | 2019 | 162.1307 | 57.955 | 6.2934 | 4 | 3644.342 | 4331.2108 | 74.2948 | 88.2976 | 156.3553 | 0 | 138.6338 | 8208140.7748 | 422149.7108 | 8553019.6842 | 8189986.3481 | 0 | 493020.7762 | 0 | 10087863.7447 | 26246552.1585 | 17913811.1609 | 80114544.3583 | 961560.8286 | 10664466.8222 | 10664466.8222 | 1478867.319 | 5147507.7987 | 0 | 91740572.0091 | 109031413.949 | 316227.766 | 25.1734 | 3644.342 | 4331.2108 | 74.2948 | 88.2976
1 | 3300 | 707 | 0.045 | 15 | 15 | 7 | 4.217e-10 | 5spot_SharedNeighbor | Water | Porous | Wet | R245fa | MinimizeLCOE_Brownfield | IgnoreSilica | 2019 | 164.1233 | 58.5991 | 6.3849 | 4 | 3617.0683 | 4294.088 | 73.7388 | 87.5408 | 156.2585 | 0 | 147.6872 | 8269695.0972 | 424924.0962 | 8629540.4781 | 8283996.6424 | 0 | 464169.6577 | 0 | 10168207.1289 | 26455589.1633 | 18056483.212 | 80752605.4758 | 961560.8286 | 10664466.8222 | 10664466.8222 | 1478867.319 | 5147507.7987 | 0 | 92378633.1266 | 109669475.0665 | 421696.5034 | 25.5396 | 3617.0683 | 4294.088 | 73.7388 | 87.5408
1 | 3300 | 707 | 0.045 | 15 | 15 | 7 | 5.6234e-10 | 5spot_SharedNeighbor | Water | Porous | Wet | R245fa | MinimizeLCOE_Brownfield | IgnoreSilica | 2019 | 165.6191 | 59.0811 | 6.4543 | 4 | 3596.4297 | 4266.1715 | 73.3181 | 86.9717 | 156.185 | 0 | 132.4885 | 8315553.275 | 426983.0255 | 8686704.3289 | 8354433.0715 | 0 | 440730.5819 | 0 | 10227517.6703 | 26609903.0258 | 18161805.5939 | 81223630.5727 | 961560.8286 | 10664466.8222 | 10664466.8222 | 1478867.319 | 5147507.7987 | 0 | 92849658.2236 | 110140500.1635 | 562341.3252 | 25.8172 | 3596.4297 | 4266.1715 | 73.3181 | 86.9717
1 | 3300 | 707 | 0.045 | 15 | 15 | 7 | 7.4989e-10 | 5spot_SharedNeighbor | Water | Porous | Wet | R245fa | MinimizeLCOE_Brownfield | IgnoreSilica | 2019 | 167.0493 | 59.5409 | 6.5164 | 4 | 3579.9616 | 4243.3237 | 72.9824 | 86.5059 | 156.1145 | 0 | 123.3223 | 8359149.694 | 428935.0745 | 8741159.1843 | 8421688.9889 | 0 | 423187.221 | 0 | 10285906.8634 | 26761819.729 | 18265491.8655 | 81687338.6206 | 961560.8286 | 10664466.8222 | 10664466.8222 | 1478867.319 | 5147507.7987 | 0 | 93313366.2714 | 110604208.2113 | 749894.2093 | 26.0655 | 3579.9616 | 4243.3237 | 72.9824 | 86.5059
1 | 3300 | 707 | 0.045 | 15 | 15 | 7 | 1e-09 | 5spot_SharedNeighbor | Water | Porous | Wet | R245fa | MinimizeLCOE_Brownfield | IgnoreSilica | 2019 | 167.8823 | 59.808 | 6.5555 | 4 | 3568.347 | 4227.7506 | 72.7456 | 86.1884 | 156.0729 | 0 | 129.5968 | 8384393.9265 | 430061.7617 | 8772756.9577 | 8460794.2974 | 0 | 408640.9714 | 0 | 10318092.6867 | 26845560.6391 | 18322646.7573 | 81942947.9978 | 961560.8286 | 10664466.8222 | 10664466.8222 | 1478867.319 | 5147507.7987 | 0 | 93568975.6486 | 110859817.5885 | 1000000 | 26.2219 | 3568.347 | 4227.7506 | 72.7456 | 86.1884
1 | 3300 | 707 | 0.045 | 15 | 15 | 7 | 1.3335e-09 | 5spot_SharedNeighbor | Water | Porous | Wet | R245fa | MinimizeLCOE_Brownfield | IgnoreSilica | 2019 | 168.4908 | 60.0029 | 6.5845 | 4 | 3559.5978 | 4216.0952 | 72.5672 | 85.9508 | 156.0424 | 0 | 131.9533 | 8402778.3462 | 430880.8823 | 8795795.3236 | 8489341.3627 | 0 | 397186.8476 | 0 | 10341233.2773 | 26905767.7089 | 18363739.3196 | 82126723.0682 | 961560.8286 | 10664466.8222 | 10664466.8222 | 1478867.319 | 5147507.7987 | 0 | 93752750.719 | 111043592.6589 | 1333521.4322 | 26.338 | 3559.5978 | 4216.0952 | 72.5672 | 85.9508
1 | 3300 | 707 | 0.045 | 15 | 15 | 7 | 1.7783e-09 | 5spot_SharedNeighbor | Water | Porous | Wet | R245fa | MinimizeLCOE_Brownfield | IgnoreSilica | 2019 | 168.9512 | 60.1502 | 6.6064 | 4 | 3553.0136 | 4207.3305 | 72.433 | 85.7721 | 156.0193 | 0 | 134.1289 | 8416656.269 | 431498.46 | 8813201.0582 | 8510928.2643 | 0 | 388397.2317 | 0 | 10358665.7004 | 26951123.2981 | 18394695.4411 | 82265165.7228 | 961560.8286 | 10664466.8222 | 10664466.8222 | 1478867.319 | 5147507.7987 | 0 | 93891193.3736 | 111182035.3136 | 1778279.41 | 26.4258 | 3553.0136 | 4207.3305 | 72.433 | 85.7721
1 | 3300 | 707 | 0.045 | 15 | 15 | 7 | 2.3714e-09 | 5spot_SharedNeighbor | Water | Porous | Wet | R245fa | MinimizeLCOE_Brownfield | IgnoreSilica | 2019 | 169.2996 | 60.2615 | 6.623 | 4 | 3548.0625 | 4200.7414 | 72.3321 | 85.6378 | 156.0017 | 0 | 138.0632 | 8427138.2558 | 431964.4852 | 8826355.976 | 8527254.2418 | 0 | 381694.8719 | 0 | 10371819.054 | 26985345.6259 | 18418052.8831 | 82369625.3937 | 961560.8286 | 10664466.8222 | 10664466.8222 | 1478867.319 | 5147507.7987 | 0 | 93995653.0445 | 111286494.9844 | 2371373.7057 | 26.4921 | 3548.0625 | 4200.7414 | 72.3321 | 85.6378
1 | 3300 | 707 | 0.045 | 15 | 15 | 7 | 3.1623e-09 | 5spot_SharedNeighbor | Water | Porous | Wet | R245fa | MinimizeLCOE_Brownfield | IgnoreSilica | 2019 | 169.3339 | 60.2724 | 6.6293 | 4 | 3544.3436 | 4196.4077 | 72.2562 | 85.5494 | 155.9999 | 0 | 129.3117 | 8428153.6292 | 432009.0529 | 8827638.068 | 8528853.4366 | 0 | 374532.1755 | 0 | 10370562.6813 | 26982076.8018 | 18415821.8434 | 82359647.6887 | 961560.8286 | 10664466.8222 | 10664466.8222 | 1478867.319 | 5147507.7987 | 0 | 93985675.3395 | 111276517.2795 | 3162277.6602 | 26.5171 | 3544.3436 | 4196.4077 | 72.2562 | 85.5494
1 | 3300 | 707 | 0.045 | 15 | 15 | 7 | 4.217e-09 | 5spot_SharedNeighbor | Water | Porous | Wet | R245fa | MinimizeLCOE_Brownfield | IgnoreSilica | 2019 | 169.3702 | 60.2839 | 6.6343 | 4 | 3541.5534 | 4193.1273 | 72.1994 | 85.4826 | 155.9979 | 0 | 143.5985 | 8429242.9218 | 432057.648 | 8829003.0763 | 8530595.255 | 0 | 369209.7784 | 0 | 10370142.385 | 26980983.2771 | 18415075.4904 | 82356309.8321 | 961560.8286 | 10664466.8222 | 10664466.8222 | 1478867.319 | 5147507.7987 | 0 | 93982337.4829 | 111273179.4229 | 4216965.0343 | 26.537 | 3541.5534 | 4193.1273 | 72.1994 | 85.4826
1 | 3300 | 707 | 0.045 | 15 | 15 | 7 | 5.6234e-09 | 5spot_SharedNeighbor | Water | Porous | Wet | R245fa | MinimizeLCOE_Brownfield | IgnoreSilica | 2019 | 169.5165 | 60.3308 | 6.6413 | 4 | 3539.4591 | 4190.3418 | 72.1567 | 85.4258 | 155.9905 | 0 | 136.4671 | 8433674.3487 | 432256.8624 | 8834536.1151 | 8537634.1972 | 0 | 366269.6413 | 0 | 10375704.7543 | 26995455.4209 | 18424953.0259 | 82400484.3658 | 961560.8286 | 10664466.8222 | 10664466.8222 | 1478867.319 | 5147507.7987 | 0 | 94026512.0166 | 111317353.9565 | 5623413.2519 | 26.5652 | 3539.4591 | 4190.3418 | 72.1567 | 85.4258
1 | 3300 | 707 | 0.045 | 15 | 15 | 7 | 7.4989e-09 | 5spot_SharedNeighbor | Water | Porous | Wet | R245fa | MinimizeLCOE_Brownfield | IgnoreSilica | 2019 | 169.6091 | 60.3605 | 6.6461 | 4 | 3537.8872 | 4188.2985 | 72.1246 | 85.3841 | 155.9859 | 0 | 132.3672 | 8436476.4937 | 432382.759 | 8838036.0294 | 8542088.4128 | 0 | 363894.4309 | 0 | 10379022.4691 | 27004087.4342 | 18430844.5524 | 82426832.5814 | 961560.8286 | 10664466.8222 | 10664466.8222 | 1478867.319 | 5147507.7987 | 0 | 94052860.2322 | 111343702.1722 | 7498942.0933 | 26.5845 | 3537.8872 | 4188.2985 | 72.1246 | 85.3841
1 | 3300 | 707 | 0.045 | 15 | 15 | 7 | 1e-08 | 5spot_SharedNeighbor | Water | Porous | Wet | R245fa | MinimizeLCOE_Brownfield | IgnoreSilica | 2019 | 169.6823 | 60.3839 | 6.6498 | 4 | 3536.7075 | 4186.7556 | 72.1006 | 85.3527 | 155.9822 | 0 | 130.9334 | 8438689.6994 | 432482.189 | 8840800.5467 | 8545607.1726 | 0 | 362138.1321 | 0 | 10381689.9185 | 27011027.5906 | 18435581.3517 | 82448016.6007 | 961560.8286 | 10664466.8222 | 10664466.8222 | 1478867.319 | 5147507.7987 | 0 | 94074044.2515 | 111364886.1914 | 10000000 | 26.5993 | 3536.7075 | 4186.7556 | 72.1006 | 85.3527
1 | 3400 | 707 | 0.045 | 15 | 15 | 7 | 1e-13 | 5spot_SharedNeighbor | Water | Porous | Wet | R245fa | MinimizeLCOE_Brownfield | IgnoreSilica | 2019 | 0.6088 | 0.10071 | 0.001202 | 4 | 2645478.0547 | 6358070.2677 | 53931.6484 | 129617.8623 | 102.1053 | 0 | 18.9966 | 72609.1216 | 2548.3019 | 55001.4554 | 44461.0309 | 0 | 49426.9059 | 0 | 87378.2581 | 227340.3039 | 155164.4288 | 693929.8064 | 961560.8286 | 11063974.3309 | 11063974.3309 | 1478867.319 | 5307310.8022 | 0 | 12719464.966 | 30569617.4182 | 100 | 0.004808 | 2645478.0547 | 6358070.2677 | 53931.6484 | 129617.8623
1 | 3400 | 707 | 0.045 | 15 | 15 | 7 | 1.3335e-13 | 5spot_SharedNeighbor | Water | Porous | Wet | R245fa | MinimizeLCOE_Brownfield | IgnoreSilica | 2019 | 0.79402 | 0.15687 | 0.0050199 | 4 | 644566.9826 | 1533535.4938 | 13140.3698 | 31263.1953 | 112.838 | 0 | 19.2278 | 105397.4878 | 3999.5422 | 77789.0017 | 52918.5944 | 0 | 56005.0522 | 0 | 115482.7746 | 300462.4906 | 205071.8237 | 917126.7673 | 961560.8286 | 11063974.3309 | 11063974.3309 | 1478867.319 | 5307310.8022 | 0 | 12942661.9269 | 30792814.3791 | 133.3521 | 0.02008 | 644566.9826 | 1533535.4938 | 13140.3698 | 31263.1953
1 | 3400 | 707 | 0.045 | 15 | 15 | 7 | 1.7783e-13 | 5spot_SharedNeighbor | Water | Porous | Wet | R245fa | MinimizeLCOE_Brownfield | IgnoreSilica | 2019 | 1.0155 | 0.22975 | 0.010937 | 4 | 301810.0561 | 709828.8449 | 6152.8062 | 14470.8211 | 121.7348 | 0 | 28.2398 | 144120.5663 | 5833.8979 | 104894.142 | 63506.561 | 0 | 62033.2933 | 0 | 148351.4996 | 385980.1708 | 263439.3977 | 1178159.5286 | 961560.8286 | 11063974.3309 | 11063974.3309 | 1478867.319 | 5307310.8022 | 0 | 13203694.6881 | 31053847.1404 | 177.8279 | 0.043748 | 301810.0561 | 709828.8449 | 6152.8062 | 14470.8211
1 | 3400 | 707 | 0.045 | 15 | 15 | 7 | 2.3714e-13 | 5spot_SharedNeighbor | Water | Porous | Wet | R245fa | MinimizeLCOE_Brownfield | IgnoreSilica | 2019 | 1.325 | 0.33764 | 0.020222 | 4 | 167651.796 | 388331.4967 | 3417.8086 | 7916.6628 | 130.0732 | 0 | 26.7974 | 196218.5567 | 8441.0502 | 141910.554 | 78765.4916 | 0 | 70374.8403 | 0 | 193327.0922 | 502997.4371 | 343306.0864 | 1535341.1085 | 961560.8286 | 11063974.3309 | 11063974.3309 | 1478867.319 | 5307310.8022 | 0 | 13560876.268 | 31411028.7202 | 237.1374 | 0.080887 | 167651.796 | 388331.4967 | 3417.8086 | 7916.6628
1 | 3400 | 707 | 0.045 | 15 | 15 | 7 | 3.1623e-13 | 5spot_SharedNeighbor | Water | Porous | Wet | R245fa | MinimizeLCOE_Brownfield | IgnoreSilica | 2019 | 1.7292 | 0.48452 | 0.033671 | 4 | 104004.429 | 236538.214 | 2120.271 | 4822.1514 | 137.0816 | 0 | 132.4099 | 260492.3781 | 11799.6255 | 188563.5929 | 99140.8947 | 0 | 79981.9414 | 0 | 249591.5887 | 649386.1155 | 443219.3674 | 1982175.504 | 961560.8286 | 11063974.3309 | 11063974.3309 | 1478867.319 | 5307310.8022 | 0 | 14007710.6636 | 31857863.1158 | 316.2278 | 0.13468 | 104004.429 | 236538.214 | 2120.271 | 4822.1514
1 | 3400 | 707 | 0.045 | 15 | 15 | 7 | 4.217e-13 | 5spot_SharedNeighbor | Water | Porous | Wet | R245fa | MinimizeLCOE_Brownfield | IgnoreSilica | 2019 | 2.2543 | 0.68114 | 0.052511 | 4 | 69326.6953 | 154309.5046 | 1413.3185 | 3145.808 | 142.8237 | 0 | 179.1188 | 338706.5382 | 16024.3796 | 246674.0349 | 126436.6316 | 0 | 90993.5863 | 0 | 319345.7165 | 830872.0476 | 567087.2452 | 2536140.1798 | 961560.8286 | 11063974.3309 | 11063974.3309 | 1478867.319 | 5307310.8022 | 0 | 14561675.3394 | 32411827.7916 | 421.6965 | 0.21004 | 69326.6953 | 154309.5046 | 1413.3185 | 3145.808
1 | 3400 | 707 | 0.045 | 15 | 15 | 7 | 5.6234e-13 | 5spot_SharedNeighbor | Water | Porous | Wet | R245fa | MinimizeLCOE_Brownfield | IgnoreSilica | 2019 | 2.9739 | 0.9552 | 0.079161 | 4 | 48255.139 | 104627.8266 | 983.7463 | 2132.9798 | 147.6566 | 0 | 239.1268 | 437618.839 | 21480.7883 | 322278.0279 | 163914.6874 | 0 | 105391.0155 | 0 | 409766.5096 | 1066128.4034 | 727654.5421 | 3254232.8131 | 961560.8286 | 11063974.3309 | 11063974.3309 | 1478867.319 | 5307310.8022 | 0 | 15279767.9726 | 33129920.4249 | 562.3413 | 0.31665 | 48255.139 | 104627.8266 | 983.7463 | 2132.9798
1 | 3400 | 707 | 0.045 | 15 | 15 | 7 | 7.4989e-13 | 5spot_SharedNeighbor | Water | Porous | Wet | R245fa | MinimizeLCOE_Brownfield | IgnoreSilica | 2019 | 3.9191 | 1.3193 | 0.11523 | 4 | 35072.8729 | 73798.5593 | 715.008 | 1504.4835 | 151.4672 | 0 | 37.7761 | 556951.8104 | 28150.7406 | 416239.4544 | 213292.9746 | 0 | 122322.2394 | 0 | 521413.3155 | 1356610.4905 | 925914.5353 | 4140895.5607 | 961560.8286 | 11063974.3309 | 11063974.3309 | 1478867.319 | 5307310.8022 | 0 | 16166430.7203 | 34016583.1725 | 749.8942 | 0.46094 | 35072.8729 | 73798.5593 | 715.008 | 1504.4835
1 | 3400 | 707 | 0.045 | 15 | 15 | 7 | 1e-12 | 5spot_SharedNeighbor | Water | Porous | Wet | R245fa | MinimizeLCOE_Brownfield | IgnoreSilica | 2019 | 5.1689 | 1.8065 | 0.16437 | 4 | 26287.0527 | 53436.249 | 535.8971 | 1089.3702 | 154.456 | 0 | 46.6552 | 702980.2583 | 36429.0283 | 534136.2765 | 281318.7847 | 0 | 142695.0395 | 0 | 662048.1611 | 1722513.5104 | 1175650.8649 | 5257771.9237 | 961560.8286 | 11063974.3309 | 11063974.3309 | 1478867.319 | 5307310.8022 | 0 | 17283307.0833 | 35133459.5355 | 1000 | 0.65748 | 26287.0527 | 53436.249 | 535.8971 | 1089.3702
1 | 3400 | 707 | 0.045 | 15 | 15 | 7 | 1.3335e-12 | 5spot_SharedNeighbor | Water | Porous | Wet | R245fa | MinimizeLCOE_Brownfield | IgnoreSilica | 2019 | 6.8279 | 2.4518 | 0.22942 | 4 | 20334.6906 | 39785.9875 | 414.5502 | 811.0912 | 156.7336 | 0 | 45.485 | 878634.3908 | 46339.9731 | 680971.422 | 369014.1877 | 0 | 167355.4112 | 0 | 835503.0001 | 2173807.4211 | 1483668.2321 | 6635294.0382 | 961560.8286 | 11063974.3309 | 11063974.3309 | 1478867.319 | 5307310.8022 | 0 | 18660829.1978 | 36510981.65 | 1333.5214 | 0.91768 | 20334.6906 | 39785.9875 | 414.5502 | 811.0912
1 | 3400 | 707 | 0.045 | 15 | 15 | 7 | 1.7783e-12 | 5spot_SharedNeighbor | Water | Porous | Wet | R245fa | MinimizeLCOE_Brownfield | IgnoreSilica | 2019 | 9.0548 | 3.3217 | 0.31745 | 4 | 16075.0045 | 30132.4762 | 327.7107 | 614.2913 | 158.5051 | 0 | 38.0859 | 1095323.9687 | 58595.869 | 867170.7538 | 488572.1907 | 0 | 198051.2221 | 0 | 1056008.4617 | 2747517.4002 | 1875237.0815 | 8386476.9476 | 961560.8286 | 11063974.3309 | 11063974.3309 | 1478867.319 | 5307310.8022 | 0 | 20412012.1072 | 38262164.5594 | 1778.2794 | 1.2698 | 16075.0045 | 30132.4762 | 327.7107 | 614.2913
1 | 3400 | 707 | 0.045 | 15 | 15 | 7 | 2.3714e-12 | 5spot_SharedNeighbor | Water | Porous | Wet | R245fa | MinimizeLCOE_Brownfield | IgnoreSilica | 2019 | 12.0043 | 4.4813 | 0.43565 | 4 | 12968.947 | 23212.333 | 264.3895 | 473.2148 | 160.0207 | 0 | 42.0619 | 1359833.5949 | 73554.9811 | 1100843.1249 | 645114.2181 | 0 | 234706.8357 | 0 | 1331480.5743 | 3464239.3301 | 2364414.5258 | 10574187.1848 | 961560.8286 | 11063974.3309 | 11063974.3309 | 1478867.319 | 5307310.8022 | 0 | 22599722.3444 | 40449874.7966 | 2371.3737 | 1.7426 | 12968.947 | 23212.333 | 264.3895 | 473.2148
1 | 3400 | 707 | 0.045 | 15 | 15 | 7 | 3.1623e-12 | 5spot_SharedNeighbor | Water | Porous | Wet | R245fa | MinimizeLCOE_Brownfield | IgnoreSilica | 2019 | 15.9265 | 6.0222 | 0.5928 | 4 | 10692.105 | 18219.9823 | 217.973 | 371.439 | 161.0873 | 0 | 42.6319 | 1681896.8277 | 91717.9204 | 1393430.0192 | 856401.747 | 0 | 279609.2526 | 0 | 1678191.7491 | 4366310.6867 | 2980096.7624 | 13327654.9651 | 961560.8286 | 11063974.3309 | 11063974.3309 | 1478867.319 | 5307310.8022 | 0 | 25353190.1247 | 43203342.5769 | 3162.2777 | 2.3712 | 10692.105 | 18219.9823 | 217.973 | 371.439
1 | 3400 | 707 | 0.045 | 15 | 15 | 7 | 4.217e-12 | 5spot_SharedNeighbor | Water | Porous | Wet | R245fa | MinimizeLCOE_Brownfield | IgnoreSilica | 2019 | 21.1541 | 8.0756 | 0.80202 | 4 | 8982.7914 | 14546.9128 | 183.1264 | 296.5585 | 161.9014 | 0 | 53.1991 | 2075313.9274 | 113788.0123 | 1761099.9415 | 1136697.4571 | 0 | 334673.9617 | 0 | 2114413.587 | 5501270.4275 | 3754730.1065 | 16791987.4209 | 961560.8286 | 11063974.3309 | 11063974.3309 | 1478867.319 | 5307310.8022 | 0 | 28817522.5805 | 46667675.0327 | 4216.965 | 3.2081 | 8982.7914 | 14546.9128 | 183.1264 | 296.5585
1 | 3400 | 707 | 0.045 | 15 | 15 | 7 | 5.6234e-12 | 5spot_SharedNeighbor | Water | Porous | Wet | R245fa | MinimizeLCOE_Brownfield | IgnoreSilica | 2019 | 28.0459 | 10.7834 | 1.0783 | 4 | 7684.1408 | 11822.7156 | 156.6516 | 241.022 | 162.516 | 0 | 45.7822 | 2551868.9721 | 140407.6685 | 2218565.4428 | 1506286.3736 | 0 | 400864.9145 | 0 | 2659017.4149 | 6918217.874 | 4721825.8542 | 21117054.5146 | 961560.8286 | 11063974.3309 | 11063974.3309 | 1478867.319 | 5307310.8022 | 0 | 33142589.6742 | 50992742.1264 | 5623.4133 | 4.3131 | 7684.1408 | 11822.7156 | 156.6516 | 241.022
1 | 3400 | 707 | 0.045 | 15 | 15 | 7 | 7.4989e-12 | 5spot_SharedNeighbor | Water | Porous | Wet | R245fa | MinimizeLCOE_Brownfield | IgnoreSilica | 2019 | 37.14 | 14.3579 | 1.4427 | 4 | 6681.8131 | 9774.912 | 136.2178 | 199.2748 | 162.9813 | 0 | 43.6469 | 3130477.8174 | 172578.7975 | 2788721.1833 | 1994166.269 | 0 | 481306.1136 | 0 | 3341227.5705 | 8693188.7585 | 5933279.9548 | 26534946.4646 | 961560.8286 | 11063974.3309 | 11063974.3309 | 1478867.319 | 5307310.8022 | 0 | 38560481.6241 | 56410634.0764 | 7498.9421 | 5.771 | 6681.8131 | 9774.912 | 136.2178 | 199.2748
1 | 3400 | 707 | 0.045 | 15 | 15 | 7 | 1e-11 | 5spot_SharedNeighbor | Water | Porous | Wet | R245fa | MinimizeLCOE_Brownfield | IgnoreSilica | 2019 | 49.0011 | 19.0107 | 1.916 | 4 | 5903.8941 | 8232.9348 | 120.3589 | 167.8395 | 163.3195 | 0 | 50.4016 | 3823512.377 | 210831.7447 | 3490158.2304 | 2624302.6927 | 0 | 577757.6536 | 0 | 4183359.4523 | 10884243.17 | 7428719.6123 | 33222884.933 | 961560.8286 | 11063974.3309 | 11063974.3309 | 1478867.319 | 5307310.8022 | 0 | 45248420.0926 | 63098572.5448 | 10000 | 7.6642 | 5903.8941 | 8232.9348 | 120.3589 | 167.8395
1 | 3400 | 707 | 0.045 | 15 | 15 | 7 | 1.3335e-11 | 5spot_SharedNeighbor | Water | Porous | Wet | R245fa | MinimizeLCOE_Brownfield | IgnoreSilica | 2019 | 64.2164 | 24.9599 | 2.5189 | 4 | 5300.3517 | 7071.9726 | 108.0548 | 144.1717 | 163.4967 | 0 | 51.521 | 4640723.6816 | 255590.48 | 4339071.916 | 3432170.1234 | 0 | 692252.8043 | 0 | 5210325.5121 | 13556198.1977 | 9252383.822 | 41378716.5371 | 961560.8286 | 11063974.3309 | 11063974.3309 | 1478867.319 | 5307310.8022 | 0 | 53404251.6966 | 71254404.1489 | 13335.2143 | 10.0756 | 5300.3517 | 7071.9726 | 108.0548 | 144.1717
1 | 3400 | 707 | 0.045 | 15 | 15 | 7 | 1.7783e-11 | 5spot_SharedNeighbor | Water | Porous | Wet | R245fa | MinimizeLCOE_Brownfield | IgnoreSilica | 2019 | 83.2541 | 32.326 | 3.2568 | 4 | 4842.6158 | 6212.8383 | 98.7233 | 126.6571 | 163.3975 | 0 | 63.524 | 5574255.2253 | 305979.4605 | 5336652.6877 | 4442193.573 | 0 | 826540.1989 | 0 | 6429392.2467 | 16727959.7762 | 11417176.2725 | 51060149.4408 | 961560.8286 | 11063974.3309 | 11063974.3309 | 1478867.319 | 5307310.8022 | 0 | 63085684.6003 | 80935837.0526 | 17782.7941 | 13.0272 | 4842.6158 | 6212.8383 | 98.7233 | 126.6571
1 | 3400 | 707 | 0.045 | 15 | 15 | 7 | 2.3714e-11 | 5spot_SharedNeighbor | Water | Porous | Wet | R245fa | MinimizeLCOE_Brownfield | IgnoreSilica | 2019 | 101.6876 | 39.3231 | 3.9846 | 4 | 4509.5531 | 5629.4902 | 91.9333 | 114.7648 | 163.0076 | 0 | 65.2863 | 6398700.8412 | 349474.029 | 6243700.0218 | 5418918.5938 | 0 | 912815.8759 | 0 | 7536207.6511 | 19607666.4193 | 13382635.2284 | 59850118.6606 | 961560.8286 | 11063974.3309 | 11063974.3309 | 1478867.319 | 5307310.8022 | 0 | 71875653.8201 | 89725806.2723 | 23713.7371 | 15.9385 | 4509.5531 | 5629.4902 | 91.9333 | 114.7648
1 | 3400 | 707 | 0.045 | 15 | 15 | 7 | 3.1623e-11 | 5spot_SharedNeighbor | Water | Porous | Wet | R245fa | MinimizeLCOE_Brownfield | IgnoreSilica | 2019 | 113.1165 | 43.5548 | 4.511 | 4 | 4255.1389 | 5244.3983 | 86.7468 | 106.9142 | 162.6388 | 0 | 88.8182 | 6871053.4146 | 373648.0135 | 6777342.7739 | 6008006.2667 | 0 | 876859.3005 | 0 | 8153694.81 | 21214241.3427 | 14479155.6255 | 64754001.5472 | 961560.8286 | 11063974.3309 | 11063974.3309 | 1478867.319 | 5307310.8022 | 0 | 76779536.7068 | 94629689.159 | 31622.7766 | 18.044 | 4255.1389 | 5244.3983 | 86.7468 | 106.9142
1 | 3400 | 707 | 0.045 | 15 | 15 | 7 | 4.217e-11 | 5spot_SharedNeighbor | Water | Porous | Wet | R245fa | MinimizeLCOE_Brownfield | IgnoreSilica | 2019 | 123.442 | 47.3063 | 4.9916 | 4 | 4057.0504 | 4951.0592 | 82.7085 | 100.934 | 162.233 | 0 | 103.6758 | 7275194.3008 | 393860.8644 | 7242428.2596 | 6533469.9612 | 0 | 826141.2594 | 0 | 8685726.9117 | 22598479.7367 | 15423926.7726 | 68979228.0664 | 961560.8286 | 11063974.3309 | 11063974.3309 | 1478867.319 | 5307310.8022 | 0 | 81004763.2259 | 98854915.6781 | 42169.6503 | 19.9664 | 4057.0504 | 4951.0592 | 82.7085 | 100.934
1 | 3400 | 707 | 0.045 | 15 | 15 | 7 | 5.6234e-11 | 5spot_SharedNeighbor | Water | Porous | Wet | R245fa | MinimizeLCOE_Brownfield | IgnoreSilica | 2019 | 133.8 | 50.9974 | 5.4521 | 4 | 3903.4801 | 4721.9717 | 79.5777 | 96.2638 | 161.7672 | 0 | 111.0023 | 7660432.0763 | 412692.9528 | 7693484.3185 | 7053895.3409 | 0 | 782304.0853 | 0 | 9205095.4218 | 23949770.0628 | 16346210.1864 | 73103884.4449 | 961560.8286 | 11063974.3309 | 11063974.3309 | 1478867.319 | 5307310.8022 | 0 | 85129419.6045 | 102979572.0567 | 56234.1325 | 21.8086 | 3903.4801 | 4721.9717 | 79.5777 | 96.2638
1 | 3400 | 707 | 0.045 | 15 | 15 | 7 | 7.4989e-11 | 5spot_SharedNeighbor | Water | Porous | Wet | R245fa | MinimizeLCOE_Brownfield | IgnoreSilica | 2019 | 143.0593 | 54.2731 | 5.8652 | 4 | 3782.0753 | 4542.9242 | 77.1027 | 92.6137 | 161.3699 | 0 | 105.4874 | 7994780.7371 | 428925.6918 | 8088490.3107 | 7516883.8443 | 0 | 736445.4519 | 0 | 9658555.154 | 25129579.2685 | 17151454.212 | 76705114.6703 | 961560.8286 | 11063974.3309 | 11063974.3309 | 1478867.319 | 5307310.8022 | 0 | 88730649.8298 | 106580802.282 | 74989.4209 | 23.4608 | 3782.0753 | 4542.9242 | 77.1027 | 92.6137
1 | 3400 | 707 | 0.045 | 15 | 15 | 7 | 1e-10 | 5spot_SharedNeighbor | Water | Porous | Wet | R245fa | MinimizeLCOE_Brownfield | IgnoreSilica | 2019 | 149.8191 | 56.6332 | 6.1832 | 4 | 3688.5347 | 4410.2512 | 75.1958 | 89.9089 | 161.0616 | 0 | 123.4693 | 8230530.6358 | 440184.5539 | 8370398.1981 | 7852126.2416 | 0 | 678669.0168 | 0 | 9973044.372 | 25947815.7032 | 17709917.3917 | 79202686.1129 | 961560.8286 | 11063974.3309 | 11063974.3309 | 1478867.319 | 5307310.8022 | 0 | 91228221.2725 | 109078373.7247 | 100000 | 24.7329 | 3688.5347 | 4410.2512 | 75.1958 | 89.9089
1 | 3400 | 707 | 0.045 | 15 | 15 | 7 | 1.3335e-10 | 5spot_SharedNeighbor | Water | Porous | Wet | R245fa | MinimizeLCOE_Brownfield | IgnoreSilica | 2019 | 155.4339 | 58.5676 | 6.4451 | 4 | 3616.6808 | 4309.0748 | 73.7309 | 87.8463 | 160.7944 | 0 | 134.4357 | 8420445.1467 | 449109.7169 | 8599936.2149 | 8125395.7617 | 0 | 626319.7768 | 0 | 10226270.5806 | 26606658.3543 | 18159591.0389 | 81213726.5908 | 961560.8286 | 11063974.3309 | 11063974.3309 | 1478867.319 | 5307310.8022 | 0 | 93239261.7504 | 111089414.2026 | 133352.1432 | 25.7803 | 3616.6808 | 4309.0748 | 73.7309 | 87.8463
1 | 3400 | 707 | 0.045 | 15 | 15 | 7 | 1.7783e-10 | 5spot_SharedNeighbor | Water | Porous | Wet | R245fa | MinimizeLCOE_Brownfield | IgnoreSilica | 2019 | 159.6876 | 60.0188 | 6.6477 | 4 | 3561.7217 | 4233.0139 | 72.6105 | 86.2957 | 160.5855 | 0 | 123.1407 | 8561033.13 | 455634.91 | 8771261.0998 | 8330273.2675 | 0 | 577469.7839 | 0 | 10411312.1545 | 27088098.5723 | 18488183.8804 | 82683266.7984 | 961560.8286 | 11063974.3309 | 11063974.3309 | 1478867.319 | 5307310.8022 | 0 | 94708801.9579 | 112558954.4101 | 177827.941 | 26.5907 | 3561.7217 | 4233.0139 | 72.6105 | 86.2957
1 | 3400 | 707 | 0.045 | 15 | 15 | 7 | 2.3714e-10 | 5spot_SharedNeighbor | Water | Porous | Wet | R245fa | MinimizeLCOE_Brownfield | IgnoreSilica | 2019 | 162.9271 | 61.1162 | 6.8041 | 4 | 3519.842 | 4175.7006 | 71.7567 | 85.1273 | 160.4223 | 0 | 141.2894 | 8666289.5015 | 460474.2139 | 8900325.6823 | 8485464.8324 | 0 | 534672.584 | 0 | 10548418.4575 | 27444821.0482 | 18731654.3001 | 83772120.6198 | 961560.8286 | 11063974.3309 | 11063974.3309 | 1478867.319 | 5307310.8022 | 0 | 95797655.7793 | 113647808.2315 | 237137.3706 | 27.2165 | 3519.842 | 4175.7006 | 71.7567 | 85.1273
1 | 3400 | 707 | 0.045 | 15 | 15 | 7 | 3.1623e-10 | 5spot_SharedNeighbor | Water | Porous | Wet | R245fa | MinimizeLCOE_Brownfield | IgnoreSilica | 2019 | 165.4144 | 61.954 | 6.9249 | 4 | 3488.0099 | 4132.4272 | 71.1078 | 84.2451 | 160.2947 | 0 | 141.734 | 8746057.5104 | 464114.6814 | 8998602.99 | 8604128.3316 | 0 | 498785.3557 | 0 | 10651558.6589 | 27713170.6955 | 18914808.4484 | 84591226.6718 | 961560.8286 | 11063974.3309 | 11063974.3309 | 1478867.319 | 5307310.8022 | 0 | 96616761.8314 | 114466914.2836 | 316227.766 | 27.6997 | 3488.0099 | 4132.4272 | 71.1078 | 84.2451
1 | 3400 | 707 | 0.045 | 15 | 15 | 7 | 4.217e-10 | 5spot_SharedNeighbor | Water | Porous | Wet | R245fa | MinimizeLCOE_Brownfield | IgnoreSilica | 2019 | 167.2929 | 62.5841 | 7.017 | 4 | 3463.8699 | 4099.8338 | 70.6157 | 83.5807 | 160.1971 | 0 | 124.8181 | 8805707.9819 | 466821.591 | 9072361.9815 | 8693467.1545 | 0 | 469208.8055 | 0 | 10727951.3306 | 27911928.7568 | 19050464.9093 | 85197912.5112 | 961560.8286 | 11063974.3309 | 11063974.3309 | 1478867.319 | 5307310.8022 | 0 | 97223447.6707 | 115073600.1229 | 421696.5034 | 28.0679 | 3463.8699 | 4099.8338 | 70.6157 | 83.5807
1 | 3400 | 707 | 0.045 | 15 | 15 | 7 | 5.6234e-10 | 5spot_SharedNeighbor | Water | Porous | Wet | R245fa | MinimizeLCOE_Brownfield | IgnoreSilica | 2019 | 168.7077 | 63.0572 | 7.0868 | 4 | 3445.6006 | 4075.2987 | 70.2432 | 83.0805 | 160.1229 | 0 | 142.177 | 8850298.499 | 468836.27 | 9127651.5112 | 8760593.005 | 0 | 445329.2999 | 0 | 10784556.3482 | 28059203.4013 | 19150982.8804 | 85647451.2151 | 961560.8286 | 11063974.3309 | 11063974.3309 | 1478867.319 | 5307310.8022 | 0 | 97672986.3746 | 115523138.8268 | 562341.3252 | 28.3472 | 3445.6006 | 4075.2987 | 70.2432 | 83.0805
1 | 3400 | 707 | 0.045 | 15 | 15 | 7 | 7.4989e-10 | 5spot_SharedNeighbor | Water | Porous | Wet | R245fa | MinimizeLCOE_Brownfield | IgnoreSilica | 2019 | 169.205 | 63.2229 | 7.1244 | 4 | 3430.9942 | 4057.3638 | 69.9455 | 82.7148 | 160.0964 | 0 | 146.7157 | 8865874.3608 | 469536.8969 | 9147011.6168 | 8784133.8674 | 0 | 419336.1118 | 0 | 10797498.2129 | 28092875.4785 | 19173964.765 | 85750231.31 | 961560.8286 | 11063974.3309 | 11063974.3309 | 1478867.319 | 5307310.8022 | 0 | 97775766.4695 | 115625918.9217 | 749894.2093 | 28.4978 | 3430.9942 | 4057.3638 | 69.9455 | 82.7148
1 | 3400 | 707 | 0.045 | 15 | 15 | 7 | 1e-09 | 5spot_SharedNeighbor | Water | Porous | Wet | R245fa | MinimizeLCOE_Brownfield | IgnoreSilica | 2019 | 170.864 | 63.7759 | 7.1891 | 4 | 3420.6861 | 4041.4259 | 69.7353 | 82.3899 | 160.009 | 0 | 140.4334 | 8917741.6837 | 471870.2569 | 9211512.5524 | 8862661.2045 | 0 | 412715.8293 | 0 | 10871835.5955 | 28286286.0994 | 19305971.4879 | 86340594.7099 | 961560.8286 | 11063974.3309 | 11063974.3309 | 1478867.319 | 5307310.8022 | 0 | 98366129.8694 | 116216282.3217 | 1000000 | 28.7563 | 3420.6861 | 4041.4259 | 69.7353 | 82.3899
1 | 3400 | 707 | 0.045 | 15 | 15 | 7 | 1.3335e-09 | 5spot_SharedNeighbor | Water | Porous | Wet | R245fa | MinimizeLCOE_Brownfield | IgnoreSilica | 2019 | 171.0272 | 63.8299 | 7.2062 | 4 | 3412.9487 | 4032.2098 | 69.5776 | 82.2021 | 159.9999 | 0 | 134.0494 | 8922781.2595 | 472094.6502 | 9217810.6137 | 8870346.8969 | 0 | 397295.4611 | 0 | 10873328.2638 | 28290169.716 | 19308622.1361 | 86352448.9974 | 961560.8286 | 11063974.3309 | 11063974.3309 | 1478867.319 | 5307310.8022 | 0 | 98377984.1569 | 116228136.6091 | 1333521.4322 | 28.8249 | 3412.9487 | 4032.2098 | 69.5776 | 82.2021
1 | 3400 | 707 | 0.045 | 15 | 15 | 7 | 1.7783e-09 | 5spot_SharedNeighbor | Water | Porous | Wet | R245fa | MinimizeLCOE_Brownfield | IgnoreSilica | 2019 | 171.0977 | 63.8533 | 7.2177 | 4 | 3407.1404 | 4025.4206 | 69.4592 | 82.0636 | 159.9959 | 0 | 139.967 | 8924980.8515 | 472194.347 | 9220538.4223 | 8873844.2579 | 0 | 385019.8783 | 0 | 10871865.3252 | 28286363.4501 | 19306024.2813 | 86340830.8136 | 961560.8286 | 11063974.3309 | 11063974.3309 | 1478867.319 | 5307310.8022 | 0 | 98366365.9732 | 116216518.4254 | 1778279.41 | 28.8707 | 3407.1404 | 4025.4206 | 69.4592 | 82.0636
1 | 3400 | 707 | 0.045 | 15 | 15 | 7 | 2.3714e-09 | 5spot_SharedNeighbor | Water | Porous | Wet | R245fa | MinimizeLCOE_Brownfield | IgnoreSilica | 2019 | 171.3996 | 63.9542 | 7.2337 | 4 | 3402.7759 | 4019.6875 | 69.3702 | 81.9468 | 159.9797 | 0 | 136.0116 | 8934500.3746 | 472630.3936 | 9232289.7995 | 8888848.6492 | 0 | 377995.5549 | 0 | 10883443.261 | 28316486.864 | 19326584.1303 | 86432779.0272 | 961560.8286 | 11063974.3309 | 11063974.3309 | 1478867.319 | 5307310.8022 | 0 | 98458314.1868 | 116308466.639 | 2371373.7057 | 28.9347 | 3402.7759 | 4019.6875 | 69.3702 | 81.9468
1 | 3400 | 707 | 0.045 | 15 | 15 | 7 | 3.1623e-09 | 5spot_SharedNeighbor | Water | Porous | Wet | R245fa | MinimizeLCOE_Brownfield | IgnoreSilica | 2019 | 171.6313 | 64.0317 | 7.2459 | 4 | 3399.496 | 4015.37 | 69.3033 | 81.8587 | 159.9673 | 0 | 140.1161 | 8941798.1672 | 472964.4827 | 9241302.0232 | 8900362.293 | 0 | 372698.0152 | 0 | 10892358.7427 | 28339683.1185 | 19342416.0506 | 86503582.8931 | 961560.8286 | 11063974.3309 | 11063974.3309 | 1478867.319 | 5307310.8022 | 0 | 98529118.0526 | 116379270.5048 | 3162277.6602 | 28.9834 | 3399.496 | 4015.37 | 69.3033 | 81.8587
1 | 3400 | 707 | 0.045 | 15 | 15 | 7 | 4.217e-09 | 5spot_SharedNeighbor | Water | Porous | Wet | R245fa | MinimizeLCOE_Brownfield | IgnoreSilica | 2019 | 171.8017 | 64.0886 | 7.2549 | 4 | 3397.0324 | 4012.1382 | 69.2531 | 81.7929 | 159.9582 | 0 | 134.1673 | 8947160.3034 | 473209.8323 | 9247926.0274 | 8908828.8372 | 0 | 368648.3445 | 0 | 10898851.6045 | 28356576.213 | 19353945.9348 | 86555147.0971 | 961560.8286 | 11063974.3309 | 11063974.3309 | 1478867.319 | 5307310.8022 | 0 | 98580682.2567 | 116430834.7089 | 4216965.0343 | 29.0196 | 3397.0324 | 4012.1382 | 69.2531 | 81.7929
1 | 3400 | 707 | 0.045 | 15 | 15 | 7 | 5.6234e-09 | 5spot_SharedNeighbor | Water | Porous | Wet | R245fa | MinimizeLCOE_Brownfield | IgnoreSilica | 2019 | 171.9138 | 64.126 | 7.2612 | 4 | 3395.1826 | 4009.7527 | 69.2154 | 81.7442 | 159.9521 | 0 | 137.1584 | 8950683.0343 | 473370.9123 | 9252279.3402 | 8914395.6067 | 0 | 365438.4574 | 0 | 10902905.2668 | 28367123.0109 | 19361144.341 | 86587339.9697 | 961560.8286 | 11063974.3309 | 11063974.3309 | 1478867.319 | 5307310.8022 | 0 | 98612875.1293 | 116463027.5815 | 5623413.2519 | 29.0449 | 3395.1826 | 4009.7527 | 69.2154 | 81.7442
1 | 3400 | 707 | 0.045 | 15 | 15 | 7 | 7.4989e-09 | 5spot_SharedNeighbor | Water | Porous | Wet | R245fa | MinimizeLCOE_Brownfield | IgnoreSilica | 2019 | 172.0233 | 64.1626 | 7.2667 | 4 | 3393.7941 | 4007.8987 | 69.1871 | 81.7064 | 159.9463 | 0 | 164.1229 | 8954124.6588 | 473528.3383 | 9256531.9895 | 8919833.6265 | 0 | 363253.511 | 0 | 10907236.1284 | 28378391.0244 | 19368834.9917 | 86621734.2686 | 961560.8286 | 11063974.3309 | 11063974.3309 | 1478867.319 | 5307310.8022 | 0 | 98647269.4282 | 116497421.8804 | 7498942.0933 | 29.067 | 3393.7941 | 4007.8987 | 69.1871 | 81.7064
1 | 3400 | 707 | 0.045 | 15 | 15 | 7 | 1e-08 | 5spot_SharedNeighbor | Water | Porous | Wet | R245fa | MinimizeLCOE_Brownfield | IgnoreSilica | 2019 | 172.0964 | 64.187 | 7.2706 | 4 | 3392.7521 | 4006.5304 | 69.1658 | 81.6785 | 159.9423 | 0 | 137.9482 | 8956423.6265 | 473633.4524 | 9259373.3794 | 8923468.0863 | 0 | 361523.3368 | 0 | 10910024.5337 | 28385645.8831 | 19373786.5819 | 86643878.8801 | 961560.8286 | 11063974.3309 | 11063974.3309 | 1478867.319 | 5307310.8022 | 0 | 98669414.0396 | 116519566.4919 | 10000000 | 29.0824 | 3392.7521 | 4006.5304 | 69.1658 | 81.6785
1 | 3500 | 707 | 0.045 | 15 | 15 | 7 | 1e-13 | 5spot_SharedNeighbor | Water | Porous | Wet | R245fa | MinimizeLCOE_Brownfield | IgnoreSilica | 2019 | 0.62825 | 0.10882 | 0.0019072 | 4 | 1724765.6293 | 4139028.003 | 35161.6803 | 84379.6843 | 104.7797 | 0 | 22.956 | 77957.1136 | 2789.0926 | 58397.8822 | 45561.4635 | 0 | 49955.6228 | 0 | 91517.8581 | 238110.6938 | 162515.4412 | 726805.1677 | 961560.8286 | 11469341.9306 | 11469341.9306 | 1478867.319 | 5469457.8421 | 0 | 13157707.9269 | 31575375.0186 | 100 | 0.0076287 | 1724765.6293 | 4139028.003 | 35161.6803 | 84379.6843
1 | 3500 | 707 | 0.045 | 15 | 15 | 7 | 1.3335e-13 | 5spot_SharedNeighbor | Water | Porous | Wet | R245fa | MinimizeLCOE_Brownfield | IgnoreSilica | 2019 | 0.81347 | 0.16759 | 0.0062258 | 4 | 537541.0234 | 1277109.2928 | 10958.5008 | 26035.6004 | 115.5264 | 0 | 21.6254 | 112032.7547 | 4332.9804 | 81854.0555 | 54219.2395 | 0 | 56100.6406 | 0 | 120330.4716 | 313075.2039 | 213680.2597 | 955625.6059 | 961560.8286 | 11469341.9306 | 11469341.9306 | 1478867.319 | 5469457.8421 | 0 | 13386528.3651 | 31804195.4568 | 133.3521 | 0.024903 | 537541.0234 | 1277109.2928 | 10958.5008 | 26035.6004
1 | 3500 | 707 | 0.045 | 15 | 15 | 7 | 1.7783e-13 | 5spot_SharedNeighbor | Water | Porous | Wet | R245fa | MinimizeLCOE_Brownfield | IgnoreSilica | 2019 | 1.0498 | 0.249 | 0.013069 | 4 | 261579.118 | 613891.7397 | 5332.6441 | 12515.0135 | 125.0109 | 0 | 22.6011 | 154947.6561 | 6418.5075 | 111618.1856 | 65752.8709 | 0 | 62758.8893 | 0 | 156583.4826 | 407398.1021 | 278057.5759 | 1243535.2698 | 961560.8286 | 11469341.9306 | 11469341.9306 | 1478867.319 | 5469457.8421 | 0 | 13674438.029 | 32092105.1207 | 177.8279 | 0.052276 | 261579.118 | 613891.7397 | 5332.6441 | 12515.0135
1 | 3500 | 707 | 0.045 | 15 | 15 | 7 | 2.3714e-13 | 5spot_SharedNeighbor | Water | Porous | Wet | R245fa | MinimizeLCOE_Brownfield | IgnoreSilica | 2019 | 1.3639 | 0.36399 | 0.023524 | 4 | 149302.1449 | 345037.3659 | 3043.7262 | 7034.0534 | 133.4359 | 0 | 31.6459 | 210052.9007 | 9257.7282 | 150361.4974 | 81802.4041 | 0 | 70811.7842 | 0 | 203691.6627 | 529963.9234 | 361711.2674 | 1617653.1681 | 961560.8286 | 11469341.9306 | 11469341.9306 | 1478867.319 | 5469457.8421 | 0 | 14048555.9273 | 32466223.019 | 237.1374 | 0.094095 | 149302.1449 | 345037.3659 | 3043.7262 | 7034.0534
1 | 3500 | 707 | 0.045 | 15 | 15 | 7 | 3.1623e-13 | 5spot_SharedNeighbor | Water | Porous | Wet | R245fa | MinimizeLCOE_Brownfield | IgnoreSilica | 2019 | 1.7875 | 0.52569 | 0.038956 | 4 | 93269.3363 | 211463.9794 | 1901.4216 | 4310.9792 | 140.7428 | 0 | 142.3747 | 280271.664 | 13044.145 | 200781.2405 | 103937.795 | 0 | 80883.1436 | 0 | 264778.0154 | 688898.0826 | 470187.0968 | 2102781.1829 | 961560.8286 | 11469341.9306 | 11469341.9306 | 1478867.319 | 5469457.8421 | 0 | 14533683.9421 | 32951351.0338 | 316.2278 | 0.15582 | 93269.3363 | 211463.9794 | 1901.4216 | 4310.9792
1 | 3500 | 707 | 0.045 | 15 | 15 | 7 | 4.217e-13 | 5spot_SharedNeighbor | Water | Porous | Wet | R245fa | MinimizeLCOE_Brownfield | IgnoreSilica | 2019 | 2.3321 | 0.73947 | 0.060295 | 4 | 62714.2748 | 139079.2124 | 1278.5153 | 2835.3179 | 146.6376 | 0 | 189.9654 | 364510.7227 | 17741.8323 | 262777.0515 | 132854.2479 | 0 | 92081.2622 | 0 | 339286.3955 | 882753.6039 | 602497.4735 | 2694502.5896 | 961560.8286 | 11469341.9306 | 11469341.9306 | 1478867.319 | 5469457.8421 | 0 | 15125405.3488 | 33543072.4405 | 421.6965 | 0.24118 | 62714.2748 | 139079.2124 | 1278.5153 | 2835.3179
1 | 3500 | 707 | 0.045 | 15 | 15 | 7 | 5.6234e-13 | 5spot_SharedNeighbor | Water | Porous | Wet | R245fa | MinimizeLCOE_Brownfield | IgnoreSilica | 2019 | 3.0517 | 1.0271 | 0.089698 | 4 | 44218.1575 | 95550.5641 | 901.447 | 1947.9275 | 151.4521 | 0 | 252.7415 | 467562.7345 | 23621.2319 | 340695.091 | 171396.2533 | 0 | 105522.2569 | 0 | 432431.0513 | 1125096.8918 | 767901.7471 | 3434227.2577 | 961560.8286 | 11469341.9306 | 11469341.9306 | 1478867.319 | 5469457.8421 | 0 | 15865130.0169 | 34282797.1086 | 562.3413 | 0.35879 | 44218.1575 | 95550.5641 | 901.447 | 1947.9275
1 | 3500 | 707 | 0.045 | 15 | 15 | 7 | 7.4989e-13 | 5spot_SharedNeighbor | Water | Porous | Wet | R245fa | MinimizeLCOE_Brownfield | IgnoreSilica | 2019 | 4.0117 | 1.4171 | 0.13035 | 4 | 32233.7169 | 67556.7185 | 657.1279 | 1377.2351 | 155.3443 | 0 | 38.514 | 595206.6724 | 31057.5657 | 439577.9285 | 224923.3082 | 0 | 122095.5998 | 0 | 551015.8191 | 1433630.1324 | 978482.0235 | 4375989.0497 | 961560.8286 | 11469341.9306 | 11469341.9306 | 1478867.319 | 5469457.8421 | 0 | 16806891.8089 | 35224558.9006 | 749.8942 | 0.52141 | 32233.7169 | 67556.7185 | 657.1279 | 1377.2351
1 | 3500 | 707 | 0.045 | 15 | 15 | 7 | 1e-12 | 5spot_SharedNeighbor | Water | Porous | Wet | R245fa | MinimizeLCOE_Brownfield | IgnoreSilica | 2019 | 5.2958 | 1.9411 | 0.1853 | 4 | 24266.1851 | 49114.1054 | 494.699 | 1001.2575 | 158.435 | 0 | 41.0733 | 751149.3237 | 40194.8186 | 564255.9079 | 295584.2764 | 0 | 142525.1429 | 0 | 699546.6931 | 1820076.9987 | 1242239.9505 | 5555573.1118 | 961560.8286 | 11469341.9306 | 11469341.9306 | 1478867.319 | 5469457.8421 | 0 | 17986475.871 | 36404142.9627 | 1000 | 0.74122 | 24266.1851 | 49114.1054 | 494.699 | 1001.2575
1 | 3500 | 707 | 0.045 | 15 | 15 | 7 | 1.3335e-12 | 5spot_SharedNeighbor | Water | Porous | Wet | R245fa | MinimizeLCOE_Brownfield | IgnoreSilica | 2019 | 6.9937 | 2.6344 | 0.2583 | 4 | 18822.0219 | 36647.9896 | 383.7124 | 747.1188 | 160.7686 | 0 | 43.7451 | 939075.0505 | 51206.5259 | 719322.4142 | 388501.9591 | 0 | 167088.165 | 0 | 883425.7047 | 2298492.4682 | 1568768.3389 | 7015880.6266 | 961560.8286 | 11469341.9306 | 11469341.9306 | 1478867.319 | 5469457.8421 | 0 | 19446783.3858 | 37864450.4775 | 1333.5214 | 1.0332 | 18822.0219 | 36647.9896 | 383.7124 | 747.1188
1 | 3500 | 707 | 0.045 | 15 | 15 | 7 | 1.7783e-12 | 5spot_SharedNeighbor | Water | Porous | Wet | R245fa | MinimizeLCOE_Brownfield | IgnoreSilica | 2019 | 9.2789 | 3.5759 | 0.35814 | 4 | 14878.4183 | 27734.7775 | 303.3167 | 565.411 | 162.7126 | 0 | 41.0171 | 1172967.3728 | 64999.6448 | 917306.4711 | 515223.8477 | 0 | 197692.2467 | 0 | 1118593.9374 | 2910351.97 | 1986375.0213 | 8883510.5119 | 961560.8286 | 11469341.9306 | 11469341.9306 | 1478867.319 | 5469457.8421 | 0 | 21314413.2711 | 39732080.3628 | 1778.2794 | 1.4326 | 14878.4183 | 27734.7775 | 303.3167 | 565.411
1 | 3500 | 707 | 0.045 | 15 | 15 | 7 | 2.3714e-12 | 5spot_SharedNeighbor | Water | Porous | Wet | R245fa | MinimizeLCOE_Brownfield | IgnoreSilica | 2019 | 12.299 | 4.8149 | 0.48938 | 4 | 12062.0103 | 21470.7457 | 245.9004 | 437.7102 | 164.1726 | 0 | 50.7259 | 1453598.2996 | 81398.4082 | 1162789.0349 | 677793.9235 | 0 | 234253.5372 | 0 | 1407834.9493 | 3662897.7515 | 2500002.9804 | 11180568.8847 | 961560.8286 | 11469341.9306 | 11469341.9306 | 1478867.319 | 5469457.8421 | 0 | 23611471.6439 | 42029138.7356 | 2371.3737 | 1.9575 | 12062.0103 | 21470.7457 | 245.9004 | 437.7102
1 | 3500 | 707 | 0.045 | 15 | 15 | 7 | 3.1623e-12 | 5spot_SharedNeighbor | Water | Porous | Wet | R245fa | MinimizeLCOE_Brownfield | IgnoreSilica | 2019 | 16.3164 | 6.4679 | 0.66509 | 4 | 9966.8576 | 16889.8441 | 203.1879 | 344.3223 | 165.2717 | 0 | 42.2373 | 1797405.8017 | 101506.0207 | 1471353.9588 | 898206.195 | 0 | 278966.6094 | 0 | 1773501.0484 | 4614285.9328 | 3149344.9632 | 14084570.5299 | 961560.8286 | 11469341.9306 | 11469341.9306 | 1478867.319 | 5469457.8421 | 0 | 26515473.2891 | 44933140.3808 | 3162.2777 | 2.6604 | 9966.8576 | 16889.8441 | 203.1879 | 344.3223
1 | 3500 | 707 | 0.045 | 15 | 15 | 7 | 4.217e-12 | 5spot_SharedNeighbor | Water | Porous | Wet | R245fa | MinimizeLCOE_Brownfield | IgnoreSilica | 2019 | 21.6365 | 8.6625 | 0.8989 | 4 | 8389.905 | 13512.1941 | 171.0396 | 275.4644 | 166.1067 | 0 | 40.2222 | 2216532.914 | 125956.3984 | 1857659.8473 | 1192990.7359 | 0 | 333153.1763 | 0 | 2233254.298 | 5810469.58 | 3965764.8815 | 17735781.8313 | 961560.8286 | 11469341.9306 | 11469341.9306 | 1478867.319 | 5469457.8421 | 0 | 30166684.5905 | 48584351.6822 | 4216.965 | 3.5956 | 8389.905 | 13512.1941 | 171.0396 | 275.4644
1 | 3500 | 707 | 0.045 | 15 | 15 | 7 | 5.6234e-12 | 5spot_SharedNeighbor | Water | Porous | Wet | R245fa | MinimizeLCOE_Brownfield | IgnoreSilica | 2019 | 28.7018 | 11.5758 | 1.2092 | 4 | 7185.7618 | 10993.6096 | 146.4915 | 224.1196 | 166.7422 | 0 | 38.3002 | 2727691.8651 | 155650.3597 | 2341508.6009 | 1583694.1853 | 0 | 399435.0326 | 0 | 2811112.217 | 7313937.3503 | 4991912.528 | 22324942.139 | 961560.8286 | 11469341.9306 | 11469341.9306 | 1478867.319 | 5469457.8421 | 0 | 34755844.8982 | 53173511.9898 | 5623.4133 | 4.8368 | 7185.7618 | 10993.6096 | 146.4915 | 224.1196
1 | 3500 | 707 | 0.045 | 15 | 15 | 7 | 7.4989e-12 | 5spot_SharedNeighbor | Water | Porous | Wet | R245fa | MinimizeLCOE_Brownfield | IgnoreSilica | 2019 | 37.9754 | 15.4003 | 1.6167 | 4 | 6258.1661 | 9106.1991 | 127.5812 | 185.6422 | 167.2208 | 0 | 43.6937 | 3344946.229 | 191334.0027 | 2941258.3525 | 2096381.9055 | 0 | 479074.7447 | 0 | 3530668.1415 | 9186074.2644 | 6269684.4404 | 28039422.0808 | 961560.8286 | 11469341.9306 | 11469341.9306 | 1478867.319 | 5469457.8421 | 0 | 40470324.84 | 58887991.9317 | 7498.9421 | 6.4668 | 6258.1661 | 9106.1991 | 127.5812 | 185.6422
1 | 3500 | 707 | 0.045 | 15 | 15 | 7 | 1e-11 | 5spot_SharedNeighbor | Water | Porous | Wet | R245fa | MinimizeLCOE_Brownfield | IgnoreSilica | 2019 | 50.0675 | 20.3841 | 2.1471 | 4 | 5536.5931 | 7681.0851 | 112.8709 | 156.5893 | 167.5662 | 0 | 56.7726 | 4085907.7263 | 233931.0377 | 3679907.6408 | 2764279.339 | 0 | 574841.5251 | 0 | 4422158.2349 | 11505548.6178 | 7852773.347 | 35119347.4686 | 961560.8286 | 11469341.9306 | 11469341.9306 | 1478867.319 | 5469457.8421 | 0 | 47550250.2278 | 65967917.3195 | 10000 | 8.5884 | 5536.5931 | 7681.0851 | 112.8709 | 156.5893
1 | 3500 | 707 | 0.045 | 15 | 15 | 7 | 1.3335e-11 | 5spot_SharedNeighbor | Water | Porous | Wet | R245fa | MinimizeLCOE_Brownfield | IgnoreSilica | 2019 | 65.571 | 26.748 | 2.8211 | 4 | 4977.5317 | 6609.6698 | 101.4737 | 134.7471 | 167.7362 | 0 | 60.2267 | 4958105.8228 | 283597.3206 | 4572835.1503 | 3618043.9995 | 0 | 688786.4081 | 0 | 5507333.7935 | 14328952.8212 | 9779804.731 | 43737460.047 | 961560.8286 | 11469341.9306 | 11469341.9306 | 1478867.319 | 5469457.8421 | 0 | 56168362.8062 | 74586029.8978 | 13335.2143 | 11.2844 | 4977.5317 | 6609.6698 | 101.4737 | 134.7471
1 | 3500 | 707 | 0.045 | 15 | 15 | 7 | 1.7783e-11 | 5spot_SharedNeighbor | Water | Porous | Wet | R245fa | MinimizeLCOE_Brownfield | IgnoreSilica | 2019 | 84.8742 | 34.5703 | 3.6388 | 4 | 4555.077 | 5820.4605 | 92.8614 | 118.658 | 167.6049 | 0 | 58.2507 | 5946002.6696 | 338771.6022 | 5615064.8845 | 4670801.3422 | 0 | 821632.6538 | 0 | 6782986.5294 | 17647939.5676 | 12045081.3838 | 53868280.633 | 961560.8286 | 11469341.9306 | 11469341.9306 | 1478867.319 | 5469457.8421 | 0 | 66299183.3922 | 84716850.4839 | 17782.7941 | 14.555 | 4555.077 | 5820.4605 | 92.8614 | 118.658
1 | 3500 | 707 | 0.045 | 15 | 15 | 7 | 2.3714e-11 | 5spot_SharedNeighbor | Water | Porous | Wet | R245fa | MinimizeLCOE_Brownfield | IgnoreSilica | 2019 | 106.324 | 43.049 | 4.5177 | 4 | 4251.0269 | 5270.2219 | 86.6629 | 107.4406 | 167.0795 | 0 | 66.0623 | 6934602.4237 | 392148.8846 | 6694578.3356 | 5819258.4654 | 0 | 948329.6392 | 0 | 8107677.9219 | 21094514.8394 | 14397439.8268 | 64388550.3367 | 961560.8286 | 11469341.9306 | 11469341.9306 | 1478867.319 | 5469457.8421 | 0 | 76819453.0959 | 95237120.1876 | 23713.7371 | 18.0708 | 4251.0269 | 5270.2219 | 86.6629 | 107.4406
1 | 3500 | 707 | 0.045 | 15 | 15 | 7 | 3.1623e-11 | 5spot_SharedNeighbor | Water | Porous | Wet | R245fa | MinimizeLCOE_Brownfield | IgnoreSilica | 2019 | 117.6332 | 47.3987 | 5.0769 | 4 | 4025.2668 | 4932.1973 | 82.0605 | 100.5495 | 166.662 | 0 | 85.9678 | 7413356.9333 | 417084.2945 | 7232598.7589 | 6411392.2595 | 0 | 904420.5132 | 0 | 8727752.5762 | 22707821.8951 | 15498555.0425 | 69312982.2732 | 961560.8286 | 11469341.9306 | 11469341.9306 | 1478867.319 | 5469457.8421 | 0 | 81743885.0324 | 100161552.1241 | 31622.7766 | 20.3077 | 4025.2668 | 4932.1973 | 82.0605 | 100.5495
1 | 3500 | 707 | 0.045 | 15 | 15 | 7 | 4.217e-11 | 5spot_SharedNeighbor | Water | Porous | Wet | R245fa | MinimizeLCOE_Brownfield | IgnoreSilica | 2019 | 127.7197 | 51.2008 | 5.58 | 4 | 3849.6018 | 4674.7733 | 78.4793 | 95.3016 | 166.2194 | 0 | 103.0636 | 7817430.8125 | 437560.2988 | 7695530.6908 | 6931165.4098 | 0 | 846254.3166 | 0 | 9253897.1962 | 24076742.2691 | 16432871.3262 | 73491452.3201 | 961560.8286 | 11469341.9306 | 11469341.9306 | 1478867.319 | 5469457.8421 | 0 | 85922355.0793 | 104340022.1709 | 42169.6503 | 22.3198 | 3849.6018 | 4674.7733 | 78.4793 | 95.3016
1 | 3500 | 707 | 0.045 | 15 | 15 | 7 | 5.6234e-11 | 5spot_SharedNeighbor | Water | Porous | Wet | R245fa | MinimizeLCOE_Brownfield | IgnoreSilica | 2019 | 139.3346 | 55.5048 | 6.1081 | 4 | 3711.8429 | 4465.6604 | 75.6709 | 91.0385 | 165.6828 | 0 | 119.0911 | 8261393.6702 | 459625.0864 | 8211939.3118 | 7519969.4448 | 0 | 814234.612 | 0 | 9854193.2289 | 25638589.4086 | 17498864.0917 | 78258808.8544 | 961560.8286 | 11469341.9306 | 11469341.9306 | 1478867.319 | 5469457.8421 | 0 | 90689711.6136 | 109107378.7053 | 56234.1325 | 24.4325 | 3711.8429 | 4465.6604 | 75.6709 | 91.0385
1 | 3500 | 707 | 0.045 | 15 | 15 | 7 | 7.4989e-11 | 5spot_SharedNeighbor | Water | Porous | Wet | R245fa | MinimizeLCOE_Brownfield | IgnoreSilica | 2019 | 147.2586 | 58.4029 | 6.5023 | 4 | 3603.927 | 4312.0498 | 73.4709 | 87.907 | 165.313 | 0 | 125.3792 | 8553185.7863 | 473919.1366 | 8555419.6582 | 7916563.5772 | 0 | 751315.7254 | 0 | 10237657.5146 | 26636284.8207 | 18179811.7111 | 81304157.93 | 961560.8286 | 11469341.9306 | 11469341.9306 | 1478867.319 | 5469457.8421 | 0 | 93735060.6892 | 112152727.7809 | 74989.4209 | 26.0091 | 3603.927 | 4312.0498 | 73.4709 | 87.907
1 | 3500 | 707 | 0.045 | 15 | 15 | 7 | 1e-10 | 5spot_SharedNeighbor | Water | Porous | Wet | R245fa | MinimizeLCOE_Brownfield | IgnoreSilica | 2019 | 153.6265 | 60.7019 | 6.8232 | 4 | 3520.8014 | 4195.6227 | 71.7763 | 85.5334 | 164.9998 | 0 | 123.6216 | 8780171.4852 | 484839.9714 | 8825745.8933 | 8232005.466 | 0 | 688628.6076 | 0 | 10534442.6552 | 27408458.8774 | 18706836.3714 | 83661129.3275 | 961560.8286 | 11469341.9306 | 11469341.9306 | 1478867.319 | 5469457.8421 | 0 | 96092032.0867 | 114509699.1784 | 100000 | 27.2927 | 3520.8014 | 4195.6227 | 71.7763 | 85.5334
1 | 3500 | 707 | 0.045 | 15 | 15 | 7 | 1.3335e-10 | 5spot_SharedNeighbor | Water | Porous | Wet | R245fa | MinimizeLCOE_Brownfield | IgnoreSilica | 2019 | 158.5692 | 62.4777 | 7.0787 | 4 | 3457.1736 | 4107.6323 | 70.4792 | 83.7396 | 164.7472 | 0 | 119.2294 | 8953535.5618 | 493146.2098 | 9033212.6967 | 8482512.7818 | 0 | 629320.2333 | 0 | 10760773.7185 | 27997325.8774 | 19108750.1989 | 85458577.2782 | 961560.8286 | 11469341.9306 | 11469341.9306 | 1478867.319 | 5469457.8421 | 0 | 97889480.0374 | 116307147.1291 | 133352.1432 | 28.3149 | 3457.1736 | 4107.6323 | 70.4792 | 83.7396
1 | 3500 | 707 | 0.045 | 15 | 15 | 7 | 1.7783e-10 | 5spot_SharedNeighbor | Water | Porous | Wet | R245fa | MinimizeLCOE_Brownfield | IgnoreSilica | 2019 | 162.4861 | 63.8739 | 7.2818 | 4 | 3408.555 | 4040.8763 | 69.488 | 82.3787 | 164.5414 | 0 | 132.7974 | 9088274.6089 | 499530.0324 | 9195597.2734 | 8680267.0509 | 0 | 577402.0039 | 0 | 10936017.6781 | 28453274.7127 | 19419944.6477 | 86850308.008 | 961560.8286 | 11469341.9306 | 11469341.9306 | 1478867.319 | 5469457.8421 | 0 | 99281210.7672 | 117698877.8588 | 177827.941 | 29.1271 | 3408.555 | 4040.8763 | 69.488 | 82.3787
1 | 3500 | 707 | 0.045 | 15 | 15 | 7 | 2.3714e-10 | 5spot_SharedNeighbor | Water | Porous | Wet | R245fa | MinimizeLCOE_Brownfield | IgnoreSilica | 2019 | 165.5265 | 64.9505 | 7.4401 | 4 | 3371.5237 | 3990.3869 | 68.7331 | 81.3494 | 164.378 | 0 | 139.3056 | 9191229.6047 | 504361.8149 | 9320396.3021 | 8833284.0932 | 0 | 533058.4184 | 0 | 11069108.791 | 28799550.4877 | 19656284.9795 | 87907274.4914 | 961560.8286 | 11469341.9306 | 11469341.9306 | 1478867.319 | 5469457.8421 | 0 | 100338177.2506 | 118755844.3423 | 237137.3706 | 29.7605 | 3371.5237 | 3990.3869 | 68.7331 | 81.3494
1 | 3500 | 707 | 0.045 | 15 | 15 | 7 | 3.1623e-10 | 5spot_SharedNeighbor | Water | Porous | Wet | R245fa | MinimizeLCOE_Brownfield | IgnoreSilica | 2019 | 167.8186 | 65.7581 | 7.561 | 4 | 3343.3804 | 3952.352 | 68.1593 | 80.574 | 164.2527 | 0 | 151.7914 | 9267931.7875 | 507935.4529 | 9413782.1809 | 8948375.7604 | 0 | 495702.8397 | 0 | 11167153.9284 | 29054643.8234 | 19830391.4227 | 88685917.1959 | 961560.8286 | 11469341.9306 | 11469341.9306 | 1478867.319 | 5469457.8421 | 0 | 101116819.9551 | 119534487.0468 | 316227.766 | 30.2439 | 3343.3804 | 3952.352 | 68.1593 | 80.574
1 | 3500 | 707 | 0.045 | 15 | 15 | 7 | 4.217e-10 | 5spot_SharedNeighbor | Water | Porous | Wet | R245fa | MinimizeLCOE_Brownfield | IgnoreSilica | 2019 | 169.5554 | 66.3678 | 7.6532 | 4 | 3322.0399 | 3923.676 | 67.7243 | 79.9894 | 164.1567 | 0 | 164.6205 | 9325529.6829 | 510604.0149 | 9484143.6338 | 9035428.7106 | 0 | 465147.8867 | 0 | 11240133.0323 | 29244520.4817 | 19959986.1436 | 89265493.5865 | 961560.8286 | 11469341.9306 | 11469341.9306 | 1478867.319 | 5469457.8421 | 0 | 101696396.3457 | 120114063.4374 | 421696.5034 | 30.6126 | 3322.0399 | 3923.676 | 67.7243 | 79.9894
1 | 3500 | 707 | 0.045 | 15 | 15 | 7 | 5.6234e-10 | 5spot_SharedNeighbor | Water | Porous | Wet | R245fa | MinimizeLCOE_Brownfield | IgnoreSilica | 2019 | 170.842 | 66.8181 | 7.7224 | 4 | 3305.8895 | 3902.1338 | 67.395 | 79.5503 | 164.0849 | 0 | 141.4033 | 9367905.4818 | 512558.8493 | 9536042.2104 | 9099827.0743 | 0 | 440365.9197 | 0 | 11293112.8189 | 29382363.0188 | 20054066.5075 | 89686241.8809 | 961560.8286 | 11469341.9306 | 11469341.9306 | 1478867.319 | 5469457.8421 | 0 | 102117144.6401 | 120534811.7317 | 562341.3252 | 30.8895 | 3305.8895 | 3902.1338 | 67.395 | 79.5503
1 | 3500 | 707 | 0.045 | 15 | 15 | 7 | 7.4989e-10 | 5spot_SharedNeighbor | Water | Porous | Wet | R245fa | MinimizeLCOE_Brownfield | IgnoreSilica | 2019 | 170.087 | 66.5531 | 7.7213 | 4 | 3293.0672 | 3889.392 | 67.1336 | 79.2905 | 164.1259 | 0 | 260.4531 | 9342935.7581 | 511401.4576 | 9505516.9438 | 9061980.3267 | 0 | 402552.5878 | 0 | 11241510.9588 | 29248105.5639 | 19962433.0358 | 89276436.6325 | 961560.8286 | 11469341.9306 | 11469341.9306 | 1478867.319 | 5469457.8421 | 0 | 101707339.3917 | 120125006.4834 | 749894.2093 | 30.8853 | 3293.0672 | 3889.392 | 67.1336 | 79.2905
1 | 3500 | 707 | 0.045 | 15 | 15 | 7 | 1e-09 | 5spot_SharedNeighbor | Water | Porous | Wet | R245fa | MinimizeLCOE_Brownfield | IgnoreSilica | 2019 | 172.3593 | 67.3477 | 7.8097 | 4 | 3283.8475 | 3873.424 | 66.9457 | 78.965 | 163.9996 | 0 | 139.987 | 9417568.3272 | 514840.7377 | 9597008.4493 | 9175701.7153 | 0 | 402141.2856 | 0 | 11351831.6009 | 29535137.2447 | 20158338.0559 | 90152567.4166 | 961560.8286 | 11469341.9306 | 11469341.9306 | 1478867.319 | 5469457.8421 | 0 | 102583470.1758 | 121001137.2675 | 1000000 | 31.2388 | 3283.8475 | 3873.424 | 66.9457 | 78.965
1 | 3500 | 707 | 0.045 | 15 | 15 | 7 | 1.3335e-09 | 5spot_SharedNeighbor | Water | Porous | Wet | R245fa | MinimizeLCOE_Brownfield | IgnoreSilica | 2019 | 172.5787 | 67.4245 | 7.8291 | 4 | 3277.0278 | 3865.1468 | 66.8066 | 78.7962 | 163.9869 | 0 | 127.5941 | 9424812.9487 | 515180.6377 | 9605829.2573 | 9187240.1818 | 0 | 387328.7231 | 0 | 11356952.7819 | 29548461.5073 | 20167432.1389 | 90193238.1766 | 961560.8286 | 11469341.9306 | 11469341.9306 | 1478867.319 | 5469457.8421 | 0 | 102624140.9358 | 121041808.0275 | 1333521.4322 | 31.3162 | 3277.0278 | 3865.1468 | 66.8066 | 78.7962
1 | 3500 | 707 | 0.045 | 15 | 15 | 7 | 1.7783e-09 | 5spot_SharedNeighbor | Water | Porous | Wet | R245fa | MinimizeLCOE_Brownfield | IgnoreSilica | 2019 | 172.942 | 67.5517 | 7.8501 | 4 | 3271.8972 | 3858.4432 | 66.7021 | 78.6596 | 163.9663 | 0 | 133.751 | 9436827.5345 | 515745.7552 | 9620444.3592 | 9206337.9942 | 0 | 377883.6332 | 0 | 11371323.3178 | 29585850.6937 | 20192951.0269 | 90307364.3148 | 961560.8286 | 11469341.9306 | 11469341.9306 | 1478867.319 | 5469457.8421 | 0 | 102738267.074 | 121155934.1657 | 1778279.41 | 31.4002 | 3271.8972 | 3858.4432 | 66.7021 | 78.6596
1 | 3500 | 707 | 0.045 | 15 | 15 | 7 | 2.3714e-09 | 5spot_SharedNeighbor | Water | Porous | Wet | R245fa | MinimizeLCOE_Brownfield | IgnoreSilica | 2019 | 173.2024 | 67.6429 | 7.8654 | 4 | 3268.0388 | 3853.4372 | 66.6234 | 78.5575 | 163.9515 | 0 | 136.6056 | 9445429.0924 | 516149.9817 | 9630913.1604 | 9220030.6765 | 0 | 370550.897 | 0 | 11381398.7851 | 29612064.9929 | 20210842.8248 | 90387380.4107 | 961560.8286 | 11469341.9306 | 11469341.9306 | 1478867.319 | 5469457.8421 | 0 | 102818283.1699 | 121235950.2616 | 2371373.7057 | 31.4618 | 3268.0388 | 3853.4372 | 66.6234 | 78.5575
1 | 3500 | 707 | 0.045 | 15 | 15 | 7 | 3.1623e-09 | 5spot_SharedNeighbor | Water | Porous | Wet | R245fa | MinimizeLCOE_Brownfield | IgnoreSilica | 2019 | 173.407 | 67.7146 | 7.8773 | 4 | 3265.139 | 3849.6557 | 66.5643 | 78.4804 | 163.9398 | 0 | 134.4602 | 9452183.6545 | 516467.2712 | 9639136.4509 | 9230792.5282 | 0 | 365062.6067 | 0 | 11389420.5795 | 29632936.0565 | 20225087.7545 | 90451086.902 | 961560.8286 | 11469341.9306 | 11469341.9306 | 1478867.319 | 5469457.8421 | 0 | 102881989.6612 | 121299656.7529 | 3162277.6602 | 31.5092 | 3265.139 | 3849.6557 | 66.5643 | 78.4804
1 | 3500 | 707 | 0.045 | 15 | 15 | 7 | 4.217e-09 | 5spot_SharedNeighbor | Water | Porous | Wet | R245fa | MinimizeLCOE_Brownfield | IgnoreSilica | 2019 | 173.5682 | 67.771 | 7.8865 | 4 | 3262.9607 | 3846.7989 | 66.5199 | 78.4222 | 163.9306 | 0 | 126.8464 | 9457498.303 | 516716.8433 | 9645608.1622 | 9239265.7796 | 0 | 360974.5497 | 0 | 11395824.8188 | 29649598.5734 | 20236460.2646 | 90501947.2947 | 961560.8286 | 11469341.9306 | 11469341.9306 | 1478867.319 | 5469457.8421 | 0 | 102932850.0538 | 121350517.1455 | 4216965.0343 | 31.5458 | 3262.9607 | 3846.7989 | 66.5199 | 78.4222
1 | 3500 | 707 | 0.045 | 15 | 15 | 7 | 5.6234e-09 | 5spot_SharedNeighbor | Water | Porous | Wet | R245fa | MinimizeLCOE_Brownfield | IgnoreSilica | 2019 | 173.6823 | 67.8109 | 7.8931 | 4 | 3261.3251 | 3844.6712 | 66.4865 | 78.3788 | 163.9241 | 0 | 140.895 | 9461258.2046 | 516893.3193 | 9650187.8876 | 9245264.7447 | 0 | 357818.0353 | 0 | 11400254.6547 | 29661124.0978 | 20244326.6719 | 90537127.6159 | 961560.8286 | 11469341.9306 | 11469341.9306 | 1478867.319 | 5469457.8421 | 0 | 102968030.3751 | 121385697.4667 | 5623413.2519 | 31.5725 | 3261.3251 | 3844.6712 | 66.4865 | 78.3788
1 | 3500 | 707 | 0.045 | 15 | 15 | 7 | 7.4989e-09 | 5spot_SharedNeighbor | Water | Porous | Wet | R245fa | MinimizeLCOE_Brownfield | IgnoreSilica | 2019 | 173.7554 | 67.8365 | 7.8977 | 4 | 3260.0974 | 3843.1046 | 66.4615 | 78.3469 | 163.92 | 0 | 132.9513 | 9463667.2222 | 517006.3116 | 9653123.1646 | 9249111.6926 | 0 | 355317.1753 | 0 | 11402907.9709 | 29668027.4821 | 20249038.3735 | 90558199.3928 | 961560.8286 | 11469341.9306 | 11469341.9306 | 1478867.319 | 5469457.8421 | 0 | 102989102.152 | 121406769.2437 | 7498942.0933 | 31.5908 | 3260.0974 | 3843.1046 | 66.4615 | 78.3469
1 | 3500 | 707 | 0.045 | 15 | 15 | 7 | 1e-08 | 5spot_SharedNeighbor | Water | Porous | Wet | R245fa | MinimizeLCOE_Brownfield | IgnoreSilica | 2019 | 173.824 | 67.8604 | 7.9016 | 4 | 3259.176 | 3841.8964 | 66.4427 | 78.3223 | 163.916 | 0 | 131.0182 | 9465924.5981 | 517112.24 | 9655873.2343 | 9252715.3034 | 0 | 353564.1787 | 0 | 11405623.9263 | 29675093.8409 | 20253861.3086 | 90579768.6303 | 961560.8286 | 11469341.9306 | 11469341.9306 | 1478867.319 | 5469457.8421 | 0 | 103010671.3895 | 121428338.4812 | 10000000 | 31.6064 | 3259.176 | 3841.8964 | 66.4427 | 78.3223
1 | 3600 | 707 | 0.045 | 15 | 15 | 7 | 1e-13 | 5spot_SharedNeighbor | Water | Porous | Wet | R245fa | MinimizeLCOE_Brownfield | IgnoreSilica | 2019 | 0.6477 | 0.11733 | 0.0026866 | 4 | 1265810.2171 | 3033244.4815 | 25805.2534 | 61836.7915 | 107.456 | 0 | 24.8072 | 83519.6015 | 3045.692 | 61902.2574 | 46683.8614 | 0 | 50437.4269 | 0 | 95779.6473 | 249198.9951 | 170083.4347 | 760650.9162 | 961560.8286 | 11880569.6211 | 11880569.6211 | 1478867.319 | 5633948.9183 | 0 | 13602781.3659 | 32596167.2242 | 100 | 0.010746 | 1265810.2171 | 3033244.4815 | 25805.2534 | 61836.7915
1 | 3600 | 707 | 0.045 | 15 | 15 | 7 | 1.3335e-13 | 5spot_SharedNeighbor | Water | Porous | Wet | R245fa | MinimizeLCOE_Brownfield | IgnoreSilica | 2019 | 0.83292 | 0.17879 | 0.0075288 | 4 | 459486.574 | 1090179.0827 | 9367.2553 | 22224.7752 | 118.2159 | 0 | 23.7122 | 118921.0453 | 4687.901 | 86040.6569 | 55570.674 | 0 | 56150.4723 | 0 | 125334.5923 | 326094.8995 | 222566.4695 | 995366.7106 | 961560.8286 | 11880569.6211 | 11880569.6211 | 1478867.319 | 5633948.9183 | 0 | 13837497.1603 | 32830883.0187 | 133.3521 | 0.030115 | 459486.574 | 1090179.0827 | 9367.2553 | 22224.7752
1 | 3600 | 707 | 0.045 | 15 | 15 | 7 | 1.7783e-13 | 5spot_SharedNeighbor | Water | Porous | Wet | R245fa | MinimizeLCOE_Brownfield | IgnoreSilica | 2019 | 1.0887 | 0.27117 | 0.015539 | 4 | 227822.1262 | 533391.5227 | 4644.4622 | 10873.9077 | 128.4384 | 0 | 26.6254 | 167232.1978 | 7100.8069 | 119216.496 | 68474.828 | 0 | 63736.939 | 0 | 166046.8944 | 432019.9583 | 294862.4987 | 1318690.6191 | 961560.8286 | 11880569.6211 | 11880569.6211 | 1478867.319 | 5633948.9183 | 0 | 14160821.0688 | 33154206.9271 | 177.8279 | 0.062157 | 227822.1262 | 533391.5227 | 4644.4622 | 10873.9077
1 | 3600 | 707 | 0.045 | 15 | 15 | 7 | 2.3714e-13 | 5spot_SharedNeighbor | Water | Porous | Wet | R245fa | MinimizeLCOE_Brownfield | IgnoreSilica | 2019 | 1.3982 | 0.38976 | 0.026963 | 4 | 134796.8209 | 310902.2343 | 2748.0155 | 6338.1626 | 136.6985 | 0 | 26.5923 | 223567.101 | 10086.7783 | 158475.6555 | 84589.2834 | 0 | 70871.4348 | 0 | 213560.1987 | 555639.8297 | 379235.601 | 1696025.8824 | 961560.8286 | 11880569.6211 | 11880569.6211 | 1478867.319 | 5633948.9183 | 0 | 14538156.3321 | 33531542.1905 | 237.1374 | 0.10785 | 134796.8209 | 310902.2343 | 2748.0155 | 6338.1626
1 | 3600 | 707 | 0.045 | 15 | 15 | 7 | 3.1623e-13 | 5spot_SharedNeighbor | Water | Porous | Wet | R245fa | MinimizeLCOE_Brownfield | IgnoreSilica | 2019 | 1.8264 | 0.56127 | 0.044134 | 4 | 85227.234 | 192815.514 | 1737.4724 | 3930.8051 | 144.136 | 0 | 148.463 | 297718.8229 | 14212.7269 | 211100.7166 | 107881.1257 | 0 | 80584.0834 | 0 | 277484.0154 | 721956.4883 | 492750.138 | 2203688.1171 | 961560.8286 | 11880569.6211 | 11880569.6211 | 1478867.319 | 5633948.9183 | 0 | 15045818.5667 | 34039204.4251 | 316.2278 | 0.17654 | 85227.234 | 192815.514 | 1737.4724 | 3930.8051
1 | 3600 | 707 | 0.045 | 15 | 15 | 7 | 4.217e-13 | 5spot_SharedNeighbor | Water | Porous | Wet | R245fa | MinimizeLCOE_Brownfield | IgnoreSilica | 2019 | 2.3904 | 0.79323 | 0.068191 | 4 | 57484.3253 | 127117.6863 | 1171.8957 | 2591.466 | 150.2829 | 0 | 196.951 | 388647.9295 | 19452.0158 | 277285.5564 | 138671.0766 | 0 | 92061.8907 | 0 | 357286.2029 | 929585.4104 | 634461.1437 | 2837451.2259 | 961560.8286 | 11880569.6211 | 11880569.6211 | 1478867.319 | 5633948.9183 | 0 | 15679581.6756 | 34672967.534 | 421.6965 | 0.27276 | 57484.3253 | 127117.6863 | 1171.8957 | 2591.466
1 | 3600 | 707 | 0.045 | 15 | 15 | 7 | 5.6234e-13 | 5spot_SharedNeighbor | Water | Porous | Wet | R245fa | MinimizeLCOE_Brownfield | IgnoreSilica | 2019 | 3.1295 | 1.1042 | 0.10142 | 4 | 40602.9731 | 87419.7455 | 827.7465 | 1782.1698 | 155.2447 | 0 | 261.3665 | 499771.0486 | 26051.1254 | 360059.9069 | 180679.9676 | 0 | 105554.0233 | 0 | 457125.268 | 1189346.1781 | 811753.2052 | 3630340.7232 | 961560.8286 | 11880569.6211 | 11880569.6211 | 1478867.319 | 5633948.9183 | 0 | 16472471.1728 | 35465857.0312 | 562.3413 | 0.4057 | 40602.9731 | 87419.7455 | 827.7465 | 1782.1698
1 | 3600 | 707 | 0.045 | 15 | 15 | 7 | 7.4989e-13 | 5spot_SharedNeighbor | Water | Porous | Wet | R245fa | MinimizeLCOE_Brownfield | IgnoreSilica | 2019 | 4.1238 | 1.5265 | 0.14705 | 4 | 29709.8783 | 62001.2461 | 605.6761 | 1263.9793 | 159.2782 | 0 | 39.9187 | 636949.7486 | 34320.7612 | 465336.0199 | 236734.3764 | 0 | 122453.625 | 0 | 583359.8671 | 1517782.7107 | 1035917.8874 | 4632854.9964 | 961560.8286 | 11880569.6211 | 11880569.6211 | 1478867.319 | 5633948.9183 | 0 | 17474985.4461 | 36468371.3045 | 749.8942 | 0.58819 | 29709.8783 | 62001.2461 | 605.6761 | 1263.9793
1 | 3600 | 707 | 0.045 | 15 | 15 | 7 | 1e-12 | 5spot_SharedNeighbor | Water | Porous | Wet | R245fa | MinimizeLCOE_Brownfield | IgnoreSilica | 2019 | 5.4273 | 2.0844 | 0.20808 | 4 | 22482.3197 | 45302.4644 | 458.3325 | 923.552 | 162.4173 | 0 | 44.3487 | 802103.8798 | 44380.9714 | 595762.085 | 310684.427 | 0 | 142322.2145 | 0 | 739148.8954 | 1923113.8054 | 1312564.6883 | 5870080.9669 | 961560.8286 | 11880569.6211 | 11880569.6211 | 1478867.319 | 5633948.9183 | 0 | 18712211.4166 | 37705597.2749 | 1000 | 0.83231 | 22482.3197 | 45302.4644 | 458.3325 | 923.552
1 | 3600 | 707 | 0.045 | 15 | 15 | 7 | 1.3335e-12 | 5spot_SharedNeighbor | Water | Porous | Wet | R245fa | MinimizeLCOE_Brownfield | IgnoreSilica | 2019 | 7.1789 | 2.8307 | 0.28953 | 4 | 17490.7898 | 33890.8938 | 356.5734 | 690.9117 | 164.8145 | 0 | 41.5843 | 1003070.5874 | 56579.9647 | 759900.2528 | 407179.1526 | 0 | 167135.0501 | 0 | 933607.353 | 2429054.8232 | 1657879.8289 | 7414407.0128 | 961560.8286 | 11880569.6211 | 11880569.6211 | 1478867.319 | 5633948.9183 | 0 | 20256537.4624 | 39249923.3208 | 1333.5214 | 1.1581 | 17490.7898 | 33890.8938 | 356.5734 | 690.9117
1 | 3600 | 707 | 0.045 | 15 | 15 | 7 | 1.7783e-12 | 5spot_SharedNeighbor | Water | Porous | Wet | R245fa | MinimizeLCOE_Brownfield | IgnoreSilica | 2019 | 9.4958 | 3.8338 | 0.4008 | 4 | 13860.4864 | 25707.6596 | 282.5648 | 524.0854 | 166.8322 | 0 | 40.8754 | 1251699.0669 | 71901.8392 | 967228.6543 | 540495.7284 | 0 | 196840.9502 | 0 | 1180984.8332 | 3072680.2827 | 2097167.4302 | 9378998.7849 | 961560.8286 | 11880569.6211 | 11880569.6211 | 1478867.319 | 5633948.9183 | 0 | 22221129.2346 | 41214515.093 | 1778.2794 | 1.6032 | 13860.4864 | 25707.6596 | 282.5648 | 524.0854
1 | 3600 | 707 | 0.045 | 15 | 15 | 7 | 2.3714e-12 | 5spot_SharedNeighbor | Water | Porous | Wet | R245fa | MinimizeLCOE_Brownfield | IgnoreSilica | 2019 | 12.589 | 5.1692 | 0.54875 | 4 | 11244.1749 | 19897.2225 | 229.2277 | 405.6318 | 168.3163 | 0 | 48.5832 | 1554065.708 | 90444.8681 | 1227206.8074 | 717186.7482 | 0 | 233438.3116 | 0 | 1490713.5529 | 3878530.8772 | 2647177.0195 | 11838763.8929 | 961560.8286 | 11880569.6211 | 11880569.6211 | 1478867.319 | 5633948.9183 | 0 | 24680894.3425 | 43674280.2009 | 2371.3737 | 2.195 | 11244.1749 | 19897.2225 | 229.2277 | 405.6318
1 | 3600 | 707 | 0.045 | 15 | 15 | 7 | 3.1623e-12 | 5spot_SharedNeighbor | Water | Porous | Wet | R245fa | MinimizeLCOE_Brownfield | IgnoreSilica | 2019 | 16.699 | 6.944 | 0.74586 | 4 | 9306.9531 | 15673.2261 | 189.7348 | 319.5199 | 169.4478 | 0 | 38.2603 | 1922604.5632 | 113015.0226 | 1552795.8996 | 952309.0104 | 0 | 277929.8576 | 0 | 1879275.1978 | 4889488.5724 | 3337176.4196 | 14924594.5434 | 961560.8286 | 11880569.6211 | 11880569.6211 | 1478867.319 | 5633948.9183 | 0 | 27766724.993 | 46760110.8514 | 3162.2777 | 2.9834 | 9306.9531 | 15673.2261 | 189.7348 | 319.5199
1 | 3600 | 707 | 0.045 | 15 | 15 | 7 | 4.217e-12 | 5spot_SharedNeighbor | Water | Porous | Wet | R245fa | MinimizeLCOE_Brownfield | IgnoreSilica | 2019 | 22.148 | 9.3001 | 1.008 | 4 | 7848.0383 | 12558.7092 | 159.9929 | 256.0263 | 170.3082 | 0 | 48.058 | 2371813.9543 | 140456.7962 | 1960357.811 | 1265660.0684 | 0 | 331958.4659 | 0 | 2367396.3674 | 6159479.7281 | 4203971.4791 | 18801094.6705 | 961560.8286 | 11880569.6211 | 11880569.6211 | 1478867.319 | 5633948.9183 | 0 | 31643225.1202 | 50636610.9785 | 4216.965 | 4.032 | 7848.0383 | 12558.7092 | 159.9929 | 256.0263
1 | 3600 | 707 | 0.045 | 15 | 15 | 7 | 5.6234e-12 | 5spot_SharedNeighbor | Water | Porous | Wet | R245fa | MinimizeLCOE_Brownfield | IgnoreSilica | 2019 | 29.3495 | 12.4188 | 1.3543 | 4 | 6736.2944 | 10242.3036 | 137.3285 | 208.8032 | 170.9605 | 0 | 51.7811 | 2917113.7387 | 173469.8163 | 2469569.2925 | 1678478.8271 | 0 | 397468.7379 | 0 | 2978079.1609 | 7748351.0885 | 5288408.8306 | 23650939.4925 | 961560.8286 | 11880569.6211 | 11880569.6211 | 1478867.319 | 5633948.9183 | 0 | 36493069.9421 | 55486455.8005 | 5623.4133 | 5.4174 | 6736.2944 | 10242.3036 | 137.3285 | 208.8032
1 | 3600 | 707 | 0.045 | 15 | 15 | 7 | 7.4989e-12 | 5spot_SharedNeighbor | Water | Porous | Wet | R245fa | MinimizeLCOE_Brownfield | IgnoreSilica | 2019 | 38.8379 | 16.52 | 1.811 | 4 | 5874.8356 | 8496.7113 | 119.7665 | 173.217 | 171.4536 | 0 | 45.8451 | 3578545.9843 | 213565.4235 | 3101627.1102 | 2223822.1966 | 0 | 476855.5486 | 0 | 3741822.3426 | 9735454.1822 | 6644647.5229 | 29716340.3107 | 961560.8286 | 11880569.6211 | 11880569.6211 | 1478867.319 | 5633948.9183 | 0 | 42558470.7604 | 61551856.6188 | 7498.9421 | 7.2442 | 5874.8356 | 8496.7113 | 119.7665 | 173.217
1 | 3600 | 707 | 0.045 | 15 | 15 | 7 | 1e-11 | 5spot_SharedNeighbor | Water | Porous | Wet | R245fa | MinimizeLCOE_Brownfield | IgnoreSilica | 2019 | 51.1736 | 21.8487 | 2.4039 | 4 | 5205.3077 | 7180.5502 | 106.1172 | 146.3852 | 171.8052 | 0 | 63.3949 | 4370303.8994 | 261274.2141 | 3877894.4966 | 2932733.4906 | 0 | 571879.1021 | 0 | 4685493.2291 | 12190692.2554 | 8320397.958 | 37210668.6453 | 961560.8286 | 11880569.6211 | 11880569.6211 | 1478867.319 | 5633948.9183 | 0 | 50052799.095 | 69046184.9533 | 10000 | 9.6157 | 5205.3077 | 7180.5502 | 106.1172 | 146.3852
1 | 3600 | 707 | 0.045 | 15 | 15 | 7 | 1.3335e-11 | 5spot_SharedNeighbor | Water | Porous | Wet | R245fa | MinimizeLCOE_Brownfield | IgnoreSilica | 2019 | 66.94 | 28.6294 | 3.1543 | 4 | 4687.38 | 6192.7597 | 95.5586 | 126.2478 | 171.9653 | 0 | 60.9665 | 5298671.2807 | 316546.5628 | 4813351.7231 | 3835082.3759 | 0 | 684614.7275 | 0 | 5829824.0013 | 15168006.19 | 10352475.896 | 46298572.7572 | 961560.8286 | 11880569.6211 | 11880569.6211 | 1478867.319 | 5633948.9183 | 0 | 59140703.2068 | 78134089.0652 | 13335.2143 | 12.617 | 4687.38 | 6192.7597 | 95.5586 | 126.2478
1 | 3600 | 707 | 0.045 | 15 | 15 | 7 | 1.7783e-11 | 5spot_SharedNeighbor | Water | Porous | Wet | R245fa | MinimizeLCOE_Brownfield | IgnoreSilica | 2019 | 86.5138 | 36.9345 | 4.0593 | 4 | 4297.1712 | 5466.9055 | 87.6036 | 111.4503 | 171.7982 | 0 | 53.3851 | 6345062.3869 | 377268.2504 | 5902066.0329 | 4941087.8142 | 0 | 816138.1185 | 0 | 7168832.8151 | 18651832.4551 | 12730258.9075 | 56932546.7806 | 961560.8286 | 11880569.6211 | 11880569.6211 | 1478867.319 | 5633948.9183 | 0 | 69774677.2303 | 88768063.0886 | 17782.7941 | 16.2374 | 4297.1712 | 5466.9055 | 87.6036 | 111.4503
1 | 3600 | 707 | 0.045 | 15 | 15 | 7 | 2.3714e-11 | 5spot_SharedNeighbor | Water | Porous | Wet | R245fa | MinimizeLCOE_Brownfield | IgnoreSilica | 2019 | 109.8294 | 46.5692 | 5.0768 | 4 | 4018.2642 | 4953.5721 | 81.9178 | 100.9853 | 171.1537 | 0 | 72.1926 | 7459409.27 | 438928.3883 | 7108363.7234 | 6226402.6757 | 0 | 966286.1982 | 0 | 8657762.1997 | 22525721.2923 | 15374267.6393 | 68757141.3869 | 961560.8286 | 11880569.6211 | 11880569.6211 | 1478867.319 | 5633948.9183 | 0 | 81599271.8366 | 100592657.6949 | 23713.7371 | 20.3071 | 4018.2642 | 4953.5721 | 81.9178 | 100.9853
1 | 3600 | 707 | 0.045 | 15 | 15 | 7 | 3.1623e-11 | 5spot_SharedNeighbor | Water | Porous | Wet | R245fa | MinimizeLCOE_Brownfield | IgnoreSilica | 2019 | 122.089 | 51.4701 | 5.7051 | 4 | 3817.7295 | 4650.0221 | 77.8296 | 94.797 | 170.6475 | 0 | 89.7853 | 7993388.6711 | 467358.7578 | 7703554.7346 | 6887722.6186 | 0 | 930707.4617 | 0 | 9353265.5751 | 24335278.4079 | 16609327.5533 | 74280603.7802 | 961560.8286 | 11880569.6211 | 11880569.6211 | 1478867.319 | 5633948.9183 | 0 | 87122734.2298 | 106116120.0882 | 31622.7766 | 22.8206 | 3817.7295 | 4650.0221 | 77.8296 | 94.797
1 | 3600 | 707 | 0.045 | 15 | 15 | 7 | 4.217e-11 | 5spot_SharedNeighbor | Water | Porous | Wet | R245fa | MinimizeLCOE_Brownfield | IgnoreSilica | 2019 | 131.7734 | 55.2478 | 6.2268 | 4 | 3661.8367 | 4424.402 | 74.6515 | 90.1974 | 170.1767 | 0 | 108.3259 | 8391678.0506 | 488046.846 | 8155208.9935 | 7403040.4328 | 0 | 863170.2451 | 0 | 9867446.3815 | 25673071.3931 | 17522398.7546 | 78364061.0971 | 961560.8286 | 11880569.6211 | 11880569.6211 | 1478867.319 | 5633948.9183 | 0 | 91206191.5468 | 110199577.4051 | 42169.6503 | 24.9072 | 3661.8367 | 4424.402 | 74.6515 | 90.1974
1 | 3600 | 707 | 0.045 | 15 | 15 | 7 | 5.6234e-11 | 5spot_SharedNeighbor | Water | Porous | Wet | R245fa | MinimizeLCOE_Brownfield | IgnoreSilica | 2019 | 143.2297 | 59.6803 | 6.7853 | 4 | 3538.512 | 4238.3083 | 72.1374 | 86.4036 | 169.6297 | 0 | 115.8683 | 8844654.1541 | 510912.1153 | 8678140.3048 | 8001055.6547 | 0 | 827009.5822 | 0 | 10476091.0064 | 27256639.8568 | 18603216.7702 | 83197719.4445 | 961560.8286 | 11880569.6211 | 11880569.6211 | 1478867.319 | 5633948.9183 | 0 | 96039849.8942 | 115033235.7526 | 56234.1325 | 27.1413 | 3538.512 | 4238.3083 | 72.1374 | 86.4036
1 | 3600 | 707 | 0.045 | 15 | 15 | 7 | 7.4989e-11 | 5spot_SharedNeighbor | Water | Porous | Wet | R245fa | MinimizeLCOE_Brownfield | IgnoreSilica | 2019 | 150.9056 | 62.6106 | 7.1926 | 4 | 3442.8985 | 4103.0656 | 70.1881 | 83.6465 | 169.2439 | 0 | 118.5959 | 9135459.7519 | 525111.9962 | 9020157.5509 | 8394322.5976 | 0 | 759945.1755 | 0 | 10855648.8581 | 28244171.5291 | 19277227.4283 | 86212044.8877 | 961560.8286 | 11880569.6211 | 11880569.6211 | 1478867.319 | 5633948.9183 | 0 | 99054175.3373 | 118047561.1957 | 74989.4209 | 28.7706 | 3442.8985 | 4103.0656 | 70.1881 | 83.6465
1 | 3600 | 707 | 0.045 | 15 | 15 | 7 | 1e-10 | 5spot_SharedNeighbor | Water | Porous | Wet | R245fa | MinimizeLCOE_Brownfield | IgnoreSilica | 2019 | 157.2003 | 64.9831 | 7.528 | 4 | 3369.227 | 3999.9882 | 68.6862 | 81.5452 | 168.9123 | 0 | 120.9276 | 9366875.0308 | 536251.0464 | 9294941.4482 | 8715794.7387 | 0 | 695849.1163 | 0 | 11157787.4384 | 29030274.1377 | 19813758.6115 | 88611531.5679 | 961560.8286 | 11880569.6211 | 11880569.6211 | 1478867.319 | 5633948.9183 | 0 | 101453662.0176 | 120447047.876 | 100000 | 30.1119 | 3369.227 | 3999.9882 | 68.6862 | 81.5452
1 | 3600 | 707 | 0.045 | 15 | 15 | 7 | 1.3335e-10 | 5spot_SharedNeighbor | Water | Porous | Wet | R245fa | MinimizeLCOE_Brownfield | IgnoreSilica | 2019 | 162.0575 | 66.7905 | 7.7926 | 4 | 3312.6982 | 3922.0388 | 67.5338 | 79.9561 | 168.6471 | 0 | 143.1839 | 9541927.2585 | 544738.1973 | 9502879.7855 | 8967294.4246 | 0 | 635467.3422 | 0 | 11384999.7332 | 29621433.9212 | 20217237.3108 | 90415977.9734 | 961560.8286 | 11880569.6211 | 11880569.6211 | 1478867.319 | 5633948.9183 | 0 | 103258108.4231 | 122251494.2815 | 133352.1432 | 31.1704 | 3312.6982 | 3922.0388 | 67.5338 | 79.9561
1 | 3600 | 707 | 0.045 | 15 | 15 | 7 | 1.7783e-10 | 5spot_SharedNeighbor | Water | Porous | Wet | R245fa | MinimizeLCOE_Brownfield | IgnoreSilica | 2019 | 165.8554 | 68.1924 | 8.0007 | 4 | 3269.5003 | 3862.9897 | 66.6532 | 78.7523 | 168.4345 | 0 | 140.6335 | 9676174.8847 | 551165.717 | 9663491.6594 | 9163099.2195 | 0 | 582446.3833 | 0 | 11558187.3669 | 30072032.6184 | 20524780.1806 | 91791378.0298 | 961560.8286 | 11880569.6211 | 11880569.6211 | 1478867.319 | 5633948.9183 | 0 | 104633508.4794 | 123626894.3378 | 177827.941 | 32.0029 | 3269.5003 | 3862.9897 | 66.6532 | 78.7523
1 | 3600 | 707 | 0.045 | 15 | 15 | 7 | 2.3714e-10 | 5spot_SharedNeighbor | Water | Porous | Wet | R245fa | MinimizeLCOE_Brownfield | IgnoreSilica | 2019 | 168.7077 | 69.2386 | 8.1596 | 4 | 3236.5896 | 3818.5216 | 65.9823 | 77.8457 | 168.2717 | 0 | 141.9536 | 9775492.6755 | 555873.1401 | 9782982.4165 | 9309663.4798 | 0 | 536496.1379 | 0 | 11684598.0614 | 30400927.3152 | 20749257.5692 | 92795290.7958 | 961560.8286 | 11880569.6211 | 11880569.6211 | 1478867.319 | 5633948.9183 | 0 | 105637421.2454 | 124630807.1038 | 237137.3706 | 32.6385 | 3236.5896 | 3818.5216 | 65.9823 | 77.8457
1 | 3600 | 707 | 0.045 | 15 | 15 | 7 | 3.1623e-10 | 5spot_SharedNeighbor | Water | Porous | Wet | R245fa | MinimizeLCOE_Brownfield | IgnoreSilica | 2019 | 170.866 | 70.0264 | 8.281 | 4 | 3211.5817 | 3784.9847 | 65.4724 | 77.162 | 168.1468 | 0 | 144.9702 | 9849793.6077 | 559367.17 | 9872760.8582 | 9420291.7584 | 0 | 498154.7873 | 0 | 11778143.5908 | 30644313.5938 | 20915373.7055 | 93538199.0716 | 961560.8286 | 11880569.6211 | 11880569.6211 | 1478867.319 | 5633948.9183 | 0 | 106380329.5213 | 125373715.3797 | 316227.766 | 33.124 | 3211.5817 | 3784.9847 | 65.4724 | 77.162
1 | 3600 | 707 | 0.045 | 15 | 15 | 7 | 4.217e-10 | 5spot_SharedNeighbor | Water | Porous | Wet | R245fa | MinimizeLCOE_Brownfield | IgnoreSilica | 2019 | 172.4667 | 70.6084 | 8.3723 | 4 | 3192.6201 | 3759.769 | 65.0859 | 76.648 | 168.0531 | 0 | 141.8786 | 9904421.1346 | 561920.4161 | 9938985.1079 | 9502179.2011 | 0 | 466600.048 | 0 | 11845901.304 | 30820605.2645 | 21035696.3931 | 94076308.8692 | 961560.8286 | 11880569.6211 | 11880569.6211 | 1478867.319 | 5633948.9183 | 0 | 106918439.3189 | 125911825.1772 | 421696.5034 | 33.4892 | 3192.6201 | 3759.769 | 65.0859 | 76.648
1 | 3600 | 707 | 0.045 | 15 | 15 | 7 | 5.6234e-10 | 5spot_SharedNeighbor | Water | Porous | Wet | R245fa | MinimizeLCOE_Brownfield | IgnoreSilica | 2019 | 174.0527 | 71.1827 | 8.454 | 4 | 3178.2582 | 3739.9247 | 64.7931 | 76.2434 | 167.9598 | 0 | 155.988 | 9958040.217 | 564406.8557 | 10004233.1242 | 9582491.1295 | 0 | 445078.952 | 0 | 11916157.6085 | 31003397.7574 | 21160456.0256 | 94634261.6698 | 961560.8286 | 11880569.6211 | 11880569.6211 | 1478867.319 | 5633948.9183 | 0 | 107476392.1195 | 126469777.9779 | 562341.3252 | 33.8161 | 3178.2582 | 3739.9247 | 64.7931 | 76.2434
1 | 3600 | 707 | 0.045 | 15 | 15 | 7 | 7.4989e-10 | 5spot_SharedNeighbor | Water | Porous | Wet | R245fa | MinimizeLCOE_Brownfield | IgnoreSilica | 2019 | 174.9487 | 71.5053 | 8.5057 | 4 | 3167.3939 | 3725.6495 | 64.5716 | 75.9524 | 167.9066 | 0 | 169.2633 | 9988017.3334 | 565783.2122 | 10040869.9679 | 9627237.595 | 0 | 425013.4166 | 0 | 11952299.3948 | 31097431.2715 | 21224635.8311 | 94921288.0225 | 961560.8286 | 11880569.6211 | 11880569.6211 | 1478867.319 | 5633948.9183 | 0 | 107763418.4722 | 126756804.3306 | 749894.2093 | 34.0227 | 3167.3939 | 3725.6495 | 64.5716 | 75.9524
1 | 3600 | 707 | 0.045 | 15 | 15 | 7 | 1e-09 | 5spot_SharedNeighbor | Water | Porous | Wet | R245fa | MinimizeLCOE_Brownfield | IgnoreSilica | 2019 | 175.9233 | 71.856 | 8.5559 | 4 | 3158.5915 | 3713.5717 | 64.3922 | 75.7062 | 167.8487 | 0 | 152.338 | 10020529.3775 | 567273.6506 | 10080647.4829 | 9675881.6778 | 0 | 410668.8953 | 0 | 11994450.4228 | 31207099.6 | 21299486.7188 | 95256037.8255 | 961560.8286 | 11880569.6211 | 11880569.6211 | 1478867.319 | 5633948.9183 | 0 | 108098168.2752 | 127091554.1336 | 1000000 | 34.2235 | 3158.5915 | 3713.5717 | 64.3922 | 75.7062
1 | 3600 | 707 | 0.045 | 15 | 15 | 7 | 1.3335e-09 | 5spot_SharedNeighbor | Water | Porous | Wet | R245fa | MinimizeLCOE_Brownfield | IgnoreSilica | 2019 | 176.4102 | 72.0307 | 8.5844 | 4 | 3152.5003 | 3705.6356 | 64.268 | 75.5444 | 167.8195 | 0 | 146.1825 | 10036689.4987 | 568011.0232 | 10100460.4645 | 9700143.0027 | 0 | 398579.3981 | 0 | 12013514.521 | 31256700.4729 | 21333340.3337 | 95407438.7147 | 961560.8286 | 11880569.6211 | 11880569.6211 | 1478867.319 | 5633948.9183 | 0 | 108249569.1644 | 127242955.0227 | 1333521.4322 | 34.3377 | 3152.5003 | 3705.6356 | 64.268 | 75.5444
1 | 3600 | 707 | 0.045 | 15 | 15 | 7 | 1.7783e-09 | 5spot_SharedNeighbor | Water | Porous | Wet | R245fa | MinimizeLCOE_Brownfield | IgnoreSilica | 2019 | 176.7781 | 72.1626 | 8.606 | 4 | 3147.9157 | 3699.6665 | 64.1745 | 75.4227 | 167.7974 | 0 | 151.8018 | 10048872.1222 | 568566.0652 | 10115408.559 | 9718459.1789 | 0 | 389320.8845 | 0 | 12027844.4558 | 31293984.0239 | 21358787.1234 | 95521242.4128 | 961560.8286 | 11880569.6211 | 11880569.6211 | 1478867.319 | 5633948.9183 | 0 | 108363372.8625 | 127356758.7209 | 1778279.41 | 34.4238 | 3147.9157 | 3699.6665 | 64.1745 | 75.4227
1 | 3600 | 707 | 0.045 | 15 | 15 | 7 | 2.3714e-09 | 5spot_SharedNeighbor | Water | Porous | Wet | R245fa | MinimizeLCOE_Brownfield | IgnoreSilica | 2019 | 177.0292 | 72.2525 | 8.6213 | 4 | 3144.4679 | 3695.2356 | 64.1042 | 75.3324 | 167.7822 | 0 | 144.9053 | 10057174.8122 | 568943.7485 | 10125603.4463 | 9730957.6245 | 0 | 382005.3645 | 0 | 12037227.1485 | 31318395.8655 | 21375448.7069 | 95595756.7169 | 961560.8286 | 11880569.6211 | 11880569.6211 | 1478867.319 | 5633948.9183 | 0 | 108437887.1666 | 127431273.0249 | 2371373.7057 | 34.4853 | 3144.4679 | 3695.2356 | 64.1042 | 75.3324
1 | 3600 | 707 | 0.045 | 15 | 15 | 7 | 3.1623e-09 | 5spot_SharedNeighbor | Water | Porous | Wet | R245fa | MinimizeLCOE_Brownfield | IgnoreSilica | 2019 | 177.2339 | 72.3258 | 8.6334 | 4 | 3141.8765 | 3691.8738 | 64.0514 | 75.2638 | 167.7698 | 0 | 142.6689 | 10063935.7054 | 569251.1597 | 10133907.5261 | 9741141.2304 | 0 | 376605.6689 | 0 | 12045088.1033 | 31338848.4574 | 21389408.0211 | 95658185.8723 | 961560.8286 | 11880569.6211 | 11880569.6211 | 1478867.319 | 5633948.9183 | 0 | 108500316.322 | 127493702.1803 | 3162277.6602 | 34.5336 | 3141.8765 | 3691.8738 | 64.0514 | 75.2638
1 | 3600 | 707 | 0.045 | 15 | 15 | 7 | 4.217e-09 | 5spot_SharedNeighbor | Water | Porous | Wet | R245fa | MinimizeLCOE_Brownfield | IgnoreSilica | 2019 | 177.3823 | 72.3789 | 8.6423 | 4 | 3139.93 | 3689.3611 | 64.0117 | 75.2126 | 167.7609 | 0 | 157.6892 | 10068831.5369 | 569473.5904 | 10139923.1619 | 9748520.5434 | 0 | 372462.3948 | 0 | 12050692.3787 | 31353429.6324 | 21399359.9727 | 95702693.2112 | 961560.8286 | 11880569.6211 | 11880569.6211 | 1478867.319 | 5633948.9183 | 0 | 108544823.6608 | 127538209.5192 | 4216965.0343 | 34.5692 | 3139.93 | 3689.3611 | 64.0117 | 75.2126
1 | 3600 | 707 | 0.045 | 15 | 15 | 7 | 5.6234e-09 | 5spot_SharedNeighbor | Water | Porous | Wet | R245fa | MinimizeLCOE_Brownfield | IgnoreSilica | 2019 | 177.4897 | 72.4174 | 8.6488 | 4 | 3138.4684 | 3687.4834 | 63.9819 | 75.1743 | 167.7544 | 0 | 147.7071 | 10072374.1389 | 569634.4382 | 10144277.3531 | 9753862.9165 | 0 | 369292.5874 | 0 | 12054682.1593 | 31363810.2232 | 21406444.9392 | 95734378.7558 | 961560.8286 | 11880569.6211 | 11880569.6211 | 1478867.319 | 5633948.9183 | 0 | 108576509.2054 | 127569895.0638 | 5623413.2519 | 34.5954 | 3138.4684 | 3687.4834 | 63.9819 | 75.1743
1 | 3600 | 707 | 0.045 | 15 | 15 | 7 | 7.4989e-09 | 5spot_SharedNeighbor | Water | Porous | Wet | R245fa | MinimizeLCOE_Brownfield | IgnoreSilica | 2019 | 177.5675 | 72.4452 | 8.6537 | 4 | 3137.3712 | 3686.0804 | 63.9596 | 75.1457 | 167.7496 | 0 | 152.9456 | 10074937.9674 | 569750.7862 | 10147429.2838 | 9757730.7911 | 0 | 366873.8506 | 0 | 12057521.8449 | 31371198.5026 | 21411487.5917 | 95756930.6184 | 961560.8286 | 11880569.6211 | 11880569.6211 | 1478867.319 | 5633948.9183 | 0 | 108599061.068 | 127592446.9264 | 7498942.0933 | 34.6147 | 3137.3712 | 3686.0804 | 63.9596 | 75.1457
1 | 3600 | 707 | 0.045 | 15 | 15 | 7 | 1e-08 | 5spot_SharedNeighbor | Water | Porous | Wet | R245fa | MinimizeLCOE_Brownfield | IgnoreSilica | 2019 | 177.6212 | 72.4644 | 8.6571 | 4 | 3136.5478 | 3685.0375 | 63.9428 | 75.1245 | 167.7464 | 0 | 145.664 | 10076707.0248 | 569831.0123 | 10149604.7512 | 9760400.7857 | 0 | 365006.0491 | 0 | 12059404.353 | 31376096.4026 | 21414830.5091 | 95771880.8879 | 961560.8286 | 11880569.6211 | 11880569.6211 | 1478867.319 | 5633948.9183 | 0 | 108614011.3375 | 127607397.1959 | 10000000 | 34.6285 | 3136.5478 | 3685.0375 | 63.9428 | 75.1245
1 | 3700 | 707 | 0.045 | 15 | 15 | 7 | 1e-13 | 5spot_SharedNeighbor | Water | Porous | Wet | R245fa | MinimizeLCOE_Brownfield | IgnoreSilica | 2019 | 0.66714 | 0.12623 | 0.0035413 | 4 | 992195.8046 | 2374275.0764 | 20227.2535 | 48402.8089 | 110.1346 | 0 | 26.7288 | 89285.6225 | 3318.3422 | 65503.1856 | 47812.4369 | 0 | 50871.5383 | 0 | 100148.539 | 260565.9551 | 177841.6184 | 795347.238 | 961560.8286 | 12297657.4024 | 12297657.4024 | 1478867.319 | 5800784.0308 | 0 | 14054565.469 | 33631874.2212 | 100 | 0.014165 | 992195.8046 | 2374275.0764 | 20227.2535 | 48402.8089
1 | 3700 | 707 | 0.045 | 15 | 15 | 7 | 1.3335e-13 | 5spot_SharedNeighbor | Water | Porous | Wet | R245fa | MinimizeLCOE_Brownfield | IgnoreSilica | 2019 | 0.87181 | 0.19756 | 0.009311 | 4 | 384595.3843 | 910243.1783 | 7840.4971 | 18556.5384 | 121.8449 | 0 | 27.2697 | 129916.7923 | 5255.938 | 92953.936 | 57956.2598 | 0 | 57677.2648 | 0 | 134066.4744 | 348813.4657 | 238072.3577 | 1064712.4886 | 961560.8286 | 12297657.4024 | 12297657.4024 | 1478867.319 | 5800784.0308 | 0 | 14323930.7197 | 33901239.4719 | 133.3521 | 0.037244 | 384595.3843 | 910243.1783 | 7840.4971 | 18556.5384
1 | 3700 | 707 | 0.045 | 15 | 15 | 7 | 1.7783e-13 | 5spot_SharedNeighbor | Water | Porous | Wet | R245fa | MinimizeLCOE_Brownfield | IgnoreSilica | 2019 | 1.1276 | 0.29452 | 0.018246 | 4 | 200800.779 | 469039.7664 | 4093.5955 | 9562.0101 | 131.8633 | 0 | 30.3486 | 180019.8305 | 7834.2468 | 127062.2162 | 71224.2546 | 0 | 64627.023 | 0 | 175799.3527 | 457393.8544 | 312180.7041 | 1396141.4823 | 961560.8286 | 12297657.4024 | 12297657.4024 | 1478867.319 | 5800784.0308 | 0 | 14655359.7133 | 34232668.4656 | 177.8279 | 0.072985 | 200800.779 | 469039.7664 | 4093.5955 | 9562.0101
1 | 3700 | 707 | 0.045 | 15 | 15 | 7 | 2.3714e-13 | 5spot_SharedNeighbor | Water | Porous | Wet | R245fa | MinimizeLCOE_Brownfield | IgnoreSilica | 2019 | 1.4565 | 0.42685 | 0.031444 | 4 | 119819.6858 | 275471.8312 | 2442.6864 | 5615.8659 | 140.48 | 0 | 31.6622 | 242217.8907 | 11238.5623 | 169996.041 | 88990.3069 | 0 | 72341.747 | 0 | 228065.9737 | 593380.8807 | 404994.6438 | 1811226.046 | 961560.8286 | 12297657.4024 | 12297657.4024 | 1478867.319 | 5800784.0308 | 0 | 15070444.277 | 34647753.0292 | 237.1374 | 0.12578 | 119819.6858 | 275471.8312 | 2442.6864 | 5615.8659
1 | 3700 | 707 | 0.045 | 15 | 15 | 7 | 3.1623e-13 | 5spot_SharedNeighbor | Water | Porous | Wet | R245fa | MinimizeLCOE_Brownfield | IgnoreSilica | 2019 | 1.8848 | 0.60645 | 0.0503 | 4 | 77489.7856 | 174792.8479 | 1579.7341 | 3563.3886 | 147.7959 | 0 | 150.2125 | 319053.9726 | 15654.9084 | 224053.7201 | 112798.6805 | 0 | 81258.2364 | 0 | 293599.612 | 763885.965 | 521367.8674 | 2331672.9625 | 961560.8286 | 12297657.4024 | 12297657.4024 | 1478867.319 | 5800784.0308 | 0 | 15590891.1935 | 35168199.9458 | 316.2278 | 0.2012 | 77489.7856 | 174792.8479 | 1579.7341 | 3563.3886
1 | 3700 | 707 | 0.045 | 15 | 15 | 7 | 4.217e-13 | 5spot_SharedNeighbor | Water | Porous | Wet | R245fa | MinimizeLCOE_Brownfield | IgnoreSilica | 2019 | 2.4682 | 0.85885 | 0.077593 | 4 | 52432.2356 | 115509.3581 | 1068.902 | 2354.8145 | 154.0924 | 0 | 201.9861 | 417458.3534 | 21551.917 | 294721.0268 | 146561.7178 | 0 | 92900.2865 | 0 | 379545.3876 | 987499.243 | 673988.5244 | 3014226.4565 | 961560.8286 | 12297657.4024 | 12297657.4024 | 1478867.319 | 5800784.0308 | 0 | 16273444.6875 | 35850753.4398 | 421.6965 | 0.31037 | 52432.2356 | 115509.3581 | 1068.902 | 2354.8145
1 | 3700 | 707 | 0.045 | 15 | 15 | 7 | 5.6234e-13 | 5spot_SharedNeighbor | Water | Porous | Wet | R245fa | MinimizeLCOE_Brownfield | IgnoreSilica | 2019 | 3.2267 | 1.1926 | 0.1146 | 4 | 37324.292 | 80032.2794 | 760.9062 | 1631.5663 | 159.1359 | 0 | 268.7599 | 535668.784 | 28826.7059 | 381962.8596 | 190378.786 | 0 | 106266.9587 | 0 | 484810.5967 | 1261377.7244 | 860916.2156 | 3850208.631 | 961560.8286 | 12297657.4024 | 12297657.4024 | 1478867.319 | 5800784.0308 | 0 | 17109426.862 | 36686735.6142 | 562.3413 | 0.4584 | 37324.292 | 80032.2794 | 760.9062 | 1631.5663
1 | 3700 | 707 | 0.045 | 15 | 15 | 7 | 7.4989e-13 | 5spot_SharedNeighbor | Water | Porous | Wet | R245fa | MinimizeLCOE_Brownfield | IgnoreSilica | 2019 | 4.2358 | 1.6414 | 0.16508 | 4 | 27499.4868 | 57147.8154 | 560.6142 | 1165.0355 | 163.2081 | 0 | 43.6532 | 680551.3095 | 37911.18 | 491873.5813 | 248830.6178 | 0 | 122612.9746 | 0 | 616894.0686 | 1605031.8242 | 1095467.2001 | 4899172.7562 | 961560.8286 | 12297657.4024 | 12297657.4024 | 1478867.319 | 5800784.0308 | 0 | 18158390.9872 | 37735699.7395 | 749.8942 | 0.66032 | 27499.4868 | 57147.8154 | 560.6142 | 1165.0355
1 | 3700 | 707 | 0.045 | 15 | 15 | 7 | 1e-12 | 5spot_SharedNeighbor | Water | Porous | Wet | R245fa | MinimizeLCOE_Brownfield | IgnoreSilica | 2019 | 5.571 | 2.2384 | 0.23287 | 4 | 20893.1573 | 41910.1464 | 425.9353 | 854.395 | 166.4165 | 0 | 47.2417 | 856326.0125 | 49054.7021 | 629084.075 | 325897.5249 | 0 | 142296.1843 | 0 | 781036.8145 | 2032097.5787 | 1386948.3529 | 6202741.2449 | 961560.8286 | 12297657.4024 | 12297657.4024 | 1478867.319 | 5800784.0308 | 0 | 19461959.4759 | 39039268.2281 | 1000 | 0.9315 | 20893.1573 | 41910.1464 | 425.9353 | 854.395
1 | 3700 | 707 | 0.045 | 15 | 15 | 7 | 1.3335e-12 | 5spot_SharedNeighbor | Water | Porous | Wet | R245fa | MinimizeLCOE_Brownfield | IgnoreSilica | 2019 | 7.3615 | 3.0409 | 0.32434 | 4 | 16272.9075 | 31362.9503 | 331.7452 | 639.3762 | 168.8483 | 0 | 46.2622 | 1072212.4214 | 62826.3453 | 802464.0837 | 430913.4072 | 0 | 166958.6242 | 0 | 988796.2039 | 2572644.8924 | 1755883.0017 | 7852698.9796 | 961560.8286 | 12297657.4024 | 12297657.4024 | 1478867.319 | 5800784.0308 | 0 | 21111917.2107 | 40689225.9629 | 1333.5214 | 1.2974 | 16272.9075 | 31362.9503 | 331.7452 | 639.3762
1 | 3700 | 707 | 0.045 | 15 | 15 | 7 | 1.7783e-12 | 5spot_SharedNeighbor | Water | Porous | Wet | R245fa | MinimizeLCOE_Brownfield | IgnoreSilica | 2019 | 9.7394 | 4.1203 | 0.44911 | 4 | 12916.2166 | 23813.992 | 263.3145 | 485.4804 | 170.9452 | 0 | 43.3867 | 1339238.9628 | 80118.3399 | 1021661.512 | 573003.2563 | 0 | 196602.7506 | 0 | 1252143.6804 | 3257821.0064 | 2223529.7784 | 9944119.2868 | 961560.8286 | 12297657.4024 | 12297657.4024 | 1478867.319 | 5800784.0308 | 0 | 23203337.5178 | 42780646.2701 | 1778.2794 | 1.7965 | 12916.2166 | 23813.992 | 263.3145 | 485.4804
1 | 3700 | 707 | 0.045 | 15 | 15 | 7 | 2.3714e-12 | 5spot_SharedNeighbor | Water | Porous | Wet | R245fa | MinimizeLCOE_Brownfield | IgnoreSilica | 2019 | 12.9058 | 5.5521 | 0.61478 | 4 | 10498.7203 | 18459.774 | 214.0306 | 376.3275 | 172.463 | 0 | 49.4036 | 1663304.6789 | 101087.6254 | 1295458.0803 | 761941.0871 | 0 | 232947.9035 | 0 | 1581348.3563 | 4114344.044 | 2808124.3514 | 12558556.1269 | 961560.8286 | 12297657.4024 | 12297657.4024 | 1478867.319 | 5800784.0308 | 0 | 25817774.3579 | 45395083.1102 | 2371.3737 | 2.4591 | 10498.7203 | 18459.774 | 214.0306 | 376.3275
1 | 3700 | 707 | 0.045 | 15 | 15 | 7 | 3.1623e-12 | 5spot_SharedNeighbor | Water | Porous | Wet | R245fa | MinimizeLCOE_Brownfield | IgnoreSilica | 2019 | 17.1058 | 7.4565 | 0.83465 | 4 | 8712.3368 | 14576.2736 | 177.6128 | 297.1571 | 173.6218 | 0 | 45.8265 | 2057094.8347 | 126302.3406 | 1638869.4902 | 1010911.3623 | 0 | 277073.1083 | 0 | 1992997.9431 | 5185371.8278 | 3539122.8212 | 15827743.7283 | 961560.8286 | 12297657.4024 | 12297657.4024 | 1478867.319 | 5800784.0308 | 0 | 29086961.9594 | 48664270.7116 | 3162.2777 | 3.3386 | 8712.3368 | 14576.2736 | 177.6128 | 297.1571
1 | 3700 | 707 | 0.045 | 15 | 15 | 7 | 4.217e-12 | 5spot_SharedNeighbor | Water | Porous | Wet | R245fa | MinimizeLCOE_Brownfield | IgnoreSilica | 2019 | 22.6622 | 9.9751 | 1.1265 | 4 | 7363.8613 | 11708.4875 | 150.1223 | 238.6934 | 174.5026 | 0 | 45.1909 | 2536145.4623 | 157016.8979 | 2067087.2907 | 1341881.5667 | 0 | 330360.2458 | 0 | 2508671.6708 | 6527049.088 | 4454845.12 | 19923057.3422 | 961560.8286 | 12297657.4024 | 12297657.4024 | 1478867.319 | 5800784.0308 | 0 | 33182275.5732 | 52759584.3255 | 4216.965 | 4.5061 | 7363.8613 | 11708.4875 | 150.1223 | 238.6934
1 | 3700 | 707 | 0.045 | 15 | 15 | 7 | 5.6234e-12 | 5spot_SharedNeighbor | Water | Porous | Wet | R245fa | MinimizeLCOE_Brownfield | IgnoreSilica | 2019 | 30.046 | 13.3237 | 1.5146 | 4 | 6329.0189 | 9560.5344 | 129.0256 | 194.9044 | 175.1745 | 0 | 47.3255 | 3121629.3101 | 194417.8653 | 2604328.2269 | 1782427.4313 | 0 | 395830.3633 | 0 | 3158466.9468 | 8217683.1049 | 5608737.5756 | 25083520.8242 | 961560.8286 | 12297657.4024 | 12297657.4024 | 1478867.319 | 5800784.0308 | 0 | 38342739.0552 | 57920047.8075 | 5623.4133 | 6.0582 | 6329.0189 | 9560.5344 | 129.0256 | 194.9044
1 | 3700 | 707 | 0.045 | 15 | 15 | 7 | 7.4989e-12 | 5spot_SharedNeighbor | Water | Porous | Wet | R245fa | MinimizeLCOE_Brownfield | IgnoreSilica | 2019 | 39.7199 | 17.7069 | 2.0223 | 4 | 5530.8998 | 7951.0552 | 112.7549 | 162.093 | 175.6793 | 0 | 47.8071 | 3826401.7816 | 239137.3127 | 3268495.2469 | 2356101.2751 | 0 | 474277.8016 | 0 | 3964121.233 | 10313830.2952 | 7039401.1045 | 31481766.0506 | 961560.8286 | 12297657.4024 | 12297657.4024 | 1478867.319 | 5800784.0308 | 0 | 44740984.2816 | 64318293.0339 | 7498.9421 | 8.0893 | 5530.8998 | 7951.0552 | 112.7549 | 162.093
1 | 3700 | 707 | 0.045 | 15 | 15 | 7 | 1e-11 | 5spot_SharedNeighbor | Water | Porous | Wet | R245fa | MinimizeLCOE_Brownfield | IgnoreSilica | 2019 | 52.299 | 23.4026 | 2.6812 | 4 | 4908.9737 | 6734.3765 | 100.0761 | 137.2894 | 176.0357 | 0 | 56.6846 | 4670295.1035 | 292330.2635 | 4084440.4507 | 3101904.1054 | 0 | 568476.5885 | 0 | 4959804.1395 | 12904392.9753 | 8807513.3644 | 39389156.9909 | 961560.8286 | 12297657.4024 | 12297657.4024 | 1478867.319 | 5800784.0308 | 0 | 52648375.2219 | 72225683.9742 | 10000 | 10.7249 | 4908.9737 | 6734.3765 | 100.0761 | 137.2894
1 | 3700 | 707 | 0.045 | 15 | 15 | 7 | 1.3335e-11 | 5spot_SharedNeighbor | Water | Porous | Wet | R245fa | MinimizeLCOE_Brownfield | IgnoreSilica | 2019 | 68.3432 | 30.6281 | 3.5127 | 4 | 4427.7376 | 5821.0642 | 90.2654 | 118.6703 | 176.1834 | 0 | 51.7277 | 5657218.1348 | 353764.1971 | 5064868.1467 | 4049587.8697 | 0 | 680144.698 | 0 | 6164177.388 | 16037925.117 | 10946213.4388 | 48953898.9901 | 961560.8286 | 12297657.4024 | 12297657.4024 | 1478867.319 | 5800784.0308 | 0 | 62213117.2211 | 81790425.9733 | 13335.2143 | 14.0508 | 4427.7376 | 5821.0642 | 90.2654 | 118.6703
1 | 3700 | 707 | 0.045 | 15 | 15 | 7 | 1.7783e-11 | 5spot_SharedNeighbor | Water | Porous | Wet | R245fa | MinimizeLCOE_Brownfield | IgnoreSilica | 2019 | 88.1922 | 39.4398 | 4.5117 | 4 | 4065.9373 | 5150.7377 | 82.8896 | 105.0048 | 175.9763 | 0 | 50.3447 | 6765356.0914 | 420851.7133 | 6201370.8682 | 5212334.5988 | 0 | 810328.2762 | 0 | 7569994.2036 | 19695572.0986 | 13442632.6608 | 60118440.5108 | 961560.8286 | 12297657.4024 | 12297657.4024 | 1478867.319 | 5800784.0308 | 0 | 73377658.7418 | 92954967.4941 | 17782.7941 | 18.0469 | 4065.9373 | 5150.7377 | 82.8896 | 105.0048
1 | 3700 | 707 | 0.045 | 15 | 15 | 7 | 2.3714e-11 | 5spot_SharedNeighbor | Water | Porous | Wet | R245fa | MinimizeLCOE_Brownfield | IgnoreSilica | 2019 | 111.707 | 49.5812 | 5.6285 | 4 | 3808.2504 | 4677.8149 | 77.6363 | 95.3636 | 175.2629 | 0 | 60.0206 | 7938093.9369 | 488456.6118 | 7451122.1216 | 6565009.5663 | 0 | 958513.788 | 0 | 9126466.4496 | 23745193.6062 | 16206582.5511 | 72479438.6315 | 961560.8286 | 12297657.4024 | 12297657.4024 | 1478867.319 | 5800784.0308 | 0 | 85738656.8625 | 105315965.6148 | 23713.7371 | 22.5139 | 3808.2504 | 4677.8149 | 77.6363 | 95.3636
1 | 3700 | 707 | 0.045 | 15 | 15 | 7 | 3.1623e-11 | 5spot_SharedNeighbor | Water | Porous | Wet | R245fa | MinimizeLCOE_Brownfield | IgnoreSilica | 2019 | 126.0138 | 55.5388 | 6.3704 | 4 | 3629.3167 | 4397.613 | 73.9885 | 89.6513 | 174.618 | 0 | 75.7573 | 8581745.8649 | 523308.1308 | 8163214.3921 | 7360667.6503 | 0 | 948906.3763 | 0 | 9975358.5416 | 25953836.6979 | 17714026.8443 | 79221064.4983 | 961560.8286 | 12297657.4024 | 12297657.4024 | 1478867.319 | 5800784.0308 | 0 | 92480282.7293 | 112057591.4816 | 31622.7766 | 25.4815 | 3629.3167 | 4397.613 | 73.9885 | 89.6513
1 | 3700 | 707 | 0.045 | 15 | 15 | 7 | 4.217e-11 | 5spot_SharedNeighbor | Water | Porous | Wet | R245fa | MinimizeLCOE_Brownfield | IgnoreSilica | 2019 | 138.3512 | 60.5524 | 7.0156 | 4 | 3490.1723 | 4187.8061 | 71.1519 | 85.3741 | 173.9894 | 0 | 90.9811 | 9100607.172 | 550148.0232 | 8751978.3165 | 8027075.9915 | 0 | 911686.2181 | 0 | 10663183.3313 | 27743415.7084 | 18935451.2912 | 84683546.0521 | 961560.8286 | 12297657.4024 | 12297657.4024 | 1478867.319 | 5800784.0308 | 0 | 97942764.2832 | 117520073.0354 | 42169.6503 | 28.0624 | 3490.1723 | 4187.8061 | 71.1519 | 85.3741
1 | 3700 | 707 | 0.045 | 15 | 15 | 7 | 5.6234e-11 | 5spot_SharedNeighbor | Water | Porous | Wet | R245fa | MinimizeLCOE_Brownfield | IgnoreSilica | 2019 | 147.1466 | 64.0861 | 7.5174 | 4 | 3380.254 | 4031.3222 | 68.9111 | 82.184 | 173.5412 | 0 | 116.3704 | 9458718.5293 | 568661.1924 | 9161153.4416 | 8508085.6758 | 0 | 839436.414 | 0 | 11129061.5487 | 28955535.2653 | 19762747.7953 | 88383399.8624 | 961560.8286 | 12297657.4024 | 12297657.4024 | 1478867.319 | 5800784.0308 | 0 | 101642618.0934 | 121219926.8457 | 56234.1325 | 30.0695 | 3380.254 | 4031.3222 | 68.9111 | 82.184
1 | 3700 | 707 | 0.045 | 15 | 15 | 7 | 7.4989e-11 | 5spot_SharedNeighbor | Water | Porous | Wet | R245fa | MinimizeLCOE_Brownfield | IgnoreSilica | 2019 | 154.6445 | 67.0578 | 7.9433 | 4 | 3295.2166 | 3911.3767 | 67.1774 | 79.7387 | 173.1377 | 0 | 126.0242 | 9753139.2262 | 583507.3099 | 9502182.1069 | 8915143.2202 | 0 | 768954.9829 | 0 | 11513941.4699 | 29956913.8707 | 20446209.2697 | 91439991.4564 | 961560.8286 | 12297657.4024 | 12297657.4024 | 1478867.319 | 5800784.0308 | 0 | 104699209.6874 | 124276518.4396 | 74989.4209 | 31.7731 | 3295.2166 | 3911.3767 | 67.1774 | 79.7387
1 | 3700 | 707 | 0.045 | 15 | 15 | 7 | 1e-10 | 5spot_SharedNeighbor | Water | Porous | Wet | R245fa | MinimizeLCOE_Brownfield | IgnoreSilica | 2019 | 161.1903 | 69.6001 | 8.3054 | 4 | 3229.588 | 3818.8852 | 65.8395 | 77.8531 | 172.77 | 0 | 132.5958 | 10001159.2231 | 595881.5413 | 9791700.9621 | 9264165.3171 | 0 | 707017.4978 | 0 | 11840370.5711 | 30806215.4322 | 21025875.0369 | 94032385.5816 | 961560.8286 | 12297657.4024 | 12297657.4024 | 1478867.319 | 5800784.0308 | 0 | 107291603.8126 | 126868912.5648 | 100000 | 33.2215 | 3229.588 | 3818.8852 | 65.8395 | 77.8531
1 | 3700 | 707 | 0.045 | 15 | 15 | 7 | 1.3335e-10 | 5spot_SharedNeighbor | Water | Porous | Wet | R245fa | MinimizeLCOE_Brownfield | IgnoreSilica | 2019 | 165.6922 | 71.3198 | 8.5687 | 4 | 3179.2039 | 3750.3878 | 64.8124 | 76.4567 | 172.5078 | 0 | 126.7068 | 10166860.6686 | 604059.461 | 9986456.3996 | 9500851.9536 | 0 | 642657.1589 | 0 | 12051345.4003 | 31355128.6607 | 21400519.5944 | 95707879.297 | 961560.8286 | 12297657.4024 | 12297657.4024 | 1478867.319 | 5800784.0308 | 0 | 108967097.528 | 128544406.2803 | 133352.1432 | 34.275 | 3179.2039 | 3750.3878 | 64.8124 | 76.4567
1 | 3700 | 707 | 0.045 | 15 | 15 | 7 | 1.7783e-10 | 5spot_SharedNeighbor | Water | Porous | Wet | R245fa | MinimizeLCOE_Brownfield | IgnoreSilica | 2019 | 169.2802 | 72.6781 | 8.7777 | 4 | 3140.7319 | 3698.3216 | 64.0281 | 75.3953 | 172.2931 | 0 | 137.774 | 10296338.3956 | 610359.3707 | 10139724.8512 | 9688482.2062 | 0 | 587611.6749 | 0 | 12215781.4345 | 31782957.4911 | 21692521.5622 | 97013776.9863 | 961560.8286 | 12297657.4024 | 12297657.4024 | 1478867.319 | 5800784.0308 | 0 | 110272995.2174 | 129850303.9696 | 177827.941 | 35.1106 | 3140.7319 | 3698.3216 | 64.0281 | 75.3953
1 | 3700 | 707 | 0.045 | 15 | 15 | 7 | 2.3714e-10 | 5spot_SharedNeighbor | Water | Porous | Wet | R245fa | MinimizeLCOE_Brownfield | IgnoreSilica | 2019 | 172.0038 | 73.7021 | 8.9379 | 4 | 3111.4153 | 3659.0081 | 63.4304 | 74.5938 | 172.1271 | 0 | 147.715 | 10393152.4488 | 615018.233 | 10254959.679 | 9830350.4404 | 0 | 540612.468 | 0 | 12337296.375 | 32099114.4402 | 21908305.1763 | 97978809.2605 | 961560.8286 | 12297657.4024 | 12297657.4024 | 1478867.319 | 5800784.0308 | 0 | 111238027.4915 | 130815336.2438 | 237137.3706 | 35.7516 | 3111.4153 | 3659.0081 | 63.4304 | 74.5938
1 | 3700 | 707 | 0.045 | 15 | 15 | 7 | 3.1623e-10 | 5spot_SharedNeighbor | Water | Porous | Wet | R245fa | MinimizeLCOE_Brownfield | IgnoreSilica | 2019 | 174.0527 | 74.4685 | 9.0597 | 4 | 3089.1313 | 3629.3615 | 62.9761 | 73.9894 | 172.0006 | 0 | 136.2546 | 10465149.7671 | 618453.0968 | 10341018.9065 | 9936754.9837 | 0 | 501458.7452 | 0 | 12426505.8447 | 32331219.181 | 22066721.4312 | 98687281.9561 | 961560.8286 | 12297657.4024 | 12297657.4024 | 1478867.319 | 5800784.0308 | 0 | 111946500.1871 | 131523808.9394 | 316227.766 | 36.2388 | 3089.1313 | 3629.3615 | 62.9761 | 73.9894
1 | 3700 | 707 | 0.045 | 15 | 15 | 7 | 4.217e-10 | 5spot_SharedNeighbor | Water | Porous | Wet | R245fa | MinimizeLCOE_Brownfield | IgnoreSilica | 2019 | 175.0802 | 74.856 | 9.1335 | 4 | 3072.2703 | 3608.1339 | 62.6324 | 73.5567 | 171.936 | 0 | 152.1299 | 10500733.1981 | 620031.9895 | 10384601.9641 | 9988707.7995 | 0 | 464396.1488 | 0 | 12463803.729 | 32428260.6252 | 22132954.2108 | 98983489.6651 | 961560.8286 | 12297657.4024 | 12297657.4024 | 1478867.319 | 5800784.0308 | 0 | 112242707.8961 | 131820016.6483 | 421696.5034 | 36.5341 | 3072.2703 | 3608.1339 | 62.6324 | 73.5567
1 | 3700 | 707 | 0.045 | 15 | 15 | 7 | 5.6234e-10 | 5spot_SharedNeighbor | Water | Porous | Wet | R245fa | MinimizeLCOE_Brownfield | IgnoreSilica | 2019 | 176.201 | 75.2783 | 9.2016 | 4 | 3059.5114 | 3591.4095 | 62.3723 | 73.2157 | 171.8657 | 0 | 145.0697 | 10539405.9338 | 621742.2716 | 10432050.0299 | 10045318.526 | 0 | 438518.9587 | 0 | 12510043.9308 | 32548568.1451 | 22215066.5652 | 99350714.3612 | 961560.8286 | 12297657.4024 | 12297657.4024 | 1478867.319 | 5800784.0308 | 0 | 112609932.5922 | 132187241.3444 | 562341.3252 | 36.8065 | 3059.5114 | 3591.4095 | 62.3723 | 73.2157
1 | 3700 | 707 | 0.045 | 15 | 15 | 7 | 7.4989e-10 | 5spot_SharedNeighbor | Water | Porous | Wet | R245fa | MinimizeLCOE_Brownfield | IgnoreSilica | 2019 | 177.0144 | 75.5843 | 9.252 | 4 | 3049.8687 | 3578.8705 | 62.1757 | 72.9601 | 171.8144 | 0 | 148.9146 | 10567338.5927 | 622971.2153 | 10466396.7779 | 10086341.7623 | 0 | 417822.0882 | 0 | 12542739.4702 | 32633635.2317 | 22273126.5998 | 99610371.738 | 961560.8286 | 12297657.4024 | 12297657.4024 | 1478867.319 | 5800784.0308 | 0 | 112869589.969 | 132446898.7212 | 749894.2093 | 37.008 | 3049.8687 | 3578.8705 | 62.1757 | 72.9601
1 | 3700 | 707 | 0.045 | 15 | 15 | 7 | 1e-09 | 5spot_SharedNeighbor | Water | Porous | Wet | R245fa | MinimizeLCOE_Brownfield | IgnoreSilica | 2019 | 177.9501 | 75.936 | 9.3027 | 4 | 3042.0486 | 3568.1701 | 62.0163 | 72.742 | 171.7556 | 0 | 142.7747 | 10599393.7422 | 624379.6578 | 10505850.8682 | 10133513.1481 | 0 | 403293.7362 | 0 | 12583908.1495 | 32740747.6904 | 22346233.0538 | 99937320.0462 | 961560.8286 | 12297657.4024 | 12297657.4024 | 1478867.319 | 5800784.0308 | 0 | 113196538.2772 | 132773847.0294 | 1000000 | 37.2106 | 3042.0486 | 3568.1701 | 62.0163 | 72.742
1 | 3700 | 707 | 0.045 | 15 | 15 | 7 | 1.3335e-09 | 5spot_SharedNeighbor | Water | Porous | Wet | R245fa | MinimizeLCOE_Brownfield | IgnoreSilica | 2019 | 178.3787 | 76.0966 | 9.33 | 4 | 3036.6422 | 3561.2222 | 61.9061 | 72.6003 | 171.7282 | 0 | 132.8487 | 10613992.2346 | 625016.2922 | 10523868.1864 | 10155069.589 | 0 | 390737.9782 | 0 | 12600386.8694 | 32783621.9393 | 22375495.6097 | 100068188.6988 | 961560.8286 | 12297657.4024 | 12297657.4024 | 1478867.319 | 5800784.0308 | 0 | 113327406.9298 | 132904715.6821 | 1333521.4322 | 37.32 | 3036.6422 | 3561.2222 | 61.9061 | 72.6003
1 | 3700 | 707 | 0.045 | 15 | 15 | 7 | 1.7783e-09 | 5spot_SharedNeighbor | Water | Porous | Wet | R245fa | MinimizeLCOE_Brownfield | IgnoreSilica | 2019 | 178.7077 | 76.2199 | 9.3508 | 4 | 3032.5723 | 3555.9848 | 61.8231 | 72.4936 | 171.7072 | 0 | 133.4242 | 10625176.1691 | 625503.1239 | 10537682.395 | 10171604.2641 | 0 | 381179.0977 | 0 | 12613046.5694 | 32816559.882 | 22397976.4324 | 100168727.9336 | 961560.8286 | 12297657.4024 | 12297657.4024 | 1478867.319 | 5800784.0308 | 0 | 113427946.1646 | 133005254.9169 | 1778279.41 | 37.4032 | 3032.5723 | 3555.9848 | 61.8231 | 72.4936
1 | 3700 | 707 | 0.045 | 15 | 15 | 7 | 2.3714e-09 | 5spot_SharedNeighbor | Water | Porous | Wet | R245fa | MinimizeLCOE_Brownfield | IgnoreSilica | 2019 | 179.0024 | 76.3303 | 9.3681 | 4 | 3029.5105 | 3551.9546 | 61.7607 | 72.4114 | 171.6885 | 0 | 140.9716 | 10635196.1034 | 625939.7486 | 10550057.3505 | 10186421.949 | 0 | 374372.2686 | 0 | 12625075.0939 | 32847855.6352 | 22419336.427 | 100264254.5762 | 961560.8286 | 12297657.4024 | 12297657.4024 | 1478867.319 | 5800784.0308 | 0 | 113523472.8073 | 133100781.5595 | 2371373.7057 | 37.4725 | 3029.5105 | 3551.9546 | 61.7607 | 72.4114
1 | 3700 | 707 | 0.045 | 15 | 15 | 7 | 3.1623e-09 | 5spot_SharedNeighbor | Water | Porous | Wet | R245fa | MinimizeLCOE_Brownfield | IgnoreSilica | 2019 | 179.183 | 76.3979 | 9.3797 | 4 | 3027.2089 | 3549.0072 | 61.7137 | 72.3513 | 171.677 | 0 | 137.3048 | 10641330.3106 | 626206.7716 | 10557636.8723 | 10195500.0196 | 0 | 368787.1455 | 0 | 12631889.8366 | 32865586.1979 | 22431437.9004 | 100318375.0544 | 961560.8286 | 12297657.4024 | 12297657.4024 | 1478867.319 | 5800784.0308 | 0 | 113577593.2854 | 133154902.0377 | 3162277.6602 | 37.5189 | 3027.2089 | 3549.0072 | 61.7137 | 72.3513
1 | 3700 | 707 | 0.045 | 15 | 15 | 7 | 4.217e-09 | 5spot_SharedNeighbor | Water | Porous | Wet | R245fa | MinimizeLCOE_Brownfield | IgnoreSilica | 2019 | 179.3191 | 76.4489 | 9.3885 | 4 | 3025.4798 | 3546.7932 | 61.6785 | 72.3062 | 171.6684 | 0 | 138.5731 | 10645951.0937 | 626407.7574 | 10563348.3305 | 10202341.8896 | 0 | 364562.7629 | 0 | 12637018.6153 | 32878930.228 | 22440545.4751 | 100359106.1525 | 961560.8286 | 12297657.4024 | 12297657.4024 | 1478867.319 | 5800784.0308 | 0 | 113618324.3836 | 133195633.1358 | 4216965.0343 | 37.5538 | 3025.4798 | 3546.7932 | 61.6785 | 72.3062
1 | 3700 | 707 | 0.045 | 15 | 15 | 7 | 5.6234e-09 | 5spot_SharedNeighbor | Water | Porous | Wet | R245fa | MinimizeLCOE_Brownfield | IgnoreSilica | 2019 | 179.4117 | 76.4836 | 9.3947 | 4 | 3024.1814 | 3545.15 | 61.652 | 72.2727 | 171.6624 | 0 | 136.3339 | 10649091.2273 | 626544.1518 | 10567231.5734 | 10206994.2365 | 0 | 361273.3981 | 0 | 12640342.489 | 32887578.2655 | 22446447.9384 | 100385503.28 | 961560.8286 | 12297657.4024 | 12297657.4024 | 1478867.319 | 5800784.0308 | 0 | 113644721.511 | 133222030.2633 | 5623413.2519 | 37.5787 | 3024.1814 | 3545.15 | 61.652 | 72.2727
1 | 3700 | 707 | 0.045 | 15 | 15 | 7 | 7.4989e-09 | 5spot_SharedNeighbor | Water | Porous | Wet | R245fa | MinimizeLCOE_Brownfield | IgnoreSilica | 2019 | 179.4823 | 76.51 | 9.3994 | 4 | 3023.2067 | 3543.9148 | 61.6322 | 72.2475 | 171.6579 | 0 | 141.1807 | 10651482.9675 | 626648.01 | 10570189.724 | 10210538.5962 | 0 | 358803.687 | 0 | 12642888.564 | 32894202.6305 | 22450969.2036 | 100405723.3826 | 961560.8286 | 12297657.4024 | 12297657.4024 | 1478867.319 | 5800784.0308 | 0 | 113664941.6136 | 133242250.3658 | 7498942.0933 | 37.5975 | 3023.2067 | 3543.9148 | 61.6322 | 72.2475
1 | 3700 | 707 | 0.045 | 15 | 15 | 7 | 1e-08 | 5spot_SharedNeighbor | Water | Porous | Wet | R245fa | MinimizeLCOE_Brownfield | IgnoreSilica | 2019 | 179.5313 | 76.5284 | 9.4028 | 4 | 3022.4752 | 3542.9955 | 61.6172 | 72.2288 | 171.6548 | 0 | 137.7518 | 10653145.5399 | 626720.1326 | 10572246.7329 | 10213003.375 | 0 | 356904.3802 | 0 | 12644587.8627 | 32898623.8571 | 22453986.7816 | 100419218.662 | 961560.8286 | 12297657.4024 | 12297657.4024 | 1478867.319 | 5800784.0308 | 0 | 113678436.8931 | 133255745.6453 | 10000000 | 37.611 | 3022.4752 | 3542.9955 | 61.6172 | 72.2288
1 | 3800 | 707 | 0.045 | 15 | 15 | 7 | 1e-13 | 5spot_SharedNeighbor | Water | Porous | Wet | R245fa | MinimizeLCOE_Brownfield | IgnoreSilica | 2019 | 0.69678 | 0.13911 | 0.0046357 | 4 | 783530.736 | 1871247.6231 | 15973.3339 | 38147.9138 | 113.5054 | 0 | 17.9822 | 97397.946 | 3708.1621 | 70626.4131 | 49514.065 | 0 | 52148.3361 | 0 | 106624.0196 | 277413.8275 | 189340.6376 | 846773.4069 | 961560.8286 | 12720605.2746 | 12720605.2746 | 1478867.319 | 5969963.1797 | 0 | 14528939.5102 | 34698375.2835 | 100 | 0.018543 | 783530.736 | 1871247.6231 | 15973.3339 | 38147.9138
1 | 3800 | 707 | 0.045 | 15 | 15 | 7 | 1.3335e-13 | 5spot_SharedNeighbor | Water | Porous | Wet | R245fa | MinimizeLCOE_Brownfield | IgnoreSilica | 2019 | 0.88403 | 0.20726 | 0.010706 | 4 | 345101.9392 | 816086.794 | 7035.3698 | 16637.0331 | 124.1951 | 0 | 25.2198 | 135936.0878 | 5591.5174 | 96433.4266 | 59002.4224 | 0 | 57048.5461 | 0 | 138064.6801 | 359215.9767 | 245172.2852 | 1096464.9423 | 961560.8286 | 12720605.2746 | 12720605.2746 | 1478867.319 | 5969963.1797 | 0 | 14778631.0455 | 34948066.8189 | 133.3521 | 0.042824 | 345101.9392 | 816086.794 | 7035.3698 | 16637.0331
1 | 3800 | 707 | 0.045 | 15 | 15 | 7 | 1.7783e-13 | 5spot_SharedNeighbor | Water | Porous | Wet | R245fa | MinimizeLCOE_Brownfield | IgnoreSilica | 2019 | 1.1619 | 0.31728 | 0.021088 | 4 | 179625.726 | 418731.005 | 3661.9134 | 8536.3979 | 135.1383 | 0 | 22.7532 | 192481.4465 | 8578.2809 | 134562.0757 | 73863.0655 | 0 | 65111.1178 | 0 | 185092.4347 | 481572.5474 | 328683.1589 | 1469944.1274 | 961560.8286 | 12720605.2746 | 12720605.2746 | 1478867.319 | 5969963.1797 | 0 | 15152110.2307 | 35321546.004 | 177.8279 | 0.084354 | 179625.726 | 418731.005 | 3661.9134 | 8536.3979
1 | 3800 | 707 | 0.045 | 15 | 15 | 7 | 2.3714e-13 | 5spot_SharedNeighbor | Water | Porous | Wet | R245fa | MinimizeLCOE_Brownfield | IgnoreSilica | 2019 | 1.4908 | 0.45583 | 0.035568 | 4 | 109506.2275 | 251271.6438 | 2232.4326 | 5122.5123 | 143.7452 | 0 | 24.2162 | 257187.5483 | 12229.7097 | 178775.7755 | 92269.0428 | 0 | 72225.222 | 0 | 238948.0463 | 621693.8016 | 424318.7941 | 1897647.9403 | 961560.8286 | 12720605.2746 | 12720605.2746 | 1478867.319 | 5969963.1797 | 0 | 15579814.0435 | 35749249.8169 | 237.1374 | 0.14227 | 109506.2275 | 251271.6438 | 2232.4326 | 5122.5123
1 | 3800 | 707 | 0.045 | 15 | 15 | 7 | 3.1623e-13 | 5spot_SharedNeighbor | Water | Porous | Wet | R245fa | MinimizeLCOE_Brownfield | IgnoreSilica | 2019 | 1.9431 | 0.654 | 0.056993 | 4 | 70826.9879 | 159300.1918 | 1443.9039 | 3247.5499 | 151.4541 | 0 | 148.1318 | 341329.5357 | 17222.47 | 237435.333 | 117883.0463 | 0 | 81809.3784 | 0 | 310315.1078 | 807376.256 | 551050.8847 | 2464422.012 | 961560.8286 | 12720605.2746 | 12720605.2746 | 1478867.319 | 5969963.1797 | 0 | 16146588.1152 | 36316023.8886 | 316.2278 | 0.22797 | 70826.9879 | 159300.1918 | 1443.9039 | 3247.5499
1 | 3800 | 707 | 0.045 | 15 | 15 | 7 | 4.217e-13 | 5spot_SharedNeighbor | Water | Porous | Wet | R245fa | MinimizeLCOE_Brownfield | IgnoreSilica | 2019 | 2.5266 | 0.91832 | 0.086829 | 4 | 48517.3688 | 106589.6421 | 989.0922 | 2172.974 | 157.7344 | 0 | 197.4766 | 443817.703 | 23595.4911 | 310196.302 | 152836.2044 | 0 | 92621.1472 | 0 | 398996.0706 | 1038105.9304 | 708528.6284 | 3168697.4771 | 961560.8286 | 12720605.2746 | 12720605.2746 | 1478867.319 | 5969963.1797 | 0 | 16850863.5804 | 37020299.3537 | 421.6965 | 0.34732 | 48517.3688 | 106589.6421 | 989.0922 | 2172.974
1 | 3800 | 707 | 0.045 | 15 | 15 | 7 | 5.6234e-13 | 5spot_SharedNeighbor | Water | Porous | Wet | R245fa | MinimizeLCOE_Brownfield | IgnoreSilica | 2019 | 3.3045 | 1.2766 | 0.12805 | 4 | 34631.6768 | 74010.4828 | 706.0136 | 1508.8038 | 162.9228 | 0 | 262.8357 | 570227.5514 | 31691.4096 | 402341.4443 | 199281.9853 | 0 | 105952.255 | 0 | 510702.9118 | 1328744.2169 | 906895.231 | 4055837.0053 | 961560.8286 | 12720605.2746 | 12720605.2746 | 1478867.319 | 5969963.1797 | 0 | 17738003.1085 | 37907438.8818 | 562.3413 | 0.51219 | 34631.6768 | 74010.4828 | 706.0136 | 1508.8038
1 | 3800 | 707 | 0.045 | 15 | 15 | 7 | 7.4989e-13 | 5spot_SharedNeighbor | Water | Porous | Wet | R245fa | MinimizeLCOE_Brownfield | IgnoreSilica | 2019 | 4.3406 | 1.7581 | 0.1842 | 4 | 25582.5317 | 52957.4248 | 521.5345 | 1079.6087 | 167.1114 | 0 | 38.1833 | 725036.359 | 41821.2864 | 518295.0112 | 260726.6235 | 0 | 122270.5351 | 0 | 650578.4279 | 1692671.6175 | 1155283.1599 | 5166683.0205 | 961560.8286 | 12720605.2746 | 12720605.2746 | 1478867.319 | 5969963.1797 | 0 | 18848849.1237 | 39018284.8971 | 749.8942 | 0.73679 | 25582.5317 | 52957.4248 | 521.5345 | 1079.6087
1 | 3800 | 707 | 0.045 | 15 | 15 | 7 | 1e-12 | 5spot_SharedNeighbor | Water | Porous | Wet | R245fa | MinimizeLCOE_Brownfield | IgnoreSilica | 2019 | 5.722 | 2.4059 | 0.26083 | 4 | 19415.2113 | 38747.3126 | 395.8053 | 789.9164 | 170.4233 | 0 | 49.3764 | 915855.4912 | 54596.6438 | 664567.2669 | 345150.7611 | 0 | 142348.7483 | 0 | 827782.3754 | 2153719.9392 | 1469958.1131 | 6573979.3389 | 961560.8286 | 12720605.2746 | 12720605.2746 | 1478867.319 | 5969963.1797 | 0 | 20256145.4422 | 40425581.2155 | 1000 | 1.0433 | 19415.2113 | 38747.3126 | 395.8053 | 789.9164
1 | 3800 | 707 | 0.045 | 15 | 15 | 7 | 1.3335e-12 | 5spot_SharedNeighbor | Water | Porous | Wet | R245fa | MinimizeLCOE_Brownfield | IgnoreSilica | 2019 | 7.5468 | 3.2627 | 0.3625 | 4 | 15173.3219 | 29083.1138 | 309.3287 | 592.8986 | 172.8747 | 0 | 44.4779 | 1145876.0881 | 70054.4506 | 846453.1973 | 457081.7612 | 0 | 166594.6805 | 0 | 1047563.4693 | 2725545.2623 | 1860240.6459 | 8319409.5551 | 961560.8286 | 12720605.2746 | 12720605.2746 | 1478867.319 | 5969963.1797 | 0 | 22001575.6584 | 42171011.4317 | 1333.5214 | 1.45 | 15173.3219 | 29083.1138 | 309.3287 | 592.8986
1 | 3800 | 707 | 0.045 | 15 | 15 | 7 | 1.7783e-12 | 5spot_SharedNeighbor | Water | Porous | Wet | R245fa | MinimizeLCOE_Brownfield | IgnoreSilica | 2019 | 9.9757 | 4.4177 | 0.50149 | 4 | 12072.0192 | 22126.7807 | 246.1044 | 451.0844 | 175.0447 | 0 | 44.6485 | 1431256.3467 | 89587.9208 | 1076951.0794 | 607406.133 | 0 | 195813.2947 | 0 | 1326395.7621 | 3451009.6919 | 2355385.0259 | 10533805.2546 | 961560.8286 | 12720605.2746 | 12720605.2746 | 1478867.319 | 5969963.1797 | 0 | 24215971.3579 | 44385407.1312 | 1778.2794 | 2.006 | 12072.0192 | 22126.7807 | 246.1044 | 451.0844
1 | 3800 | 707 | 0.045 | 15 | 15 | 7 | 2.3714e-12 | 5spot_SharedNeighbor | Water | Porous | Wet | R245fa | MinimizeLCOE_Brownfield | IgnoreSilica | 2019 | 13.2152 | 5.9479 | 0.68521 | 4 | 9840.3671 | 17199.2134 | 200.6092 | 350.6292 | 176.6003 | 0 | 46.3777 | 1776492.2659 | 113089.3594 | 1364669.9207 | 804446.1951 | 0 | 231789.193 | 0 | 1673289.9043 | 4353557.092 | 2971392.1719 | 13288726.1023 | 961560.8286 | 12720605.2746 | 12720605.2746 | 1478867.319 | 5969963.1797 | 0 | 26970892.2055 | 47140327.9789 | 2371.3737 | 2.7408 | 9840.3671 | 17199.2134 | 200.6092 | 350.6292
1 | 3800 | 707 | 0.045 | 15 | 15 | 7 | 3.1623e-12 | 5spot_SharedNeighbor | Water | Porous | Wet | R245fa | MinimizeLCOE_Brownfield | IgnoreSilica | 2019 | 17.5079 | 7.9879 | 0.92973 | 4 | 8182.7659 | 13606.2254 | 166.8168 | 277.3813 | 177.7875 | 0 | 43.8439 | 2197237.3986 | 141450.0919 | 1726384.8066 | 1067070.0736 | 0 | 275526.4372 | 0 | 2108990.8351 | 5487161.5394 | 3745100.5006 | 16748921.683 | 961560.8286 | 12720605.2746 | 12720605.2746 | 1478867.319 | 5969963.1797 | 0 | 30431087.7863 | 50600523.5596 | 3162.2777 | 3.7189 | 8182.7659 | 13606.2254 | 166.8168 | 277.3813
1 | 3800 | 707 | 0.045 | 15 | 15 | 7 | 4.217e-12 | 5spot_SharedNeighbor | Water | Porous | Wet | R245fa | MinimizeLCOE_Brownfield | IgnoreSilica | 2019 | 23.2152 | 10.778 | 1.2565 | 4 | 6935.8611 | 10948.8025 | 141.3969 | 223.2061 | 178.6943 | 0 | 50.9466 | 2714786.0408 | 174335.3339 | 2193986.9627 | 1424090.3098 | 0 | 330520.6631 | 0 | 2666710.531 | 6938233.7841 | 4735487.1241 | 21178150.7493 | 961560.8286 | 12720605.2746 | 12720605.2746 | 1478867.319 | 5969963.1797 | 0 | 34860316.8525 | 55029752.6259 | 4216.965 | 5.0261 | 6935.8611 | 10948.8025 | 141.3969 | 223.2061
1 | 3800 | 707 | 0.045 | 15 | 15 | 7 | 5.6234e-12 | 5spot_SharedNeighbor | Water | Porous | Wet | R245fa | MinimizeLCOE_Brownfield | IgnoreSilica | 2019 | 30.7428 | 14.4482 | 1.6864 | 4 | 5983.7333 | 8973.7851 | 121.9865 | 182.9427 | 179.3809 | 0 | 45.2724 | 3339891.5242 | 213904.038 | 2773745.6442 | 1890304.0264 | 0 | 396622.3959 | 0 | 3359642.3752 | 8741100.3028 | 5965980.5683 | 26681190.8748 | 961560.8286 | 12720605.2746 | 12720605.2746 | 1478867.319 | 5969963.1797 | 0 | 40363356.9781 | 60532792.7514 | 5623.4133 | 6.7455 | 5983.7333 | 8973.7851 | 121.9865 | 182.9427
1 | 3800 | 707 | 0.045 | 15 | 15 | 7 | 7.4989e-12 | 5spot_SharedNeighbor | Water | Porous | Wet | R245fa | MinimizeLCOE_Brownfield | IgnoreSilica | 2019 | 40.6205 | 19.2402 | 2.2492 | 4 | 5243.9843 | 7485.8075 | 106.9057 | 152.6083 | 179.8977 | 0 | 56.3397 | 4092879.9277 | 261744.6069 | 3487841.3342 | 2496904.6649 | 0 | 475817.3339 | 0 | 4217923.2684 | 10974171.1293 | 7490097.2924 | 33497379.5577 | 961560.8286 | 12720605.2746 | 12720605.2746 | 1478867.319 | 5969963.1797 | 0 | 47179545.6609 | 67348981.4343 | 7498.9421 | 8.9969 | 5243.9843 | 7485.8075 | 106.9057 | 152.6083
1 | 3800 | 707 | 0.045 | 15 | 15 | 7 | 1e-11 | 5spot_SharedNeighbor | Water | Porous | Wet | R245fa | MinimizeLCOE_Brownfield | IgnoreSilica | 2019 | 53.4588 | 25.4623 | 2.9785 | 4 | 4666.0823 | 6359.0095 | 95.1244 | 129.637 | 180.2577 | 0 | 58.7514 | 4993463.1923 | 318548.433 | 4364183.5422 | 3283998.2051 | 0 | 570912.4506 | 0 | 5277131.271 | 13730013.0788 | 9371016.0498 | 41909266.2228 | 961560.8286 | 12720605.2746 | 12720605.2746 | 1478867.319 | 5969963.1797 | 0 | 55591432.326 | 75760868.0993 | 10000 | 11.9139 | 4666.0823 | 6359.0095 | 95.1244 | 129.637
1 | 3800 | 707 | 0.045 | 15 | 15 | 7 | 1.3335e-11 | 5spot_SharedNeighbor | Water | Porous | Wet | R245fa | MinimizeLCOE_Brownfield | IgnoreSilica | 2019 | 69.771 | 33.2992 | 3.8952 | 4 | 4217.6597 | 5512.1653 | 85.9827 | 112.3729 | 180.3879 | 0 | 57.5534 | 6042162.714 | 384370.9296 | 5409182.6745 | 4281181.8848 | 0 | 682615.822 | 0 | 6551810.4697 | 17046466.8811 | 11634563.9162 | 52032355.2918 | 961560.8286 | 12720605.2746 | 12720605.2746 | 1478867.319 | 5969963.1797 | 0 | 65714521.3951 | 85883957.1684 | 13335.2143 | 15.5808 | 4217.6597 | 5512.1653 | 85.9827 | 112.3729
1 | 3800 | 707 | 0.045 | 15 | 15 | 7 | 1.7783e-11 | 5spot_SharedNeighbor | Water | Porous | Wet | R245fa | MinimizeLCOE_Brownfield | IgnoreSilica | 2019 | 89.9025 | 42.7357 | 4.994 | 4 | 3877.7262 | 4887.4061 | 79.0527 | 99.6364 | 180.1307 | 0 | 64.0067 | 7215439.8223 | 457720.9562 | 6604161.1575 | 5503267.5417 | 0 | 811706.2174 | 0 | 8030995.3211 | 20895002.4418 | 14261268.5159 | 63779561.974 | 961560.8286 | 12720605.2746 | 12720605.2746 | 1478867.319 | 5969963.1797 | 0 | 77461728.0772 | 97631163.8505 | 17782.7941 | 19.9761 | 3877.7262 | 4887.4061 | 79.0527 | 99.6364
1 | 3800 | 707 | 0.045 | 15 | 15 | 7 | 2.3714e-11 | 5spot_SharedNeighbor | Water | Porous | Wet | R245fa | MinimizeLCOE_Brownfield | IgnoreSilica | 2019 | 113.6025 | 53.3544 | 6.2154 | 4 | 3632.8003 | 4444.0662 | 74.0595 | 90.5983 | 179.3372 | 0 | 71.9509 | 8446792.3621 | 533728.0948 | 7887781.707 | 6918651.8739 | 0 | 956053.4371 | 0 | 9649772.9152 | 25106729.6846 | 17135858.9015 | 76635368.976 | 961560.8286 | 12720605.2746 | 12720605.2746 | 1478867.319 | 5969963.1797 | 0 | 90317535.0792 | 110486970.8526 | 23713.7371 | 24.8617 | 3632.8003 | 4444.0662 | 74.0595 | 90.5983
1 | 3800 | 707 | 0.045 | 15 | 15 | 7 | 3.1623e-11 | 5spot_SharedNeighbor | Water | Porous | Wet | R245fa | MinimizeLCOE_Brownfield | IgnoreSilica | 2019 | 135.6512 | 62.3792 | 7.2943 | 4 | 3460.2947 | 4151.5645 | 70.5428 | 84.6353 | 178.2457 | 0 | 63.0338 | 9449234.4895 | 597237.384 | 8936972.9991 | 8149657.1744 | 0 | 1046745.8921 | 0 | 10990140.6962 | 28594091.7038 | 19516055.1377 | 87280135.4768 | 961560.8286 | 12720605.2746 | 12720605.2746 | 1478867.319 | 5969963.1797 | 0 | 100962301.58 | 121131737.3534 | 31622.7766 | 29.1774 | 3460.2947 | 4151.5645 | 70.5428 | 84.6353
1 | 3800 | 707 | 0.045 | 15 | 15 | 7 | 4.217e-11 | 5spot_SharedNeighbor | Water | Porous | Wet | R245fa | MinimizeLCOE_Brownfield | IgnoreSilica | 2019 | 143.0971 | 65.3441 | 7.8015 | 4 | 3331.3593 | 3977.6893 | 67.9143 | 81.0906 | 177.859 | 0 | 93.4742 | 9765590.8926 | 616556.3501 | 9275499.2461 | 8553817.7045 | 0 | 935825.8425 | 0 | 11367443.1139 | 29575755.1993 | 20186060.6445 | 90276548.9935 | 961560.8286 | 12720605.2746 | 12720605.2746 | 1478867.319 | 5969963.1797 | 0 | 103958715.0967 | 124128150.8701 | 42169.6503 | 31.2061 | 3331.3593 | 3977.6893 | 67.9143 | 81.0906
1 | 3800 | 707 | 0.045 | 15 | 15 | 7 | 5.6234e-11 | 5spot_SharedNeighbor | Water | Porous | Wet | R245fa | MinimizeLCOE_Brownfield | IgnoreSilica | 2019 | 151.4346 | 68.7719 | 8.3114 | 4 | 3232.9652 | 3839.6478 | 65.9084 | 78.2764 | 177.4023 | 0 | 111.614 | 10111605.3612 | 635008.8391 | 9665516.0885 | 9017410.1277 | 0 | 855102.6928 | 0 | 11811010.8126 | 30729827.363 | 20973738.6101 | 93799219.895 | 961560.8286 | 12720605.2746 | 12720605.2746 | 1478867.319 | 5969963.1797 | 0 | 107481385.9982 | 127650821.7716 | 56234.1325 | 33.2455 | 3232.9652 | 3839.6478 | 65.9084 | 78.2764
1 | 3800 | 707 | 0.045 | 15 | 15 | 7 | 7.4989e-11 | 5spot_SharedNeighbor | Water | Porous | Wet | R245fa | MinimizeLCOE_Brownfield | IgnoreSilica | 2019 | 158.377 | 71.5814 | 8.7353 | 4 | 3157.1069 | 3734.3459 | 64.3619 | 76.1297 | 177.0001 | 0 | 130.0057 | 10389399.6891 | 649441.1637 | 9982670.8493 | 9400355.8396 | 0 | 777061.8281 | 0 | 12167582.4542 | 31657553.6315 | 21606930.8512 | 96630996.3068 | 961560.8286 | 12720605.2746 | 12720605.2746 | 1478867.319 | 5969963.1797 | 0 | 110313162.41 | 130482598.1834 | 74989.4209 | 34.9412 | 3157.1069 | 3734.3459 | 64.3619 | 76.1297
1 | 3800 | 707 | 0.045 | 15 | 15 | 7 | 1e-10 | 5spot_SharedNeighbor | Water | Porous | Wet | R245fa | MinimizeLCOE_Brownfield | IgnoreSilica | 2019 | 163.2561 | 73.559 | 9.052 | 4 | 3099.0373 | 3656.0838 | 63.1781 | 74.5342 | 176.7059 | 0 | 128.1107 | 10580055.7433 | 658802.7914 | 10204943.4321 | 9670861.4604 | 0 | 696484.0592 | 0 | 12406347.5197 | 32278771.3544 | 22030924.7118 | 98527191.0723 | 961560.8286 | 12720605.2746 | 12720605.2746 | 1478867.319 | 5969963.1797 | 0 | 112209357.1755 | 132378792.9488 | 100000 | 36.2078 | 3099.0373 | 3656.0838 | 63.1781 | 74.5342
1 | 3800 | 707 | 0.045 | 15 | 15 | 7 | 1.3335e-10 | 5spot_SharedNeighbor | Water | Porous | Wet | R245fa | MinimizeLCOE_Brownfield | IgnoreSilica | 2019 | 167.6166 | 75.3129 | 9.3224 | 4 | 3054.5447 | 3595.429 | 62.271 | 73.2977 | 176.4364 | 0 | 140.8827 | 10746964.7431 | 666839.369 | 10401234.1198 | 9911935.1861 | 0 | 631056.0357 | 0 | 12619631.4869 | 32833692.4866 | 22409669.787 | 100221023.2142 | 961560.8286 | 12720605.2746 | 12720605.2746 | 1478867.319 | 5969963.1797 | 0 | 113903189.3175 | 134072625.0908 | 133352.1432 | 37.2897 | 3054.5447 | 3595.429 | 62.271 | 73.2977
1 | 3800 | 707 | 0.045 | 15 | 15 | 7 | 1.7783e-10 | 5spot_SharedNeighbor | Water | Porous | Wet | R245fa | MinimizeLCOE_Brownfield | IgnoreSilica | 2019 | 170.866 | 76.6112 | 9.5283 | 4 | 3020.5532 | 3549.7491 | 61.5781 | 72.3664 | 176.2312 | 0 | 137.2369 | 10869195.0519 | 672622.6414 | 10546066.0895 | 10091174.0188 | 0 | 572943.9943 | 0 | 12773280.7004 | 33233456.2223 | 22682516.751 | 101441255.4697 | 961560.8286 | 12720605.2746 | 12720605.2746 | 1478867.319 | 5969963.1797 | 0 | 115123421.5729 | 135292857.3463 | 177827.941 | 38.1134 | 3020.5532 | 3549.7491 | 61.5781 | 72.3664
1 | 3800 | 707 | 0.045 | 15 | 15 | 7 | 2.3714e-10 | 5spot_SharedNeighbor | Water | Porous | Wet | R245fa | MinimizeLCOE_Brownfield | IgnoreSilica | 2019 | 173.3144 | 77.5846 | 9.6854 | 4 | 2994.659 | 3515.2719 | 61.0502 | 71.6636 | 176.074 | 0 | 137.3999 | 10960077.554 | 676863.4791 | 10654382.1066 | 10226000.7824 | 0 | 523577.4637 | 0 | 12885951.5405 | 33526602.6362 | 22882595.202 | 102336050.7644 | 961560.8286 | 12720605.2746 | 12720605.2746 | 1478867.319 | 5969963.1797 | 0 | 116018216.8676 | 136187652.641 | 237137.3706 | 38.7417 | 2994.659 | 3515.2719 | 61.0502 | 71.6636
1 | 3800 | 707 | 0.045 | 15 | 15 | 7 | 3.1623e-10 | 5spot_SharedNeighbor | Water | Porous | Wet | R245fa | MinimizeLCOE_Brownfield | IgnoreSilica | 2019 | 175.6332 | 78.4995 | 9.8228 | 4 | 2974.9494 | 3488.2816 | 60.6484 | 71.1133 | 175.9237 | 0 | 150.4559 | 11045051.5597 | 680804.7312 | 10755985.3485 | 10352692.7367 | 0 | 487615.8013 | 0 | 12995638.5692 | 33811985.785 | 23077375.0651 | 103207149.5967 | 961560.8286 | 12720605.2746 | 12720605.2746 | 1478867.319 | 5969963.1797 | 0 | 116889315.7 | 137058751.4733 | 316227.766 | 39.2912 | 2974.9494 | 3488.2816 | 60.6484 | 71.1133
1 | 3800 | 707 | 0.045 | 15 | 15 | 7 | 4.217e-10 | 5spot_SharedNeighbor | Water | Porous | Wet | R245fa | MinimizeLCOE_Brownfield | IgnoreSilica | 2019 | 176.995 | 79.0327 | 9.912 | 4 | 2959.978 | 3468.6904 | 60.3432 | 70.7139 | 175.8341 | 0 | 150.2309 | 11094352.0114 | 683077.296 | 10815106.5598 | 10426478.6685 | 0 | 454210.2513 | 0 | 13054557.6669 | 33965281.1914 | 23182002.3299 | 103675065.9752 | 961560.8286 | 12720605.2746 | 12720605.2746 | 1478867.319 | 5969963.1797 | 0 | 117357232.0784 | 137526667.8518 | 421696.5034 | 39.648 | 2959.978 | 3468.6904 | 60.3432 | 70.7139
1 | 3800 | 707 | 0.045 | 15 | 15 | 7 | 5.6234e-10 | 5spot_SharedNeighbor | Water | Porous | Wet | R245fa | MinimizeLCOE_Brownfield | IgnoreSilica | 2019 | 177.989 | 79.4211 | 9.9783 | 4 | 2948.6422 | 3453.9755 | 60.1121 | 70.414 | 175.7683 | 0 | 153.4259 | 11130133.9504 | 684716.5283 | 10858123.9769 | 10480292.1114 | 0 | 427260.7896 | 0 | 13096405.6691 | 34074161.1088 | 23256315.1107 | 104007409.2452 | 961560.8286 | 12720605.2746 | 12720605.2746 | 1478867.319 | 5969963.1797 | 0 | 117689575.3484 | 137859011.1218 | 562341.3252 | 39.9131 | 2948.6422 | 3453.9755 | 60.1121 | 70.414
1 | 3800 | 707 | 0.045 | 15 | 15 | 7 | 7.4989e-10 | 5spot_SharedNeighbor | Water | Porous | Wet | R245fa | MinimizeLCOE_Brownfield | IgnoreSilica | 2019 | 178.7271 | 79.7089 | 10.028 | 4 | 2940.0734 | 3442.9039 | 59.9374 | 70.1883 | 175.7192 | 0 | 138.0557 | 11156590.7389 | 685923.0619 | 10889989.0628 | 10520222.9103 | 0 | 405956.8514 | 0 | 13126886.2239 | 34153465.26 | 23310441.8235 | 104249475.9327 | 961560.8286 | 12720605.2746 | 12720605.2746 | 1478867.319 | 5969963.1797 | 0 | 117931642.0359 | 138101077.8093 | 749894.2093 | 40.1118 | 2940.0734 | 3442.9039 | 59.9374 | 70.1883
1 | 3800 | 707 | 0.045 | 15 | 15 | 7 | 1e-09 | 5spot_SharedNeighbor | Water | Porous | Wet | R245fa | MinimizeLCOE_Brownfield | IgnoreSilica | 2019 | 179.648 | 80.0682 | 10.0806 | 4 | 2933.1295 | 3433.3321 | 59.7958 | 69.9931 | 175.6584 | 0 | 141.173 | 11189574.9348 | 687428.8505 | 10929724.6977 | 10570068.6806 | 0 | 391517.4913 | 0 | 13169642.7154 | 34264708.8802 | 23386367.8801 | 104589034.1304 | 961560.8286 | 12720605.2746 | 12720605.2746 | 1478867.319 | 5969963.1797 | 0 | 118271200.2337 | 138440636.007 | 1000000 | 40.3225 | 2933.1295 | 3433.3321 | 59.7958 | 69.9931
1 | 3800 | 707 | 0.045 | 15 | 15 | 7 | 1.3335e-09 | 5spot_SharedNeighbor | Water | Porous | Wet | R245fa | MinimizeLCOE_Brownfield | IgnoreSilica | 2019 | 180.0307 | 80.2171 | 10.1073 | 4 | 2928.3244 | 3427.205 | 59.6979 | 69.8682 | 175.6328 | 0 | 136.4903 | 11203206.0691 | 688046.6502 | 10946186.3989 | 10590754.1733 | 0 | 378593.2422 | 0 | 13184646.7482 | 34303746.2958 | 23413011.7184 | 104708191.2961 | 961560.8286 | 12720605.2746 | 12720605.2746 | 1478867.319 | 5969963.1797 | 0 | 118390357.3993 | 138559793.1727 | 1333521.4322 | 40.4294 | 2928.3244 | 3427.205 | 59.6979 | 69.8682
1 | 3800 | 707 | 0.045 | 15 | 15 | 7 | 1.7783e-09 | 5spot_SharedNeighbor | Water | Porous | Wet | R245fa | MinimizeLCOE_Brownfield | IgnoreSilica | 2019 | 180.3083 | 80.325 | 10.1271 | 4 | 2924.7067 | 3422.616 | 59.6241 | 69.7747 | 175.6142 | 0 | 131.5498 | 11213079.4128 | 688493.2323 | 10958119.282 | 10605759.1185 | 0 | 368583.3366 | 0 | 13195273.4091 | 34331394.6876 | 23431882.3139 | 104792584.7928 | 961560.8286 | 12720605.2746 | 12720605.2746 | 1478867.319 | 5969963.1797 | 0 | 118474750.8961 | 138644186.6694 | 1778279.41 | 40.5083 | 2924.7067 | 3422.616 | 59.6241 | 69.7747
1 | 3800 | 707 | 0.045 | 15 | 15 | 7 | 2.3714e-09 | 5spot_SharedNeighbor | Water | Porous | Wet | R245fa | MinimizeLCOE_Brownfield | IgnoreSilica | 2019 | 180.5176 | 80.4064 | 10.1419 | 4 | 2921.9852 | 3419.1655 | 59.5686 | 69.7043 | 175.6002 | 0 | 130.1383 | 11220513.4839 | 688829.0682 | 10967108.5818 | 10617068.0691 | 0 | 360956.7611 | 0 | 13203245.626 | 34352136.7608 | 23446039.205 | 104855897.5559 | 961560.8286 | 12720605.2746 | 12720605.2746 | 1478867.319 | 5969963.1797 | 0 | 118538063.6591 | 138707499.4325 | 2371373.7057 | 40.5676 | 2921.9852 | 3419.1655 | 59.5686 | 69.7043
1 | 3800 | 707 | 0.045 | 15 | 15 | 7 | 3.1623e-09 | 5spot_SharedNeighbor | Water | Porous | Wet | R245fa | MinimizeLCOE_Brownfield | IgnoreSilica | 2019 | 180.6614 | 80.4622 | 10.1526 | 4 | 2919.9393 | 3416.5986 | 59.5269 | 69.652 | 175.5905 | 0 | 133.4723 | 11225611.4404 | 689058.9618 | 10973276.808 | 10624831.4139 | 0 | 355022.8277 | 0 | 13208442.5662 | 34365658.1331 | 23455267.8195 | 104897169.9706 | 961560.8286 | 12720605.2746 | 12720605.2746 | 1478867.319 | 5969963.1797 | 0 | 118579336.0738 | 138748771.8472 | 3162277.6602 | 40.6102 | 2919.9393 | 3416.5986 | 59.5269 | 69.652
1 | 3800 | 707 | 0.045 | 15 | 15 | 7 | 4.217e-09 | 5spot_SharedNeighbor | Water | Porous | Wet | R245fa | MinimizeLCOE_Brownfield | IgnoreSilica | 2019 | 180.7734 | 80.5057 | 10.1607 | 4 | 2918.4022 | 3414.6631 | 59.4956 | 69.6125 | 175.583 | 0 | 133.1775 | 11229584.6966 | 689238.0832 | 10978085.0074 | 10630884.3112 | 0 | 350572.6646 | 0 | 13212562.2576 | 34376376.7251 | 23462583.4788 | 104929887.2245 | 961560.8286 | 12720605.2746 | 12720605.2746 | 1478867.319 | 5969963.1797 | 0 | 118612053.3277 | 138781489.101 | 4216965.0343 | 40.6428 | 2918.4022 | 3414.6631 | 59.4956 | 69.6125
1 | 3800 | 707 | 0.045 | 15 | 15 | 7 | 5.6234e-09 | 5spot_SharedNeighbor | Water | Porous | Wet | R245fa | MinimizeLCOE_Brownfield | IgnoreSilica | 2019 | 180.8466 | 80.5341 | 10.1664 | 4 | 2917.2478 | 3413.2306 | 59.472 | 69.5833 | 175.578 | 0 | 130.7672 | 11232175.4336 | 689354.6535 | 10981222.0438 | 10634834.7801 | 0 | 347096.0661 | 0 | 13215026.3611 | 34382787.8168 | 23466959.1806 | 104949456.3356 | 961560.8286 | 12720605.2746 | 12720605.2746 | 1478867.319 | 5969963.1797 | 0 | 118631622.4389 | 138801058.2122 | 5623413.2519 | 40.6656 | 2917.2478 | 3413.2306 | 59.472 | 69.5833
1 | 3800 | 707 | 0.045 | 15 | 15 | 7 | 7.4989e-09 | 5spot_SharedNeighbor | Water | Porous | Wet | R245fa | MinimizeLCOE_Brownfield | IgnoreSilica | 2019 | 180.9197 | 80.5625 | 10.1714 | 4 | 2916.3812 | 3412.1212 | 59.4544 | 69.5607 | 175.5731 | 0 | 127.3846 | 11234769.5301 | 689471.6528 | 10984361.1952 | 10638787.2861 | 0 | 344665.3698 | 0 | 13217901.4633 | 34390268.2431 | 23472064.7252 | 104972289.4657 | 961560.8286 | 12720605.2746 | 12720605.2746 | 1478867.319 | 5969963.1797 | 0 | 118654455.5689 | 138823891.3422 | 7498942.0933 | 40.6855 | 2916.3812 | 3412.1212 | 59.4544 | 69.5607
1 | 3800 | 707 | 0.045 | 15 | 15 | 7 | 1e-08 | 5spot_SharedNeighbor | Water | Porous | Wet | R245fa | MinimizeLCOE_Brownfield | IgnoreSilica | 2019 | 180.9586 | 80.5776 | 10.1745 | 4 | 2915.7308 | 3411.3187 | 59.4411 | 69.5443 | 175.5705 | 0 | 129.5629 | 11236145.4956 | 689533.4818 | 10986028.0664 | 10640887.0648 | 0 | 342667.1421 | 0 | 13219151.8878 | 34393521.5912 | 23474285.2022 | 104982219.9319 | 961560.8286 | 12720605.2746 | 12720605.2746 | 1478867.319 | 5969963.1797 | 0 | 118664386.0352 | 138833821.8085 | 10000000 | 40.698 | 2915.7308 | 3411.3187 | 59.4411 | 69.5443
1 | 3900 | 707 | 0.045 | 15 | 15 | 7 | 1e-13 | 5spot_SharedNeighbor | Water | Porous | Wet | R245fa | MinimizeLCOE_Brownfield | IgnoreSilica | 2019 | 0.72086 | 0.15074 | 0.0057726 | 4 | 649718.2849 | 1549209.4748 | 13245.386 | 31582.7306 | 116.4957 | 0 | 21.3472 | 104712.4665 | 4072.6285 | 75151.0081 | 50990.9763 | 0 | 52874.1436 | 0 | 112242.477 | 292031.9012 | 199317.7732 | 891393.3746 | 961560.8286 | 13149413.2377 | 13149413.2377 | 1478867.319 | 6141486.3649 | 0 | 15002367.4409 | 35772134.3626 | 100 | 0.023091 | 649718.2849 | 1549209.4748 | 13245.386 | 31582.7306
1 | 3900 | 707 | 0.045 | 15 | 15 | 7 | 1.3335e-13 | 5spot_SharedNeighbor | Water | Porous | Wet | R245fa | MinimizeLCOE_Brownfield | IgnoreSilica | 2019 | 0.92292 | 0.22789 | 0.012854 | 4 | 297197.979 | 701142.7765 | 6058.7828 | 14293.7439 | 127.8223 | 0 | 28.4342 | 147824.2491 | 6240.9552 | 103778.7419 | 61538.4447 | 0 | 58421.8062 | 0 | 147343.6369 | 383357.9188 | 261649.6568 | 1170155.4095 | 961560.8286 | 13149413.2377 | 13149413.2377 | 1478867.319 | 6141486.3649 | 0 | 15281129.4759 | 36050896.3975 | 133.3521 | 0.051417 | 297197.979 | 701142.7765 | 6058.7828 | 14293.7439
1 | 3900 | 707 | 0.045 | 15 | 15 | 7 | 1.7783e-13 | 5spot_SharedNeighbor | Water | Porous | Wet | R245fa | MinimizeLCOE_Brownfield | IgnoreSilica | 2019 | 1.1813 | 0.33479 | 0.023679 | 4 | 165071.3818 | 384360.0908 | 3365.2034 | 7835.7003 | 137.9389 | 0 | 24.5239 | 202322.73 | 9201.2135 | 140210.9331 | 75688.0638 | 0 | 64509.3477 | 0 | 191853.5923 | 499163.6927 | 340689.477 | 1523639.0501 | 961560.8286 | 13149413.2377 | 13149413.2377 | 1478867.319 | 6141486.3649 | 0 | 15634613.1164 | 36404380.0381 | 177.8279 | 0.094714 | 165071.3818 | 384360.0908 | 3365.2034 | 7835.7003
1 | 3900 | 707 | 0.045 | 15 | 15 | 7 | 2.3714e-13 | 5spot_SharedNeighbor | Water | Porous | Wet | R245fa | MinimizeLCOE_Brownfield | IgnoreSilica | 2019 | 1.5491 | 0.49672 | 0.040865 | 4 | 98686.5474 | 225750.3081 | 2011.8588 | 4602.2254 | 147.5195 | 0 | 29.5931 | 277375.4522 | 13569.5232 | 191022.4333 | 96844.0472 | 0 | 73466.5469 | 0 | 254388.4211 | 661866.4896 | 451737.4791 | 2020270.3927 | 961560.8286 | 13149413.2377 | 13149413.2377 | 1478867.319 | 6141486.3649 | 0 | 16131244.459 | 36901011.3807 | 237.1374 | 0.16346 | 98686.5474 | 225750.3081 | 2011.8588 | 4602.2254
1 | 3900 | 707 | 0.045 | 15 | 15 | 7 | 3.1623e-13 | 5spot_SharedNeighbor | Water | Porous | Wet | R245fa | MinimizeLCOE_Brownfield | IgnoreSilica | 2019 | 2.0015 | 0.70507 | 0.064481 | 4 | 64824.5392 | 145351.7592 | 1321.5359 | 2963.1922 | 155.1107 | 0 | 151.8327 | 365314.2285 | 19002.511 | 251521.1476 | 124170.1069 | 0 | 82261.1384 | 0 | 328484.9617 | 854650.4887 | 583316.5198 | 2608721.1026 | 961560.8286 | 13149413.2377 | 13149413.2377 | 1478867.319 | 6141486.3649 | 0 | 16719695.1689 | 37489462.0906 | 316.2278 | 0.25792 | 64824.5392 | 145351.7592 | 1321.5359 | 2963.1922
1 | 3900 | 707 | 0.045 | 15 | 15 | 7 | 4.217e-13 | 5spot_SharedNeighbor | Water | Porous | Wet | R245fa | MinimizeLCOE_Brownfield | IgnoreSilica | 2019 | 2.6044 | 0.99 | 0.097678 | 4 | 44703.4853 | 97862.3188 | 911.341 | 1995.0557 | 161.5394 | 0 | 201.4979 | 474811.5529 | 26064.1206 | 328592.3503 | 160663.8876 | 0 | 93147.5443 | 0 | 422478.9877 | 1099203.6637 | 750229.0868 | 3355191.1939 | 961560.8286 | 13149413.2377 | 13149413.2377 | 1478867.319 | 6141486.3649 | 0 | 17466165.2602 | 38235932.1819 | 421.6965 | 0.39071 | 44703.4853 | 97862.3188 | 911.341 | 1995.0557
1 | 3900 | 707 | 0.045 | 15 | 15 | 7 | 5.6234e-13 | 5spot_SharedNeighbor | Water | Porous | Wet | R245fa | MinimizeLCOE_Brownfield | IgnoreSilica | 2019 | 3.4017 | 1.373 | 0.14329 | 4 | 32102.5706 | 68339.6549 | 654.4543 | 1393.1963 | 166.8077 | 0 | 270.1217 | 609065.127 | 35028.829 | 425376.379 | 209034.9667 | 0 | 106283.2524 | 0 | 540067.5361 | 1405144.9459 | 959040.2984 | 4289041.3345 | 961560.8286 | 13149413.2377 | 13149413.2377 | 1478867.319 | 6141486.3649 | 0 | 18400015.4008 | 39169782.3224 | 562.3413 | 0.57316 | 32102.5706 | 68339.6549 | 654.4543 | 1393.1963
1 | 3900 | 707 | 0.045 | 15 | 15 | 7 | 7.4989e-13 | 5spot_SharedNeighbor | Water | Porous | Wet | R245fa | MinimizeLCOE_Brownfield | IgnoreSilica | 2019 | 4.4721 | 1.8951 | 0.20663 | 4 | 23711.4808 | 48841.1716 | 483.3906 | 995.6933 | 171.0935 | 0 | 40.6271 | 776747.1523 | 46624.9795 | 548795.2166 | 276482.0108 | 0 | 122803.2624 | 0 | 690866.5224 | 1797492.9751 | 1226825.8903 | 5486638.0094 | 961560.8286 | 13149413.2377 | 13149413.2377 | 1478867.319 | 6141486.3649 | 0 | 19597612.0757 | 40367378.9973 | 749.8942 | 0.8265 | 23711.4808 | 48841.1716 | 483.3906 | 995.6933
1 | 3900 | 707 | 0.045 | 15 | 15 | 7 | 1e-12 | 5spot_SharedNeighbor | Water | Porous | Wet | R245fa | MinimizeLCOE_Brownfield | IgnoreSilica | 2019 | 5.8754 | 2.584 | 0.29132 | 4 | 18088.1431 | 35912.2128 | 368.7513 | 732.119 | 174.4284 | 0 | 34.9806 | 979021.5488 | 60921.4098 | 701589.5973 | 365464.5022 | 0 | 142256.3962 | 0 | 877208.8472 | 2282317.4802 | 1557728.5771 | 6966508.3589 | 961560.8286 | 13149413.2377 | 13149413.2377 | 1478867.319 | 6141486.3649 | 0 | 21077482.4252 | 41847249.3468 | 1000 | 1.1653 | 18088.1431 | 35912.2128 | 368.7513 | 732.119
1 | 3900 | 707 | 0.045 | 15 | 15 | 7 | 1.3335e-12 | 5spot_SharedNeighbor | Water | Porous | Wet | R245fa | MinimizeLCOE_Brownfield | IgnoreSilica | 2019 | 7.7442 | 3.4965 | 0.40375 | 4 | 14188.6053 | 27049.0829 | 289.2539 | 551.4321 | 176.9018 | 0 | 41.9575 | 1223648.3188 | 78348.6791 | 891959.9702 | 482255.7956 | 0 | 166217.9717 | 0 | 1108547.9868 | 2884214.4672 | 1968535.6386 | 8803728.828 | 961560.8286 | 13149413.2377 | 13149413.2377 | 1478867.319 | 6141486.3649 | 0 | 22914702.8943 | 43684469.816 | 1333.5214 | 1.615 | 14188.6053 | 27049.0829 | 289.2539 | 551.4321
1 | 3900 | 707 | 0.045 | 15 | 15 | 7 | 1.7783e-12 | 5spot_SharedNeighbor | Water | Porous | Wet | R245fa | MinimizeLCOE_Brownfield | IgnoreSilica | 2019 | 10.2332 | 4.7926 | 0.55887 | 4 | 11326.2601 | 20617.1759 | 230.9011 | 420.309 | 179.151 | 0 | 42.859 | 1531830.8996 | 98739.3408 | 1147318.9661 | 644520.3284 | 0 | 196534.8817 | 0 | 1411388.3225 | 3672142.8996 | 2506312.9839 | 11208788.6226 | 961560.8286 | 13149413.2377 | 13149413.2377 | 1478867.319 | 6141486.3649 | 0 | 25319762.6889 | 46089529.6106 | 1778.2794 | 2.2355 | 11326.2601 | 20617.1759 | 230.9011 | 420.309
1 | 3900 | 707 | 0.045 | 15 | 15 | 7 | 2.3714e-12 | 5spot_SharedNeighbor | Water | Porous | Wet | R245fa | MinimizeLCOE_Brownfield | IgnoreSilica | 2019 | 13.5442 | 6.4993 | 0.76113 | 4 | 9285.4543 | 16107.4552 | 189.2965 | 328.3723 | 180.7377 | 0 | 46.3791 | 1899788.9631 | 122477.0473 | 1463791.6842 | 851784.4315 | 0 | 233576.7176 | 0 | 1782853.3491 | 4638618.7008 | 3165952.5774 | 14158843.471 | 961560.8286 | 13149413.2377 | 13149413.2377 | 1478867.319 | 6141486.3649 | 0 | 28269817.5373 | 49039584.4589 | 2371.3737 | 3.0445 | 9285.4543 | 16107.4552 | 189.2965 | 328.3723
1 | 3900 | 707 | 0.045 | 15 | 15 | 7 | 3.1623e-12 | 5spot_SharedNeighbor | Water | Porous | Wet | R245fa | MinimizeLCOE_Brownfield | IgnoreSilica | 2019 | 17.9365 | 8.7678 | 1.0293 | 4 | 7762.1809 | 12806.8152 | 158.2426 | 261.0843 | 181.9517 | 0 | 33.1041 | 2346860.1716 | 151032.1006 | 1859927.0465 | 1125975.917 | 0 | 278559.7581 | 0 | 2247318.4476 | 5847061.6123 | 3990739.6955 | 17847474.7493 | 961560.8286 | 13149413.2377 | 13149413.2377 | 1478867.319 | 6141486.3649 | 0 | 31958448.8156 | 52728215.7372 | 3162.2777 | 4.1172 | 7762.1809 | 12806.8152 | 158.2426 | 261.0843
1 | 3900 | 707 | 0.045 | 15 | 15 | 7 | 4.217e-12 | 5spot_SharedNeighbor | Water | Porous | Wet | R245fa | MinimizeLCOE_Brownfield | IgnoreSilica | 2019 | 23.7559 | 11.7741 | 1.3847 | 4 | 6603.6285 | 10353.4706 | 134.6239 | 211.0695 | 182.8768 | 0 | 38.4282 | 2890685.9402 | 185650.4986 | 2354651.3116 | 1489242.6895 | 0 | 333115.6904 | 0 | 2828804.9908 | 7359970.3185 | 5023330.9746 | 22465452.4143 | 961560.8286 | 13149413.2377 | 13149413.2377 | 1478867.319 | 6141486.3649 | 0 | 36576426.4806 | 57346193.4023 | 4216.965 | 5.5388 | 6603.6285 | 10353.4706 | 134.6239 | 211.0695
1 | 3900 | 707 | 0.045 | 15 | 15 | 7 | 5.6234e-12 | 5spot_SharedNeighbor | Water | Porous | Wet | R245fa | MinimizeLCOE_Brownfield | IgnoreSilica | 2019 | 31.4636 | 15.7558 | 1.8552 | 4 | 5709.1191 | 8508.0048 | 116.3881 | 173.4472 | 183.581 | 0 | 51.957 | 3552723.4081 | 227643.039 | 2972597.0175 | 1969968.4587 | 0 | 399615.2111 | 0 | 3557793.3824 | 9256648.5773 | 6317852.8591 | 28254841.9532 | 961560.8286 | 13149413.2377 | 13149413.2377 | 1478867.319 | 6141486.3649 | 0 | 42365816.0195 | 63135582.9411 | 5623.4133 | 7.4207 | 5709.1191 | 8508.0048 | 116.3881 | 173.4472
1 | 3900 | 707 | 0.045 | 15 | 15 | 7 | 7.4989e-12 | 5spot_SharedNeighbor | Water | Porous | Wet | R245fa | MinimizeLCOE_Brownfield | IgnoreSilica | 2019 | 41.5562 | 20.9695 | 2.4713 | 4 | 5013.2526 | 7114.38 | 102.2019 | 145.0363 | 184.1092 | 0 | 55.6037 | 4350798.3635 | 278072.8471 | 3736415.2286 | 2599466.124 | 0 | 479360.6816 | 0 | 4463204.1655 | 11612341.7096 | 7925661.8265 | 35445320.9465 | 961560.8286 | 13149413.2377 | 13149413.2377 | 1478867.319 | 6141486.3649 | 0 | 49556295.0128 | 70326061.9344 | 7498.9421 | 9.8851 | 5013.2526 | 7114.38 | 102.2019 | 145.0363
1 | 3900 | 707 | 0.045 | 15 | 15 | 7 | 1e-11 | 5spot_SharedNeighbor | Water | Porous | Wet | R245fa | MinimizeLCOE_Brownfield | IgnoreSilica | 2019 | 54.6379 | 27.714 | 3.2678 | 4 | 4468.2631 | 6057.2552 | 91.0916 | 123.4853 | 184.4703 | 0 | 46.7955 | 5303171.8217 | 338015.3257 | 4670292.2411 | 3414947.3837 | 0 | 574577.1023 | 0 | 5577391.5111 | 14511228.6315 | 9904211.7169 | 44293835.7341 | 961560.8286 | 13149413.2377 | 13149413.2377 | 1478867.319 | 6141486.3649 | 0 | 58404809.8004 | 79174576.722 | 10000 | 13.071 | 4468.2631 | 6057.2552 | 91.0916 | 123.4853
1 | 3900 | 707 | 0.045 | 15 | 15 | 7 | 1.3335e-11 | 5spot_SharedNeighbor | Water | Porous | Wet | R245fa | MinimizeLCOE_Brownfield | IgnoreSilica | 2019 | 71.2468 | 36.1951 | 4.2676 | 4 | 4044.5293 | 5261.2456 | 82.4532 | 107.2576 | 184.5794 | 0 | 57.976 | 6411232.6629 | 407475.4366 | 5782346.3998 | 4447609.8459 | 0 | 686576.281 | 0 | 6916743.8442 | 17995948.6635 | 12282604.7426 | 54930537.8766 | 961560.8286 | 13149413.2377 | 13149413.2377 | 1478867.319 | 6141486.3649 | 0 | 69041511.9429 | 89811278.8645 | 13335.2143 | 17.0703 | 4044.5293 | 5261.2456 | 82.4532 | 107.2576
1 | 3900 | 707 | 0.045 | 15 | 15 | 7 | 1.7783e-11 | 5spot_SharedNeighbor | Water | Porous | Wet | R245fa | MinimizeLCOE_Brownfield | IgnoreSilica | 2019 | 91.6365 | 46.3443 | 5.4592 | 4 | 3723.5649 | 4674.6951 | 75.9099 | 95.3 | 184.2654 | 0 | 49.5324 | 7644004.5952 | 484444.5629 | 7046629.2477 | 5706549.1251 | 0 | 815100.7509 | 0 | 8461724.0299 | 22015670.1876 | 15026147.2798 | 67200269.7792 | 961560.8286 | 13149413.2377 | 13149413.2377 | 1478867.319 | 6141486.3649 | 0 | 81311243.8455 | 102081010.7671 | 17782.7941 | 21.8369 | 3723.5649 | 4674.6951 | 75.9099 | 95.3
1 | 3900 | 707 | 0.045 | 15 | 15 | 7 | 2.3714e-11 | 5spot_SharedNeighbor | Water | Porous | Wet | R245fa | MinimizeLCOE_Brownfield | IgnoreSilica | 2019 | 115.5394 | 57.6856 | 6.7801 | 4 | 3491.4455 | 4257.2795 | 71.1778 | 86.7904 | 183.3765 | 0 | 62.7989 | 8933798.3762 | 564669.5169 | 8395351.0173 | 7164062.5145 | 0 | 958268.186 | 0 | 10146298.3483 | 26398587.0103 | 18017578.0712 | 80578613.0407 | 961560.8286 | 13149413.2377 | 13149413.2377 | 1478867.319 | 6141486.3649 | 0 | 94689587.107 | 115459354.0287 | 23713.7371 | 27.1205 | 3491.4455 | 4257.2795 | 71.1778 | 86.7904
1 | 3900 | 707 | 0.045 | 15 | 15 | 7 | 3.1623e-11 | 5spot_SharedNeighbor | Water | Porous | Wet | R245fa | MinimizeLCOE_Brownfield | IgnoreSilica | 2019 | 139.2929 | 68.2383 | 8.0211 | 4 | 3332.7341 | 3980.0788 | 67.9423 | 81.1393 | 182.0967 | 0 | 59.4198 | 10070386.2959 | 635135.7327 | 9603003.5954 | 8586569.3063 | 0 | 1072849.7592 | 0 | 11687498.4289 | 30408473.4764 | 20754407.9793 | 92818324.5742 | 961560.8286 | 13149413.2377 | 13149413.2377 | 1478867.319 | 6141486.3649 | 0 | 106929298.6405 | 127699065.5621 | 31622.7766 | 32.0846 | 3332.7341 | 3980.0788 | 67.9423 | 81.1393
1 | 3900 | 707 | 0.045 | 15 | 15 | 7 | 4.217e-11 | 5spot_SharedNeighbor | Water | Porous | Wet | R245fa | MinimizeLCOE_Brownfield | IgnoreSilica | 2019 | 149.8964 | 72.7711 | 8.6965 | 4 | 3212.9336 | 3810.0085 | 65.5 | 77.6722 | 181.4978 | 0 | 94.1127 | 10543066.4244 | 664382.808 | 10110020.8301 | 9214700.2085 | 0 | 996950.8611 | 0 | 12296357.2415 | 31992599.2127 | 21835606.3448 | 97653683.931 | 961560.8286 | 13149413.2377 | 13149413.2377 | 1478867.319 | 6141486.3649 | 0 | 111764657.9973 | 132534424.9189 | 42169.6503 | 34.7859 | 3212.9336 | 3810.0085 | 65.5 | 77.6722
1 | 3900 | 707 | 0.045 | 15 | 15 | 7 | 5.6234e-11 | 5spot_SharedNeighbor | Water | Porous | Wet | R245fa | MinimizeLCOE_Brownfield | IgnoreSilica | 2019 | 158.8381 | 76.4842 | 9.2677 | 4 | 3120.2176 | 3680.4914 | 63.6099 | 75.0318 | 180.9615 | 0 | 117.5645 | 10924079.1506 | 687934.3844 | 10520634.0529 | 9740873.9101 | 0 | 916118.1922 | 0 | 12787959.4792 | 33271647.3936 | 22708583.0101 | 101557829.573 | 961560.8286 | 13149413.2377 | 13149413.2377 | 1478867.319 | 6141486.3649 | 0 | 115668803.6393 | 136438570.561 | 56234.1325 | 37.0707 | 3120.2176 | 3680.4914 | 63.6099 | 75.0318
1 | 3900 | 707 | 0.045 | 15 | 15 | 7 | 7.4989e-11 | 5spot_SharedNeighbor | Water | Porous | Wet | R245fa | MinimizeLCOE_Brownfield | IgnoreSilica | 2019 | 165.948 | 79.3586 | 9.7277 | 4 | 3048.8168 | 3582.5933 | 62.1543 | 73.036 | 180.5159 | 0 | 138.9042 | 11215466.1822 | 705932.1219 | 10835778.4512 | 10155263.0535 | 0 | 834063.1517 | 0 | 13161136.1546 | 34242576.554 | 23371262.1127 | 104521477.7818 | 961560.8286 | 13149413.2377 | 13149413.2377 | 1478867.319 | 6141486.3649 | 0 | 118632451.8481 | 139402218.7698 | 74989.4209 | 38.911 | 3048.8168 | 3582.5933 | 62.1543 | 73.036
1 | 3900 | 707 | 0.045 | 15 | 15 | 7 | 1e-10 | 5spot_SharedNeighbor | Water | Porous | Wet | R245fa | MinimizeLCOE_Brownfield | IgnoreSilica | 2019 | 171.3996 | 81.5159 | 10.0872 | 4 | 2994.139 | 3508.8938 | 61.0396 | 71.5335 | 180.1622 | 0 | 144.0948 | 11432195.64 | 719310.992 | 11070792.0097 | 10471629.6425 | 0 | 755661.169 | 0 | 13435339.8868 | 34955998.4182 | 23858187.1944 | 106699114.9525 | 961560.8286 | 13149413.2377 | 13149413.2377 | 1478867.319 | 6141486.3649 | 0 | 120810089.0188 | 141579855.9405 | 100000 | 40.3489 | 2994.139 | 3508.8938 | 61.0396 | 71.5335
1 | 3900 | 707 | 0.045 | 15 | 15 | 7 | 1.3335e-10 | 5spot_SharedNeighbor | Water | Porous | Wet | R245fa | MinimizeLCOE_Brownfield | IgnoreSilica | 2019 | 175.1781 | 82.9908 | 10.3499 | 4 | 2952.4229 | 3454.1118 | 60.1891 | 70.4167 | 179.911 | 0 | 139.3996 | 11578744.2483 | 728228.7304 | 11230866.1017 | 10689059.9607 | 0 | 680943.5389 | 0 | 13614058.6062 | 35420987.8659 | 24175552.047 | 108118441.0991 | 961560.8286 | 13149413.2377 | 13149413.2377 | 1478867.319 | 6141486.3649 | 0 | 122229415.1654 | 142999182.087 | 133352.1432 | 41.3997 | 2952.4229 | 3454.1118 | 60.1891 | 70.4167
1 | 3900 | 707 | 0.045 | 15 | 15 | 7 | 1.7783e-10 | 5spot_SharedNeighbor | Water | Porous | Wet | R245fa | MinimizeLCOE_Brownfield | IgnoreSilica | 2019 | 178.4519 | 84.2605 | 10.5673 | 4 | 2920.7027 | 3412.072 | 59.5425 | 69.5597 | 179.6903 | 0 | 142.1644 | 11703167.2993 | 735589.1061 | 11368413.1051 | 10875141.4332 | 0 | 621439.1941 | 0 | 13768462.5538 | 35822715.2649 | 24449739.2515 | 109344667.2081 | 961560.8286 | 13149413.2377 | 13149413.2377 | 1478867.319 | 6141486.3649 | 0 | 123455641.2744 | 144225408.196 | 177827.941 | 42.2692 | 2920.7027 | 3412.072 | 59.5425 | 69.5597
1 | 3900 | 707 | 0.045 | 15 | 15 | 7 | 2.3714e-10 | 5spot_SharedNeighbor | Water | Porous | Wet | R245fa | MinimizeLCOE_Brownfield | IgnoreSilica | 2019 | 181.8017 | 85.5545 | 10.7688 | 4 | 2896.492 | 3378.6673 | 59.0489 | 68.8787 | 179.4683 | 0 | 149.8305 | 11829400.0133 | 743050.6412 | 11508166.147 | 11065477.4149 | 0 | 580985.8977 | 0 | 13933561.2445 | 36252268.1917 | 24742917.9505 | 110655827.5007 | 961560.8286 | 13149413.2377 | 13149413.2377 | 1478867.319 | 6141486.3649 | 0 | 124766801.567 | 145536568.4886 | 237137.3706 | 43.0751 | 2896.492 | 3378.6673 | 59.0489 | 68.8787
1 | 3900 | 707 | 0.045 | 15 | 15 | 7 | 3.1623e-10 | 5spot_SharedNeighbor | Water | Porous | Wet | R245fa | MinimizeLCOE_Brownfield | IgnoreSilica | 2019 | 182.187 | 85.7004 | 10.8361 | 4 | 2878.1842 | 3357.365 | 58.6757 | 68.4444 | 179.441 | 0 | 156.0861 | 11843576.9775 | 743884.7053 | 11523899.3133 | 11087244.0076 | 0 | 524004.1 | 0 | 13931817.5505 | 36247731.4576 | 24739821.5362 | 110641979.6481 | 961560.8286 | 13149413.2377 | 13149413.2377 | 1478867.319 | 6141486.3649 | 0 | 124752953.7144 | 145522720.636 | 316227.766 | 43.3443 | 2878.1842 | 3357.365 | 58.6757 | 68.4444
1 | 3900 | 707 | 0.045 | 15 | 15 | 7 | 4.217e-10 | 5spot_SharedNeighbor | Water | Porous | Wet | R245fa | MinimizeLCOE_Brownfield | IgnoreSilica | 2019 | 183.8887 | 86.3147 | 10.9395 | 4 | 2864.6546 | 3339.3067 | 58.3999 | 68.0763 | 179.2988 | 0 | 179.6343 | 11902971.5443 | 747337.4691 | 11590127.6035 | 11182046.2635 | 0 | 493280.0614 | 0 | 14007147.5473 | 36443724.657 | 24873590.9221 | 111240226.0682 | 961560.8286 | 13149413.2377 | 13149413.2377 | 1478867.319 | 6141486.3649 | 0 | 125351200.1345 | 146120967.0561 | 421696.5034 | 43.7579 | 2864.6546 | 3339.3067 | 58.3999 | 68.0763
1 | 3900 | 707 | 0.045 | 15 | 15 | 7 | 5.6234e-10 | 5spot_SharedNeighbor | Water | Porous | Wet | R245fa | MinimizeLCOE_Brownfield | IgnoreSilica | 2019 | 192.2692 | 89.3123 | 11.2869 | 4 | 2854.0175 | 3314.0596 | 58.183 | 67.5616 | 178.7202 | 0 | 163.2647 | 12198778.0967 | 765930.3815 | 11910676.1936 | 11623523.6313 | 0 | 547103.4658 | 0 | 14447944.5899 | 37590588.1419 | 25656348.8162 | 114740893.3169 | 961560.8286 | 13149413.2377 | 13149413.2377 | 1478867.319 | 6141486.3649 | 0 | 128851867.3832 | 149621634.3049 | 562341.3252 | 45.1475 | 2854.0175 | 3314.0596 | 58.183 | 67.5616
1 | 3900 | 707 | 0.045 | 15 | 15 | 7 | 7.4989e-10 | 5spot_SharedNeighbor | Water | Porous | Wet | R245fa | MinimizeLCOE_Brownfield | IgnoreSilica | 2019 | 193.0929 | 89.5853 | 11.3407 | 4 | 2845.795 | 3303.6555 | 58.0154 | 67.3495 | 178.6624 | 0 | 160.197 | 12226332.0951 | 767798.146 | 11939622.133 | 11663128.4414 | 0 | 526925.1968 | 0 | 14478284.3448 | 37669525.9606 | 25710225.4995 | 114981841.8172 | 961560.8286 | 13149413.2377 | 13149413.2377 | 1478867.319 | 6141486.3649 | 0 | 129092815.8835 | 149862582.8051 | 749894.2093 | 45.3627 | 2845.795 | 3303.6555 | 58.0154 | 67.3495
1 | 3900 | 707 | 0.045 | 15 | 15 | 7 | 1e-09 | 5spot_SharedNeighbor | Water | Porous | Wet | R245fa | MinimizeLCOE_Brownfield | IgnoreSilica | 2019 | 193.6971 | 89.7847 | 11.3806 | 4 | 2839.6013 | 3295.8542 | 57.8891 | 67.1904 | 178.6198 | 0 | 172.0783 | 12246454.0709 | 769163.4268 | 11960756.0806 | 11692107.035 | 0 | 511150.7283 | 0 | 14500056.2232 | 37726171.9223 | 25748887.5323 | 115154747.0194 | 961560.8286 | 13149413.2377 | 13149413.2377 | 1478867.319 | 6141486.3649 | 0 | 129265721.0857 | 150035488.0073 | 1000000 | 45.5225 | 2839.6013 | 3295.8542 | 57.8891 | 67.1904
1 | 3900 | 707 | 0.045 | 15 | 15 | 7 | 1.3335e-09 | 5spot_SharedNeighbor | Water | Porous | Wet | R245fa | MinimizeLCOE_Brownfield | IgnoreSilica | 2019 | 194.1381 | 89.9297 | 11.4102 | 4 | 2834.9404 | 3290.0097 | 57.7941 | 67.0713 | 178.5888 | 0 | 173.5101 | 12261092.8073 | 770157.3901 | 11976128.4022 | 11713219.4682 | 0 | 498893.923 | 0 | 14515601.8764 | 37766618.523 | 25776493.1684 | 115278205.5586 | 961560.8286 | 13149413.2377 | 13149413.2377 | 1478867.319 | 6141486.3649 | 0 | 129389179.6249 | 150158946.5465 | 1333521.4322 | 45.6409 | 2834.9404 | 3290.0097 | 57.7941 | 67.0713
1 | 3900 | 707 | 0.045 | 15 | 15 | 7 | 1.7783e-09 | 5spot_SharedNeighbor | Water | Porous | Wet | R245fa | MinimizeLCOE_Brownfield | IgnoreSilica | 2019 | 194.4741 | 90.0401 | 11.4326 | 4 | 2831.4355 | 3285.6125 | 57.7226 | 66.9817 | 178.565 | 0 | 157.9909 | 12272221.2095 | 770913.3478 | 11987813.4358 | 11729285.3834 | 0 | 489589.7812 | 0 | 14527431.0315 | 37797395.5581 | 25797499.1272 | 115372148.8744 | 961560.8286 | 13149413.2377 | 13149413.2377 | 1478867.319 | 6141486.3649 | 0 | 129483122.9407 | 150252889.8624 | 1778279.41 | 45.7306 | 2831.4355 | 3285.6125 | 57.7226 | 66.9817
1 | 3900 | 707 | 0.045 | 15 | 15 | 7 | 2.3714e-09 | 5spot_SharedNeighbor | Water | Porous | Wet | R245fa | MinimizeLCOE_Brownfield | IgnoreSilica | 2019 | 193.405 | 89.6853 | 11.4036 | 4 | 2828.4059 | 3283.7387 | 57.6609 | 66.9435 | 178.6388 | 0 | 275.082 | 12236469.0338 | 768492.1756 | 11950224.6175 | 11677829.0533 | 0 | 466069.3738 | 0 | 14468642.8591 | 37644440.7925 | 25693104.3568 | 114905272.2624 | 961560.8286 | 13149413.2377 | 13149413.2377 | 1478867.319 | 6141486.3649 | 0 | 129016246.3287 | 149786013.2503 | 2371373.7057 | 45.6145 | 2828.4059 | 3283.7387 | 57.6609 | 66.9435
1 | 3900 | 707 | 0.045 | 15 | 15 | 7 | 3.1623e-09 | 5spot_SharedNeighbor | Water | Porous | Wet | R245fa | MinimizeLCOE_Brownfield | IgnoreSilica | 2019 | 195.305 | 90.3133 | 11.4773 | 4 | 2826.3886 | 3278.7994 | 57.6198 | 66.8428 | 178.507 | 0 | 153.3626 | 12299759.7208 | 772782.6639 | 12016744.2303 | 11769056.9375 | 0 | 479884.9483 | 0 | 14561909.1153 | 37887100.4598 | 25858724.5659 | 115645962.6418 | 961560.8286 | 13149413.2377 | 13149413.2377 | 1478867.319 | 6141486.3649 | 0 | 129756936.7081 | 150526703.6298 | 3162277.6602 | 45.9091 | 2826.3886 | 3278.7994 | 57.6198 | 66.8428
1 | 3900 | 707 | 0.045 | 15 | 15 | 7 | 4.217e-09 | 5spot_SharedNeighbor | Water | Porous | Wet | R245fa | MinimizeLCOE_Brownfield | IgnoreSilica | 2019 | 195.4339 | 90.3553 | 11.4862 | 4 | 2824.9258 | 3276.9838 | 57.5899 | 66.8057 | 178.4979 | 0 | 172.3492 | 12303995.8812 | 773070.9587 | 12021189.9878 | 11775192.4732 | 0 | 475766.3355 | 0 | 14566194.0981 | 37898249.1061 | 25866333.7461 | 115679992.5866 | 961560.8286 | 13149413.2377 | 13149413.2377 | 1478867.319 | 6141486.3649 | 0 | 129790966.6529 | 150560733.5746 | 4216965.0343 | 45.9449 | 2824.9258 | 3276.9838 | 57.5899 | 66.8057
1 | 3900 | 707 | 0.045 | 15 | 15 | 7 | 5.6234e-09 | 5spot_SharedNeighbor | Water | Porous | Wet | R245fa | MinimizeLCOE_Brownfield | IgnoreSilica | 2019 | 195.5413 | 90.3904 | 11.4933 | 4 | 2823.8277 | 3275.6064 | 57.5675 | 66.7777 | 178.4903 | 0 | 157.3272 | 12307528.0083 | 773311.2736 | 12024897.4745 | 11780308.1682 | 0 | 472780.4543 | 0 | 14569941.8978 | 37908000.1121 | 25872989.008 | 115709756.3969 | 961560.8286 | 13149413.2377 | 13149413.2377 | 1478867.319 | 6141486.3649 | 0 | 129820730.4632 | 150590497.3848 | 5623413.2519 | 45.9733 | 2823.8277 | 3275.6064 | 57.5675 | 66.7777
1 | 3900 | 707 | 0.045 | 15 | 15 | 7 | 7.4989e-09 | 5spot_SharedNeighbor | Water | Porous | Wet | R245fa | MinimizeLCOE_Brownfield | IgnoreSilica | 2019 | 195.5996 | 90.4093 | 11.4979 | 4 | 2823.0037 | 3274.6041 | 57.5507 | 66.7572 | 178.4861 | 0 | 163.6825 | 12309440.1148 | 773441.5069 | 12026903.5839 | 11783080.3111 | 0 | 470281.9756 | 0 | 14571627.5219 | 37912385.7603 | 25875982.303 | 115723143.0774 | 961560.8286 | 13149413.2377 | 13149413.2377 | 1478867.319 | 6141486.3649 | 0 | 129834117.1437 | 150603884.0654 | 7498942.0933 | 45.9915 | 2823.0037 | 3274.6041 | 57.5507 | 66.7572
1 | 3900 | 707 | 0.045 | 15 | 15 | 7 | 1e-08 | 5spot_SharedNeighbor | Water | Porous | Wet | R245fa | MinimizeLCOE_Brownfield | IgnoreSilica | 2019 | 195.6682 | 90.4317 | 11.5022 | 4 | 2822.3855 | 3273.8177 | 57.5381 | 66.7412 | 178.4813 | 0 | 158.6661 | 12311693.2853 | 773594.7884 | 12029268.8421 | 11786344.1456 | 0 | 468680.2368 | 0 | 14574136.7063 | 37918914.1433 | 25880438.0585 | 115743070.2062 | 961560.8286 | 13149413.2377 | 13149413.2377 | 1478867.319 | 6141486.3649 | 0 | 129854044.2726 | 150623811.1942 | 10000000 | 46.0086 | 2822.3855 | 3273.8177 | 57.5381 | 66.7412
1 | 4000 | 707 | 0.045 | 15 | 15 | 7 | 1e-13 | 5spot_SharedNeighbor | Water | Porous | Wet | R245fa | MinimizeLCOE_Brownfield | IgnoreSilica | 2019 | 0.74031 | 0.16124 | 0.006932 | 4 | 558124.8293 | 1329119.9462 | 11378.1296 | 27095.9079 | 119.1796 | 0 | 22.7061 | 111320.6279 | 4413.0167 | 79160.4429 | 52275.8251 | 0 | 53144.9987 | 0 | 117122.8154 | 304729.5405 | 207984.173 | 930151.4403 | 961560.8286 | 13584081.2916 | 13584081.2916 | 1478867.319 | 6315353.5865 | 0 | 15475793.5605 | 36854095.7576 | 100 | 0.027728 | 558124.8293 | 1329119.9462 | 11378.1296 | 27095.9079
1 | 4000 | 707 | 0.045 | 15 | 15 | 7 | 1.3335e-13 | 5spot_SharedNeighbor | Water | Porous | Wet | R245fa | MinimizeLCOE_Brownfield | IgnoreSilica | 2019 | 0.95719 | 0.24783 | 0.015112 | 4 | 261128.0475 | 614783.3403 | 5323.4484 | 12533.1899 | 131.2201 | 0 | 22.4348 | 159265.0911 | 6891.2221 | 110723.3879 | 63934.7127 | 0 | 59356.2489 | 0 | 156066.5585 | 406053.1715 | 277139.6331 | 1239430.0259 | 961560.8286 | 13584081.2916 | 13584081.2916 | 1478867.319 | 6315353.5865 | 0 | 15785072.1462 | 37163374.3433 | 133.3521 | 0.06045 | 261128.0475 | 614783.3403 | 5323.4484 | 12533.1899
1 | 4000 | 707 | 0.045 | 15 | 15 | 7 | 1.7783e-13 | 5spot_SharedNeighbor | Water | Porous | Wet | R245fa | MinimizeLCOE_Brownfield | IgnoreSilica | 2019 | 1.235 | 0.36843 | 0.027695 | 4 | 146043.0915 | 339025.4787 | 2977.286 | 6911.493 | 141.8366 | 0 | 20.0729 | 220016.3094 | 10302.6347 | 150976.2182 | 79736.7685 | 0 | 66143.0569 | 0 | 205598.2452 | 534924.46 | 365096.9356 | 1632794.6285 | 961560.8286 | 13584081.2916 | 13584081.2916 | 1478867.319 | 6315353.5865 | 0 | 16178436.7487 | 37556738.9459 | 177.8279 | 0.11078 | 146043.0915 | 339025.4787 | 2977.286 | 6911.493
1 | 4000 | 707 | 0.045 | 15 | 15 | 7 | 2.3714e-13 | 5spot_SharedNeighbor | Water | Porous | Wet | R245fa | MinimizeLCOE_Brownfield | IgnoreSilica | 2019 | 1.5834 | 0.52861 | 0.04565 | 4 | 91225.346 | 208302.5513 | 1859.7521 | 4246.5293 | 150.7877 | 0 | 23.4732 | 293542.4298 | 14723.2778 | 200345.5494 | 100165.8554 | 0 | 73152.7005 | 0 | 265952.627 | 691954.1811 | 472272.9469 | 2112109.5679 | 961560.8286 | 13584081.2916 | 13584081.2916 | 1478867.319 | 6315353.5865 | 0 | 16657751.6881 | 38036053.8853 | 237.1374 | 0.1826 | 91225.346 | 208302.5513 | 1859.7521 | 4246.5293
1 | 4000 | 707 | 0.045 | 15 | 15 | 7 | 3.1623e-13 | 5spot_SharedNeighbor | Water | Porous | Wet | R245fa | MinimizeLCOE_Brownfield | IgnoreSilica | 2019 | 2.0598 | 0.75799 | 0.072417 | 4 | 59721.8645 | 133524.2317 | 1217.511 | 2722.0721 | 158.7657 | 0 | 161.0004 | 389857.4365 | 20897.2405 | 265872.3862 | 129972.0156 | 0 | 82564.9532 | 0 | 346773.9725 | 902234.7434 | 615793.7515 | 2753966.4996 | 961560.8286 | 13584081.2916 | 13584081.2916 | 1478867.319 | 6315353.5865 | 0 | 17299608.6198 | 38677910.817 | 316.2278 | 0.28967 | 59721.8645 | 133524.2317 | 1217.511 | 2722.0721
1 | 4000 | 707 | 0.045 | 15 | 15 | 7 | 4.217e-13 | 5spot_SharedNeighbor | Water | Porous | Wet | R245fa | MinimizeLCOE_Brownfield | IgnoreSilica | 2019 | 2.6822 | 1.0641 | 0.1092 | 4 | 41411.3357 | 90353.4404 | 844.2261 | 1841.9771 | 165.3415 | 0 | 213.0171 | 506617.3911 | 28724.8136 | 347275.1278 | 167871.6913 | 0 | 93479.3049 | 0 | 446147.6482 | 1160784.6631 | 792259.3843 | 3543160.0241 | 961560.8286 | 13584081.2916 | 13584081.2916 | 1478867.319 | 6315353.5865 | 0 | 18088802.1444 | 39467104.3415 | 421.6965 | 0.43681 | 41411.3357 | 90353.4404 | 844.2261 | 1841.9771
1 | 4000 | 707 | 0.045 | 15 | 15 | 7 | 5.6234e-13 | 5spot_SharedNeighbor | Water | Porous | Wet | R245fa | MinimizeLCOE_Brownfield | IgnoreSilica | 2019 | 3.499 | 1.4758 | 0.16025 | 4 | 29777.7487 | 63128.43 | 607.0597 | 1286.9584 | 170.6888 | 0 | 287.8574 | 650917.1366 | 38915.4478 | 449427.8812 | 220853.0833 | 0 | 106461.5474 | 0 | 571964.2876 | 1488133.7503 | 1015681.8627 | 4542354.9969 | 961560.8286 | 13584081.2916 | 13584081.2916 | 1478867.319 | 6315353.5865 | 0 | 19087997.1172 | 40466299.3143 | 562.3413 | 0.64102 | 29777.7487 | 63128.43 | 607.0597 | 1286.9584
1 | 4000 | 707 | 0.045 | 15 | 15 | 7 | 7.4989e-13 | 5spot_SharedNeighbor | Water | Porous | Wet | R245fa | MinimizeLCOE_Brownfield | IgnoreSilica | 2019 | 4.5842 | 2.0294 | 0.23009 | 4 | 22106.9573 | 45334.862 | 450.6802 | 924.2125 | 175.0107 | 0 | 43.2631 | 828533.3391 | 51943.9006 | 578018.1841 | 292082.6341 | 0 | 122362.524 | 0 | 730446.827 | 1900472.8085 | 1297111.7426 | 5800971.9601 | 961560.8286 | 13584081.2916 | 13584081.2916 | 1478867.319 | 6315353.5865 | 0 | 20346614.0803 | 41724916.2775 | 749.8942 | 0.92037 | 22106.9573 | 45334.862 | 450.6802 | 924.2125
1 | 4000 | 707 | 0.045 | 15 | 15 | 7 | 1e-12 | 5spot_SharedNeighbor | Water | Porous | Wet | R245fa | MinimizeLCOE_Brownfield | IgnoreSilica | 2019 | 6.0191 | 2.7776 | 0.3237 | 4 | 16929.4279 | 33440.5451 | 345.1293 | 681.7307 | 178.4096 | 0 | 39.116 | 1044450.6892 | 67579.98 | 741497.9477 | 385514.8808 | 0 | 141866.2882 | 0 | 928554.8165 | 2415909.1598 | 1648907.6435 | 7374281.4057 | 961560.8286 | 13584081.2916 | 13584081.2916 | 1478867.319 | 6315353.5865 | 0 | 21919923.5259 | 43298225.7231 | 1000 | 1.2948 | 16929.4279 | 33440.5451 | 345.1293 | 681.7307
1 | 4000 | 707 | 0.045 | 15 | 15 | 7 | 1.3335e-12 | 5spot_SharedNeighbor | Water | Porous | Wet | R245fa | MinimizeLCOE_Brownfield | IgnoreSilica | 2019 | 7.9365 | 3.8186 | 0.44729 | 4 | 13364.8485 | 25313.7025 | 272.4605 | 516.0541 | 180.9108 | 0 | 32.2008 | 1306185.412 | 84407.2637 | 956550.6623 | 509471.1667 | 0 | 167383.1759 | 0 | 1179359.0954 | 3068450.4464 | 2094280.48 | 9366087.7022 | 961560.8286 | 13584081.2916 | 13584081.2916 | 1478867.319 | 6315353.5865 | 0 | 23911729.8225 | 45290032.0196 | 1333.5214 | 1.7892 | 13364.8485 | 25313.7025 | 272.4605 | 516.0541
1 | 4000 | 707 | 0.045 | 15 | 15 | 7 | 1.7783e-12 | 5spot_SharedNeighbor | Water | Porous | Wet | R245fa | MinimizeLCOE_Brownfield | IgnoreSilica | 2019 | 10.489 | 5.2272 | 0.61511 | 4 | 10738.2953 | 19427.1184 | 218.9147 | 396.0481 | 183.2495 | 0 | 46.4479 | 1629344.7064 | 105156.2379 | 1229701.3657 | 671953.5807 | 0 | 197969.0569 | 0 | 1495308.7296 | 3890486.5844 | 2655337.0353 | 11875257.2969 | 961560.8286 | 13584081.2916 | 13584081.2916 | 1478867.319 | 6315353.5865 | 0 | 26420899.4172 | 47799201.6143 | 1778.2794 | 2.4604 | 10738.2953 | 19427.1184 | 218.9147 | 396.0481
1 | 4000 | 707 | 0.045 | 15 | 15 | 7 | 2.3714e-12 | 5spot_SharedNeighbor | Water | Porous | Wet | R245fa | MinimizeLCOE_Brownfield | IgnoreSilica | 2019 | 13.8756 | 7.0784 | 0.83541 | 4 | 8835.814 | 15233.342 | 180.13 | 310.5523 | 184.8689 | 0 | 37.7924 | 2017692.6306 | 130016.7872 | 1567221.521 | 886572.5968 | 0 | 235220.1092 | 0 | 1886322.2214 | 4907823.4823 | 3349690.3724 | 14980559.7208 | 961560.8286 | 13584081.2916 | 13584081.2916 | 1478867.319 | 6315353.5865 | 0 | 29526201.841 | 50904504.0382 | 2371.3737 | 3.3417 | 8835.814 | 15233.342 | 180.13 | 310.5523
1 | 4000 | 707 | 0.045 | 15 | 15 | 7 | 3.1623e-12 | 5spot_SharedNeighbor | Water | Porous | Wet | R245fa | MinimizeLCOE_Brownfield | IgnoreSilica | 2019 | 18.358 | 9.5292 | 1.1272 | 4 | 7407.914 | 12149.3048 | 151.0203 | 247.68 | 186.1067 | 0 | 37.4716 | 2489090.7488 | 160097.8106 | 1988056.0747 | 1170472.1911 | 0 | 280147.461 | 0 | 2374267.0717 | 6177355.8913 | 4216172.3278 | 18855659.577 | 961560.8286 | 13584081.2916 | 13584081.2916 | 1478867.319 | 6315353.5865 | 0 | 33401301.6973 | 54779603.8944 | 3162.2777 | 4.5089 | 7407.914 | 12149.3048 | 151.0203 | 247.68
1 | 4000 | 707 | 0.045 | 15 | 15 | 7 | 4.217e-12 | 5spot_SharedNeighbor | Water | Porous | Wet | R245fa | MinimizeLCOE_Brownfield | IgnoreSilica | 2019 | 24.3212 | 12.7898 | 1.5152 | 4 | 6314.6248 | 9841.8554 | 128.7322 | 200.6395 | 187.0544 | 0 | 46.674 | 3064990.4716 | 196721.7089 | 2515802.3038 | 1547893.1316 | 0 | 335206.5672 | 0 | 2987639.5314 | 7773225.2117 | 5305385.9308 | 23726864.8571 | 961560.8286 | 13584081.2916 | 13584081.2916 | 1478867.319 | 6315353.5865 | 0 | 38272506.9773 | 59650809.1745 | 4216.965 | 6.0609 | 6314.6248 | 9841.8554 | 128.7322 | 200.6395
1 | 4000 | 707 | 0.045 | 15 | 15 | 7 | 5.6234e-12 | 5spot_SharedNeighbor | Water | Porous | Wet | R245fa | MinimizeLCOE_Brownfield | IgnoreSilica | 2019 | 32.1869 | 17.0918 | 2.0272 | 4 | 5470.1312 | 8106.5922 | 111.516 | 165.2638 | 187.7731 | 0 | 60.3664 | 3763632.2853 | 240989.4433 | 3172593.9209 | 2045761.5169 | 0 | 401703.1412 | 0 | 3753625.32 | 9766163.1081 | 6665606.9959 | 29810075.7316 | 961560.8286 | 13584081.2916 | 13584081.2916 | 1478867.319 | 6315353.5865 | 0 | 44355717.8519 | 65734020.049 | 5623.4133 | 8.1087 | 5470.1312 | 8106.5922 | 111.516 | 165.2638
1 | 4000 | 707 | 0.045 | 15 | 15 | 7 | 7.4989e-12 | 5spot_SharedNeighbor | Water | Porous | Wet | R245fa | MinimizeLCOE_Brownfield | IgnoreSilica | 2019 | 42.499 | 22.7309 | 2.6981 | 4 | 4810.6999 | 6791.5482 | 98.0726 | 138.4549 | 188.3122 | 0 | 47.2865 | 4607040.328 | 294224.6884 | 3985461.2799 | 2698274.3307 | 0 | 481763.3475 | 0 | 4706037.9501 | 12244145.405 | 8356880.8309 | 37373828.1605 | 961560.8286 | 13584081.2916 | 13584081.2916 | 1478867.319 | 6315353.5865 | 0 | 51919470.2808 | 73297772.4779 | 7498.9421 | 10.7925 | 4810.6999 | 6791.5482 | 98.0726 | 138.4549
1 | 4000 | 707 | 0.045 | 15 | 15 | 7 | 1e-11 | 5spot_SharedNeighbor | Water | Porous | Wet | R245fa | MinimizeLCOE_Brownfield | IgnoreSilica | 2019 | 55.8559 | 30.0183 | 3.5646 | 4 | 4293.4165 | 5792.7523 | 87.5271 | 118.0931 | 188.6735 | 0 | 43.134 | 5612772.3866 | 357451.7052 | 4978445.4199 | 3542840.266 | 0 | 577357.0046 | 0 | 5876858.0451 | 15290379.124 | 10435997.938 | 46672101.8893 | 961560.8286 | 13584081.2916 | 13584081.2916 | 1478867.319 | 6315353.5865 | 0 | 61217744.0095 | 82596046.2067 | 10000 | 14.2585 | 4293.4165 | 5792.7523 | 87.5271 | 118.0931
1 | 4000 | 707 | 0.045 | 15 | 15 | 7 | 1.3335e-11 | 5spot_SharedNeighbor | Water | Porous | Wet | R245fa | MinimizeLCOE_Brownfield | IgnoreSilica | 2019 | 72.7548 | 39.1438 | 4.6481 | 4 | 3891.4165 | 5041.2688 | 79.3318 | 102.7731 | 188.7579 | 0 | 54.7104 | 6778507.3835 | 430438.5779 | 6156235.8939 | 4608688.8566 | 0 | 689247.5232 | 0 | 7278616.1117 | 18937466.0732 | 12925209.721 | 57804410.1412 | 961560.8286 | 13584081.2916 | 13584081.2916 | 1478867.319 | 6315353.5865 | 0 | 72350052.2614 | 93728354.4586 | 13335.2143 | 18.5922 | 3891.4165 | 5041.2688 | 79.3318 | 102.7731
1 | 4000 | 707 | 0.045 | 15 | 15 | 7 | 1.7783e-11 | 5spot_SharedNeighbor | Water | Porous | Wet | R245fa | MinimizeLCOE_Brownfield | IgnoreSilica | 2019 | 93.4199 | 50.0128 | 5.9335 | 4 | 3587.124 | 4487.8704 | 73.1284 | 91.4913 | 188.3822 | 0 | 60.3398 | 8070097.5952 | 510979.992 | 7489447.4069 | 5903722.5603 | 0 | 817271.1648 | 0 | 8888692.3005 | 23126554.0444 | 15784348.3384 | 70591113.4025 | 961560.8286 | 13584081.2916 | 13584081.2916 | 1478867.319 | 6315353.5865 | 0 | 85136755.5227 | 106515057.7199 | 17782.7941 | 23.734 | 3587.124 | 4487.8704 | 73.1284 | 91.4913
1 | 4000 | 707 | 0.045 | 15 | 15 | 7 | 2.3714e-11 | 5spot_SharedNeighbor | Water | Porous | Wet | R245fa | MinimizeLCOE_Brownfield | IgnoreSilica | 2019 | 117.5079 | 62.0796 | 7.3498 | 4 | 3367.218 | 4094.3901 | 68.6453 | 83.4697 | 187.394 | 0 | 60.6718 | 9413654.3053 | 594444.494 | 8903155.5742 | 7394998.329 | 0 | 959185.401 | 0 | 10633520.8603 | 27666240.0435 | 18882777.3141 | 84447976.3213 | 961560.8286 | 13584081.2916 | 13584081.2916 | 1478867.319 | 6315353.5865 | 0 | 98993618.4416 | 120371920.6387 | 23713.7371 | 29.3992 | 3367.218 | 4094.3901 | 68.6453 | 83.4697
1 | 4000 | 707 | 0.045 | 15 | 15 | 7 | 3.1623e-11 | 5spot_SharedNeighbor | Water | Porous | Wet | R245fa | MinimizeLCOE_Brownfield | IgnoreSilica | 2019 | 143.4346 | 74.2355 | 8.7655 | 4 | 3216.5978 | 3826.3238 | 65.5747 | 78.0048 | 185.8959 | 0 | 60.7717 | 10693974.6967 | 673713.3928 | 10272451.5554 | 8974274.1283 | 0 | 1102454.9424 | 0 | 12369578.7991 | 32183106.6857 | 21965631.6097 | 98235185.8101 | 961560.8286 | 13584081.2916 | 13584081.2916 | 1478867.319 | 6315353.5865 | 0 | 112780827.9303 | 134159130.1275 | 31622.7766 | 35.0621 | 3216.5978 | 3826.3238 | 65.5747 | 78.0048
1 | 4000 | 707 | 0.045 | 15 | 15 | 7 | 4.217e-11 | 5spot_SharedNeighbor | Water | Porous | Wet | R245fa | MinimizeLCOE_Brownfield | IgnoreSilica | 2019 | 154.001 | 78.9797 | 9.4756 | 4 | 3105.4517 | 3669.4857 | 63.3088 | 74.8074 | 185.2448 | 0 | 84.1969 | 11177228.3385 | 703571.004 | 10794368.6698 | 9610266.4784 | 0 | 1021095.7362 | 0 | 12989546.7884 | 33796136.2211 | 23066557.4121 | 103158770.6484 | 961560.8286 | 13584081.2916 | 13584081.2916 | 1478867.319 | 6315353.5865 | 0 | 117704412.7686 | 139082714.9658 | 42169.6503 | 37.9025 | 3105.4517 | 3669.4857 | 63.3088 | 74.8074
1 | 4000 | 707 | 0.045 | 15 | 15 | 7 | 5.6234e-11 | 5spot_SharedNeighbor | Water | Porous | Wet | R245fa | MinimizeLCOE_Brownfield | IgnoreSilica | 2019 | 162.8017 | 82.8154 | 10.0699 | 4 | 3019.4464 | 3550.1944 | 61.5555 | 72.3755 | 184.6707 | 0 | 103.7928 | 11561959.7404 | 727318.3758 | 11211749.6709 | 10135696.5799 | 0 | 934666.3558 | 0 | 13482842.3819 | 35079590.1665 | 23942541.1021 | 107076364.3734 | 961560.8286 | 13584081.2916 | 13584081.2916 | 1478867.319 | 6315353.5865 | 0 | 121622006.4936 | 143000308.6908 | 56234.1325 | 40.2796 | 3019.4464 | 3550.1944 | 61.5555 | 72.3755
1 | 4000 | 707 | 0.045 | 15 | 15 | 7 | 7.4989e-11 | 5spot_SharedNeighbor | Water | Porous | Wet | R245fa | MinimizeLCOE_Brownfield | IgnoreSilica | 2019 | 169.8332 | 85.8016 | 10.5493 | 4 | 2953.255 | 3459.8837 | 60.2061 | 70.5344 | 184.1925 | 0 | 136.9204 | 11858017.5338 | 745578.8601 | 11534023.9846 | 10552635.6184 | 0 | 848778.465 | 0 | 13860223.4401 | 36061458.2685 | 24612686.2571 | 110073402.4276 | 961560.8286 | 13584081.2916 | 13584081.2916 | 1478867.319 | 6315353.5865 | 0 | 124619044.5479 | 145997346.745 | 74989.4209 | 42.1972 | 2953.255 | 3459.8837 | 60.2061 | 70.5344
1 | 4000 | 707 | 0.045 | 15 | 15 | 7 | 1e-10 | 5spot_SharedNeighbor | Water | Porous | Wet | R245fa | MinimizeLCOE_Brownfield | IgnoreSilica | 2019 | 175.3554 | 88.0975 | 10.9289 | 4 | 2902.5297 | 3391.5608 | 59.172 | 69.1416 | 183.8054 | 0 | 179.0414 | 12083672.5762 | 759489.2404 | 11780283.795 | 10878566.6789 | 0 | 768916.4875 | 0 | 14145662.2234 | 36804111.4309 | 25119562.3005 | 112340264.7326 | 961560.8286 | 13584081.2916 | 13584081.2916 | 1478867.319 | 6315353.5865 | 0 | 126885906.8529 | 148264209.05 | 100000 | 43.7156 | 2902.5297 | 3391.5608 | 59.172 | 69.1416
1 | 4000 | 707 | 0.045 | 15 | 15 | 7 | 1.3335e-10 | 5spot_SharedNeighbor | Water | Porous | Wet | R245fa | MinimizeLCOE_Brownfield | IgnoreSilica | 2019 | 179.6091 | 89.8359 | 11.224 | 4 | 2863.785 | 3339.9569 | 58.3821 | 68.0895 | 183.5005 | 0 | 168.4726 | 12253419.5974 | 769948.8539 | 11965879.1278 | 11128671.7286 | 0 | 697727.2528 | 0 | 14358102.1586 | 37356836.565 | 25496808.5618 | 114027393.8459 | 961560.8286 | 13584081.2916 | 13584081.2916 | 1478867.319 | 6315353.5865 | 0 | 128573035.9662 | 149951338.1633 | 133352.1432 | 44.8962 | 2863.785 | 3339.9569 | 58.3821 | 68.0895
1 | 4000 | 707 | 0.045 | 15 | 15 | 7 | 1.7783e-10 | 5spot_SharedNeighbor | Water | Porous | Wet | R245fa | MinimizeLCOE_Brownfield | IgnoreSilica | 2019 | 182.7903 | 91.1191 | 11.4485 | 4 | 2834.2691 | 3301.1064 | 57.7804 | 67.2975 | 183.2689 | 0 | 194.5832 | 12378128.7957 | 777630.9383 | 12102419.8753 | 11315331.4223 | 0 | 635772.4906 | 0 | 14511620.5736 | 37756259.9898 | 25769423.2566 | 115246587.3419 | 961560.8286 | 13584081.2916 | 13584081.2916 | 1478867.319 | 6315353.5865 | 0 | 129792229.4622 | 151170531.6593 | 177827.941 | 45.7939 | 2834.2691 | 3301.1064 | 57.7804 | 67.2975
1 | 4000 | 707 | 0.045 | 15 | 15 | 7 | 2.3714e-10 | 5spot_SharedNeighbor | Water | Porous | Wet | R245fa | MinimizeLCOE_Brownfield | IgnoreSilica | 2019 | 185.1534 | 92.0626 | 11.6178 | 4 | 2811.8403 | 3271.8735 | 57.3232 | 66.7016 | 183.0948 | 0 | 183.887 | 12469511.9396 | 783258.8849 | 12202573.0194 | 11453769.862 | 0 | 583459.8509 | 0 | 14622103.6871 | 38043714.388 | 25965616.7899 | 116124008.4217 | 961560.8286 | 13584081.2916 | 13584081.2916 | 1478867.319 | 6315353.5865 | 0 | 130669650.5419 | 152047952.7391 | 237137.3706 | 46.4712 | 2811.8403 | 3271.8735 | 57.3232 | 66.7016
1 | 4000 | 707 | 0.045 | 15 | 15 | 7 | 3.1623e-10 | 5spot_SharedNeighbor | Water | Porous | Wet | R245fa | MinimizeLCOE_Brownfield | IgnoreSilica | 2019 | 187.1756 | 92.8631 | 11.7563 | 4 | 2794.8215 | 3249.4335 | 56.9762 | 66.2441 | 182.9448 | 0 | 183.5169 | 12546827.1929 | 788019.6201 | 12287373.8763 | 11571706.3461 | 0 | 543341.8768 | 0 | 14717534.8758 | 38292006.7652 | 26135081.4393 | 116881891.9924 | 961560.8286 | 13584081.2916 | 13584081.2916 | 1478867.319 | 6315353.5865 | 0 | 131427534.1127 | 152805836.3098 | 316227.766 | 47.0254 | 2794.8215 | 3249.4335 | 56.9762 | 66.2441
1 | 4000 | 707 | 0.045 | 15 | 15 | 7 | 4.217e-10 | 5spot_SharedNeighbor | Water | Porous | Wet | R245fa | MinimizeLCOE_Brownfield | IgnoreSilica | 2019 | 188.4519 | 93.3636 | 11.8506 | 4 | 2781.9244 | 3232.9189 | 56.7133 | 65.9074 | 182.8492 | 0 | 173.9981 | 12595082.8444 | 790990.6118 | 12340331.9574 | 11645604.1999 | 0 | 508242.8552 | 0 | 14773298.4627 | 38437092.1799 | 26234105.216 | 117324748.3272 | 961560.8286 | 13584081.2916 | 13584081.2916 | 1478867.319 | 6315353.5865 | 0 | 131870390.4474 | 153248692.6446 | 421696.5034 | 47.4026 | 2781.9244 | 3232.9189 | 56.7133 | 65.9074
1 | 4000 | 707 | 0.045 | 15 | 15 | 7 | 5.6234e-10 | 5spot_SharedNeighbor | Water | Porous | Wet | R245fa | MinimizeLCOE_Brownfield | IgnoreSilica | 2019 | 189.3922 | 93.7308 | 11.921 | 4 | 2772.1748 | 3220.5068 | 56.5145 | 65.6544 | 182.7784 | 0 | 182.2884 | 12630433.6448 | 793166.896 | 12379142.3782 | 11700006.2707 | 0 | 480248.1929 | 0 | 14813368.9792 | 38541347.4442 | 26305261.5761 | 117642975.3821 | 961560.8286 | 13584081.2916 | 13584081.2916 | 1478867.319 | 6315353.5865 | 0 | 132188617.5024 | 153566919.6995 | 562341.3252 | 47.6841 | 2772.1748 | 3220.5068 | 56.5145 | 65.6544
1 | 4000 | 707 | 0.045 | 15 | 15 | 7 | 7.4989e-10 | 5spot_SharedNeighbor | Water | Porous | Wet | R245fa | MinimizeLCOE_Brownfield | IgnoreSilica | 2019 | 190.0862 | 94.0009 | 11.9735 | 4 | 2764.8147 | 3211.1806 | 56.3645 | 65.4643 | 182.7259 | 0 | 201.0942 | 12656410.5885 | 794766.0026 | 12407669.493 | 11740129.0666 | 0 | 458202.475 | 0 | 14842299.274 | 38616618.1368 | 26356635.3705 | 117872730.407 | 961560.8286 | 13584081.2916 | 13584081.2916 | 1478867.319 | 6315353.5865 | 0 | 132418372.5272 | 153796674.7244 | 749894.2093 | 47.8941 | 2764.8147 | 3211.1806 | 56.3645 | 65.4643
1 | 4000 | 707 | 0.045 | 15 | 15 | 7 | 1e-09 | 5spot_SharedNeighbor | Water | Porous | Wet | R245fa | MinimizeLCOE_Brownfield | IgnoreSilica | 2019 | 190.5707 | 94.1889 | 12.0115 | 4 | 2759.2655 | 3204.2198 | 56.2514 | 65.3224 | 182.6892 | 0 | 205.1121 | 12674486.3788 | 795878.675 | 12427523.7482 | 11768130.4415 | 0 | 440700.7672 | 0 | 14861620.8042 | 38666888.795 | 26390946.1277 | 118026175.7378 | 961560.8286 | 13584081.2916 | 13584081.2916 | 1478867.319 | 6315353.5865 | 0 | 132571817.858 | 153950120.0552 | 1000000 | 48.0461 | 2759.2655 | 3204.2198 | 56.2514 | 65.3224
1 | 4000 | 707 | 0.045 | 15 | 15 | 7 | 1.3335e-09 | 5spot_SharedNeighbor | Water | Porous | Wet | R245fa | MinimizeLCOE_Brownfield | IgnoreSilica | 2019 | 191.3166 | 94.4789 | 12.0574 | 4 | 2754.7088 | 3197.9702 | 56.1585 | 65.1949 | 182.6333 | 0 | 202.0065 | 12702338.1749 | 797593.0391 | 12458122.2049 | 11811259.7181 | 0 | 429934.2097 | 0 | 14897706.4652 | 38760776.2827 | 26455026.2673 | 118312756.362 | 961560.8286 | 13584081.2916 | 13584081.2916 | 1478867.319 | 6315353.5865 | 0 | 132858398.4822 | 154236700.6794 | 1333521.4322 | 48.2296 | 2754.7088 | 3197.9702 | 56.1585 | 65.1949
1 | 4000 | 707 | 0.045 | 15 | 15 | 7 | 1.7783e-09 | 5spot_SharedNeighbor | Water | Porous | Wet | R245fa | MinimizeLCOE_Brownfield | IgnoreSilica | 2019 | 191.577 | 94.5795 | 12.0782 | 4 | 2751.6129 | 3194.1114 | 56.0954 | 65.1163 | 182.6134 | 0 | 207.1804 | 12711994.1973 | 798187.3746 | 12468732.2683 | 11826296.5846 | 0 | 419694.6776 | 0 | 14907712.99 | 38786811.2075 | 26472795.6384 | 118392224.9384 | 961560.8286 | 13584081.2916 | 13584081.2916 | 1478867.319 | 6315353.5865 | 0 | 132937867.0587 | 154316169.2558 | 1778279.41 | 48.3127 | 2751.6129 | 3194.1114 | 56.0954 | 65.1163
1 | 4000 | 707 | 0.045 | 15 | 15 | 7 | 2.3714e-09 | 5spot_SharedNeighbor | Water | Porous | Wet | R245fa | MinimizeLCOE_Brownfield | IgnoreSilica | 2019 | 191.7692 | 94.6537 | 12.0937 | 4 | 2749.2852 | 3191.2173 | 56.0479 | 65.0573 | 182.5987 | 0 | 193.4363 | 12719114.8229 | 798625.6472 | 12476557.0216 | 11837397.3289 | 0 | 411865.6999 | 0 | 14914988.603 | 38805740.8601 | 26485715.5152 | 118450005.4986 | 961560.8286 | 13584081.2916 | 13584081.2916 | 1478867.319 | 6315353.5865 | 0 | 132995647.6189 | 154373949.816 | 2371373.7057 | 48.3746 | 2749.2852 | 3191.2173 | 56.0479 | 65.0573
1 | 4000 | 707 | 0.045 | 15 | 15 | 7 | 3.1623e-09 | 5spot_SharedNeighbor | Water | Porous | Wet | R245fa | MinimizeLCOE_Brownfield | IgnoreSilica | 2019 | 191.9083 | 94.7073 | 12.1051 | 4 | 2747.5361 | 3189.0518 | 56.0122 | 65.0131 | 182.5881 | 0 | 197.1195 | 12724260.0625 | 798942.3313 | 12482211.3634 | 11845426.0736 | 0 | 405869.3937 | 0 | 14920116.5976 | 38819082.8502 | 26494821.6976 | 118490730.37 | 961560.8286 | 13584081.2916 | 13584081.2916 | 1478867.319 | 6315353.5865 | 0 | 133036372.4903 | 154414674.6874 | 3162277.6602 | 48.4202 | 2747.5361 | 3189.0518 | 56.0122 | 65.0131
1 | 4000 | 707 | 0.045 | 15 | 15 | 7 | 4.217e-09 | 5spot_SharedNeighbor | Water | Porous | Wet | R245fa | MinimizeLCOE_Brownfield | IgnoreSilica | 2019 | 192.0056 | 94.7448 | 12.1133 | 4 | 2746.2224 | 3187.4371 | 55.9855 | 64.9802 | 182.5806 | 0 | 194.7621 | 12727853.0395 | 799163.4733 | 12486160.0072 | 11851037.9034 | 0 | 401253.7893 | 0 | 14923532.603 | 38827970.5954 | 26500887.7664 | 118517859.1775 | 961560.8286 | 13584081.2916 | 13584081.2916 | 1478867.319 | 6315353.5865 | 0 | 133063501.2977 | 154441803.4949 | 4216965.0343 | 48.4533 | 2746.2224 | 3187.4371 | 55.9855 | 64.9802
1 | 4000 | 707 | 0.045 | 15 | 15 | 7 | 5.6234e-09 | 5spot_SharedNeighbor | Water | Porous | Wet | R245fa | MinimizeLCOE_Brownfield | IgnoreSilica | 2019 | 192.0936 | 94.7787 | 12.1202 | 4 | 2745.2361 | 3186.202 | 55.9654 | 64.955 | 182.5739 | 0 | 194.5572 | 12731106.708 | 799363.7301 | 12489735.8645 | 11856116.618 | 0 | 397939.2812 | 0 | 14926962.2587 | 38836893.8563 | 26506978.0753 | 118545096.3922 | 961560.8286 | 13584081.2916 | 13584081.2916 | 1478867.319 | 6315353.5865 | 0 | 133090738.5124 | 154469040.7096 | 5623413.2519 | 48.4806 | 2745.2361 | 3186.202 | 55.9654 | 64.955
1 | 4000 | 707 | 0.045 | 15 | 15 | 7 | 7.4989e-09 | 5spot_SharedNeighbor | Water | Porous | Wet | R245fa | MinimizeLCOE_Brownfield | IgnoreSilica | 2019 | 192.1519 | 94.8012 | 12.125 | 4 | 2744.4958 | 3185.287 | 55.9503 | 64.9364 | 182.5694 | 0 | 188.2107 | 12733261.7317 | 799496.3668 | 12492104.3433 | 11859483.749 | 0 | 395354.9082 | 0 | 14929083.4286 | 38842412.7052 | 26510744.8031 | 118561942.036 | 961560.8286 | 13584081.2916 | 13584081.2916 | 1478867.319 | 6315353.5865 | 0 | 133107584.1563 | 154485886.3534 | 7498942.0933 | 48.4998 | 2744.4958 | 3185.287 | 55.9503 | 64.9364
1 | 4000 | 707 | 0.045 | 15 | 15 | 7 | 1e-08 | 5spot_SharedNeighbor | Water | Porous | Wet | R245fa | MinimizeLCOE_Brownfield | IgnoreSilica | 2019 | 192.1908 | 94.8161 | 12.1284 | 4 | 2743.9402 | 3184.608 | 55.9389 | 64.9225 | 182.5664 | 0 | 191.9538 | 12734696.7123 | 799584.6861 | 12493681.4841 | 11861727.9292 | 0 | 393354.7225 | 0 | 14930387.7584 | 38845806.3037 | 26513061.0038 | 118572300.6002 | 961560.8286 | 13584081.2916 | 13584081.2916 | 1478867.319 | 6315353.5865 | 0 | 133117942.7205 | 154496244.9176 | 10000000 | 48.5134 | 2743.9402 | 3184.608 | 55.9389 | 64.9225
1 | 4100 | 707 | 0.045 | 15 | 15 | 7 | 1e-13 | 5spot_SharedNeighbor | Water | Porous | Wet | R245fa | MinimizeLCOE_Brownfield | IgnoreSilica | 2019 | 0.75975 | 0.17222 | 0.0081887 | 4 | 487142.6887 | 1158647.826 | 9931.0626 | 23620.6031 | 121.8665 | 0 | 25.029 | 118181.4189 | 4775.7133 | 83286.1922 | 53606.745 | 0 | 53365.9045 | 0 | 122154.2298 | 317820.2486 | 216918.8502 | 970109.3025 | 961560.8286 | 14024609.4364 | 14024609.4364 | 1478867.319 | 6491564.8444 | 0 | 15956279.5675 | 37951321.1674 | 100 | 0.032755 | 487142.6887 | 1158647.826 | 9931.0626 | 23620.6031
1 | 4100 | 707 | 0.045 | 15 | 15 | 7 | 1.3335e-13 | 5spot_SharedNeighbor | Water | Porous | Wet | R245fa | MinimizeLCOE_Brownfield | IgnoreSilica | 2019 | 0.97664 | 0.26241 | 0.017112 | 4 | 237746.2641 | 559082.8319 | 4846.7792 | 11397.6597 | 133.93 | 0 | 24.1826 | 167825.8211 | 7405.8091 | 115691.2381 | 65577.4173 | 0 | 59103.7806 | 0 | 162085.5858 | 421713.4459 | 287828.0921 | 1287231.1899 | 961560.8286 | 14024609.4364 | 14024609.4364 | 1478867.319 | 6491564.8444 | 0 | 16273401.4549 | 38268443.0548 | 133.3521 | 0.068449 | 237746.2641 | 559082.8319 | 4846.7792 | 11397.6597
1 | 4100 | 707 | 0.045 | 15 | 15 | 7 | 1.7783e-13 | 5spot_SharedNeighbor | Water | Porous | Wet | R245fa | MinimizeLCOE_Brownfield | IgnoreSilica | 2019 | 1.2545 | 0.38802 | 0.030745 | 4 | 135616.2338 | 314467.735 | 2764.7204 | 6410.8501 | 144.647 | 0 | 22.2789 | 230865.9757 | 11042.2723 | 157068.9699 | 81859.5373 | 0 | 65397.5571 | 0 | 213031.3818 | 554263.9567 | 378296.5394 | 1691826.1902 | 961560.8286 | 14024609.4364 | 14024609.4364 | 1478867.319 | 6491564.8444 | 0 | 16677996.4552 | 38673038.0551 | 177.8279 | 0.12298 | 135616.2338 | 314467.735 | 2764.7204 | 6410.8501
1 | 4100 | 707 | 0.045 | 15 | 15 | 7 | 2.3714e-13 | 5spot_SharedNeighbor | Water | Porous | Wet | R245fa | MinimizeLCOE_Brownfield | IgnoreSilica | 2019 | 1.632 | 0.56967 | 0.0516 | 4 | 83429.6205 | 189994.8588 | 1700.8257 | 3873.3022 | 154.3543 | 0 | 127.0882 | 313953.7722 | 16220.1833 | 212178.0038 | 105229.6581 | 0 | 73600.8326 | 0 | 281261.1555 | 731783.832 | 499457.502 | 2233684.9393 | 961560.8286 | 14024609.4364 | 14024609.4364 | 1478867.319 | 6491564.8444 | 0 | 17219855.2044 | 39214896.8042 | 237.1374 | 0.2064 | 83429.6205 | 189994.8588 | 1700.8257 | 3873.3022
1 | 4100 | 707 | 0.045 | 15 | 15 | 7 | 3.1623e-13 | 5spot_SharedNeighbor | Water | Porous | Wet | R245fa | MinimizeLCOE_Brownfield | IgnoreSilica | 2019 | 2.1182 | 0.8135 | 0.08098 | 4 | 55231.4214 | 123133.7754 | 1125.9672 | 2510.2486 | 162.4191 | 0 | 166.5657 | 415460.2018 | 22970.8431 | 280660.0564 | 135935.7103 | 0 | 82733.699 | 0 | 365726.5991 | 951545.5901 | 649449.4175 | 2904482.1172 | 961560.8286 | 14024609.4364 | 14024609.4364 | 1478867.319 | 6491564.8444 | 0 | 17890652.3823 | 39885693.9821 | 316.2278 | 0.32392 | 55231.4214 | 123133.7754 | 1125.9672 | 2510.2486
1 | 4100 | 707 | 0.045 | 15 | 15 | 7 | 4.217e-13 | 5spot_SharedNeighbor | Water | Porous | Wet | R245fa | MinimizeLCOE_Brownfield | IgnoreSilica | 2019 | 2.76 | 1.1438 | 0.12211 | 4 | 38359.5415 | 83392.5827 | 782.0111 | 1700.0706 | 169.1404 | 0 | 223.3174 | 541092.9014 | 31821.9827 | 366954.0813 | 176997.2178 | 0 | 93690.1865 | 0 | 472116.9842 | 1228351.5483 | 838375.1718 | 3749400.0738 | 961560.8286 | 14024609.4364 | 14024609.4364 | 1478867.319 | 6491564.8444 | 0 | 18735570.3388 | 40730611.9387 | 421.6965 | 0.48842 | 38359.5415 | 83392.5827 | 782.0111 | 1700.0706
1 | 4100 | 707 | 0.045 | 15 | 15 | 7 | 5.6234e-13 | 5spot_SharedNeighbor | Water | Porous | Wet | R245fa | MinimizeLCOE_Brownfield | IgnoreSilica | 2019 | 3.5962 | 1.5841 | 0.17871 | 4 | 27690.5335 | 58459.0491 | 564.509 | 1191.7668 | 174.5662 | 0 | 299.3814 | 695123.0683 | 43351.5482 | 474263.5492 | 233336.6267 | 0 | 106448.6828 | 0 | 605484.1554 | 1575345.5704 | 1075205.7219 | 4808558.9229 | 961560.8286 | 14024609.4364 | 14024609.4364 | 1478867.319 | 6491564.8444 | 0 | 19794729.1879 | 41789770.7878 | 562.3413 | 0.71486 | 27690.5335 | 58459.0491 | 564.509 | 1191.7668
1 | 4100 | 707 | 0.045 | 15 | 15 | 7 | 7.4989e-13 | 5spot_SharedNeighbor | Water | Porous | Wet | R245fa | MinimizeLCOE_Brownfield | IgnoreSilica | 2019 | 4.7085 | 2.1983 | 0.25608 | 4 | 20646.6143 | 42119.0982 | 420.9092 | 858.6548 | 178.9609 | 0 | 43.7563 | 885662.4862 | 57209.5682 | 615035.0547 | 309159.2728 | 0 | 122729.753 | 0 | 776020.4926 | 2019046.1381 | 1378040.4765 | 6162903.242 | 961560.8286 | 14024609.4364 | 14024609.4364 | 1478867.319 | 6491564.8444 | 0 | 21149073.5071 | 43144115.1069 | 749.8942 | 1.0243 | 20646.6143 | 42119.0982 | 420.9092 | 858.6548
1 | 4100 | 707 | 0.045 | 15 | 15 | 7 | 1e-12 | 5spot_SharedNeighbor | Water | Porous | Wet | R245fa | MinimizeLCOE_Brownfield | IgnoreSilica | 2019 | 6.1849 | 3.0448 | 0.35767 | 4 | 15956.5657 | 31330.2597 | 325.2962 | 638.7097 | 182.4234 | 0 | 34.4732 | 1113922.7727 | 72033.3451 | 798043.4943 | 404790.1816 | 0 | 143383.2277 | 0 | 987547.4784 | 2569395.9649 | 1753665.5419 | 7842782.0066 | 961560.8286 | 14024609.4364 | 14024609.4364 | 1478867.319 | 6491564.8444 | 0 | 22828952.2717 | 44823993.8715 | 1000 | 1.4307 | 15956.5657 | 31330.2597 | 325.2962 | 638.7097
1 | 4100 | 707 | 0.045 | 15 | 15 | 7 | 1.3335e-12 | 5spot_SharedNeighbor | Water | Porous | Wet | R245fa | MinimizeLCOE_Brownfield | IgnoreSilica | 2019 | 8.1385 | 4.1545 | 0.49037 | 4 | 12689.194 | 23902.7491 | 258.6864 | 487.2899 | 184.9157 | 0 | 39.4802 | 1386015.4419 | 89538.4567 | 1023291.0073 | 530058.5094 | 0 | 168539.4473 | 0 | 1247002.7164 | 3244445.2727 | 2214400.5653 | 9903291.417 | 961560.8286 | 14024609.4364 | 14024609.4364 | 1478867.319 | 6491564.8444 | 0 | 24889461.682 | 46884503.2819 | 1333.5214 | 1.9615 | 12689.194 | 23902.7491 | 258.6864 | 487.2899
1 | 4100 | 707 | 0.045 | 15 | 15 | 7 | 1.7783e-12 | 5spot_SharedNeighbor | Water | Porous | Wet | R245fa | MinimizeLCOE_Brownfield | IgnoreSilica | 2019 | 10.7474 | 5.6739 | 0.67259 | 4 | 10230.3958 | 18405.8956 | 208.5605 | 375.2291 | 187.3428 | 0 | 41.3761 | 1726288.3844 | 111369.4203 | 1313082.8645 | 698110.4854 | 0 | 199019.7586 | 0 | 1578669.6561 | 4107374.6155 | 2803367.5732 | 12537282.7578 | 961560.8286 | 14024609.4364 | 14024609.4364 | 1478867.319 | 6491564.8444 | 0 | 27523453.0229 | 49518494.6227 | 1778.2794 | 2.6904 | 10230.3958 | 18405.8956 | 208.5605 | 375.2291
1 | 4100 | 707 | 0.045 | 15 | 15 | 7 | 2.3714e-12 | 5spot_SharedNeighbor | Water | Porous | Wet | R245fa | MinimizeLCOE_Brownfield | IgnoreSilica | 2019 | 14.2164 | 7.6728 | 0.91193 | 4 | 8440.6035 | 14470.4211 | 172.0731 | 294.9991 | 188.996 | 0 | 40.6809 | 2135869.6255 | 137567.3545 | 1671662.5827 | 920621.6475 | 0 | 236452.2873 | 0 | 1989847.664 | 5177175.4479 | 3533528.6235 | 15802725.233 | 961560.8286 | 14024609.4364 | 14024609.4364 | 1478867.319 | 6491564.8444 | 0 | 30788895.4981 | 52783937.0979 | 2371.3737 | 3.6477 | 8440.6035 | 14470.4211 | 172.0731 | 294.9991
1 | 4100 | 707 | 0.045 | 15 | 15 | 7 | 3.1623e-12 | 5spot_SharedNeighbor | Water | Porous | Wet | R245fa | MinimizeLCOE_Brownfield | IgnoreSilica | 2019 | 18.8185 | 10.3254 | 1.2296 | 4 | 7090.6295 | 11562.699 | 144.5521 | 235.7213 | 190.2619 | 0 | 37.0369 | 2634359.1728 | 169348.4028 | 2119871.0491 | 1215664.9418 | 0 | 281855.011 | 0 | 2504228.4453 | 6515488.7267 | 4446954.9359 | 19887770.6855 | 961560.8286 | 14024609.4364 | 14024609.4364 | 1478867.319 | 6491564.8444 | 0 | 34873940.9505 | 56868982.5504 | 3162.2777 | 4.9183 | 7090.6295 | 11562.699 | 144.5521 | 235.7213
1 | 4100 | 707 | 0.045 | 15 | 15 | 7 | 4.217e-12 | 5spot_SharedNeighbor | Water | Porous | Wet | R245fa | MinimizeLCOE_Brownfield | IgnoreSilica | 2019 | 24.9131 | 13.8391 | 1.6504 | 4 | 6057.1288 | 9388.9575 | 123.4828 | 191.4066 | 191.2269 | 0 | 48.3787 | 3240911.7165 | 207884.3445 | 2679601.5498 | 1606346.2853 | 0 | 336897.1447 | 0 | 3147940.0059 | 8190294.1641 | 5590044.0607 | 24999919.2717 | 961560.8286 | 14024609.4364 | 14024609.4364 | 1478867.319 | 6491564.8444 | 0 | 39986089.5367 | 61981131.1366 | 4216.965 | 6.6015 | 6057.1288 | 9388.9575 | 123.4828 | 191.4066
1 | 4100 | 707 | 0.045 | 15 | 15 | 7 | 5.6234e-12 | 5spot_SharedNeighbor | Water | Porous | Wet | R245fa | MinimizeLCOE_Brownfield | IgnoreSilica | 2019 | 32.9595 | 18.4785 | 2.2059 | 4 | 5255.8051 | 7748.534 | 107.1467 | 157.9643 | 191.96 | 0 | 45.4451 | 3977604.1514 | 254515.2497 | 3376900.3745 | 2121993.4506 | 0 | 403568.7337 | 0 | 3952486.9644 | 10283560.3148 | 7018741.2209 | 31389370.4601 | 961560.8286 | 14024609.4364 | 14024609.4364 | 1478867.319 | 6491564.8444 | 0 | 46375540.7252 | 68370582.325 | 5623.4133 | 8.8237 | 5255.8051 | 7748.534 | 107.1467 | 157.9643
1 | 4100 | 707 | 0.045 | 15 | 15 | 7 | 7.4989e-12 | 5spot_SharedNeighbor | Water | Porous | Wet | R245fa | MinimizeLCOE_Brownfield | IgnoreSilica | 2019 | 43.4905 | 24.5491 | 2.9328 | 4 | 4629.1029 | 6504.016 | 94.3705 | 132.5932 | 192.508 | 0 | 56.6674 | 4865642.5607 | 310507.0325 | 4238504.8517 | 2796527.1117 | 0 | 483585.8611 | 0 | 4950959.2929 | 12881380.4987 | 8791806.8763 | 39318914.0856 | 961560.8286 | 14024609.4364 | 14024609.4364 | 1478867.319 | 6491564.8444 | 0 | 54305084.3506 | 76300125.9505 | 7498.9421 | 11.7312 | 4629.1029 | 6504.016 | 94.3705 | 132.5932
1 | 4100 | 707 | 0.045 | 15 | 15 | 7 | 1e-11 | 5spot_SharedNeighbor | Water | Porous | Wet | R245fa | MinimizeLCOE_Brownfield | IgnoreSilica | 2019 | 57.1058 | 32.3776 | 3.8697 | 4 | 4136.8889 | 5557.8701 | 84.3361 | 113.3047 | 192.8666 | 0 | 51.9723 | 5922811.2535 | 376892.8256 | 5289078.7427 | 3668193.9688 | 0 | 578918.9114 | 0 | 6175999.3238 | 16068683.3688 | 10967206.5776 | 49047784.9722 | 961560.8286 | 14024609.4364 | 14024609.4364 | 1478867.319 | 6491564.8444 | 0 | 64033955.2372 | 86028996.8371 | 10000 | 15.4788 | 4136.8889 | 5557.8701 | 84.3361 | 113.3047
1 | 4100 | 707 | 0.045 | 15 | 15 | 7 | 1.3335e-11 | 5spot_SharedNeighbor | Water | Porous | Wet | R245fa | MinimizeLCOE_Brownfield | IgnoreSilica | 2019 | 74.2869 | 42.148 | 5.0373 | 4 | 3754.305 | 4845.9191 | 76.5366 | 98.7906 | 192.9227 | 0 | 58.066 | 7144676.6248 | 453305.0315 | 6531394.8641 | 4765350.3859 | 0 | 690267.4793 | 0 | 7638147.8104 | 19872893.8031 | 13563658.3678 | 60659694.3669 | 961560.8286 | 14024609.4364 | 14024609.4364 | 1478867.319 | 6491564.8444 | 0 | 75645864.632 | 97640906.2318 | 13335.2143 | 20.1491 | 3754.305 | 4845.9191 | 76.5366 | 98.7906
1 | 4100 | 707 | 0.045 | 15 | 15 | 7 | 1.7783e-11 | 5spot_SharedNeighbor | Water | Porous | Wet | R245fa | MinimizeLCOE_Brownfield | IgnoreSilica | 2019 | 95.2226 | 53.7325 | 6.4164 | 4 | 3464.9102 | 4321.8948 | 70.6369 | 88.1077 | 192.4812 | 0 | 62.7817 | 8493166.3123 | 537294.8952 | 7931843.5633 | 6093914.7897 | 0 | 817477.8429 | 0 | 9310741.9874 | 24224640.7553 | 16533815.0821 | 73942895.2283 | 961560.8286 | 14024609.4364 | 14024609.4364 | 1478867.319 | 6491564.8444 | 0 | 88929065.4933 | 110924107.0932 | 17782.7941 | 25.6656 | 3464.9102 | 4321.8948 | 70.6369 | 88.1077
1 | 4100 | 707 | 0.045 | 15 | 15 | 7 | 2.3714e-11 | 5spot_SharedNeighbor | Water | Porous | Wet | R245fa | MinimizeLCOE_Brownfield | IgnoreSilica | 2019 | 119.4958 | 66.516 | 7.9272 | 4 | 3256.0435 | 3949.6966 | 66.3789 | 80.5199 | 191.3902 | 0 | 58.4387 | 9888485.1337 | 623871.7335 | 9408614.5512 | 7617075.178 | 0 | 958070.0185 | 0 | 11113485.4798 | 28915009.5291 | 19735088.1477 | 88259699.7715 | 961560.8286 | 14024609.4364 | 14024609.4364 | 1478867.319 | 6491564.8444 | 0 | 103245870.0366 | 125240911.6365 | 23713.7371 | 31.709 | 3256.0435 | 3949.6966 | 66.3789 | 80.5199
1 | 4100 | 707 | 0.045 | 15 | 15 | 7 | 3.1623e-11 | 5spot_SharedNeighbor | Water | Porous | Wet | R245fa | MinimizeLCOE_Brownfield | IgnoreSilica | 2019 | 145.9459 | 79.5597 | 9.4527 | 4 | 3112.4372 | 3694.1529 | 63.4512 | 75.3103 | 189.7601 | 0 | 66.6879 | 11235738.2248 | 707183.8024 | 10857738.7165 | 9250592.3804 | 0 | 1106203.9916 | 0 | 12931408.2751 | 33644871.7354 | 22963316.2924 | 102697053.4187 | 961560.8286 | 14024609.4364 | 14024609.4364 | 1478867.319 | 6491564.8444 | 0 | 117683223.6837 | 139678265.2836 | 31622.7766 | 37.8106 | 3112.4372 | 3694.1529 | 63.4512 | 75.3103
1 | 4100 | 707 | 0.045 | 15 | 15 | 7 | 4.217e-11 | 5spot_SharedNeighbor | Water | Porous | Wet | R245fa | MinimizeLCOE_Brownfield | IgnoreSilica | 2019 | 157.9576 | 85.2162 | 10.2622 | 4 | 3008.9277 | 3544.7569 | 61.3411 | 72.2647 | 188.9638 | 0 | 88.3012 | 11800216.6207 | 742014.6824 | 11471031.3118 | 9984484.2407 | 0 | 1041717.1562 | 0 | 13665390.9646 | 35554544.1328 | 24266706.9435 | 108526106.0527 | 961560.8286 | 14024609.4364 | 14024609.4364 | 1478867.319 | 6491564.8444 | 0 | 123512276.3177 | 145507317.9176 | 42169.6503 | 41.0486 | 3008.9277 | 3544.7569 | 61.3411 | 72.2647
1 | 4100 | 707 | 0.045 | 15 | 15 | 7 | 5.6234e-11 | 5spot_SharedNeighbor | Water | Porous | Wet | R245fa | MinimizeLCOE_Brownfield | IgnoreSilica | 2019 | 166.5756 | 89.1462 | 10.8758 | 4 | 2928.9679 | 3434.5631 | 59.711 | 70.0182 | 188.3561 | 0 | 99.8611 | 12186180.4406 | 765806.0986 | 11892326.7431 | 10507102.7129 | 0 | 949616.2023 | 0 | 14157402.557 | 36834657.3708 | 25140410.5321 | 112433502.6574 | 961560.8286 | 14024609.4364 | 14024609.4364 | 1478867.319 | 6491564.8444 | 0 | 127419672.9225 | 149414714.5223 | 56234.1325 | 43.5033 | 2928.9679 | 3434.5631 | 59.711 | 70.0182
1 | 4100 | 707 | 0.045 | 15 | 15 | 7 | 7.4989e-11 | 5spot_SharedNeighbor | Water | Porous | Wet | R245fa | MinimizeLCOE_Brownfield | IgnoreSilica | 2019 | 173.6434 | 92.288 | 11.3782 | 4 | 2867.435 | 3350.7046 | 58.4565 | 68.3086 | 187.8378 | 0 | 132.1437 | 12491303.0975 | 784600.7652 | 12226467.9038 | 10933264.3861 | 0 | 861718.1518 | 0 | 14545968.1787 | 37845625.4127 | 25830416.994 | 115519364.8898 | 961560.8286 | 14024609.4364 | 14024609.4364 | 1478867.319 | 6491564.8444 | 0 | 130505535.1548 | 152500576.7547 | 74989.4209 | 45.513 | 2867.435 | 3350.7046 | 58.4565 | 68.3086
1 | 4100 | 707 | 0.045 | 15 | 15 | 7 | 1e-10 | 5spot_SharedNeighbor | Water | Porous | Wet | R245fa | MinimizeLCOE_Brownfield | IgnoreSilica | 2019 | 179.0561 | 94.6404 | 11.769 | 4 | 2820.2655 | 3287.4911 | 57.4949 | 67.02 | 187.4289 | 0 | 152.6924 | 12717834.7861 | 798546.8617 | 12475150.3706 | 11257099.2247 | 0 | 778674.0199 | 0 | 14830649.0526 | 38586306.6503 | 26335947.1582 | 117780208.124 | 961560.8286 | 14024609.4364 | 14024609.4364 | 1478867.319 | 6491564.8444 | 0 | 132766378.3891 | 154761419.9889 | 100000 | 47.0758 | 2820.2655 | 3287.4911 | 57.4949 | 67.02
1 | 4100 | 707 | 0.045 | 15 | 15 | 7 | 1.3335e-10 | 5spot_SharedNeighbor | Water | Porous | Wet | R245fa | MinimizeLCOE_Brownfield | IgnoreSilica | 2019 | 183.1971 | 96.4102 | 12.0712 | 4 | 2784.2407 | 3239.7669 | 56.7605 | 66.047 | 187.1094 | 0 | 183.5444 | 12887232.4855 | 808971.4212 | 12661444.1329 | 11504228.388 | 0 | 704763.072 | 0 | 15040989.4048 | 39133569.1002 | 26709465.0253 | 119450663.03 | 961560.8286 | 14024609.4364 | 14024609.4364 | 1478867.319 | 6491564.8444 | 0 | 134436833.295 | 156431874.8949 | 133352.1432 | 48.2849 | 2784.2407 | 3239.7669 | 56.7605 | 66.047
1 | 4100 | 707 | 0.045 | 15 | 15 | 7 | 1.7783e-10 | 5spot_SharedNeighbor | Water | Porous | Wet | R245fa | MinimizeLCOE_Brownfield | IgnoreSilica | 2019 | 186.3908 | 97.7566 | 12.305 | 4 | 2756.7941 | 3203.6662 | 56.201 | 65.3111 | 186.8591 | 0 | 170.8661 | 13015503.3591 | 816862.7336 | 12802695.5792 | 11694119.946 | 0 | 641866.8033 | 0 | 15198708.8842 | 39543922.8329 | 26989539.8798 | 120703220.0181 | 961560.8286 | 14024609.4364 | 14024609.4364 | 1478867.319 | 6491564.8444 | 0 | 135689390.2831 | 157684431.883 | 177827.941 | 49.22 | 2756.7941 | 3203.6662 | 56.201 | 65.3111
1 | 4100 | 707 | 0.045 | 15 | 15 | 7 | 2.3714e-10 | 5spot_SharedNeighbor | Water | Porous | Wet | R245fa | MinimizeLCOE_Brownfield | IgnoreSilica | 2019 | 188.7077 | 98.7226 | 12.4787 | 4 | 2735.9294 | 3176.5814 | 55.7756 | 64.7589 | 186.6752 | 0 | 170.1161 | 13107241.1888 | 822505.2788 | 12903814.665 | 11831469.027 | 0 | 588170.8441 | 0 | 15308748.3914 | 39830223.0584 | 27184945.6666 | 121577118.1202 | 961560.8286 | 14024609.4364 | 14024609.4364 | 1478867.319 | 6491564.8444 | 0 | 136563288.3852 | 158558329.9851 | 237137.3706 | 49.9148 | 2735.9294 | 3176.5814 | 55.7756 | 64.7589
1 | 4100 | 707 | 0.045 | 15 | 15 | 7 | 3.1623e-10 | 5spot_SharedNeighbor | Water | Porous | Wet | R245fa | MinimizeLCOE_Brownfield | IgnoreSilica | 2019 | 190.4056 | 99.4252 | 12.6083 | 4 | 2720.102 | 3156.2245 | 55.453 | 64.3439 | 186.5393 | 0 | 170.4882 | 13173794.5183 | 826598.1559 | 12977224.4912 | 11932014.0291 | 0 | 543769.2252 | 0 | 15386826.1637 | 40033365.4059 | 27323594.493 | 122197186.4824 | 961560.8286 | 14024609.4364 | 14024609.4364 | 1478867.319 | 6491564.8444 | 0 | 137183356.7474 | 159178398.3473 | 316227.766 | 50.4332 | 2720.102 | 3156.2245 | 55.453 | 64.3439
1 | 4100 | 707 | 0.045 | 15 | 15 | 7 | 4.217e-10 | 5spot_SharedNeighbor | Water | Porous | Wet | R245fa | MinimizeLCOE_Brownfield | IgnoreSilica | 2019 | 191.6696 | 99.9453 | 12.7057 | 4 | 2708.1153 | 3140.8942 | 55.2086 | 64.0314 | 186.4375 | 0 | 216.3863 | 13222981.8276 | 829622.7195 | 13031506.4396 | 12006809.798 | 0 | 507989.1215 | 0 | 15443574.8634 | 40181013.8818 | 27424367.6116 | 122647866.2631 | 961560.8286 | 14024609.4364 | 14024609.4364 | 1478867.319 | 6491564.8444 | 0 | 137634036.5281 | 159629078.128 | 421696.5034 | 50.8228 | 2708.1153 | 3140.8942 | 55.2086 | 64.0314
1 | 4100 | 707 | 0.045 | 15 | 15 | 7 | 5.6234e-10 | 5spot_SharedNeighbor | Water | Porous | Wet | R245fa | MinimizeLCOE_Brownfield | IgnoreSilica | 2019 | 192.5586 | 100.3095 | 12.7765 | 4 | 2699.0519 | 3129.4327 | 55.0238 | 63.7977 | 186.3656 | 0 | 213.0549 | 13257382.2143 | 831737.8517 | 13069483.5979 | 12059386.8108 | 0 | 478978.9852 | 0 | 15481818.0894 | 40280514.911 | 27492279.1085 | 122951581.5688 | 961560.8286 | 14024609.4364 | 14024609.4364 | 1478867.319 | 6491564.8444 | 0 | 137937751.8338 | 159932793.4337 | 562341.3252 | 51.106 | 2699.0519 | 3129.4327 | 55.0238 | 63.7977
1 | 4100 | 707 | 0.045 | 15 | 15 | 7 | 7.4989e-10 | 5spot_SharedNeighbor | Water | Porous | Wet | R245fa | MinimizeLCOE_Brownfield | IgnoreSilica | 2019 | 193.2165 | 100.5782 | 12.8294 | 4 | 2692.2087 | 3120.815 | 54.8843 | 63.622 | 186.3121 | 0 | 232.4424 | 13282736.6231 | 833296.6946 | 13097481.4286 | 12098276.8793 | 0 | 456176.2348 | 0 | 15509507.4655 | 40352556.9879 | 27541449.3064 | 123171481.6201 | 961560.8286 | 14024609.4364 | 14024609.4364 | 1478867.319 | 6491564.8444 | 0 | 138157651.8851 | 160152693.485 | 749894.2093 | 51.3176 | 2692.2087 | 3120.815 | 54.8843 | 63.622
1 | 4100 | 707 | 0.045 | 15 | 15 | 7 | 1e-09 | 5spot_SharedNeighbor | Water | Porous | Wet | R245fa | MinimizeLCOE_Brownfield | IgnoreSilica | 2019 | 192.5199 | 100.2909 | 12.8173 | 4 | 2686.7208 | 3115.7315 | 54.7724 | 63.5184 | 186.3667 | 0 | 206.2378 | 13255623.4018 | 831629.7133 | 13067541.6403 | 12057013.0909 | 0 | 423271.6019 | 0 | 15457680.9848 | 40217715.1161 | 27449416.9581 | 122759892.5071 | 961560.8286 | 14024609.4364 | 14024609.4364 | 1478867.319 | 6491564.8444 | 0 | 137746062.7722 | 159741104.372 | 1000000 | 51.2692 | 2686.7208 | 3115.7315 | 54.7724 | 63.5184
1 | 4100 | 707 | 0.045 | 15 | 15 | 7 | 1.3335e-09 | 5spot_SharedNeighbor | Water | Porous | Wet | R245fa | MinimizeLCOE_Brownfield | IgnoreSilica | 2019 | 194.4151 | 101.067 | 12.9151 | 4 | 2682.8433 | 3108.6056 | 54.6934 | 63.3731 | 186.2152 | 0 | 197.4117 | 13328816.5724 | 836129.591 | 13148381.2333 | 12169128.5383 | 0 | 427267.8631 | 0 | 15564792.2813 | 40496396.7381 | 27639622.8915 | 123610535.7091 | 961560.8286 | 14024609.4364 | 14024609.4364 | 1478867.319 | 6491564.8444 | 0 | 138596705.9741 | 160591747.574 | 1333521.4322 | 51.6604 | 2682.8433 | 3108.6056 | 54.6934 | 63.3731
1 | 4100 | 707 | 0.045 | 15 | 15 | 7 | 1.7783e-09 | 5spot_SharedNeighbor | Water | Porous | Wet | R245fa | MinimizeLCOE_Brownfield | IgnoreSilica | 2019 | 194.6586 | 101.1657 | 12.9359 | 4 | 2679.9648 | 3105.043 | 54.6347 | 63.3005 | 186.1952 | 0 | 198.1299 | 13338114.0372 | 836701.1485 | 13158653.6285 | 12183511.2338 | 0 | 416671.9714 | 0 | 15574124.2876 | 40520676.7041 | 27656194.4672 | 123684647.4783 | 961560.8286 | 14024609.4364 | 14024609.4364 | 1478867.319 | 6491564.8444 | 0 | 138670817.7434 | 160665859.3432 | 1778279.41 | 51.7435 | 2679.9648 | 3105.043 | 54.6347 | 63.3005
1 | 4100 | 707 | 0.045 | 15 | 15 | 7 | 2.3714e-09 | 5spot_SharedNeighbor | Water | Porous | Wet | R245fa | MinimizeLCOE_Brownfield | IgnoreSilica | 2019 | 194.8413 | 101.2397 | 12.9515 | 4 | 2677.8004 | 3102.3664 | 54.5906 | 63.2459 | 186.1802 | 0 | 206.3581 | 13345077.4193 | 837129.2125 | 13166347.7248 | 12194293.8657 | 0 | 408605.1177 | 0 | 15581066.8025 | 40538739.7039 | 27668522.8357 | 123739782.682 | 961560.8286 | 14024609.4364 | 14024609.4364 | 1478867.319 | 6491564.8444 | 0 | 138725952.9471 | 160720994.547 | 2371373.7057 | 51.8059 | 2677.8004 | 3102.3664 | 54.5906 | 63.2459
1 | 4100 | 707 | 0.045 | 15 | 15 | 7 | 3.1623e-09 | 5spot_SharedNeighbor | Water | Porous | Wet | R245fa | MinimizeLCOE_Brownfield | IgnoreSilica | 2019 | 194.9681 | 101.291 | 12.9627 | 4 | 2676.1738 | 3100.371 | 54.5574 | 63.2053 | 186.1698 | 0 | 197.2713 | 13349908.4495 | 837426.1898 | 13171685.9766 | 12201783.6822 | 0 | 402369.4368 | 0 | 15585637.7566 | 40550632.3887 | 27676639.8375 | 123776083.7177 | 961560.8286 | 14024609.4364 | 14024609.4364 | 1478867.319 | 6491564.8444 | 0 | 138762253.9827 | 160757295.5826 | 3162277.6602 | 51.851 | 2676.1738 | 3100.371 | 54.5574 | 63.2053
1 | 4100 | 707 | 0.045 | 15 | 15 | 7 | 4.217e-09 | 5spot_SharedNeighbor | Water | Porous | Wet | R245fa | MinimizeLCOE_Brownfield | IgnoreSilica | 2019 | 195.0607 | 101.3284 | 12.9711 | 4 | 2674.9521 | 3098.8765 | 54.5325 | 63.1748 | 186.1621 | 0 | 197.0118 | 13353431.9378 | 837642.787 | 13175579.5433 | 12207250.147 | 0 | 397622.9768 | 0 | 15588895.6828 | 40559108.8445 | 27682425.1927 | 123801957.112 | 961560.8286 | 14024609.4364 | 14024609.4364 | 1478867.319 | 6491564.8444 | 0 | 138788127.377 | 160783168.9769 | 4216965.0343 | 51.8843 | 2674.9521 | 3098.8765 | 54.5325 | 63.1748
1 | 4100 | 707 | 0.045 | 15 | 15 | 7 | 5.6234e-09 | 5spot_SharedNeighbor | Water | Porous | Wet | R245fa | MinimizeLCOE_Brownfield | IgnoreSilica | 2019 | 195.1339 | 101.358 | 12.9775 | 4 | 2674.0347 | 3097.7494 | 54.5138 | 63.1518 | 186.1561 | 0 | 192.8191 | 13356215.5385 | 837813.9005 | 13178655.5938 | 12211568.8678 | 0 | 394082.7776 | 0 | 15591551.3045 | 40566018.2274 | 27687140.9885 | 123823047.1987 | 961560.8286 | 14024609.4364 | 14024609.4364 | 1478867.319 | 6491564.8444 | 0 | 138809217.4637 | 160804259.0636 | 5623413.2519 | 51.91 | 2674.0347 | 3097.7494 | 54.5138 | 63.1518
1 | 4100 | 707 | 0.045 | 15 | 15 | 7 | 7.4989e-09 | 5spot_SharedNeighbor | Water | Porous | Wet | R245fa | MinimizeLCOE_Brownfield | IgnoreSilica | 2019 | 195.1922 | 101.3816 | 12.9825 | 4 | 2673.3461 | 3096.8985 | 54.4998 | 63.1345 | 186.1513 | 0 | 196.4608 | 13358435.7209 | 837950.3789 | 13181109.0846 | 12215013.1472 | 0 | 391454.7204 | 0 | 15593745.5903 | 40571727.3088 | 27691037.5539 | 123840473.5049 | 961560.8286 | 14024609.4364 | 14024609.4364 | 1478867.319 | 6491564.8444 | 0 | 138826643.7699 | 160821685.3698 | 7498942.0933 | 51.9299 | 2673.3461 | 3096.8985 | 54.4998 | 63.1345
1 | 4100 | 707 | 0.045 | 15 | 15 | 7 | 1e-08 | 5spot_SharedNeighbor | Water | Porous | Wet | R245fa | MinimizeLCOE_Brownfield | IgnoreSilica | 2019 | 195.2265 | 101.3954 | 12.9858 | 4 | 2672.8294 | 3096.2739 | 54.4892 | 63.1217 | 186.1484 | 0 | 190.7941 | 13359736.5081 | 838030.3402 | 13182546.587 | 12217035.0417 | 0 | 389366.5768 | 0 | 15594818.871 | 40574519.7651 | 27692943.4627 | 123848997.1527 | 961560.8286 | 14024609.4364 | 14024609.4364 | 1478867.319 | 6491564.8444 | 0 | 138835167.4177 | 160830209.0176 | 10000000 | 51.9431 | 2672.8294 | 3096.2739 | 54.4892 | 63.1217
1 | 4200 | 707 | 0.045 | 15 | 15 | 7 | 1e-13 | 5spot_SharedNeighbor | Water | Porous | Wet | R245fa | MinimizeLCOE_Brownfield | IgnoreSilica | 2019 | 0.78939 | 0.1878 | 0.0098034 | 4 | 419759.935 | 996601.4416 | 8557.374 | 20317.0684 | 125.2227 | 0 | 17.7254 | 127631.8937 | 5281.7581 | 89056.9489 | 55460.3636 | 0 | 54380.9043 | 0 | 129406.6288 | 336689.5032 | 229797.5042 | 1027705.5048 | 961560.8286 | 14470997.6721 | 14470997.6721 | 1478867.319 | 6670120.1387 | 0 | 16460264.0055 | 39080249.1353 | 100 | 0.039214 | 419759.935 | 996601.4416 | 8557.374 | 20317.0684
1 | 4200 | 707 | 0.045 | 15 | 15 | 7 | 1.3335e-13 | 5spot_SharedNeighbor | Water | Porous | Wet | R245fa | MinimizeLCOE_Brownfield | IgnoreSilica | 2019 | 1.0155 | 0.28629 | 0.019922 | 4 | 210831.0195 | 494690.1409 | 4298.0755 | 10084.9276 | 137.5395 | 0 | 28.9425 | 181198.4588 | 8208.0405 | 123742.4145 | 68312.2726 | 0 | 60223.567 | 0 | 172257.0538 | 448177.5193 | 305890.3661 | 1368009.6927 | 961560.8286 | 14470997.6721 | 14470997.6721 | 1478867.319 | 6670120.1387 | 0 | 16800568.1934 | 39420553.3232 | 133.3521 | 0.079687 | 210831.0195 | 494690.1409 | 4298.0755 | 10084.9276
1 | 4200 | 707 | 0.045 | 15 | 15 | 7 | 1.7783e-13 | 5spot_SharedNeighbor | Water | Porous | Wet | R245fa | MinimizeLCOE_Brownfield | IgnoreSilica | 2019 | 1.2934 | 0.41761 | 0.034789 | 4 | 123716.155 | 286269.5029 | 2522.1212 | 5835.991 | 148.0739 | 0 | 25.2915 | 246446.312 | 12096.2909 | 166208.5705 | 85089.4377 | 0 | 65852.367 | 0 | 224520.2615 | 584155.6649 | 398698.2445 | 1783067.1491 | 961560.8286 | 14470997.6721 | 14470997.6721 | 1478867.319 | 6670120.1387 | 0 | 17215625.6498 | 39835610.7796 | 177.8279 | 0.13915 | 123716.155 | 286269.5029 | 2522.1212 | 5835.991
1 | 4200 | 707 | 0.045 | 15 | 15 | 7 | 2.3714e-13 | 5spot_SharedNeighbor | Water | Porous | Wet | R245fa | MinimizeLCOE_Brownfield | IgnoreSilica | 2019 | 1.6903 | 0.61723 | 0.058399 | 4 | 76216.4027 | 173050.1438 | 1553.7745 | 3527.8612 | 158.119 | 0 | 127.2509 | 336988.5908 | 17952.9691 | 225675.9858 | 110510.8493 | 0 | 74484.278 | 0 | 298588.9425 | 776867.1793 | 530227.8129 | 2371296.6076 | 961560.8286 | 14470997.6721 | 14470997.6721 | 1478867.319 | 6670120.1387 | 0 | 17803855.1083 | 40423840.2381 | 237.1374 | 0.2336 | 76216.4027 | 173050.1438 | 1553.7745 | 3527.8612
1 | 4200 | 707 | 0.045 | 15 | 15 | 7 | 3.1623e-13 | 5spot_SharedNeighbor | Water | Porous | Wet | R245fa | MinimizeLCOE_Brownfield | IgnoreSilica | 2019 | 2.1765 | 0.87105 | 0.090096 | 4 | 51306.8288 | 114073.4414 | 1045.9591 | 2325.5414 | 166.0712 | 0 | 166.3849 | 441851.1322 | 25216.6019 | 295730.0165 | 141625.9762 | 0 | 82748.1909 | 0 | 384997.0479 | 1001683.3448 | 683669.4654 | 3057521.7757 | 961560.8286 | 14470997.6721 | 14470997.6721 | 1478867.319 | 6670120.1387 | 0 | 18490080.2764 | 41110065.4062 | 316.2278 | 0.36038 | 51306.8288 | 114073.4414 | 1045.9591 | 2325.5414
1 | 4200 | 707 | 0.045 | 15 | 15 | 7 | 4.217e-13 | 5spot_SharedNeighbor | Water | Porous | Wet | R245fa | MinimizeLCOE_Brownfield | IgnoreSilica | 2019 | 2.8377 | 1.2278 | 0.13622 | 4 | 35603.3818 | 77115.7131 | 725.8231 | 1572.1081 | 172.9363 | 0 | 222.7451 | 577660.3686 | 35372.2608 | 387270.3004 | 186984.1142 | 0 | 93735.5996 | 0 | 499598.831 | 1299853.6766 | 887176.8436 | 3967651.9949 | 961560.8286 | 14470997.6721 | 14470997.6721 | 1478867.319 | 6670120.1387 | 0 | 19400210.4955 | 42020195.6253 | 421.6965 | 0.5449 | 35603.3818 | 77115.7131 | 725.8231 | 1572.1081
1 | 4200 | 707 | 0.045 | 15 | 15 | 7 | 5.6234e-13 | 5spot_SharedNeighbor | Water | Porous | Wet | R245fa | MinimizeLCOE_Brownfield | IgnoreSilica | 2019 | 3.7022 | 1.7111 | 0.19919 | 4 | 25776.8197 | 54166.8708 | 525.4953 | 1104.2649 | 178.4836 | 0 | 38.4799 | 743479.5875 | 48126.178 | 503278.8671 | 246636.6048 | 0 | 106814.9158 | 0 | 642851.0998 | 1672566.6947 | 1141561.1369 | 5105315.0846 | 961560.8286 | 14470997.6721 | 14470997.6721 | 1478867.319 | 6670120.1387 | 0 | 20537873.5853 | 43157858.7151 | 562.3413 | 0.79676 | 25776.8197 | 54166.8708 | 525.4953 | 1104.2649
1 | 4200 | 707 | 0.045 | 15 | 15 | 7 | 7.4989e-13 | 5spot_SharedNeighbor | Water | Porous | Wet | R245fa | MinimizeLCOE_Brownfield | IgnoreSilica | 2019 | 4.84 | 2.4007 | 0.28223 | 4 | 19459.1302 | 39496.2154 | 396.7007 | 805.1838 | 182.9279 | 0 | 44.7276 | 942685.8738 | 60992.6025 | 659853.9153 | 322653.4654 | 0 | 123738.1822 | 0 | 822870.3753 | 2140939.9226 | 1461235.4891 | 6534969.8262 | 961560.8286 | 14470997.6721 | 14470997.6721 | 1478867.319 | 6670120.1387 | 0 | 21967528.3269 | 44587513.4567 | 749.8942 | 1.1289 | 19459.1302 | 39496.2154 | 396.7007 | 805.1838
1 | 4200 | 707 | 0.045 | 15 | 15 | 7 | 1e-12 | 5spot_SharedNeighbor | Water | Porous | Wet | R245fa | MinimizeLCOE_Brownfield | IgnoreSilica | 2019 | 6.348 | 3.3096 | 0.39168 | 4 | 15140.0501 | 29577.7985 | 308.6504 | 602.9834 | 186.4249 | 0 | 37.4934 | 1181168.0601 | 76363.8426 | 853105.5742 | 420923.4808 | 0 | 144274.3309 | 0 | 1043575.7626 | 2715170.0673 | 1853159.3621 | 8287740.4806 | 961560.8286 | 14470997.6721 | 14470997.6721 | 1478867.319 | 6670120.1387 | 0 | 23720298.9813 | 46340284.1111 | 1000 | 1.5667 | 15140.0501 | 29577.7985 | 308.6504 | 602.9834
1 | 4200 | 707 | 0.045 | 15 | 15 | 7 | 1.3335e-12 | 5spot_SharedNeighbor | Water | Porous | Wet | R245fa | MinimizeLCOE_Brownfield | IgnoreSilica | 2019 | 8.3432 | 4.4979 | 0.53459 | 4 | 12098.3758 | 22676.4976 | 246.6418 | 462.2911 | 188.91 | 0 | 38.3477 | 1465703.1206 | 94656.783 | 1090410.8641 | 550084.5223 | 0 | 169323.6784 | 0 | 1314369.7977 | 3419720.5993 | 2334029.5773 | 10438298.9428 | 961560.8286 | 14470997.6721 | 14470997.6721 | 1478867.319 | 6670120.1387 | 0 | 25870857.4435 | 48490842.5733 | 1333.5214 | 2.1384 | 12098.3758 | 22676.4976 | 246.6418 | 462.2911
1 | 4200 | 707 | 0.045 | 15 | 15 | 7 | 1.7783e-12 | 5spot_SharedNeighbor | Water | Porous | Wet | R245fa | MinimizeLCOE_Brownfield | IgnoreSilica | 2019 | 11.0226 | 6.1394 | 0.73256 | 4 | 9775.5995 | 17495.1093 | 199.2888 | 356.6615 | 191.4394 | 0 | 45.1638 | 1824976.0489 | 117689.3432 | 1398581.465 | 724579.4971 | 0 | 199970.4752 | 0 | 1663660.7635 | 4328504.0428 | 2954292.9511 | 13212254.5869 | 961560.8286 | 14470997.6721 | 14470997.6721 | 1478867.319 | 6670120.1387 | 0 | 28644813.0876 | 51264798.2174 | 1778.2794 | 2.9302 | 9775.5995 | 17495.1093 | 199.2888 | 356.6615
1 | 4200 | 707 | 0.045 | 15 | 15 | 7 | 2.3714e-12 | 5spot_SharedNeighbor | Water | Porous | Wet | R245fa | MinimizeLCOE_Brownfield | IgnoreSilica | 2019 | 14.5648 | 8.2834 | 0.99084 | 4 | 8088.9426 | 13796.2145 | 164.904 | 281.2545 | 193.1182 | 0 | 42.3384 | 2254530.2267 | 145142.3452 | 1777267.9439 | 954163.4085 | 0 | 237152.1047 | 0 | 2093619.8513 | 5447169.3926 | 3717805.0386 | 16626850.3115 | 961560.8286 | 14470997.6721 | 14470997.6721 | 1478867.319 | 6670120.1387 | 0 | 32059408.8122 | 54679393.942 | 2371.3737 | 3.9634 | 8088.9426 | 13796.2145 | 164.904 | 281.2545
1 | 4200 | 707 | 0.045 | 15 | 15 | 7 | 3.1623e-12 | 5spot_SharedNeighbor | Water | Porous | Wet | R245fa | MinimizeLCOE_Brownfield | IgnoreSilica | 2019 | 19.2789 | 11.1377 | 1.3346 | 4 | 6808.485 | 11045.7143 | 138.8002 | 225.1818 | 194.409 | 0 | 39.7467 | 2779281.4804 | 178568.4577 | 2252278.951 | 1259586.4489 | 0 | 282651.7188 | 0 | 2633423.1521 | 6851626.8525 | 4676376.1137 | 20913793.175 | 961560.8286 | 14470997.6721 | 14470997.6721 | 1478867.319 | 6670120.1387 | 0 | 36346351.6757 | 58966336.8055 | 3162.2777 | 5.3384 | 6808.485 | 11045.7143 | 138.8002 | 225.1818
1 | 4200 | 707 | 0.045 | 15 | 15 | 7 | 4.217e-12 | 5spot_SharedNeighbor | Water | Porous | Wet | R245fa | MinimizeLCOE_Brownfield | IgnoreSilica | 2019 | 25.5199 | 14.9171 | 1.7898 | 4 | 5825.871 | 8985.4309 | 118.7683 | 183.1802 | 195.3927 | 0 | 45.4337 | 3417718.8132 | 219092.2122 | 2845334.0147 | 1663769.0889 | 0 | 337774.3367 | 0 | 3308638.5016 | 8608398.6862 | 5875408.9882 | 26276134.6418 | 961560.8286 | 14470997.6721 | 14470997.6721 | 1478867.319 | 6670120.1387 | 0 | 41708693.1425 | 64328678.2723 | 4216.965 | 7.1592 | 5825.871 | 8985.4309 | 118.7683 | 183.1802
1 | 4200 | 707 | 0.045 | 15 | 15 | 7 | 5.6234e-12 | 5spot_SharedNeighbor | Water | Porous | Wet | R245fa | MinimizeLCOE_Brownfield | IgnoreSilica | 2019 | 33.7365 | 19.8939 | 2.3893 | 4 | 5063.3614 | 7430.1246 | 103.2235 | 151.4731 | 196.1384 | 0 | 37.6605 | 4191299.506 | 268009.63 | 3582284.4321 | 2195884.3655 | 0 | 404130.4175 | 0 | 4150227.2569 | 10798039.9938 | 7369884.1733 | 32959759.7751 | 961560.8286 | 14470997.6721 | 14470997.6721 | 1478867.319 | 6670120.1387 | 0 | 48392318.2758 | 71012303.4056 | 5623.4133 | 9.5574 | 5063.3614 | 7430.1246 | 103.2235 | 151.4731
1 | 4200 | 707 | 0.045 | 15 | 15 | 7 | 7.4989e-12 | 5spot_SharedNeighbor | Water | Porous | Wet | R245fa | MinimizeLCOE_Brownfield | IgnoreSilica | 2019 | 44.5018 | 26.413 | 3.1745 | 4 | 4465.1027 | 6246.4943 | 91.0272 | 127.3432 | 196.6953 | 0 | 40.4063 | 5125137.1597 | 326827.8344 | 4494056.292 | 2892969.093 | 0 | 484103.9206 | 0 | 5196006.7768 | 13518943.7858 | 9226956.9203 | 41265001.7825 | 961560.8286 | 14470997.6721 | 14470997.6721 | 1478867.319 | 6670120.1387 | 0 | 56697560.2832 | 79317545.413 | 7498.9421 | 12.6979 | 4465.1027 | 6246.4943 | 91.0272 | 127.3432
1 | 4200 | 707 | 0.045 | 15 | 15 | 7 | 1e-11 | 5spot_SharedNeighbor | Water | Porous | Wet | R245fa | MinimizeLCOE_Brownfield | IgnoreSilica | 2019 | 58.3775 | 34.7911 | 4.1832 | 4 | 3995.2765 | 5347.1062 | 81.4491 | 109.008 | 197.0491 | 0 | 41.4536 | 6233398.2293 | 396346.3747 | 5602211.2836 | 3790936.8416 | 0 | 578869.7689 | 0 | 6474687.3743 | 16845808.4069 | 11497610.3845 | 51419868.6638 | 961560.8286 | 14470997.6721 | 14470997.6721 | 1478867.319 | 6670120.1387 | 0 | 66852427.1645 | 89472412.2943 | 10000 | 16.7329 | 3995.2765 | 5347.1062 | 81.4491 | 109.008
1 | 4200 | 707 | 0.045 | 15 | 15 | 7 | 1.3335e-11 | 5spot_SharedNeighbor | Water | Porous | Wet | R245fa | MinimizeLCOE_Brownfield | IgnoreSilica | 2019 | 75.8559 | 45.2202 | 5.4369 | 4 | 3630.0074 | 4670.1131 | 74.0026 | 95.2066 | 197.0729 | 0 | 45.7501 | 7511552.181 | 476189.091 | 6909560.1239 | 4919026.2657 | 0 | 689590.2961 | 0 | 7997308.0035 | 20807354.9516 | 14201447.3029 | 63512028.2156 | 961560.8286 | 14470997.6721 | 14470997.6721 | 1478867.319 | 6670120.1387 | 0 | 78944586.7163 | 101564571.8461 | 13335.2143 | 21.7478 | 3630.0074 | 4670.1131 | 74.0026 | 95.2066
1 | 4200 | 707 | 0.045 | 15 | 15 | 7 | 1.7783e-11 | 5spot_SharedNeighbor | Water | Porous | Wet | R245fa | MinimizeLCOE_Brownfield | IgnoreSilica | 2019 | 97.0474 | 57.5106 | 6.9091 | 4 | 3354.2054 | 4172.6855 | 68.38 | 85.0658 | 196.5616 | 0 | 51.9836 | 8914473.8454 | 563469.6469 | 8374966.2993 | 6278263.5405 | 0 | 815502.9472 | 0 | 9729203.749 | 25313392.4207 | 17276910.4653 | 77266182.9144 | 961560.8286 | 14470997.6721 | 14470997.6721 | 1478867.319 | 6670120.1387 | 0 | 92698741.4151 | 115318726.5449 | 17782.7941 | 27.6366 | 3354.2054 | 4172.6855 | 68.38 | 85.0658
1 | 4200 | 707 | 0.045 | 15 | 15 | 7 | 2.3714e-11 | 5spot_SharedNeighbor | Water | Porous | Wet | R245fa | MinimizeLCOE_Brownfield | IgnoreSilica | 2019 | 121.5025 | 70.998 | 8.5132 | 4 | 3155.4057 | 3819.6679 | 64.3272 | 77.8691 | 195.3644 | 0 | 70.0886 | 10359185.2329 | 653009.0683 | 9912462.7058 | 7830227.092 | 0 | 954603.0707 | 0 | 11586699.9961 | 30146216.631 | 20575412.2935 | 92017816.0902 | 961560.8286 | 14470997.6721 | 14470997.6721 | 1478867.319 | 6670120.1387 | 0 | 107450374.5909 | 130070359.7206 | 23713.7371 | 34.0528 | 3155.4057 | 3819.6679 | 64.3272 | 77.8691
1 | 4200 | 707 | 0.045 | 15 | 15 | 7 | 3.1623e-11 | 5spot_SharedNeighbor | Water | Porous | Wet | R245fa | MinimizeLCOE_Brownfield | IgnoreSilica | 2019 | 147.9948 | 84.699 | 10.1267 | 4 | 3018.3392 | 3576.7616 | 61.5329 | 72.9171 | 193.6317 | 0 | 59.3686 | 11749052.3395 | 738859.3716 | 11415300.9377 | 9488393.8496 | 0 | 1100607.645 | 0 | 13451963.5159 | 34999249.6913 | 23887707.077 | 106831134.4276 | 961560.8286 | 14470997.6721 | 14470997.6721 | 1478867.319 | 6670120.1387 | 0 | 122263692.9283 | 144883678.0581 | 31622.7766 | 40.5069 | 3018.3392 | 3576.7616 | 61.5329 | 72.9171
1 | 4200 | 707 | 0.045 | 15 | 15 | 7 | 4.217e-11 | 5spot_SharedNeighbor | Water | Porous | Wet | R245fa | MinimizeLCOE_Brownfield | IgnoreSilica | 2019 | 161.7944 | 91.493 | 11.0577 | 4 | 2921.4579 | 3432.8656 | 59.5579 | 69.9836 | 192.654 | 0 | 76.5635 | 12414370.7913 | 779863.0738 | 12142129.9005 | 10342463.6489 | 0 | 1058860.8154 | 0 | 14327698.4096 | 37277732.2469 | 25442818.2393 | 113785937.1256 | 961560.8286 | 14470997.6721 | 14470997.6721 | 1478867.319 | 6670120.1387 | 0 | 129218495.6263 | 151838480.7561 | 42169.6503 | 44.2308 | 2921.4579 | 3432.8656 | 59.5579 | 69.9836
1 | 4200 | 707 | 0.045 | 15 | 15 | 7 | 5.6234e-11 | 5spot_SharedNeighbor | Water | Porous | Wet | R245fa | MinimizeLCOE_Brownfield | IgnoreSilica | 2019 | 170.3534 | 95.5618 | 11.6943 | 4 | 2846.9555 | 3330.5251 | 58.039 | 67.8973 | 192.0054 | 0 | 95.8242 | 12806141.3046 | 803981.5954 | 12572229.5859 | 10868802.1157 | 0 | 963090.9433 | 0 | 14825555.7625 | 38573054.9544 | 26326902.6034 | 117739758.8653 | 961560.8286 | 14470997.6721 | 14470997.6721 | 1478867.319 | 6670120.1387 | 0 | 133172317.366 | 155792302.4958 | 56234.1325 | 46.7771 | 2846.9555 | 3330.5251 | 58.039 | 67.8973
1 | 4200 | 707 | 0.045 | 15 | 15 | 7 | 7.4989e-11 | 5spot_SharedNeighbor | Water | Porous | Wet | R245fa | MinimizeLCOE_Brownfield | IgnoreSilica | 2019 | 177.2586 | 98.7583 | 12.2087 | 4 | 2789.6214 | 3252.8137 | 56.8702 | 66.313 | 191.4619 | 0 | 115.5742 | 13110618.6476 | 822712.9976 | 12907539.0549 | 11289836.1142 | 0 | 871108.0719 | 0 | 15210707.8056 | 39575141.5651 | 27010847.306 | 120798511.5631 | 961560.8286 | 14470997.6721 | 14470997.6721 | 1478867.319 | 6670120.1387 | 0 | 136231070.0638 | 158851055.1936 | 74989.4209 | 48.835 | 2789.6214 | 3252.8137 | 56.8702 | 66.313
1 | 4200 | 707 | 0.045 | 15 | 15 | 7 | 1e-10 | 5spot_SharedNeighbor | Water | Porous | Wet | R245fa | MinimizeLCOE_Brownfield | IgnoreSilica | 2019 | 182.5936 | 101.177 | 12.611 | 4 | 2745.7002 | 3194.1188 | 55.9748 | 65.1164 | 191.0299 | 0 | 126.2018 | 13339174.0084 | 836766.3091 | 13159824.8 | 11614213.2639 | 0 | 785632.8877 | 0 | 15496888.3949 | 40319724.7547 | 27519040.6326 | 123071265.0513 | 961560.8286 | 14470997.6721 | 14470997.6721 | 1478867.319 | 6670120.1387 | 0 | 138503823.5519 | 161123808.6817 | 100000 | 50.4439 | 2745.7002 | 3194.1188 | 55.9748 | 65.1164
1 | 4200 | 707 | 0.045 | 15 | 15 | 7 | 1.3335e-10 | 5spot_SharedNeighbor | Water | Porous | Wet | R245fa | MinimizeLCOE_Brownfield | IgnoreSilica | 2019 | 186.7929 | 103.0458 | 12.9268 | 4 | 2712.1302 | 3149.5933 | 55.2904 | 64.2087 | 190.6829 | 0 | 145.4925 | 13514710.5075 | 847555.3855 | 13353922.5366 | 11867580.1993 | 0 | 711308.7095 | 0 | 15715080.1619 | 40887414.9752 | 27906500.8729 | 124804073.3483 | 961560.8286 | 14470997.6721 | 14470997.6721 | 1478867.319 | 6670120.1387 | 0 | 140236631.849 | 162856616.9788 | 133352.1432 | 51.7072 | 2712.1302 | 3149.5933 | 55.2904 | 64.2087
1 | 4200 | 707 | 0.045 | 15 | 15 | 7 | 1.7783e-10 | 5spot_SharedNeighbor | Water | Porous | Wet | R245fa | MinimizeLCOE_Brownfield | IgnoreSilica | 2019 | 189.8527 | 104.3889 | 13.1626 | 4 | 2686.5578 | 3116.1833 | 54.7691 | 63.5276 | 190.4259 | 0 | 153.0228 | 13640319.8174 | 855273.5317 | 13492990.591 | 12051756.4902 | 0 | 646021.9062 | 0 | 15867681.3113 | 41284451.863 | 28177486.7071 | 126015982.218 | 961560.8286 | 14470997.6721 | 14470997.6721 | 1478867.319 | 6670120.1387 | 0 | 141448540.7187 | 164068525.8485 | 177827.941 | 52.6505 | 2686.5578 | 3116.1833 | 54.7691 | 63.5276
1 | 4200 | 707 | 0.045 | 15 | 15 | 7 | 2.3714e-10 | 5spot_SharedNeighbor | Water | Porous | Wet | R245fa | MinimizeLCOE_Brownfield | IgnoreSilica | 2019 | 192.1176 | 105.3733 | 13.3399 | 4 | 2667.1188 | 3091.0336 | 54.3728 | 63.0149 | 190.2336 | 0 | 180.4177 | 13732088.7836 | 860911.1674 | 13594684.7903 | 12187918.0385 | 0 | 591082.8198 | 0 | 15977007.3838 | 41568895.8779 | 28371625.592 | 126884214.4532 | 961560.8286 | 14470997.6721 | 14470997.6721 | 1478867.319 | 6670120.1387 | 0 | 142316772.9539 | 164936758.0837 | 237137.3706 | 53.3597 | 2667.1188 | 3091.0336 | 54.3728 | 63.0149
1 | 4200 | 707 | 0.045 | 15 | 15 | 7 | 3.1623e-10 | 5spot_SharedNeighbor | Water | Porous | Wet | R245fa | MinimizeLCOE_Brownfield | IgnoreSilica | 2019 | 193.787 | 106.0933 | 13.4726 | 4 | 2652.371 | 3072.1113 | 54.0722 | 62.6291 | 190.0906 | 0 | 189.0636 | 13799062.448 | 865024.936 | 13668950.8889 | 12288183.1517 | 0 | 545848.9212 | 0 | 16055157.4349 | 41772226.2799 | 28510402.7695 | 127504856.8301 | 961560.8286 | 14470997.6721 | 14470997.6721 | 1478867.319 | 6670120.1387 | 0 | 142937415.3308 | 165557400.4606 | 316227.766 | 53.8904 | 2652.371 | 3072.1113 | 54.0722 | 62.6291
1 | 4200 | 707 | 0.045 | 15 | 15 | 7 | 4.217e-10 | 5spot_SharedNeighbor | Water | Porous | Wet | R245fa | MinimizeLCOE_Brownfield | IgnoreSilica | 2019 | 195.1339 | 106.6709 | 13.5771 | 4 | 2641.1999 | 3057.7105 | 53.8444 | 62.3356 | 189.9747 | 0 | 173.3784 | 13852695.8848 | 868318.9236 | 13728453.8329 | 12368948.8982 | 0 | 510632.5558 | 0 | 16118329.5372 | 41936587.1317 | 28622582.4281 | 128006549.1922 | 961560.8286 | 14470997.6721 | 14470997.6721 | 1478867.319 | 6670120.1387 | 0 | 143439107.6929 | 166059092.8227 | 421696.5034 | 54.3083 | 2641.1999 | 3057.7105 | 53.8444 | 62.3356
1 | 4200 | 707 | 0.045 | 15 | 15 | 7 | 5.6234e-10 | 5spot_SharedNeighbor | Water | Porous | Wet | R245fa | MinimizeLCOE_Brownfield | IgnoreSilica | 2019 | 196.0009 | 107.0403 | 13.6491 | 4 | 2632.7475 | 3047.0614 | 53.6721 | 62.1185 | 189.8996 | 0 | 176.3236 | 13886949.6622 | 870422.5029 | 13766469.9958 | 12420704.9618 | 0 | 481048.7488 | 0 | 16155982.3899 | 42034552.1307 | 28689445.5529 | 128305575.9449 | 961560.8286 | 14470997.6721 | 14470997.6721 | 1478867.319 | 6670120.1387 | 0 | 143738134.4456 | 166358119.5754 | 562341.3252 | 54.5962 | 2632.7475 | 3047.0614 | 53.6721 | 62.1185
1 | 4200 | 707 | 0.045 | 15 | 15 | 7 | 7.4989e-10 | 5spot_SharedNeighbor | Water | Porous | Wet | R245fa | MinimizeLCOE_Brownfield | IgnoreSilica | 2019 | 196.6271 | 107.3062 | 13.7021 | 4 | 2626.3645 | 3039.0741 | 53.542 | 61.9556 | 189.845 | 0 | 174.3384 | 13911589.9891 | 871935.621 | 13793823.3869 | 12458070.9882 | 0 | 457628.6654 | 0 | 16182288.9737 | 42102996.4657 | 28736160.2179 | 128514494.3079 | 961560.8286 | 14470997.6721 | 14470997.6721 | 1478867.319 | 6670120.1387 | 0 | 143947052.8086 | 166567037.9384 | 749894.2093 | 54.8085 | 2626.3645 | 3039.0741 | 53.542 | 61.9556
1 | 4200 | 707 | 0.045 | 15 | 15 | 7 | 1e-09 | 5spot_SharedNeighbor | Water | Porous | Wet | R245fa | MinimizeLCOE_Brownfield | IgnoreSilica | 2019 | 196.769 | 107.3657 | 13.728 | 4 | 2621.2331 | 3033.1643 | 53.4374 | 61.8352 | 189.8322 | 0 | 170.4995 | 13917094.5058 | 872273.634 | 13799934.7418 | 12466513.3109 | 0 | 434078.5265 | 0 | 16181058.9404 | 42099796.1713 | 28733975.9512 | 128504725.7818 | 961560.8286 | 14470997.6721 | 14470997.6721 | 1478867.319 | 6670120.1387 | 0 | 143937284.2825 | 166557269.4123 | 1000000 | 54.9121 | 2621.2331 | 3033.1643 | 53.4374 | 61.8352
1 | 4200 | 707 | 0.045 | 15 | 15 | 7 | 1.3335e-09 | 5spot_SharedNeighbor | Water | Porous | Wet | R245fa | MinimizeLCOE_Brownfield | IgnoreSilica | 2019 | 197.8038 | 107.8054 | 13.7895 | 4 | 2617.6556 | 3027.7501 | 53.3645 | 61.7248 | 189.7432 | 0 | 177.8695 | 13957798.9339 | 874773.0408 | 13845135.1125 | 12528289.2779 | 0 | 428328.4483 | 0 | 16237386.6772 | 42246349.388 | 28834001.533 | 128952062.4115 | 961560.8286 | 14470997.6721 | 14470997.6721 | 1478867.319 | 6670120.1387 | 0 | 144384620.9122 | 167004606.042 | 1333521.4322 | 55.158 | 2617.6556 | 3027.7501 | 53.3645 | 61.7248
1 | 4200 | 707 | 0.045 | 15 | 15 | 7 | 1.7783e-09 | 5spot_SharedNeighbor | Water | Porous | Wet | R245fa | MinimizeLCOE_Brownfield | IgnoreSilica | 2019 | 198.0427 | 107.9061 | 13.8107 | 4 | 2614.9711 | 3024.4367 | 53.3097 | 61.6572 | 189.7222 | 0 | 169.5261 | 13967112.7899 | 875344.9203 | 13855479.8272 | 12542531.4911 | 0 | 417566.1567 | 0 | 16246633.7222 | 42270408.3023 | 28850422.2364 | 129025499.446 | 961560.8286 | 14470997.6721 | 14470997.6721 | 1478867.319 | 6670120.1387 | 0 | 144458057.9467 | 167078043.0765 | 1778279.41 | 55.2427 | 2614.9711 | 3024.4367 | 53.3097 | 61.6572
1 | 4200 | 707 | 0.045 | 15 | 15 | 7 | 2.3714e-09 | 5spot_SharedNeighbor | Water | Porous | Wet | R245fa | MinimizeLCOE_Brownfield | IgnoreSilica | 2019 | 198.2083 | 107.9758 | 13.8259 | 4 | 2612.9523 | 3021.9657 | 53.2686 | 61.6069 | 189.7075 | 0 | 166.5727 | 13973556.6529 | 875740.5736 | 13862637.3574 | 12552399.9105 | 0 | 409213.8134 | 0 | 16252683.8401 | 42286149.468 | 28861165.9054 | 129073547.5214 | 961560.8286 | 14470997.6721 | 14470997.6721 | 1478867.319 | 6670120.1387 | 0 | 144506106.0221 | 167126091.1519 | 2371373.7057 | 55.3038 | 2612.9523 | 3021.9657 | 53.2686 | 61.6069
1 | 4200 | 707 | 0.045 | 15 | 15 | 7 | 3.1623e-09 | 5spot_SharedNeighbor | Water | Porous | Wet | R245fa | MinimizeLCOE_Brownfield | IgnoreSilica | 2019 | 198.325 | 108.0248 | 13.8371 | 4 | 2611.4351 | 3020.1202 | 53.2376 | 61.5692 | 189.6972 | 0 | 166.0059 | 13978091.29 | 876018.9976 | 13867674.4376 | 12559352.3665 | 0 | 402790.1767 | 0 | 16256731.6347 | 42296680.9992 | 28868353.8919 | 129105693.7941 | 961560.8286 | 14470997.6721 | 14470997.6721 | 1478867.319 | 6670120.1387 | 0 | 144538252.2948 | 167158237.4246 | 3162277.6602 | 55.3482 | 2611.4351 | 3020.1202 | 53.2376 | 61.5692
1 | 4200 | 707 | 0.045 | 15 | 15 | 7 | 4.217e-09 | 5spot_SharedNeighbor | Water | Porous | Wet | R245fa | MinimizeLCOE_Brownfield | IgnoreSilica | 2019 | 198.4176 | 108.0638 | 13.8456 | 4 | 2610.2955 | 3018.7274 | 53.2144 | 61.5408 | 189.689 | 0 | 169.7594 | 13981690.1999 | 876239.9668 | 13871672.2432 | 12564870.5178 | 0 | 397991.288 | 0 | 16260061.0441 | 42305343.4397 | 28874266.1855 | 129132134.8851 | 961560.8286 | 14470997.6721 | 14470997.6721 | 1478867.319 | 6670120.1387 | 0 | 144564693.3858 | 167184678.5156 | 4216965.0343 | 55.3825 | 2610.2955 | 3018.7274 | 53.2144 | 61.5408
1 | 4200 | 707 | 0.045 | 15 | 15 | 7 | 5.6234e-09 | 5spot_SharedNeighbor | Water | Porous | Wet | R245fa | MinimizeLCOE_Brownfield | IgnoreSilica | 2019 | 198.4908 | 108.0945 | 13.8522 | 4 | 2609.4397 | 3017.677 | 53.197 | 61.5194 | 189.6826 | 0 | 159.3415 | 13984533.4598 | 876414.5389 | 13874830.7269 | 12569230.1028 | 0 | 394412.423 | 0 | 16262774.2881 | 42312402.7439 | 28879084.3056 | 129153682.5891 | 961560.8286 | 14470997.6721 | 14470997.6721 | 1478867.319 | 6670120.1387 | 0 | 144586241.0897 | 167206226.2195 | 5623413.2519 | 55.4089 | 2609.4397 | 3017.677 | 53.197 | 61.5194
1 | 4200 | 707 | 0.045 | 15 | 15 | 7 | 7.4989e-09 | 5spot_SharedNeighbor | Water | Porous | Wet | R245fa | MinimizeLCOE_Brownfield | IgnoreSilica | 2019 | 198.5413 | 108.1157 | 13.857 | 4 | 2608.7974 | 3016.8947 | 53.1839 | 61.5035 | 189.6781 | 0 | 216.3426 | 13986492.1651 | 876534.8001 | 13877006.6306 | 12572236.1253 | 0 | 391662.8514 | 0 | 16264533.7032 | 42316980.3812 | 28882208.6372 | 129167655.2941 | 961560.8286 | 14470997.6721 | 14470997.6721 | 1478867.319 | 6670120.1387 | 0 | 144600213.7948 | 167220198.9246 | 7498942.0933 | 55.4279 | 2608.7974 | 3016.8947 | 53.1839 | 61.5035
1 | 4200 | 707 | 0.045 | 15 | 15 | 7 | 1e-08 | 5spot_SharedNeighbor | Water | Porous | Wet | R245fa | MinimizeLCOE_Brownfield | IgnoreSilica | 2019 | 198.5755 | 108.1301 | 13.8604 | 4 | 2608.3153 | 3016.3126 | 53.174 | 61.4916 | 189.6751 | 0 | 208.8382 | 13987820.72 | 876616.3708 | 13878482.5271 | 12574277.1031 | 0 | 389550.8269 | 0 | 16265631.5437 | 42319836.737 | 28884158.1587 | 129176373.9875 | 961560.8286 | 14470997.6721 | 14470997.6721 | 1478867.319 | 6670120.1387 | 0 | 144608932.4882 | 167228917.618 | 10000000 | 55.4415 | 2608.3153 | 3016.3126 | 53.174 | 61.4916
1 | 4300 | 707 | 0.045 | 15 | 15 | 7 | 1e-13 | 5spot_SharedNeighbor | Water | Porous | Wet | R245fa | MinimizeLCOE_Brownfield | IgnoreSilica | 2019 | 0.81347 | 0.20198 | 0.011445 | 4 | 370554.4398 | 878499.9547 | 7554.2535 | 17909.4098 | 128.2138 | 0 | 19.7404 | 136255.2324 | 5762.4378 | 94201.7566 | 57199.1802 | 0 | 54866.8286 | 0 | 135831.3199 | 353405.2316 | 241206.3323 | 1078728.3195 | 961560.8286 | 14923245.9986 | 14923245.9986 | 1478867.319 | 6851019.4693 | 0 | 16963535.1468 | 40216667.9337 | 100 | 0.045779 | 370554.4398 | 878499.9547 | 7554.2535 | 17909.4098
1 | 4300 | 707 | 0.045 | 15 | 15 | 7 | 1.3335e-13 | 5spot_SharedNeighbor | Water | Porous | Wet | R245fa | MinimizeLCOE_Brownfield | IgnoreSilica | 2019 | 1.0498 | 0.3095 | 0.022862 | 4 | 189507.4018 | 443786.0506 | 3863.3647 | 9047.1789 | 140.9296 | 0 | 20.8448 | 194192.0881 | 9022.9697 | 131404.1308 | 71059.924 | 0 | 60915.1975 | 0 | 181971.7809 | 473453.2464 | 323141.5692 | 1445160.9066 | 961560.8286 | 14923245.9986 | 14923245.9986 | 1478867.319 | 6851019.4693 | 0 | 17329967.7338 | 40583100.5207 | 133.3521 | 0.091447 | 189507.4018 | 443786.0506 | 3863.3647 | 9047.1789
1 | 4300 | 707 | 0.045 | 15 | 15 | 7 | 1.7783e-13 | 5spot_SharedNeighbor | Water | Porous | Wet | R245fa | MinimizeLCOE_Brownfield | IgnoreSilica | 2019 | 1.3445 | 0.45488 | 0.039756 | 4 | 111823.5273 | 258047.2823 | 2279.6739 | 5260.6429 | 151.8766 | 0 | 27.6091 | 265605.7244 | 13424.8304 | 177531.6265 | 89201.1817 | 0 | 66990.2192 | 0 | 238973.8971 | 621761.0599 | 424364.6993 | 1897853.2385 | 961560.8286 | 14923245.9986 | 14923245.9986 | 1478867.319 | 6851019.4693 | 0 | 17782660.0657 | 41035792.8526 | 177.8279 | 0.15902 | 111823.5273 | 258047.2823 | 2279.6739 | 5260.6429
1 | 4300 | 707 | 0.045 | 15 | 15 | 7 | 2.3714e-13 | 5spot_SharedNeighbor | Water | Porous | Wet | R245fa | MinimizeLCOE_Brownfield | IgnoreSilica | 2019 | 1.7292 | 0.65691 | 0.064712 | 4 | 70960.0918 | 160793.1696 | 1446.6175 | 3277.9863 | 161.486 | 0 | 127.2002 | 356622.2361 | 19546.1498 | 236684.8153 | 114727.5454 | 0 | 74125.3249 | 0 | 312665.3679 | 813491.1508 | 555224.426 | 2483087.0163 | 961560.8286 | 14923245.9986 | 14923245.9986 | 1478867.319 | 6851019.4693 | 0 | 18367893.8435 | 41621026.6305 | 237.1374 | 0.25885 | 70960.0918 | 160793.1696 | 1446.6175 | 3277.9863
1 | 4300 | 707 | 0.045 | 15 | 15 | 7 | 3.1623e-13 | 5spot_SharedNeighbor | Water | Porous | Wet | R245fa | MinimizeLCOE_Brownfield | IgnoreSilica | 2019 | 2.2349 | 0.93217 | 0.10023 | 4 | 47662.3198 | 105662.5047 | 971.6609 | 2154.0731 | 169.7218 | 0 | 167.6526 | 470290.9199 | 27832.0468 | 311404.1068 | 148666.9068 | 0 | 82638.7058 | 0 | 405924.7476 | 1056132.9266 | 720832.4237 | 3223722.784 | 961560.8286 | 14923245.9986 | 14923245.9986 | 1478867.319 | 6851019.4693 | 0 | 19108529.6112 | 42361662.3981 | 316.2278 | 0.40091 | 47662.3198 | 105662.5047 | 971.6609 | 2154.0731
1 | 4300 | 707 | 0.045 | 15 | 15 | 7 | 4.217e-13 | 5spot_SharedNeighbor | Water | Porous | Wet | R245fa | MinimizeLCOE_Brownfield | IgnoreSilica | 2019 | 2.9155 | 1.314 | 0.15127 | 4 | 33174.8296 | 71603.6044 | 676.3138 | 1459.7363 | 176.7292 | 0 | 225.4341 | 615503.4146 | 39381.1278 | 407724.8841 | 196381.4287 | 0 | 93555.7835 | 0 | 527493.1891 | 1372429.0742 | 936711.0438 | 4189179.9457 | 961560.8286 | 14923245.9986 | 14923245.9986 | 1478867.319 | 6851019.4693 | 0 | 20073986.7729 | 43327119.5598 | 421.6965 | 0.6051 | 33174.8296 | 71603.6044 | 676.3138 | 1459.7363
1 | 4300 | 707 | 0.045 | 15 | 15 | 7 | 5.6234e-13 | 5spot_SharedNeighbor | Water | Porous | Wet | R245fa | MinimizeLCOE_Brownfield | IgnoreSilica | 2019 | 3.805 | 1.872 | 0.21977 | 4 | 24234.3454 | 50685.9152 | 494.0499 | 1033.3009 | 182.3802 | 0 | 34.4628 | 791768.7719 | 51245.3821 | 540781.921 | 258253.462 | 0 | 107629.9314 | 0 | 682374.9926 | 1775399.7565 | 1211746.8146 | 5419201.0321 | 961560.8286 | 14923245.9986 | 14923245.9986 | 1478867.319 | 6851019.4693 | 0 | 21304007.8593 | 44557140.6462 | 562.3413 | 0.87908 | 24234.3454 | 50685.9152 | 494.0499 | 1033.3009
1 | 4300 | 707 | 0.045 | 15 | 15 | 7 | 7.4989e-13 | 5spot_SharedNeighbor | Water | Porous | Wet | R245fa | MinimizeLCOE_Brownfield | IgnoreSilica | 2019 | 4.9669 | 2.6056 | 0.30863 | 4 | 18454.4828 | 37290.4158 | 376.2196 | 760.2156 | 186.8754 | 0 | 36.4403 | 998474.2703 | 64591.7889 | 704539.1158 | 335073.3138 | 0 | 124269.3131 | 0 | 868509.6428 | 2259683.9347 | 1542280.7173 | 6897422.0966 | 961560.8286 | 14923245.9986 | 14923245.9986 | 1478867.319 | 6851019.4693 | 0 | 22782228.9239 | 46035361.7108 | 749.8942 | 1.2345 | 18454.4828 | 37290.4158 | 376.2196 | 760.2156
1 | 4300 | 707 | 0.045 | 15 | 15 | 7 | 1e-12 | 5spot_SharedNeighbor | Water | Porous | Wet | R245fa | MinimizeLCOE_Brownfield | IgnoreSilica | 2019 | 6.5138 | 3.5814 | 0.42674 | 4 | 14421.98 | 28044.5086 | 294.0116 | 571.7252 | 190.4229 | 0 | 34.0434 | 1248579.7334 | 80702.1983 | 908716.8857 | 436739.834 | 0 | 144842.7614 | 0 | 1099636.751 | 2861029.2596 | 1952711.258 | 8732958.6814 | 961560.8286 | 14923245.9986 | 14923245.9986 | 1478867.319 | 6851019.4693 | 0 | 24617765.5087 | 47870898.2956 | 1000 | 1.707 | 14421.98 | 28044.5086 | 294.0116 | 571.7252
1 | 4300 | 707 | 0.045 | 15 | 15 | 7 | 1.3335e-12 | 5spot_SharedNeighbor | Water | Porous | Wet | R245fa | MinimizeLCOE_Brownfield | IgnoreSilica | 2019 | 8.5601 | 4.8557 | 0.58075 | 4 | 11566.4222 | 21576.3178 | 235.7972 | 439.8624 | 192.9062 | 0 | 37.7991 | 1546889.4178 | 99867.6517 | 1159279.0714 | 570388.239 | 0 | 169994.838 | 0 | 1383103.495 | 3598551.5804 | 2456085.3965 | 10984159.6898 | 961560.8286 | 14923245.9986 | 14923245.9986 | 1478867.319 | 6851019.4693 | 0 | 26868966.517 | 50122099.3039 | 1333.5214 | 2.323 | 11566.4222 | 21576.3178 | 235.7972 | 439.8624
1 | 4300 | 707 | 0.045 | 15 | 15 | 7 | 1.7783e-12 | 5spot_SharedNeighbor | Water | Porous | Wet | R245fa | MinimizeLCOE_Brownfield | IgnoreSilica | 2019 | 11.3005 | 6.6162 | 0.7943 | 4 | 9370.2417 | 16689.0265 | 191.0251 | 340.2284 | 195.5303 | 0 | 42.3543 | 1923825.0092 | 124014.661 | 1484812.5998 | 750405.4605 | 0 | 200328.4503 | 0 | 1748520.6105 | 4549291.9576 | 3104985.2396 | 13886183.9884 | 961560.8286 | 14923245.9986 | 14923245.9986 | 1478867.319 | 6851019.4693 | 0 | 29770990.8156 | 53024123.6025 | 1778.2794 | 3.1772 | 9370.2417 | 16689.0265 | 191.0251 | 340.2284
1 | 4300 | 707 | 0.045 | 15 | 15 | 7 | 2.3714e-12 | 5spot_SharedNeighbor | Water | Porous | Wet | R245fa | MinimizeLCOE_Brownfield | IgnoreSilica | 2019 | 14.9326 | 8.9189 | 1.0732 | 4 | 7769.444 | 13186.4516 | 158.3906 | 268.8237 | 197.2394 | 0 | 46.8345 | 2375361.0449 | 152849.4271 | 1885526.0686 | 988053.0468 | 0 | 237539.2456 | 0 | 2199338.2448 | 5722226.9668 | 3905537.4848 | 17466431.5293 | 961560.8286 | 14923245.9986 | 14923245.9986 | 1478867.319 | 6851019.4693 | 0 | 33351238.3565 | 56604371.1435 | 2371.3737 | 4.2926 | 7769.444 | 13186.4516 | 158.3906 | 268.8237
1 | 4300 | 707 | 0.045 | 15 | 15 | 7 | 3.1623e-12 | 5spot_SharedNeighbor | Water | Porous | Wet | R245fa | MinimizeLCOE_Brownfield | IgnoreSilica | 2019 | 19.7394 | 11.967 | 1.4424 | 4 | 6554.8597 | 10585.0326 | 133.6297 | 215.7902 | 198.5477 | 0 | 43.9509 | 2924114.1657 | 187774.623 | 2385465.8737 | 1302343.7357 | 0 | 282435.5398 | 0 | 2762032.2357 | 7186241.3067 | 4904757.3543 | 21935164.8346 | 961560.8286 | 14923245.9986 | 14923245.9986 | 1478867.319 | 6851019.4693 | 0 | 37819971.6618 | 61073104.4487 | 3162.2777 | 5.7698 | 6554.8597 | 10585.0326 | 133.6297 | 215.7902
1 | 4300 | 707 | 0.045 | 15 | 15 | 7 | 4.217e-12 | 5spot_SharedNeighbor | Water | Porous | Wet | R245fa | MinimizeLCOE_Brownfield | IgnoreSilica | 2019 | 26.1311 | 16.0211 | 1.9334 | 4 | 5616.6959 | 8623.5078 | 114.5039 | 175.8019 | 199.5503 | 0 | 42.7002 | 3595009.0801 | 230320.0533 | 3012581.155 | 1720148.0183 | 0 | 337508.0019 | 0 | 3469270.8604 | 9026331.1334 | 6160656.4711 | 27551824.7735 | 961560.8286 | 14923245.9986 | 14923245.9986 | 1478867.319 | 6851019.4693 | 0 | 43436631.6007 | 66689764.3876 | 4216.965 | 7.7335 | 5616.6959 | 8623.5078 | 114.5039 | 175.8019
1 | 4300 | 707 | 0.045 | 15 | 15 | 7 | 5.6234e-12 | 5spot_SharedNeighbor | Water | Porous | Wet | R245fa | MinimizeLCOE_Brownfield | IgnoreSilica | 2019 | 34.5453 | 21.359 | 2.5799 | 4 | 4887.4687 | 7140.7971 | 99.6377 | 145.5748 | 200.3099 | 0 | 44.9248 | 4407971.3158 | 281678.2619 | 3791832.3906 | 2270147.1193 | 0 | 403812.794 | 0 | 4350622.3339 | 11319426.8774 | 7725741.4348 | 34551232.5278 | 961560.8286 | 14923245.9986 | 14923245.9986 | 1478867.319 | 6851019.4693 | 0 | 50436039.355 | 73689172.142 | 5623.4133 | 10.3195 | 4887.4687 | 7140.7971 | 99.6377 | 145.5748
1 | 4300 | 707 | 0.045 | 15 | 15 | 7 | 7.4989e-12 | 5spot_SharedNeighbor | Water | Porous | Wet | R245fa | MinimizeLCOE_Brownfield | IgnoreSilica | 2019 | 45.5199 | 28.3194 | 3.423 | 4 | 4315.8195 | 6014.0964 | 87.9838 | 122.6055 | 200.8729 | 0 | 49.5162 | 5385193.5948 | 343166.8286 | 4751725.9156 | 2987499.8816 | 0 | 482908.8265 | 0 | 5440693.0684 | 14155567.3243 | 9661465.5666 | 43208221.0064 | 961560.8286 | 14923245.9986 | 14923245.9986 | 1478867.319 | 6851019.4693 | 0 | 59093027.8336 | 82346160.6205 | 7498.9421 | 13.6922 | 4315.8195 | 6014.0964 | 87.9838 | 122.6055
1 | 4300 | 707 | 0.045 | 15 | 15 | 7 | 1e-11 | 5spot_SharedNeighbor | Water | Porous | Wet | R245fa | MinimizeLCOE_Brownfield | IgnoreSilica | 2019 | 59.681 | 37.2654 | 4.5072 | 4 | 3865.1402 | 5154.9125 | 78.7961 | 105.0899 | 201.2203 | 0 | 45.4746 | 6546461.0053 | 416110.7217 | 5918586.885 | 3911772.1433 | 0 | 577066.5507 | 0 | 6774298.9493 | 17625336.2663 | 12029654.1662 | 53799286.6876 | 961560.8286 | 14923245.9986 | 14923245.9986 | 1478867.319 | 6851019.4693 | 0 | 69684093.5149 | 92937226.3018 | 10000 | 18.0289 | 3865.1402 | 5154.9125 | 78.7961 | 105.0899
1 | 4300 | 707 | 0.045 | 15 | 15 | 7 | 1.3335e-11 | 5spot_SharedNeighbor | Water | Porous | Wet | R245fa | MinimizeLCOE_Brownfield | IgnoreSilica | 2019 | 77.4541 | 48.357 | 5.8484 | 4 | 3515.7727 | 4509.776 | 71.6738 | 91.9379 | 201.208 | 0 | 57.8098 | 7880017.1559 | 499347.3027 | 7290236.9082 | 5069446.2264 | 0 | 686750.9909 | 0 | 8356061.4478 | 21740757.8232 | 14838513.9422 | 66361131.7972 | 961560.8286 | 14923245.9986 | 14923245.9986 | 1478867.319 | 6851019.4693 | 0 | 82245938.6244 | 105499071.4113 | 13335.2143 | 23.3934 | 3515.7727 | 4509.776 | 71.6738 | 91.9379
1 | 4300 | 707 | 0.045 | 15 | 15 | 7 | 1.7783e-11 | 5spot_SharedNeighbor | Water | Porous | Wet | R245fa | MinimizeLCOE_Brownfield | IgnoreSilica | 2019 | 98.9279 | 61.3761 | 7.4152 | 4 | 3252.8392 | 4036.8126 | 66.3135 | 82.2959 | 200.6211 | 0 | 59.7551 | 9337483.6487 | 589720.5935 | 8822343.1391 | 6460709.3412 | 0 | 811635.9976 | 0 | 10148538.1608 | 26404414.543 | 18021555.4821 | 80596400.906 | 961560.8286 | 14923245.9986 | 14923245.9986 | 1478867.319 | 6851019.4693 | 0 | 96481207.7332 | 119734340.5202 | 17782.7941 | 29.6606 | 3252.8392 | 4036.8126 | 66.3135 | 82.2959
1 | 4300 | 707 | 0.045 | 15 | 15 | 7 | 2.3714e-11 | 5spot_SharedNeighbor | Water | Porous | Wet | R245fa | MinimizeLCOE_Brownfield | IgnoreSilica | 2019 | 123.5396 | 75.5441 | 9.1101 | 4 | 3063.4805 | 3701.597 | 62.4532 | 75.4621 | 199.3148 | 0 | 61.679 | 10828113.4527 | 682004.3923 | 10417054.7919 | 8038297.7521 | 0 | 948765.2346 | 0 | 12056551.8932 | 31368674.8873 | 21409765.1724 | 95749227.5764 | 961560.8286 | 14923245.9986 | 14923245.9986 | 1478867.319 | 6851019.4693 | 0 | 111634034.4036 | 134887167.1906 | 23713.7371 | 36.4403 | 3063.4805 | 3701.597 | 62.4532 | 75.4621
1 | 4300 | 707 | 0.045 | 15 | 15 | 7 | 3.1623e-11 | 5spot_SharedNeighbor | Water | Porous | Wet | R245fa | MinimizeLCOE_Brownfield | IgnoreSilica | 2019 | 150.048 | 89.871 | 10.8083 | 4 | 2932.5026 | 3470.3542 | 59.783 | 70.7479 | 197.483 | 0 | 65.8864 | 12256842.6139 | 770159.7381 | 11969624.7787 | 9716162.8694 | 0 | 1092201.408 | 0 | 13963946.6492 | 36331324.7819 | 24796875.6977 | 110897138.5369 | 961560.8286 | 14923245.9986 | 14923245.9986 | 1478867.319 | 6851019.4693 | 0 | 126781945.3642 | 150035078.1511 | 31622.7766 | 43.2334 | 2932.5026 | 3470.3542 | 59.783 | 70.7479
1 | 4300 | 707 | 0.045 | 15 | 15 | 7 | 4.217e-11 | 5spot_SharedNeighbor | Water | Porous | Wet | R245fa | MinimizeLCOE_Brownfield | IgnoreSilica | 2019 | 165.6265 | 97.8608 | 11.8676 | 4 | 2841.4561 | 3331.3017 | 57.9269 | 67.9131 | 196.3078 | 0 | 67.7055 | 13025414.4561 | 817472.3875 | 12813616.2879 | 10690922.9343 | 0 | 1073731.7582 | 0 | 14984251.5514 | 38985948.8442 | 26608711.1673 | 119000069.387 | 961560.8286 | 14923245.9986 | 14923245.9986 | 1478867.319 | 6851019.4693 | 0 | 134884876.2142 | 158138009.0011 | 42169.6503 | 47.4703 | 2841.4561 | 3331.3017 | 57.9269 | 67.9131
1 | 4300 | 707 | 0.045 | 15 | 15 | 7 | 5.6234e-11 | 5spot_SharedNeighbor | Water | Porous | Wet | R245fa | MinimizeLCOE_Brownfield | IgnoreSilica | 2019 | 174.1272 | 102.0543 | 12.5247 | 4 | 2771.9297 | 3236.0766 | 56.5095 | 65.9718 | 195.6185 | 0 | 89.9873 | 13421692.5082 | 841838.6349 | 13251032.7497 | 11218519.8724 | 0 | 974717.8229 | 0 | 15486042.6194 | 40291506.2715 | 27499780.938 | 122985131.4171 | 961560.8286 | 14923245.9986 | 14923245.9986 | 1478867.319 | 6851019.4693 | 0 | 138869938.2443 | 162123071.0313 | 56234.1325 | 50.0987 | 2771.9297 | 3236.0766 | 56.5095 | 65.9718
1 | 4300 | 707 | 0.045 | 15 | 15 | 7 | 7.4989e-11 | 5spot_SharedNeighbor | Water | Porous | Wet | R245fa | MinimizeLCOE_Brownfield | IgnoreSilica | 2019 | 180.8519 | 105.2884 | 13.0488 | 4 | 2718.4782 | 3163.9811 | 55.4199 | 64.502 | 195.0527 | 0 | 115.3284 | 13724188.0316 | 860425.8397 | 13585926.4812 | 11634100.529 | 0 | 878765.0724 | 0 | 15866528.3221 | 41281452.0216 | 28175439.2538 | 126006825.5515 | 961560.8286 | 14923245.9986 | 14923245.9986 | 1478867.319 | 6851019.4693 | 0 | 141891632.3788 | 165144765.1657 | 74989.4209 | 52.1952 | 2718.4782 | 3163.9811 | 55.4199 | 64.502
1 | 4300 | 707 | 0.045 | 15 | 15 | 7 | 1e-10 | 5spot_SharedNeighbor | Water | Porous | Wet | R245fa | MinimizeLCOE_Brownfield | IgnoreSilica | 2019 | 186.1519 | 107.7824 | 13.4628 | 4 | 2677.5162 | 3109.3212 | 54.5848 | 63.3877 | 194.5945 | 0 | 141.7705 | 13955664.9086 | 874642.0083 | 13842765.0036 | 11959675.5743 | 0 | 791735.8378 | 0 | 16155548.4997 | 42033423.2375 | 28688675.0601 | 128302130.1299 | 961560.8286 | 14923245.9986 | 14923245.9986 | 1478867.319 | 6851019.4693 | 0 | 144186936.9571 | 167440069.744 | 100000 | 53.851 | 2677.5162 | 3109.3212 | 54.5848 | 63.3877
1 | 4300 | 707 | 0.045 | 15 | 15 | 7 | 1.3335e-10 | 5spot_SharedNeighbor | Water | Porous | Wet | R245fa | MinimizeLCOE_Brownfield | IgnoreSilica | 2019 | 190.1692 | 109.6411 | 13.7804 | 4 | 2646.2357 | 3068.0878 | 53.9471 | 62.5471 | 194.2401 | 0 | 133.1789 | 14127203.3959 | 885173.0808 | 14033411.6346 | 12205889.0552 | 0 | 714458.6731 | 0 | 16366792.9774 | 42583038.0364 | 29063798.4538 | 129979765.3073 | 961560.8286 | 14923245.9986 | 14923245.9986 | 1478867.319 | 6851019.4693 | 0 | 145864572.1345 | 169117704.9214 | 133352.1432 | 55.1215 | 2646.2357 | 3068.0878 | 53.9471 | 62.5471
1 | 4300 | 707 | 0.045 | 15 | 15 | 7 | 1.7783e-10 | 5spot_SharedNeighbor | Water | Porous | Wet | R245fa | MinimizeLCOE_Brownfield | IgnoreSilica | 2019 | 193.324 | 111.0815 | 14.0285 | 4 | 2622.4016 | 3036.7938 | 53.4612 | 61.9091 | 193.9578 | 0 | 167.9409 | 14259577.505 | 893297.4889 | 14180711.5939 | 12398803.6309 | 0 | 649731.1008 | 0 | 16529027.3146 | 43005138.5028 | 29351890.6954 | 131268177.8322 | 961560.8286 | 14923245.9986 | 14923245.9986 | 1478867.319 | 6851019.4693 | 0 | 147152984.6594 | 170406117.4464 | 177827.941 | 56.1138 | 2622.4016 | 3036.7938 | 53.4612 | 61.9091
1 | 4300 | 707 | 0.045 | 15 | 15 | 7 | 2.3714e-10 | 5spot_SharedNeighbor | Water | Porous | Wet | R245fa | MinimizeLCOE_Brownfield | IgnoreSilica | 2019 | 195.5406 | 112.081 | 14.2088 | 4 | 2604.2677 | 3013.4015 | 53.0915 | 61.4323 | 193.757 | 0 | 185.2391 | 14351148.7602 | 898916.4802 | 14282699.0958 | 12533440.2436 | 0 | 593796.0753 | 0 | 16637400.2555 | 43287102.6648 | 29544337.0297 | 132128840.6053 | 961560.8286 | 14923245.9986 | 14923245.9986 | 1478867.319 | 6851019.4693 | 0 | 148013647.4325 | 171266780.2194 | 237137.3706 | 56.835 | 2604.2677 | 3013.4015 | 53.0915 | 61.4323
1 | 4300 | 707 | 0.045 | 15 | 15 | 7 | 3.1623e-10 | 5spot_SharedNeighbor | Water | Porous | Wet | R245fa | MinimizeLCOE_Brownfield | IgnoreSilica | 2019 | 197.1607 | 112.806 | 14.3429 | 4 | 2590.5085 | 2995.8151 | 52.811 | 61.0737 | 193.609 | 0 | 153.9779 | 14417423.1157 | 902982.6169 | 14356558.3619 | 12631757.8763 | 0 | 547658.9449 | 0 | 16713988.5571 | 43486369.7152 | 29680340.8861 | 132737080.0741 | 961560.8286 | 14923245.9986 | 14923245.9986 | 1478867.319 | 6851019.4693 | 0 | 148621886.9014 | 171875019.6883 | 316227.766 | 57.3717 | 2590.5085 | 2995.8151 | 52.811 | 61.0737
1 | 4300 | 707 | 0.045 | 15 | 15 | 7 | 4.217e-10 | 5spot_SharedNeighbor | Water | Porous | Wet | R245fa | MinimizeLCOE_Brownfield | IgnoreSilica | 2019 | 198.325 | 113.324 | 14.4417 | 4 | 2580.0859 | 2982.6217 | 52.5985 | 60.8048 | 193.5019 | 0 | 153.0602 | 14464703.5858 | 905883.1198 | 14409273.5473 | 12702369.0753 | 0 | 510067.9659 | 0 | 16766995.9447 | 43624284.0644 | 29774470.2633 | 133158047.5665 | 961560.8286 | 14923245.9986 | 14923245.9986 | 1478867.319 | 6851019.4693 | 0 | 149042854.3937 | 172295987.1807 | 421696.5034 | 57.7666 | 2580.0859 | 2982.6217 | 52.5985 | 60.8048
1 | 4300 | 707 | 0.045 | 15 | 15 | 7 | 5.6234e-10 | 5spot_SharedNeighbor | Water | Porous | Wet | R245fa | MinimizeLCOE_Brownfield | IgnoreSilica | 2019 | 199.1628 | 113.6951 | 14.5143 | 4 | 2572.203 | 2972.724 | 52.4378 | 60.603 | 193.4244 | 0 | 187.0949 | 14498543.6946 | 907958.9472 | 14447015.4801 | 12753157.2311 | 0 | 479928.9478 | 0 | 16803775.6773 | 43719977.3839 | 29839782.9202 | 133450140.2822 | 961560.8286 | 14923245.9986 | 14923245.9986 | 1478867.319 | 6851019.4693 | 0 | 149334947.1094 | 172588079.8963 | 562341.3252 | 58.0572 | 2572.203 | 2972.724 | 52.4378 | 60.603
1 | 4300 | 707 | 0.045 | 15 | 15 | 7 | 7.4989e-10 | 5spot_SharedNeighbor | Water | Porous | Wet | R245fa | MinimizeLCOE_Brownfield | IgnoreSilica | 2019 | 199.7741 | 113.965 | 14.5681 | 4 | 2566.2493 | 2965.2903 | 52.3165 | 60.4515 | 193.3677 | 0 | 185.2002 | 14523135.3079 | 909467.3714 | 14474448.8315 | 12790197.4517 | 0 | 456159.9954 | 0 | 16829829.4936 | 43787764.0695 | 29886048.726 | 133657051.247 | 961560.8286 | 14923245.9986 | 14923245.9986 | 1478867.319 | 6851019.4693 | 0 | 149541858.0742 | 172794990.8611 | 749894.2093 | 58.2725 | 2566.2493 | 2965.2903 | 52.3165 | 60.4515
1 | 4300 | 707 | 0.045 | 15 | 15 | 7 | 1e-09 | 5spot_SharedNeighbor | Water | Porous | Wet | R245fa | MinimizeLCOE_Brownfield | IgnoreSilica | 2019 | 200.6218 | 114.34 | 14.6286 | 4 | 2561.4826 | 2958.8733 | 52.2193 | 60.3206 | 193.29 | 0 | 188.4567 | 14557266.3568 | 911560.8234 | 14512532.7139 | 12841597.4634 | 0 | 440910.063 | 0 | 16872908.294 | 43899846.2715 | 29962547.132 | 133999169.1179 | 961560.8286 | 14923245.9986 | 14923245.9986 | 1478867.319 | 6851019.4693 | 0 | 149883975.9451 | 173137108.7321 | 1000000 | 58.5145 | 2561.4826 | 2958.8733 | 52.2193 | 60.3206
1 | 4300 | 707 | 0.045 | 15 | 15 | 7 | 1.3335e-09 | 5spot_SharedNeighbor | Water | Porous | Wet | R245fa | MinimizeLCOE_Brownfield | IgnoreSilica | 2019 | 200.9339 | 114.4769 | 14.6573 | 4 | 2558.1558 | 2954.7699 | 52.1515 | 60.237 | 193.2608 | 0 | 176.3193 | 14569725.8529 | 912325.0032 | 14526437.7157 | 12860496.9815 | 0 | 426659.1969 | 0 | 16885301.4525 | 43932090.7278 | 29984554.6359 | 134097591.5663 | 961560.8286 | 14923245.9986 | 14923245.9986 | 1478867.319 | 6851019.4693 | 0 | 149982398.3935 | 173235531.1804 | 1333521.4322 | 58.6291 | 2558.1558 | 2954.7699 | 52.1515 | 60.237
1 | 4300 | 707 | 0.045 | 15 | 15 | 7 | 1.7783e-09 | 5spot_SharedNeighbor | Water | Porous | Wet | R245fa | MinimizeLCOE_Brownfield | IgnoreSilica | 2019 | 201.1554 | 114.574 | 14.6782 | 4 | 2555.6519 | 2951.7013 | 52.1004 | 60.1744 | 193.24 | 0 | 187.6382 | 14578552.3426 | 912866.3489 | 14536289.0403 | 12873908.5122 | 0 | 415613.4216 | 0 | 16893719.5696 | 43953992.9416 | 29999503.3469 | 134164445.5236 | 961560.8286 | 14923245.9986 | 14923245.9986 | 1478867.319 | 6851019.4693 | 0 | 150049252.3508 | 173302385.1377 | 1778279.41 | 58.7127 | 2555.6519 | 2951.7013 | 52.1004 | 60.1744
1 | 4300 | 707 | 0.045 | 15 | 15 | 7 | 2.3714e-09 | 5spot_SharedNeighbor | Water | Porous | Wet | R245fa | MinimizeLCOE_Brownfield | IgnoreSilica | 2019 | 201.3166 | 114.6445 | 14.6936 | 4 | 2553.7689 | 2949.4019 | 52.062 | 60.1275 | 193.2248 | 0 | 182.0709 | 14584964.881 | 913259.6369 | 14543446.5572 | 12883663.5189 | 0 | 407146.0944 | 0 | 16899667.4685 | 43969468.1545 | 30010065.4977 | 134211681.8091 | 961560.8286 | 14923245.9986 | 14923245.9986 | 1478867.319 | 6851019.4693 | 0 | 150096488.6363 | 173349621.4232 | 2371373.7057 | 58.7745 | 2553.7689 | 2949.4019 | 52.062 | 60.1275
1 | 4300 | 707 | 0.045 | 15 | 15 | 7 | 3.1623e-09 | 5spot_SharedNeighbor | Water | Porous | Wet | R245fa | MinimizeLCOE_Brownfield | IgnoreSilica | 2019 | 201.4332 | 114.6955 | 14.705 | 4 | 2552.3536 | 2947.6801 | 52.0332 | 60.0924 | 193.2138 | 0 | 182.0176 | 14589603.4144 | 913544.1204 | 14548624.1962 | 12890726.6467 | 0 | 400673.4987 | 0 | 16903837.0318 | 43980316.5029 | 30017469.7184 | 134244795.1295 | 961560.8286 | 14923245.9986 | 14923245.9986 | 1478867.319 | 6851019.4693 | 0 | 150129601.9567 | 173382734.7436 | 3162277.6602 | 58.8201 | 2552.3536 | 2947.6801 | 52.0332 | 60.0924
1 | 4300 | 707 | 0.045 | 15 | 15 | 7 | 4.217e-09 | 5spot_SharedNeighbor | Water | Porous | Wet | R245fa | MinimizeLCOE_Brownfield | IgnoreSilica | 2019 | 201.5233 | 114.7349 | 14.7137 | 4 | 2551.2904 | 2946.3841 | 52.0115 | 60.066 | 193.2053 | 0 | 190.9482 | 14593180.4606 | 913763.5008 | 14552617.1062 | 12896174.8814 | 0 | 395807.2445 | 0 | 16907101.8454 | 43988810.8784 | 30023267.3042 | 134270723.2214 | 961560.8286 | 14923245.9986 | 14923245.9986 | 1478867.319 | 6851019.4693 | 0 | 150155530.0486 | 173408662.8355 | 4216965.0343 | 58.8547 | 2551.2904 | 2946.3841 | 52.0115 | 60.066
1 | 4300 | 707 | 0.045 | 15 | 15 | 7 | 5.6234e-09 | 5spot_SharedNeighbor | Water | Porous | Wet | R245fa | MinimizeLCOE_Brownfield | IgnoreSilica | 2019 | 201.577 | 114.7583 | 14.7195 | 4 | 2550.4921 | 2945.4292 | 51.9952 | 60.0466 | 193.2002 | 0 | 185.784 | 14595308.7614 | 913894.0289 | 14554992.894 | 12899424.5683 | 0 | 391967.5655 | 0 | 16908679.249 | 43992914.959 | 30026068.4235 | 134283250.4495 | 961560.8286 | 14923245.9986 | 14923245.9986 | 1478867.319 | 6851019.4693 | 0 | 150168057.2767 | 173421190.0637 | 5623413.2519 | 58.8781 | 2550.4921 | 2945.4292 | 51.9952 | 60.0466
1 | 4300 | 707 | 0.045 | 15 | 15 | 7 | 7.4989e-09 | 5spot_SharedNeighbor | Water | Porous | Wet | R245fa | MinimizeLCOE_Brownfield | IgnoreSilica | 2019 | 201.6307 | 114.7818 | 14.7245 | 4 | 2549.8928 | 2944.695 | 51.983 | 60.0316 | 193.1952 | 0 | 179.2695 | 14597443.565 | 914024.9553 | 14557375.9802 | 12902676.1636 | 0 | 389236.0028 | 0 | 16910695.1001 | 43998159.7898 | 30029648.1283 | 134299259.685 | 961560.8286 | 14923245.9986 | 14923245.9986 | 1478867.319 | 6851019.4693 | 0 | 150184066.5123 | 173437199.2992 | 7498942.0933 | 58.8982 | 2549.8928 | 2944.695 | 51.983 | 60.0316
1 | 4300 | 707 | 0.045 | 15 | 15 | 7 | 1e-08 | 5spot_SharedNeighbor | Water | Porous | Wet | R245fa | MinimizeLCOE_Brownfield | IgnoreSilica | 2019 | 201.665 | 114.7967 | 14.728 | 4 | 2549.4431 | 2944.152 | 51.9738 | 60.0205 | 193.1919 | 0 | 182.9654 | 14598802.3309 | 914108.2874 | 14558892.7943 | 12904749.6496 | 0 | 387106.8758 | 0 | 16911827.3758 | 44001105.739 | 30031658.7992 | 134308251.8519 | 961560.8286 | 14923245.9986 | 14923245.9986 | 1478867.319 | 6851019.4693 | 0 | 150193058.6791 | 173446191.466 | 10000000 | 58.9121 | 2549.4431 | 2944.152 | 51.9738 | 60.0205
1 | 4400 | 707 | 0.045 | 15 | 15 | 7 | 1e-13 | 5spot_SharedNeighbor | Water | Porous | Wet | R245fa | MinimizeLCOE_Brownfield | IgnoreSilica | 2019 | 0.83292 | 0.21474 | 0.013066 | 4 | 334176.8418 | 791351.933 | 6812.6469 | 16132.7795 | 130.9096 | 0 | 21.2925 | 144020.5675 | 6210.7891 | 98748.8941 | 58686.0691 | 0 | 54914.3766 | 0 | 141406.4716 | 367910.6326 | 251106.5666 | 1123004.3671 | 961560.8286 | 15381354.416 | 15381354.416 | 1478867.319 | 7034262.8363 | 0 | 17465919.6117 | 41360404.1829 | 100 | 0.052265 | 334176.8418 | 791351.933 | 6812.6469 | 16132.7795
1 | 4400 | 707 | 0.045 | 15 | 15 | 7 | 1.3335e-13 | 5spot_SharedNeighbor | Water | Porous | Wet | R245fa | MinimizeLCOE_Brownfield | IgnoreSilica | 2019 | 1.0692 | 0.32655 | 0.025401 | 4 | 175603.414 | 410778.1554 | 3579.9131 | 8374.2683 | 143.6547 | 0 | 22.6772 | 203957.3962 | 9672.8987 | 136916.7782 | 72950.548 | 0 | 60459.3033 | 0 | 188743.2006 | 491071.0913 | 335166.1103 | 1498937.3267 | 961560.8286 | 15381354.416 | 15381354.416 | 1478867.319 | 7034262.8363 | 0 | 17841852.5713 | 41736337.1425 | 133.3521 | 0.1016 | 175603.414 | 410778.1554 | 3579.9131 | 8374.2683
1 | 4400 | 707 | 0.045 | 15 | 15 | 7 | 1.7783e-13 | 5spot_SharedNeighbor | Water | Porous | Wet | R245fa | MinimizeLCOE_Brownfield | IgnoreSilica | 2019 | 1.3834 | 0.48839 | 0.044685 | 4 | 102627.4122 | 236311.8023 | 2092.1986 | 4817.5357 | 155.2976 | 0 | 32.1775 | 283127.3167 | 14726.5746 | 187477.5257 | 93320.4185 | 0 | 67244.9858 | 0 | 251899.7603 | 655391.5047 | 447318.1689 | 2000506.2553 | 961560.8286 | 15381354.416 | 15381354.416 | 1478867.319 | 7034262.8363 | 0 | 18343421.4999 | 42237906.0711 | 177.8279 | 0.17874 | 102627.4122 | 236311.8023 | 2092.1986 | 4817.5357
1 | 4400 | 707 | 0.045 | 15 | 15 | 7 | 2.3714e-13 | 5spot_SharedNeighbor | Water | Porous | Wet | R245fa | MinimizeLCOE_Brownfield | IgnoreSilica | 2019 | 1.7875 | 0.70836 | 0.072499 | 4 | 65413.9154 | 147809.3984 | 1333.5511 | 3013.2945 | 165.2442 | 0 | 131.8412 | 381238.9648 | 21576.1783 | 250795.3151 | 119816.2465 | 0 | 74730.2119 | 0 | 330781.1975 | 860624.8232 | 587394.1259 | 2626957.0631 | 961560.8286 | 15381354.416 | 15381354.416 | 1478867.319 | 7034262.8363 | 0 | 18969872.3077 | 42864356.879 | 237.1374 | 0.29 | 65413.9154 | 147809.3984 | 1333.5511 | 3013.2945
1 | 4400 | 707 | 0.045 | 15 | 15 | 7 | 3.1623e-13 | 5spot_SharedNeighbor | Water | Porous | Wet | R245fa | MinimizeLCOE_Brownfield | IgnoreSilica | 2019 | 2.3126 | 1.0081 | 0.11252 | 4 | 43931.3448 | 97021.1838 | 895.5999 | 1977.9081 | 173.6207 | 0 | 172.6533 | 504697.9181 | 31122.7702 | 330608.8976 | 157493.1498 | 0 | 83363.7551 | 0 | 431841.7314 | 1123563.6022 | 766855.2454 | 3429547.0699 | 961560.8286 | 15381354.416 | 15381354.416 | 1478867.319 | 7034262.8363 | 0 | 19772462.3145 | 43666946.8858 | 316.2278 | 0.45008 | 43931.3448 | 97021.1838 | 895.5999 | 1977.9081
1 | 4400 | 707 | 0.045 | 15 | 15 | 7 | 4.217e-13 | 5spot_SharedNeighbor | Water | Porous | Wet | R245fa | MinimizeLCOE_Brownfield | IgnoreSilica | 2019 | 2.9933 | 1.4315 | 0.16746 | 4 | 31036.0747 | 66707.4946 | 632.7124 | 1359.9225 | 180.5187 | 0 | 228.7805 | 656147.7268 | 42472.1452 | 436336.5054 | 206823.3245 | 0 | 93874.5786 | 0 | 559905.1694 | 1456758.3985 | 994267.5404 | 4446585.3889 | 961560.8286 | 15381354.416 | 15381354.416 | 1478867.319 | 7034262.8363 | 0 | 20789500.6335 | 44683985.2048 | 421.6965 | 0.66985 | 31036.0747 | 66707.4946 | 632.7124 | 1359.9225
1 | 4400 | 707 | 0.045 | 15 | 15 | 7 | 5.6234e-13 | 5spot_SharedNeighbor | Water | Porous | Wet | R245fa | MinimizeLCOE_Brownfield | IgnoreSilica | 2019 | 3.8996 | 2.0277 | 0.23996 | 4 | 22975.5399 | 47869.8803 | 468.3875 | 975.8923 | 186.2322 | 0 | 34.9966 | 837395.2629 | 54193.9353 | 576486.2697 | 267700.4482 | 0 | 107739.7436 | 0 | 718971.1073 | 1870615.34 | 1276733.4068 | 5709835.5139 | 961560.8286 | 15381354.416 | 15381354.416 | 1478867.319 | 7034262.8363 | 0 | 22052750.7585 | 45947235.3297 | 562.3413 | 0.95984 | 22975.5399 | 47869.8803 | 468.3875 | 975.8923
1 | 4400 | 707 | 0.045 | 15 | 15 | 7 | 7.4989e-13 | 5spot_SharedNeighbor | Water | Porous | Wet | R245fa | MinimizeLCOE_Brownfield | IgnoreSilica | 2019 | 5.0984 | 2.8179 | 0.33607 | 4 | 17561.4786 | 35336.6511 | 358.0145 | 720.3854 | 190.8312 | 0 | 39.8682 | 1054947.8863 | 68233.0509 | 750110.2221 | 347490.5144 | 0 | 124621.5808 | 0 | 914707.2693 | 2379880.6824 | 1624317.4674 | 7264308.6738 | 961560.8286 | 15381354.416 | 15381354.416 | 1478867.319 | 7034262.8363 | 0 | 23607223.9184 | 47501708.4896 | 749.8942 | 1.3443 | 17561.4786 | 35336.6511 | 358.0145 | 720.3854
1 | 4400 | 707 | 0.045 | 15 | 15 | 7 | 1e-12 | 5spot_SharedNeighbor | Water | Porous | Wet | R245fa | MinimizeLCOE_Brownfield | IgnoreSilica | 2019 | 6.6842 | 3.8621 | 0.46307 | 4 | 13780.1255 | 26680.0725 | 280.9265 | 543.9094 | 194.42 | 0 | 40.196 | 1316630.9788 | 85078.8836 | 965254.0807 | 452453.5347 | 0 | 145118.0192 | 0 | 1156168.8438 | 3008114.1688 | 2053099.7308 | 9181918.2404 | 961560.8286 | 15381354.416 | 15381354.416 | 1478867.319 | 7034262.8363 | 0 | 25524833.485 | 49419318.0563 | 1000 | 1.8523 | 13780.1255 | 26680.0725 | 280.9265 | 543.9094
1 | 4400 | 707 | 0.045 | 15 | 15 | 7 | 1.3335e-12 | 5spot_SharedNeighbor | Water | Porous | Wet | R245fa | MinimizeLCOE_Brownfield | IgnoreSilica | 2019 | 8.7842 | 5.2275 | 0.6289 | 4 | 11083.364 | 20581.8938 | 225.9494 | 419.5897 | 196.9241 | 0 | 39.3922 | 1629420.6252 | 105161.1055 | 1229766.4201 | 590706.5048 | 0 | 170302.3579 | 0 | 1452889.2353 | 3780119.7616 | 2580009.411 | 11538375.4213 | 961560.8286 | 15381354.416 | 15381354.416 | 1478867.319 | 7034262.8363 | 0 | 27881290.6659 | 51775775.2371 | 1333.5214 | 2.5156 | 11083.364 | 20581.8938 | 225.9494 | 419.5897
1 | 4400 | 707 | 0.045 | 15 | 15 | 7 | 1.7783e-12 | 5spot_SharedNeighbor | Water | Porous | Wet | R245fa | MinimizeLCOE_Brownfield | IgnoreSilica | 2019 | 11.5757 | 7.102 | 0.85762 | 4 | 9007.1526 | 15972.5378 | 183.623 | 325.6218 | 199.6118 | 0 | 48.2637 | 2022441.299 | 130320.3161 | 1571403.6298 | 775515.8313 | 0 | 199893.1676 | 0 | 1832833.9551 | 4768657.9853 | 3254707.0611 | 14555773.2454 | 961560.8286 | 15381354.416 | 15381354.416 | 1478867.319 | 7034262.8363 | 0 | 30898688.49 | 54793173.0612 | 1778.2794 | 3.4305 | 9007.1526 | 15972.5378 | 183.623 | 325.6218
1 | 4400 | 707 | 0.045 | 15 | 15 | 7 | 2.3714e-12 | 5spot_SharedNeighbor | Water | Porous | Wet | R245fa | MinimizeLCOE_Brownfield | IgnoreSilica | 2019 | 15.2958 | 9.5636 | 1.1577 | 4 | 7480.4547 | 12640.255 | 152.4992 | 257.6887 | 201.3507 | 0 | 41.8682 | 2496030.9449 | 160648.7822 | 1993723.2326 | 1020654.0486 | 0 | 236845.308 | 0 | 2304081.9033 | 5994748.4802 | 4091539.0175 | 18298271.7173 | 961560.8286 | 15381354.416 | 15381354.416 | 1478867.319 | 7034262.8363 | 0 | 34641186.9619 | 58535671.5332 | 2371.3737 | 4.6309 | 7480.4547 | 12640.255 | 152.4992 | 257.6887
1 | 4400 | 707 | 0.045 | 15 | 15 | 7 | 3.1623e-12 | 5spot_SharedNeighbor | Water | Porous | Wet | R245fa | MinimizeLCOE_Brownfield | IgnoreSilica | 2019 | 20.2332 | 12.8344 | 1.556 | 4 | 6318.8668 | 10157.9704 | 128.8186 | 207.084 | 202.6845 | 0 | 44.1698 | 3073191.0007 | 197362.5864 | 2522719.322 | 1346162.1186 | 0 | 281834.2571 | 0 | 2894295.0211 | 7530361.9434 | 5139626.7598 | 22985553.0091 | 961560.8286 | 15381354.416 | 15381354.416 | 1478867.319 | 7034262.8363 | 0 | 39328468.2537 | 63222952.825 | 3162.2777 | 6.224 | 6318.8668 | 10157.9704 | 128.8186 | 207.084
1 | 4400 | 707 | 0.045 | 15 | 15 | 7 | 4.217e-12 | 5spot_SharedNeighbor | Water | Porous | Wet | R245fa | MinimizeLCOE_Brownfield | IgnoreSilica | 2019 | 26.7574 | 17.1603 | 2.0822 | 4 | 5424.9021 | 8293.7973 | 110.594 | 169.0803 | 203.7004 | 0 | 44.0733 | 3774311.8204 | 241664.8687 | 3182758.1073 | 1776553.6181 | 0 | 336208.5273 | 0 | 3631483.8073 | 9448375.9468 | 6448710.7284 | 28840067.4242 | 961560.8286 | 15381354.416 | 15381354.416 | 1478867.319 | 7034262.8363 | 0 | 45182982.6688 | 69077467.2401 | 4216.965 | 8.3288 | 5424.9021 | 8293.7973 | 110.594 | 169.0803
1 | 4400 | 707 | 0.045 | 15 | 15 | 7 | 5.6234e-12 | 5spot_SharedNeighbor | Water | Porous | Wet | R245fa | MinimizeLCOE_Brownfield | IgnoreSilica | 2019 | 35.3541 | 22.858 | 2.776 | 4 | 4726.6216 | 6878.4874 | 96.3586 | 140.2273 | 204.4718 | 0 | 52.3806 | 4625304.7626 | 295375.2638 | 4003277.9955 | 2343207.6554 | 0 | 401836.0498 | 0 | 4550910.6736 | 11840536.0525 | 8081409.1545 | 36141857.6078 | 961560.8286 | 15381354.416 | 15381354.416 | 1478867.319 | 7034262.8363 | 0 | 52484772.8524 | 76379257.4237 | 5623.4133 | 11.1041 | 4726.6216 | 6878.4874 | 96.3586 | 140.2273
1 | 4400 | 707 | 0.045 | 15 | 15 | 7 | 7.4989e-12 | 5spot_SharedNeighbor | Water | Porous | Wet | R245fa | MinimizeLCOE_Brownfield | IgnoreSilica | 2019 | 46.5916 | 30.3031 | 3.6825 | 4 | 4177.5405 | 5799.7081 | 85.1648 | 118.2349 | 205.0423 | 0 | 51.9246 | 5650551.2065 | 359821.8428 | 5016189.3517 | 3083808.1861 | 0 | 480666.8624 | 0 | 5690504.6053 | 14805525.7 | 10105075.5134 | 45192143.2681 | 961560.8286 | 15381354.416 | 15381354.416 | 1478867.319 | 7034262.8363 | 0 | 61535058.5127 | 85429543.084 | 7498.9421 | 14.73 | 4177.5405 | 5799.7081 | 85.1648 | 118.2349
1 | 4400 | 707 | 0.045 | 15 | 15 | 7 | 1e-11 | 5spot_SharedNeighbor | Water | Porous | Wet | R245fa | MinimizeLCOE_Brownfield | IgnoreSilica | 2019 | 61.0226 | 39.8276 | 4.8419 | 4 | 3746.0766 | 4979.8184 | 76.3688 | 101.5203 | 205.3798 | 0 | 56.5671 | 6862533.8085 | 435688.2332 | 6242118.1922 | 4034034.7542 | 0 | 573700.02 | 0 | 7077749.2531 | 18414851.7107 | 12568514.6799 | 56209190.6518 | 961560.8286 | 15381354.416 | 15381354.416 | 1478867.319 | 7034262.8363 | 0 | 72552105.8964 | 96446590.4677 | 10000 | 19.3675 | 3746.0766 | 4979.8184 | 76.3688 | 101.5203
1 | 4400 | 707 | 0.045 | 15 | 15 | 7 | 1.3335e-11 | 5spot_SharedNeighbor | Water | Porous | Wet | R245fa | MinimizeLCOE_Brownfield | IgnoreSilica | 2019 | 79.0742 | 51.5813 | 6.2706 | 4 | 3411.4239 | 4364.068 | 69.5465 | 88.9674 | 205.3271 | 0 | 52.7377 | 8249542.3716 | 522145.3094 | 7676766.4895 | 5219737.3338 | 0 | 681729.207 | 0 | 8716469.0774 | 22678464.5458 | 15478518.0483 | 69223372.3828 | 961560.8286 | 15381354.416 | 15381354.416 | 1478867.319 | 7034262.8363 | 0 | 85566287.6274 | 109460772.1987 | 13335.2143 | 25.0823 | 3411.4239 | 4364.068 | 69.5465 | 88.9674
1 | 4400 | 707 | 0.045 | 15 | 15 | 7 | 1.7783e-11 | 5spot_SharedNeighbor | Water | Porous | Wet | R245fa | MinimizeLCOE_Brownfield | IgnoreSilica | 2019 | 100.8252 | 65.3163 | 7.9336 | 4 | 3159.431 | 3912.3807 | 64.4093 | 79.7592 | 204.6603 | 0 | 65.6252 | 9760983.9374 | 615973.3835 | 9272606.5839 | 6640373.0729 | 0 | 805055.6475 | 0 | 10567047.1239 | 27493289.0169 | 18764734.6846 | 83920063.4506 | 961560.8286 | 15381354.416 | 15381354.416 | 1478867.319 | 7034262.8363 | 0 | 100262978.6952 | 124157463.2664 | 17782.7941 | 31.7345 | 3159.431 | 3912.3807 | 64.4093 | 79.7592
1 | 4400 | 707 | 0.045 | 15 | 15 | 7 | 2.3714e-11 | 5spot_SharedNeighbor | Water | Porous | Wet | R245fa | MinimizeLCOE_Brownfield | IgnoreSilica | 2019 | 125.5905 | 80.1539 | 9.7183 | 4 | 2978.8577 | 3593.5342 | 60.728 | 73.2591 | 203.2417 | 0 | 70.8813 | 11295554.0044 | 710876.7497 | 10922562.4222 | 8241641.9189 | 0 | 940077.1693 | 0 | 12523177.7831 | 32582739.7347 | 22238389.3773 | 99455019.1596 | 961560.8286 | 15381354.416 | 15381354.416 | 1478867.319 | 7034262.8363 | 0 | 115797934.4042 | 139692418.9754 | 23713.7371 | 38.8733 | 2978.8577 | 3593.5342 | 60.728 | 73.2591
1 | 4400 | 707 | 0.045 | 15 | 15 | 7 | 3.1623e-11 | 5spot_SharedNeighbor | Water | Porous | Wet | R245fa | MinimizeLCOE_Brownfield | IgnoreSilica | 2019 | 152.1358 | 95.084 | 11.5023 | 4 | 2852.9294 | 3372.2727 | 58.1608 | 68.7483 | 201.3115 | 0 | 74.3743 | 12763052.7842 | 801812.4218 | 12521453.5202 | 9935706.258 | 0 | 1081042.4659 | 0 | 14470196.3055 | 37648482.5416 | 25695862.9336 | 114917609.2308 | 961560.8286 | 15381354.416 | 15381354.416 | 1478867.319 | 7034262.8363 | 0 | 131260524.4754 | 155155009.0467 | 31622.7766 | 46.009 | 2852.9294 | 3372.2727 | 58.1608 | 68.7483
1 | 4400 | 707 | 0.045 | 15 | 15 | 7 | 4.217e-11 | 5spot_SharedNeighbor | Water | Porous | Wet | R245fa | MinimizeLCOE_Brownfield | IgnoreSilica | 2019 | 169.4218 | 104.3093 | 12.6913 | 4 | 2767.7576 | 3238.4423 | 56.4245 | 66.02 | 199.927 | 0 | 98.8891 | 13632887.6999 | 854816.912 | 13484758.0618 | 11030143.2835 | 0 | 1085593.1469 | 0 | 15634397.6506 | 40677495.6309 | 27763226.6071 | 124163318.9927 | 961560.8286 | 15381354.416 | 15381354.416 | 1478867.319 | 7034262.8363 | 0 | 140506234.2373 | 164400718.8085 | 42169.6503 | 50.7654 | 2767.7576 | 3238.4423 | 56.4245 | 66.02
1 | 4400 | 707 | 0.045 | 15 | 15 | 7 | 5.6234e-11 | 5spot_SharedNeighbor | Water | Porous | Wet | R245fa | MinimizeLCOE_Brownfield | IgnoreSilica | 2019 | 177.725 | 108.5501 | 13.3603 | 4 | 2702.8755 | 3149.9927 | 55.1018 | 64.2169 | 199.2091 | 0 | 95.2533 | 14026624.422 | 878998.7551 | 13921596.7345 | 11550692.3496 | 0 | 981966.8805 | 0 | 16130352.8652 | 41967869.365 | 28643933.1951 | 128102034.5671 | 961560.8286 | 15381354.416 | 15381354.416 | 1478867.319 | 7034262.8363 | 0 | 144444949.8117 | 168339434.3829 | 56234.1325 | 53.4412 | 2702.8755 | 3149.9927 | 55.1018 | 64.2169
1 | 4400 | 707 | 0.045 | 15 | 15 | 7 | 7.4989e-11 | 5spot_SharedNeighbor | Water | Porous | Wet | R245fa | MinimizeLCOE_Brownfield | IgnoreSilica | 2019 | 184.4601 | 111.9029 | 13.9014 | 4 | 2652.9977 | 3082.7125 | 54.0849 | 62.8453 | 198.6061 | 0 | 116.2459 | 14334846.7784 | 897916.2277 | 14264537.3329 | 11970831.5268 | 0 | 884942.7073 | 0 | 16517699.0836 | 42975664.7694 | 29331774.2668 | 131178212.693 | 961560.8286 | 15381354.416 | 15381354.416 | 1478867.319 | 7034262.8363 | 0 | 147521127.9376 | 171415612.5088 | 74989.4209 | 55.6054 | 2652.9977 | 3082.7125 | 54.0849 | 62.8453
1 | 4400 | 707 | 0.045 | 15 | 15 | 7 | 1e-10 | 5spot_SharedNeighbor | Water | Porous | Wet | R245fa | MinimizeLCOE_Brownfield | IgnoreSilica | 2019 | 189.6091 | 114.4121 | 14.3203 | 4 | 2614.7993 | 3031.944 | 53.3062 | 61.8103 | 198.1324 | 0 | 137.5827 | 14563827.1215 | 911963.2177 | 14519854.4664 | 12290955.145 | 0 | 795281.143 | 0 | 16801933.6265 | 43715184.7458 | 29836511.8462 | 133435511.3122 | 961560.8286 | 15381354.416 | 15381354.416 | 1478867.319 | 7034262.8363 | 0 | 149778426.5568 | 173672911.1281 | 100000 | 57.281 | 2614.7993 | 3031.944 | 53.3062 | 61.8103
1 | 4400 | 707 | 0.045 | 15 | 15 | 7 | 1.3335e-10 | 5spot_SharedNeighbor | Water | Porous | Wet | R245fa | MinimizeLCOE_Brownfield | IgnoreSilica | 2019 | 193.6575 | 116.3504 | 14.6485 | 4 | 2585.6115 | 2993.4094 | 52.7112 | 61.0247 | 197.753 | 0 | 163.3898 | 14739744.2482 | 922751.0479 | 14716315.5606 | 12541373.833 | 0 | 717915.7369 | 0 | 17018859.1663 | 44279580.5028 | 30221723.5475 | 135158263.6432 | 961560.8286 | 15381354.416 | 15381354.416 | 1478867.319 | 7034262.8363 | 0 | 151501178.8878 | 175395663.459 | 133352.1432 | 58.5939 | 2585.6115 | 2993.4094 | 52.7112 | 61.0247
1 | 4400 | 707 | 0.045 | 15 | 15 | 7 | 1.7783e-10 | 5spot_SharedNeighbor | Water | Porous | Wet | R245fa | MinimizeLCOE_Brownfield | IgnoreSilica | 2019 | 196.5929 | 117.7362 | 14.8923 | 4 | 2563.371 | 2964.4929 | 52.2578 | 60.4352 | 197.4735 | 0 | 161.7099 | 14865008.6685 | 930430.6112 | 14856371.1671 | 12722350.3633 | 0 | 650284.901 | 0 | 17169533.8273 | 44671605.0629 | 30489288.3651 | 136354872.9663 | 961560.8286 | 15381354.416 | 15381354.416 | 1478867.319 | 7034262.8363 | 0 | 152697788.2109 | 176592272.7822 | 177827.941 | 59.5691 | 2563.371 | 2964.4929 | 52.2578 | 60.4352
1 | 4400 | 707 | 0.045 | 15 | 15 | 7 | 2.3714e-10 | 5spot_SharedNeighbor | Water | Porous | Wet | R245fa | MinimizeLCOE_Brownfield | IgnoreSilica | 2019 | 198.7466 | 118.7429 | 15.0744 | 4 | 2546.4634 | 2942.7402 | 51.9131 | 59.9917 | 197.2661 | 0 | 152.422 | 14955745.206 | 935992.311 | 14957905.5933 | 12855017.9787 | 0 | 593411.9196 | 0 | 17276248.4733 | 44949254.6818 | 30678789.9351 | 137202366.0987 | 961560.8286 | 15381354.416 | 15381354.416 | 1478867.319 | 7034262.8363 | 0 | 153545281.3433 | 177439765.9146 | 237137.3706 | 60.2975 | 2546.4634 | 2942.7402 | 51.9131 | 59.9917
1 | 4400 | 707 | 0.045 | 15 | 15 | 7 | 3.1623e-10 | 5spot_SharedNeighbor | Water | Porous | Wet | R245fa | MinimizeLCOE_Brownfield | IgnoreSilica | 2019 | 200.3466 | 119.4853 | 15.2111 | 4 | 2533.6318 | 2926.3461 | 51.6515 | 59.6575 | 197.111 | 0 | 178.2636 | 15022528.3276 | 940085.2146 | 15032680.7665 | 12953519.783 | 0 | 546899.9434 | 0 | 17353328.4737 | 45149801.0314 | 30815666.9396 | 137814510.4797 | 961560.8286 | 15381354.416 | 15381354.416 | 1478867.319 | 7034262.8363 | 0 | 154157425.7243 | 178051910.2956 | 316227.766 | 60.8444 | 2533.6318 | 2926.3461 | 51.6515 | 59.6575
1 | 4400 | 707 | 0.045 | 15 | 15 | 7 | 4.217e-10 | 5spot_SharedNeighbor | Water | Porous | Wet | R245fa | MinimizeLCOE_Brownfield | IgnoreSilica | 2019 | 201.687 | 120.104 | 15.3213 | 4 | 2523.91 | 2913.8012 | 51.4533 | 59.4018 | 196.9805 | 0 | 185.0826 | 15078087.3408 | 943489.8647 | 15094917.3662 | 13035939.1932 | 0 | 511307.0675 | 0 | 17418858.9247 | 45320297.8227 | 30932034.503 | 138334932.0829 | 961560.8286 | 15381354.416 | 15381354.416 | 1478867.319 | 7034262.8363 | 0 | 154677847.3275 | 178572331.8987 | 421696.5034 | 61.285 | 2523.91 | 2913.8012 | 51.4533 | 59.4018
1 | 4400 | 707 | 0.045 | 15 | 15 | 7 | 5.6234e-10 | 5spot_SharedNeighbor | Water | Porous | Wet | R245fa | MinimizeLCOE_Brownfield | IgnoreSilica | 2019 | 202.5197 | 120.4855 | 15.3954 | 4 | 2516.5505 | 2904.5644 | 51.3033 | 59.2135 | 196.8988 | 0 | 172.0721 | 15112304.6405 | 945586.5315 | 15133260.1597 | 13086844.547 | 0 | 481032.1801 | 0 | 17456020.9429 | 45416985.7712 | 30998026.0146 | 138630060.7873 | 961560.8286 | 15381354.416 | 15381354.416 | 1478867.319 | 7034262.8363 | 0 | 154972976.0319 | 178867460.6032 | 562341.3252 | 61.5815 | 2516.5505 | 2904.5644 | 51.3033 | 59.2135
1 | 4400 | 707 | 0.045 | 15 | 15 | 7 | 7.4989e-10 | 5spot_SharedNeighbor | Water | Porous | Wet | R245fa | MinimizeLCOE_Brownfield | IgnoreSilica | 2019 | 200.805 | 119.69 | 15.3336 | 4 | 2510.8231 | 2900.4014 | 51.1865 | 59.1286 | 197.0611 | 0 | 324.5654 | 15040913.6672 | 941211.903 | 15053272.9381 | 12981571.9658 | 0 | 427723.8589 | 0 | 17333430.7899 | 45098031.3398 | 30780333.0613 | 137656489.5242 | 961560.8286 | 15381354.416 | 15381354.416 | 1478867.319 | 7034262.8363 | 0 | 153999404.7688 | 177893889.34 | 749894.2093 | 61.3342 | 2510.8231 | 2900.4014 | 51.1865 | 59.1286
1 | 4400 | 707 | 0.045 | 15 | 15 | 7 | 1e-09 | 5spot_SharedNeighbor | Water | Porous | Wet | R245fa | MinimizeLCOE_Brownfield | IgnoreSilica | 2019 | 203.9204 | 121.1256 | 15.5096 | 4 | 2506.5686 | 2891.7259 | 51.0998 | 58.9517 | 196.7617 | 0 | 168.0824 | 15169652.7396 | 949100.257 | 15197544.6406 | 13172462.4617 | 0 | 441440.0476 | 0 | 17522778.0572 | 45590674.0887 | 31116571.8602 | 139160224.1526 | 961560.8286 | 15381354.416 | 15381354.416 | 1478867.319 | 7034262.8363 | 0 | 155503139.3972 | 179397623.9685 | 1000000 | 62.0383 | 2506.5686 | 2891.7259 | 51.0998 | 58.9517
1 | 4400 | 707 | 0.045 | 15 | 15 | 7 | 1.3335e-09 | 5spot_SharedNeighbor | Water | Porous | Wet | R245fa | MinimizeLCOE_Brownfield | IgnoreSilica | 2019 | 204.2176 | 121.2604 | 15.5381 | 4 | 2503.4634 | 2887.9136 | 51.0365 | 58.874 | 196.732 | 0 | 164.1794 | 15181720.899 | 949839.6298 | 15211075.9838 | 13190615.1604 | 0 | 426983.5989 | 0 | 17534491.7561 | 45621150.7305 | 31137372.7945 | 139253250.553 | 961560.8286 | 15381354.416 | 15381354.416 | 1478867.319 | 7034262.8363 | 0 | 155596165.7976 | 179490650.3689 | 1333521.4322 | 62.1524 | 2503.4634 | 2887.9136 | 51.0365 | 58.874
1 | 4400 | 707 | 0.045 | 15 | 15 | 7 | 1.7783e-09 | 5spot_SharedNeighbor | Water | Porous | Wet | R245fa | MinimizeLCOE_Brownfield | IgnoreSilica | 2019 | 204.4345 | 121.3586 | 15.5592 | 4 | 2501.1263 | 2885.0547 | 50.9888 | 58.8157 | 196.7104 | 0 | 164.9893 | 15190510.9932 | 950378.1575 | 15220932.5858 | 13203856.7912 | 0 | 415859.3243 | 0 | 17542799.7623 | 45642766.4584 | 31152125.9729 | 139319230.0455 | 961560.8286 | 15381354.416 | 15381354.416 | 1478867.319 | 7034262.8363 | 0 | 155662145.2901 | 179556629.8614 | 1778279.41 | 62.2368 | 2501.1263 | 2885.0547 | 50.9888 | 58.8157
1 | 4400 | 707 | 0.045 | 15 | 15 | 7 | 2.3714e-09 | 5spot_SharedNeighbor | Water | Porous | Wet | R245fa | MinimizeLCOE_Brownfield | IgnoreSilica | 2019 | 204.6003 | 121.4337 | 15.5752 | 4 | 2499.3685 | 2882.9024 | 50.953 | 58.7719 | 196.6939 | 0 | 160.8007 | 15197224.1391 | 950789.4348 | 15228460.6775 | 13213977.4807 | 0 | 407430.7734 | 0 | 17549174.1771 | 45659351.3783 | 31163445.5216 | 139369853.5826 | 961560.8286 | 15381354.416 | 15381354.416 | 1478867.319 | 7034262.8363 | 0 | 155712768.8272 | 179607253.3984 | 2371373.7057 | 62.3008 | 2499.3685 | 2882.9024 | 50.953 | 58.7719
1 | 4400 | 707 | 0.045 | 15 | 15 | 7 | 3.1623e-09 | 5spot_SharedNeighbor | Water | Porous | Wet | R245fa | MinimizeLCOE_Brownfield | IgnoreSilica | 2019 | 204.7124 | 121.4843 | 15.5866 | 4 | 2498.0473 | 2881.3009 | 50.9261 | 58.7392 | 196.6826 | 0 | 160.7009 | 15201753.58 | 951066.9258 | 15233540.1852 | 13220817.0905 | 0 | 400887.8534 | 0 | 17553145.5976 | 45669684.1997 | 31170497.8844 | 139401393.3165 | 961560.8286 | 15381354.416 | 15381354.416 | 1478867.319 | 7034262.8363 | 0 | 155744308.5611 | 179638793.1324 | 3162277.6602 | 62.3464 | 2498.0473 | 2881.3009 | 50.9261 | 58.7392
1 | 4400 | 707 | 0.045 | 15 | 15 | 7 | 4.217e-09 | 5spot_SharedNeighbor | Water | Porous | Wet | R245fa | MinimizeLCOE_Brownfield | IgnoreSilica | 2019 | 204.7977 | 121.5229 | 15.5952 | 4 | 2497.0549 | 2880.0966 | 50.9058 | 58.7147 | 196.6741 | 0 | 168.7801 | 15205203.4036 | 951278.2739 | 15237409.0792 | 13226028.2014 | 0 | 395955.0807 | 0 | 17556190.8752 | 45677607.3873 | 31175905.6228 | 139425577.9241 | 961560.8286 | 15381354.416 | 15381354.416 | 1478867.319 | 7034262.8363 | 0 | 155768493.1687 | 179662977.74 | 4216965.0343 | 62.3809 | 2497.0549 | 2880.0966 | 50.9058 | 58.7147
1 | 4400 | 707 | 0.045 | 15 | 15 | 7 | 5.6234e-09 | 5spot_SharedNeighbor | Water | Porous | Wet | R245fa | MinimizeLCOE_Brownfield | IgnoreSilica | 2019 | 204.8561 | 121.5492 | 15.6014 | 4 | 2496.3096 | 2879.1997 | 50.8906 | 58.6964 | 196.6682 | 0 | 162.1289 | 15207556.885 | 951422.4555 | 15240048.5089 | 13229588.3692 | 0 | 392161.6622 | 0 | 17558103.3735 | 45682583.3157 | 31179301.7962 | 139440766.3664 | 961560.8286 | 15381354.416 | 15381354.416 | 1478867.319 | 7034262.8363 | 0 | 155783681.611 | 179678166.1822 | 5623413.2519 | 62.4056 | 2496.3096 | 2879.1997 | 50.8906 | 58.6964
1 | 4400 | 707 | 0.045 | 15 | 15 | 7 | 7.4989e-09 | 5spot_SharedNeighbor | Water | Porous | Wet | R245fa | MinimizeLCOE_Brownfield | IgnoreSilica | 2019 | 204.9 | 121.569 | 15.606 | 4 | 2495.7501 | 2878.5263 | 50.8792 | 58.6827 | 196.6638 | 0 | 166.5226 | 15209329.2191 | 951531.0338 | 15242036.2124 | 13232268.9207 | 0 | 389305.2173 | 0 | 17559543.5353 | 45686330.3212 | 31181859.2044 | 139452203.6643 | 961560.8286 | 15381354.416 | 15381354.416 | 1478867.319 | 7034262.8363 | 0 | 155795118.9089 | 179689603.4801 | 7498942.0933 | 62.4242 | 2495.7501 | 2878.5263 | 50.8792 | 58.6827
1 | 4400 | 707 | 0.045 | 15 | 15 | 7 | 1e-08 | 5spot_SharedNeighbor | Water | Porous | Wet | R245fa | MinimizeLCOE_Brownfield | IgnoreSilica | 2019 | 204.9339 | 121.5843 | 15.6096 | 4 | 2495.3303 | 2878.0199 | 50.8707 | 58.6723 | 196.6604 | 0 | 169.9136 | 15210695.4923 | 951614.7355 | 15243568.5295 | 13234335.619 | 0 | 387166.3143 | 0 | 17560678.4693 | 45689283.1867 | 31183874.5958 | 139461216.9423 | 961560.8286 | 15381354.416 | 15381354.416 | 1478867.319 | 7034262.8363 | 0 | 155804132.1869 | 179698616.7582 | 10000000 | 62.4383 | 2495.3303 | 2878.0199 | 50.8707 | 58.6723
1 | 4500 | 707 | 0.045 | 15 | 15 | 7 | 1e-13 | 5spot_SharedNeighbor | Water | Porous | Wet | R245fa | MinimizeLCOE_Brownfield | IgnoreSilica | 2019 | 0.85236 | 0.22801 | 0.014801 | 4 | 303621.4291 | 718194.6224 | 6189.7335 | 14641.3688 | 133.6092 | 0 | 23.9293 | 152046.3519 | 6686.6174 | 103414.1023 | 60202.3754 | 0 | 54908.1283 | 0 | 147130.4544 | 382803.2617 | 261271.0919 | 1168462.3833 | 961560.8286 | 15845322.9242 | 15845322.9242 | 1478867.319 | 7219850.2396 | 0 | 17975346.1361 | 42519386.6189 | 100 | 0.059203 | 303621.4291 | 718194.6224 | 6189.7335 | 14641.3688
1 | 4500 | 707 | 0.045 | 15 | 15 | 7 | 1.3335e-13 | 5spot_SharedNeighbor | Water | Porous | Wet | R245fa | MinimizeLCOE_Brownfield | IgnoreSilica | 2019 | 1.1081 | 0.35412 | 0.029001 | 4 | 158574.2523 | 370154.9077 | 3232.7506 | 7546.1085 | 147.2522 | 0 | 26.6823 | 219036.7646 | 10674.0763 | 145745.362 | 76022.7462 | 0 | 61311.6365 | 0 | 199988.3284 | 520328.6072 | 355134.9661 | 1588242.4873 | 961560.8286 | 15845322.9242 | 15845322.9242 | 1478867.319 | 7219850.2396 | 0 | 18395126.2402 | 42939166.723 | 133.3521 | 0.116 | 158574.2523 | 370154.9077 | 3232.7506 | 7546.1085
1 | 4500 | 707 | 0.045 | 15 | 15 | 7 | 1.7783e-13 | 5spot_SharedNeighbor | Water | Porous | Wet | R245fa | MinimizeLCOE_Brownfield | IgnoreSilica | 2019 | 1.4176 | 0.52051 | 0.049628 | 4 | 95222.3852 | 218862.8568 | 1941.2371 | 4461.8154 | 158.579 | 0 | 27.1329 | 299855.4035 | 16025.6596 | 196851.86 | 96844.0679 | 0 | 67100.9582 | 0 | 263904.4002 | 686625.1151 | 468635.7498 | 2095843.2144 | 961560.8286 | 15845322.9242 | 15845322.9242 | 1478867.319 | 7219850.2396 | 0 | 18902726.9672 | 43446767.45 | 177.8279 | 0.19851 | 95222.3852 | 218862.8568 | 1941.2371 | 4461.8154
1 | 4500 | 707 | 0.045 | 15 | 15 | 7 | 2.3714e-13 | 5spot_SharedNeighbor | Water | Porous | Wet | R245fa | MinimizeLCOE_Brownfield | IgnoreSilica | 2019 | 1.8459 | 0.76377 | 0.081238 | 4 | 60289.2796 | 135820.7758 | 1229.0785 | 2768.8902 | 168.9959 | 0 | 134.9733 | 407895.2479 | 23931.108 | 265677.2744 | 126199.8265 | 0 | 75216.2081 | 0 | 350578.6693 | 912133.784 | 622550.0501 | 2784182.1684 | 961560.8286 | 15845322.9242 | 15845322.9242 | 1478867.319 | 7219850.2396 | 0 | 19591065.9213 | 44135106.4041 | 237.1374 | 0.32495 | 60289.2796 | 135820.7758 | 1229.0785 | 2768.8902
1 | 4500 | 707 | 0.045 | 15 | 15 | 7 | 3.1623e-13 | 5spot_SharedNeighbor | Water | Porous | Wet | R245fa | MinimizeLCOE_Brownfield | IgnoreSilica | 2019 | 2.371 | 1.075 | 0.12436 | 4 | 41042.0951 | 90382.6182 | 836.6986 | 1842.5719 | 177.2668 | 0 | 177.421 | 536018.5965 | 34496.0333 | 347107.5719 | 164734.4067 | 0 | 82924.6158 | 0 | 454459.6774 | 1182410.8582 | 807019.7068 | 3609171.4665 | 961560.8286 | 15845322.9242 | 15845322.9242 | 1478867.319 | 7219850.2396 | 0 | 20416055.2194 | 44960095.7022 | 316.2278 | 0.49744 | 41042.0951 | 90382.6182 | 836.6986 | 1842.5719
1 | 4500 | 707 | 0.045 | 15 | 15 | 7 | 4.217e-13 | 5spot_SharedNeighbor | Water | Porous | Wet | R245fa | MinimizeLCOE_Brownfield | IgnoreSilica | 2019 | 3.0906 | 1.5674 | 0.18475 | 4 | 29131.5222 | 62344.0124 | 593.8855 | 1270.967 | 184.4589 | 0 | 235.6827 | 699146.9146 | 45255.1919 | 469162.7327 | 215871.7485 | 0 | 94920.3871 | 0 | 594499.2202 | 1546765.0223 | 1055698.9106 | 4721320.1278 | 961560.8286 | 15845322.9242 | 15845322.9242 | 1478867.319 | 7219850.2396 | 0 | 21528203.8807 | 46072244.3635 | 421.6965 | 0.739 | 29131.5222 | 62344.0124 | 593.8855 | 1270.967
1 | 4500 | 707 | 0.045 | 15 | 15 | 7 | 5.6234e-13 | 5spot_SharedNeighbor | Water | Porous | Wet | R245fa | MinimizeLCOE_Brownfield | IgnoreSilica | 2019 | 4.0117 | 2.1984 | 0.26193 | 4 | 21790.5427 | 45216.41 | 444.2297 | 921.7977 | 190.1652 | 0 | 35.726 | 886237.5207 | 57348.6668 | 614995.5623 | 278021.9113 | 0 | 108272.3429 | 0 | 758501.6415 | 1973465.6812 | 1346930.878 | 6023774.2046 | 961560.8286 | 15845322.9242 | 15845322.9242 | 1478867.319 | 7219850.2396 | 0 | 22830657.9575 | 47374698.4403 | 562.3413 | 1.0477 | 21790.5427 | 45216.41 | 444.2297 | 921.7977
1 | 4500 | 707 | 0.045 | 15 | 15 | 7 | 7.4989e-13 | 5spot_SharedNeighbor | Water | Porous | Wet | R245fa | MinimizeLCOE_Brownfield | IgnoreSilica | 2019 | 5.2421 | 3.0433 | 0.36517 | 4 | 16740.9019 | 33544.0709 | 341.2859 | 683.8413 | 194.8168 | 0 | 41.8356 | 1113540.3002 | 72008.7062 | 797731.5361 | 360387.6019 | 0 | 125036.5317 | 0 | 962794.8236 | 2504994.6347 | 1709710.3107 | 7646204.445 | 961560.8286 | 15845322.9242 | 15845322.9242 | 1478867.319 | 7219850.2396 | 0 | 24453088.1979 | 48997128.6807 | 749.8942 | 1.4607 | 16740.9019 | 33544.0709 | 341.2859 | 683.8413
1 | 4500 | 707 | 0.045 | 15 | 15 | 7 | 1e-12 | 5spot_SharedNeighbor | Water | Porous | Wet | R245fa | MinimizeLCOE_Brownfield | IgnoreSilica | 2019 | 6.8622 | 4.1542 | 0.501 | 4 | 13196.6401 | 25444.1162 | 269.0314 | 518.7127 | 198.4203 | 0 | 36.3529 | 1385953.404 | 89534.4706 | 1023238.9442 | 468322.3513 | 0 | 145156.0659 | 0 | 1213760.042 | 3157954.6529 | 2155368.9401 | 9639288.8709 | 961560.8286 | 15845322.9242 | 15845322.9242 | 1478867.319 | 7219850.2396 | 0 | 26446172.6237 | 50990213.1065 | 1000 | 2.004 | 13196.6401 | 25444.1162 | 269.0314 | 518.7127
1 | 4500 | 707 | 0.045 | 15 | 15 | 7 | 1.3335e-12 | 5spot_SharedNeighbor | Water | Porous | Wet | R245fa | MinimizeLCOE_Brownfield | IgnoreSilica | 2019 | 9.0011 | 5.6088 | 0.67875 | 4 | 10643.667 | 19683.8019 | 216.9855 | 401.2809 | 201.0199 | 0 | 40.2669 | 1712322.6052 | 110478.9019 | 1301010.4932 | 610253.2171 | 0 | 169638.1131 | 0 | 1522444.2989 | 3961087.7694 | 2703523.7948 | 12090759.1935 | 961560.8286 | 15845322.9242 | 15845322.9242 | 1478867.319 | 7219850.2396 | 0 | 28897642.9464 | 53441683.4292 | 1333.5214 | 2.715 | 10643.667 | 19683.8019 | 216.9855 | 401.2809
1 | 4500 | 707 | 0.045 | 15 | 15 | 7 | 1.7783e-12 | 5spot_SharedNeighbor | Water | Porous | Wet | R245fa | MinimizeLCOE_Brownfield | IgnoreSilica | 2019 | 11.8728 | 7.6142 | 0.92446 | 4 | 8668.9531 | 15306.3365 | 176.7283 | 312.0404 | 203.6987 | 0 | 37.08 | 2124341.6145 | 136831.0933 | 1661441.6441 | 801684.5097 | 0 | 199287.2331 | 0 | 1920198.5769 | 4995962.8103 | 3409847.2748 | 15249594.7567 | 961560.8286 | 15845322.9242 | 15845322.9242 | 1478867.319 | 7219850.2396 | 0 | 32056478.5096 | 56600518.9924 | 1778.2794 | 3.6978 | 8668.9531 | 15306.3365 | 176.7283 | 312.0404
1 | 4500 | 707 | 0.045 | 15 | 15 | 7 | 2.3714e-12 | 5spot_SharedNeighbor | Water | Porous | Wet | R245fa | MinimizeLCOE_Brownfield | IgnoreSilica | 2019 | 15.6831 | 10.2445 | 1.2463 | 4 | 7214.5317 | 12138.0508 | 147.078 | 247.4506 | 205.4619 | 0 | 48.9021 | 2619762.2121 | 168419.2689 | 2106584.0139 | 1054814.2575 | 0 | 235897.9053 | 0 | 2412336.2866 | 6276404.1794 | 4283774.8197 | 19157992.9434 | 961560.8286 | 15845322.9242 | 15845322.9242 | 1478867.319 | 7219850.2396 | 0 | 35964876.6963 | 60508917.1791 | 2371.3737 | 4.9851 | 7214.5317 | 12138.0508 | 147.078 | 247.4506
1 | 4500 | 707 | 0.045 | 15 | 15 | 7 | 3.1623e-12 | 5spot_SharedNeighbor | Water | Porous | Wet | R245fa | MinimizeLCOE_Brownfield | IgnoreSilica | 2019 | 20.7428 | 13.739 | 1.6738 | 4 | 6103.2505 | 9769.1935 | 124.423 | 199.1582 | 206.8154 | 0 | 42.0264 | 3224301.7875 | 206830.8758 | 2664088.2361 | 1390937.4285 | 0 | 280495.8988 | 0 | 3028995.1484 | 7880824.0438 | 5378824.3446 | 24055297.7635 | 961560.8286 | 15845322.9242 | 15845322.9242 | 1478867.319 | 7219850.2396 | 0 | 40862181.5163 | 65406221.9991 | 3162.2777 | 6.6952 | 6103.2505 | 9769.1935 | 124.423 | 199.1582
1 | 4500 | 707 | 0.045 | 15 | 15 | 7 | 4.217e-12 | 5spot_SharedNeighbor | Water | Porous | Wet | R245fa | MinimizeLCOE_Brownfield | IgnoreSilica | 2019 | 27.4152 | 18.3484 | 2.2372 | 4 | 5248.5391 | 7991.2421 | 106.9986 | 162.9123 | 207.845 | 0 | 28.6937 | 3957733.7818 | 253259.7806 | 3357869.92 | 1834093.3309 | 0 | 335189.9087 | 0 | 3797877.2216 | 9881297.4789 | 6744188.5697 | 30161509.9922 | 961560.8286 | 15845322.9242 | 15845322.9242 | 1478867.319 | 7219850.2396 | 0 | 46968393.745 | 71512434.2278 | 4216.965 | 8.9489 | 5248.5391 | 7991.2421 | 106.9986 | 162.9123
1 | 4500 | 707 | 0.045 | 15 | 15 | 7 | 5.6234e-12 | 5spot_SharedNeighbor | Water | Porous | Wet | R245fa | MinimizeLCOE_Brownfield | IgnoreSilica | 2019 | 36.2043 | 24.4213 | 2.9809 | 4 | 4577.313 | 6635.7534 | 93.3147 | 135.2788 | 208.6268 | 0 | 25.8737 | 4847649.684 | 309374.7279 | 4220845.1557 | 2417875.1761 | 0 | 399321.3882 | 0 | 4756075.7914 | 12374333.604 | 8445736.9518 | 37771212.4791 | 961560.8286 | 15845322.9242 | 15845322.9242 | 1478867.319 | 7219850.2396 | 0 | 54578096.2319 | 79122136.7147 | 5623.4133 | 11.9236 | 4577.313 | 6635.7534 | 93.3147 | 135.2788
1 | 4500 | 707 | 0.045 | 15 | 15 | 7 | 7.4989e-12 | 5spot_SharedNeighbor | Water | Porous | Wet | R245fa | MinimizeLCOE_Brownfield | IgnoreSilica | 2019 | 47.671 | 32.3402 | 3.9507 | 4 | 4049.4096 | 5602.5698 | 82.5527 | 114.216 | 209.2014 | 0 | 32.5105 | 5917954.7875 | 376588.4697 | 5284197.7219 | 3179377.1353 | 0 | 476185.6099 | 0 | 5941378.4525 | 15458247.989 | 10550571.8877 | 47184502.0534 | 961560.8286 | 15845322.9242 | 15845322.9242 | 1478867.319 | 7219850.2396 | 0 | 63991385.8062 | 88535426.289 | 7498.9421 | 15.8026 | 4049.4096 | 5602.5698 | 82.5527 | 114.216
1 | 4500 | 707 | 0.045 | 15 | 15 | 7 | 1e-11 | 5spot_SharedNeighbor | Water | Porous | Wet | R245fa | MinimizeLCOE_Brownfield | IgnoreSilica | 2019 | 62.3916 | 42.4627 | 5.1896 | 4 | 3634.393 | 4816.7601 | 74.092 | 98.1962 | 209.5267 | 0 | 34.5762 | 7182598.2396 | 455671.6239 | 6570379.4104 | 4155987.2292 | 0 | 567385.3383 | 0 | 7383488.5181 | 19210322.5624 | 13111439.8815 | 58637272.8035 | 961560.8286 | 15845322.9242 | 15845322.9242 | 1478867.319 | 7219850.2396 | 0 | 75444156.5563 | 99988197.0391 | 10000 | 20.7584 | 3634.393 | 4816.7601 | 74.092 | 98.1962
1 | 4500 | 707 | 0.045 | 15 | 15 | 7 | 1.3335e-11 | 5spot_SharedNeighbor | Water | Porous | Wet | R245fa | MinimizeLCOE_Brownfield | IgnoreSilica | 2019 | 80.7474 | 54.9025 | 6.7094 | 4 | 3313.4289 | 4227.9725 | 67.5487 | 86.1929 | 209.4291 | 0 | 32.7006 | 8624511.8898 | 545458.278 | 8069720.7982 | 5370719.4849 | 0 | 673826.0686 | 0 | 9080852.2426 | 23626514.7963 | 16125581.8248 | 72117185.3832 | 961560.8286 | 15845322.9242 | 15845322.9242 | 1478867.319 | 7219850.2396 | 0 | 88924069.136 | 113468109.6188 | 13335.2143 | 26.8375 | 3313.4289 | 4227.9725 | 67.5487 | 86.1929
1 | 4500 | 707 | 0.045 | 15 | 15 | 7 | 1.7783e-11 | 5spot_SharedNeighbor | Water | Porous | Wet | R245fa | MinimizeLCOE_Brownfield | IgnoreSilica | 2019 | 102.7548 | 69.3468 | 8.4657 | 4 | 3073.06 | 3797.8647 | 62.6485 | 77.4246 | 208.6767 | 0 | 34.5165 | 10186782.1415 | 642340.7878 | 9727604.2808 | 6818786.8972 | 0 | 796562.1345 | 0 | 10987109.7343 | 28586205.7626 | 19510672.8208 | 87256064.5596 | 961560.8286 | 15845322.9242 | 15845322.9242 | 1478867.319 | 7219850.2396 | 0 | 104062948.3125 | 128606988.7953 | 17782.7941 | 33.863 | 3073.06 | 3797.8647 | 62.6485 | 77.4246
1 | 4500 | 707 | 0.045 | 15 | 15 | 7 | 2.3714e-11 | 5spot_SharedNeighbor | Water | Porous | Wet | R245fa | MinimizeLCOE_Brownfield | IgnoreSilica | 2019 | 127.671 | 84.8447 | 10.3401 | 4 | 2900.3734 | 3493.7897 | 59.128 | 71.2256 | 207.1429 | 0 | 58.1393 | 11763470.6972 | 739748.5894 | 11431003.2282 | 8442317.3346 | 0 | 928525.8172 | 0 | 12988975.61 | 33794650.1319 | 23065543.1256 | 103154234.5341 | 961560.8286 | 15845322.9242 | 15845322.9242 | 1478867.319 | 7219850.2396 | 0 | 119961118.287 | 144505158.7698 | 23713.7371 | 41.3606 | 2900.3734 | 3493.7897 | 59.128 | 71.2256
1 | 4500 | 707 | 0.045 | 15 | 15 | 7 | 3.1623e-11 | 5spot_SharedNeighbor | Water | Porous | Wet | R245fa | MinimizeLCOE_Brownfield | IgnoreSilica | 2019 | 154.2164 | 100.38 | 12.2028 | 4 | 2780.4859 | 3283.3205 | 56.684 | 66.9349 | 205.1175 | 0 | 56.8365 | 13264033.6968 | 832146.8064 | 13076827.9655 | 10153072.3113 | 0 | 1066776.6188 | 0 | 14973214.3855 | 38957232.4025 | 26589111.6058 | 118912415.7926 | 961560.8286 | 15845322.9242 | 15845322.9242 | 1478867.319 | 7219850.2396 | 0 | 135719299.5454 | 160263340.0282 | 31622.7766 | 48.8114 | 2780.4859 | 3283.3205 | 56.684 | 66.9349
1 | 4500 | 707 | 0.045 | 15 | 15 | 7 | 4.217e-11 | 5spot_SharedNeighbor | Water | Porous | Wet | R245fa | MinimizeLCOE_Brownfield | IgnoreSilica | 2019 | 173.1366 | 110.8193 | 13.5276 | 4 | 2699.4306 | 3153.0216 | 55.0315 | 64.2786 | 203.5149 | 0 | 69.4216 | 14235523.9295 | 891821.3577 | 14153934.2488 | 11359172.8052 | 0 | 1093520.7793 | 0 | 16276249.517 | 42347462.5254 | 28903013.3269 | 129260698.4898 | 961560.8286 | 15845322.9242 | 15845322.9242 | 1478867.319 | 7219850.2396 | 0 | 146067582.2426 | 170611622.7254 | 42169.6503 | 54.1105 | 2699.4306 | 3153.0216 | 55.0315 | 64.2786
1 | 4500 | 707 | 0.045 | 15 | 15 | 7 | 5.6234e-11 | 5spot_SharedNeighbor | Water | Porous | Wet | R245fa | MinimizeLCOE_Brownfield | IgnoreSilica | 2019 | 184.8339 | 116.9238 | 14.3973 | 4 | 2638.1003 | 3064.291 | 53.7812 | 62.4697 | 202.4423 | 0 | 91.2138 | 14797170.7553 | 927270.7759 | 14773332.482 | 12093534.5688 | 0 | 1034292.2296 | 0 | 17013984.3165 | 44266897.1436 | 30213066.8943 | 135119549.166 | 961560.8286 | 15845322.9242 | 15845322.9242 | 1478867.319 | 7219850.2396 | 0 | 151926432.9189 | 176470473.4017 | 56234.1325 | 57.5893 | 2638.1003 | 3064.291 | 53.7812 | 62.4697
1 | 4500 | 707 | 0.045 | 15 | 15 | 7 | 7.4989e-11 | 5spot_SharedNeighbor | Water | Porous | Wet | R245fa | MinimizeLCOE_Brownfield | IgnoreSilica | 2019 | 189.406 | 119.2161 | 14.8439 | 4 | 2590.6098 | 3003.9787 | 52.8131 | 61.2402 | 201.9999 | 0 | 107.6066 | 15008411.3764 | 941036.8237 | 15003817.1975 | 12377210.312 | 0 | 906203.9053 | 0 | 17252305.0499 | 44886958.8054 | 30636271.7194 | 137012215.1897 | 961560.8286 | 15845322.9242 | 15845322.9242 | 1478867.319 | 7219850.2396 | 0 | 153819098.9425 | 178363139.4253 | 74989.4209 | 59.3756 | 2590.6098 | 3003.9787 | 52.8131 | 61.2402
1 | 4500 | 707 | 0.045 | 15 | 15 | 7 | 1e-10 | 5spot_SharedNeighbor | Water | Porous | Wet | R245fa | MinimizeLCOE_Brownfield | IgnoreSilica | 2019 | 189.5554 | 119.2791 | 15.0091 | 4 | 2555.3205 | 2964.1398 | 52.0937 | 60.428 | 201.9744 | 0 | 137.4782 | 15013818.4718 | 941322.4971 | 15010198.9866 | 12386432.5898 | 0 | 753547.1901 | 0 | 17201074.6967 | 44753667.9354 | 30545297.9618 | 136605360.3292 | 961560.8286 | 15845322.9242 | 15845322.9242 | 1478867.319 | 7219850.2396 | 0 | 153412244.082 | 177956284.5648 | 100000 | 60.0364 | 2555.3205 | 2964.1398 | 52.0937 | 60.428
1 | 4500 | 707 | 0.045 | 15 | 15 | 7 | 1.3335e-10 | 5spot_SharedNeighbor | Water | Porous | Wet | R245fa | MinimizeLCOE_Brownfield | IgnoreSilica | 2019 | 193.1971 | 121.1243 | 15.3217 | 4 | 2528.7708 | 2929.2496 | 51.5524 | 59.7167 | 201.6157 | 0 | 156.415 | 15175826.9567 | 950608.958 | 15196321.5755 | 12616641.0191 | 0 | 672135.1152 | 0 | 17398498.1136 | 45267323.1689 | 30895878.2132 | 138173233.1202 | 961560.8286 | 15845322.9242 | 15845322.9242 | 1478867.319 | 7219850.2396 | 0 | 154980116.8731 | 179524157.3559 | 133352.1432 | 61.2867 | 2528.7708 | 2929.2496 | 51.5524 | 59.7167
1 | 4500 | 707 | 0.045 | 15 | 15 | 7 | 1.7783e-10 | 5spot_SharedNeighbor | Water | Porous | Wet | R245fa | MinimizeLCOE_Brownfield | IgnoreSilica | 2019 | 195.9297 | 122.494 | 15.5588 | 4 | 2508.5252 | 2902.9003 | 51.1397 | 59.1795 | 201.3426 | 0 | 175.4035 | 15295490.4795 | 957442.7857 | 15334123.8274 | 12789456.6415 | 0 | 602635.7081 | 0 | 17541868.2824 | 45640342.9389 | 31150471.8711 | 139311832.5345 | 961560.8286 | 15845322.9242 | 15845322.9242 | 1478867.319 | 7219850.2396 | 0 | 156118716.2874 | 180662756.7702 | 177827.941 | 62.2353 | 2508.5252 | 2902.9003 | 51.1397 | 59.1795
1 | 4500 | 707 | 0.045 | 15 | 15 | 7 | 2.3714e-10 | 5spot_SharedNeighbor | Water | Porous | Wet | R245fa | MinimizeLCOE_Brownfield | IgnoreSilica | 2019 | 202.1714 | 125.5663 | 15.9593 | 4 | 2492.9833 | 2877.4622 | 50.8228 | 58.661 | 200.7202 | 0 | 162.3403 | 15565195.5843 | 973325.6802 | 15641674.568 | 13181117.9641 | 0 | 594911.705 | 0 | 17922927.9456 | 46631782.0165 | 31827149.4136 | 142338084.8773 | 961560.8286 | 15845322.9242 | 15845322.9242 | 1478867.319 | 7219850.2396 | 0 | 159144968.6302 | 183689009.113 | 237137.3706 | 63.8372 | 2492.9833 | 2877.4622 | 50.8228 | 58.661
1 | 4500 | 707 | 0.045 | 15 | 15 | 7 | 3.1623e-10 | 5spot_SharedNeighbor | Water | Porous | Wet | R245fa | MinimizeLCOE_Brownfield | IgnoreSilica | 2019 | 203.7307 | 126.3119 | 16.0969 | 4 | 2481.0105 | 2862.2037 | 50.5788 | 58.3499 | 200.5599 | 0 | 171.6551 | 15631217.7758 | 977367.6689 | 15715932.142 | 13277731.1669 | 0 | 547975.6907 | 0 | 17998587.5333 | 46828632.7436 | 31961504.0797 | 142938948.8009 | 961560.8286 | 15845322.9242 | 15845322.9242 | 1478867.319 | 7219850.2396 | 0 | 159745832.5537 | 184289873.0366 | 316227.766 | 64.3874 | 2481.0105 | 2862.2037 | 50.5788 | 58.3499
1 | 4500 | 707 | 0.045 | 15 | 15 | 7 | 4.217e-10 | 5spot_SharedNeighbor | Water | Porous | Wet | R245fa | MinimizeLCOE_Brownfield | IgnoreSilica | 2019 | 204.8561 | 126.8469 | 16.1982 | 4 | 2471.9394 | 2850.7472 | 50.3938 | 58.1163 | 200.4435 | 0 | 167.8288 | 15678525.8603 | 980263.6685 | 15769163.1209 | 13347426.3188 | 0 | 509876.7093 | 0 | 18051249.7144 | 46965648.9363 | 32055020.4466 | 143357174.7752 | 961560.8286 | 15845322.9242 | 15845322.9242 | 1478867.319 | 7219850.2396 | 0 | 160164058.528 | 184708099.0108 | 421696.5034 | 64.7929 | 2471.9394 | 2850.7472 | 50.3938 | 58.1163
1 | 4500 | 707 | 0.045 | 15 | 15 | 7 | 5.6234e-10 | 5spot_SharedNeighbor | Water | Porous | Wet | R245fa | MinimizeLCOE_Brownfield | IgnoreSilica | 2019 | 205.6527 | 127.224 | 16.272 | 4 | 2465.0773 | 2842.1664 | 50.2539 | 57.9414 | 200.3606 | 0 | 170.7832 | 15711831.64 | 982302.3667 | 15806649.6375 | 13396743.1363 | 0 | 479212.0765 | 0 | 18086928.1542 | 47058476.9182 | 32118377.4517 | 143640521.3812 | 961560.8286 | 15845322.9242 | 15845322.9242 | 1478867.319 | 7219850.2396 | 0 | 160447405.134 | 184991445.6168 | 562341.3252 | 65.0882 | 2465.0773 | 2842.1664 | 50.2539 | 57.9414
1 | 4500 | 707 | 0.045 | 15 | 15 | 7 | 7.4989e-10 | 5spot_SharedNeighbor | Water | Porous | Wet | R245fa | MinimizeLCOE_Brownfield | IgnoreSilica | 2019 | 205.446 | 127.1233 | 16.2866 | 4 | 2459.6671 | 2836.4195 | 50.1436 | 57.8242 | 200.38 | 0 | 185.2752 | 15702939.2416 | 981758.0606 | 15796640.1323 | 13383884.1693 | 0 | 444007.374 | 0 | 18060599.3013 | 46989974.6438 | 32071623.2418 | 143431426.1647 | 961560.8286 | 15845322.9242 | 15845322.9242 | 1478867.319 | 7219850.2396 | 0 | 160238309.9175 | 184782350.4003 | 749894.2093 | 65.1463 | 2459.6671 | 2836.4195 | 50.1436 | 57.8242
1 | 4500 | 707 | 0.045 | 15 | 15 | 7 | 1e-09 | 5spot_SharedNeighbor | Water | Porous | Wet | R245fa | MinimizeLCOE_Brownfield | IgnoreSilica | 2019 | 207.0339 | 127.8764 | 16.3877 | 4 | 2455.7996 | 2830.2269 | 50.0648 | 57.698 | 200.2175 | 0 | 164.8819 | 15769399.8208 | 985825.9318 | 15871465.3091 | 13482257.1351 | 0 | 439692.8668 | 0 | 18153970.0148 | 47232906.0871 | 32237428.9436 | 144172946.109 | 961560.8286 | 15845322.9242 | 15845322.9242 | 1478867.319 | 7219850.2396 | 0 | 160979829.8619 | 185523870.3447 | 1000000 | 65.5509 | 2455.7996 | 2830.2269 | 50.0648 | 57.698
1 | 4500 | 707 | 0.045 | 15 | 15 | 7 | 1.3335e-09 | 5spot_SharedNeighbor | Water | Porous | Wet | R245fa | MinimizeLCOE_Brownfield | IgnoreSilica | 2019 | 207.3381 | 128.019 | 16.4172 | 4 | 2452.9048 | 2826.6608 | 50.0058 | 57.6253 | 200.1855 | 0 | 191.8532 | 15781973.8666 | 986595.5033 | 15885625.9183 | 13501075.4479 | 0 | 425349.5146 | 0 | 18166441.8977 | 47265355.3682 | 32259576.2447 | 144271993.7612 | 961560.8286 | 15845322.9242 | 15845322.9242 | 1478867.319 | 7219850.2396 | 0 | 161078877.5141 | 185622917.9969 | 1333521.4322 | 65.6686 | 2452.9048 | 2826.6608 | 50.0058 | 57.6253
1 | 4500 | 707 | 0.045 | 15 | 15 | 7 | 1.7783e-09 | 5spot_SharedNeighbor | Water | Porous | Wet | R245fa | MinimizeLCOE_Brownfield | IgnoreSilica | 2019 | 207.5427 | 128.1148 | 16.438 | 4 | 2450.7258 | 2824.0072 | 49.9614 | 57.5712 | 200.1638 | 0 | 189.1558 | 15790412.6946 | 987111.9772 | 15895130.2536 | 13513733.0814 | 0 | 414096.5845 | 0 | 18174188.9906 | 47285511.7149 | 32273333.3655 | 144333518.6623 | 961560.8286 | 15845322.9242 | 15845322.9242 | 1478867.319 | 7219850.2396 | 0 | 161140402.4152 | 185684442.898 | 1778279.41 | 65.7521 | 2450.7258 | 2824.0072 | 49.9614 | 57.5712
1 | 4500 | 707 | 0.045 | 15 | 15 | 7 | 2.3714e-09 | 5spot_SharedNeighbor | Water | Porous | Wet | R245fa | MinimizeLCOE_Brownfield | IgnoreSilica | 2019 | 207.7083 | 128.1923 | 16.4543 | 4 | 2449.087 | 2821.9986 | 49.928 | 57.5303 | 200.1463 | 0 | 184.7175 | 15797239.796 | 987529.8046 | 15902819.782 | 13523975.3138 | 0 | 405682.8746 | 0 | 18180726.5527 | 47302521.1103 | 32284942.6274 | 144385437.8614 | 961560.8286 | 15845322.9242 | 15845322.9242 | 1478867.319 | 7219850.2396 | 0 | 161192321.6142 | 185736362.097 | 2371373.7057 | 65.8173 | 2449.087 | 2821.9986 | 49.928 | 57.5303
1 | 4500 | 707 | 0.045 | 15 | 15 | 7 | 3.1623e-09 | 5spot_SharedNeighbor | Water | Porous | Wet | R245fa | MinimizeLCOE_Brownfield | IgnoreSilica | 2019 | 207.8056 | 128.2376 | 16.4651 | 4 | 2447.8551 | 2820.5217 | 49.9028 | 57.5001 | 200.136 | 0 | 183.2971 | 15801233.6869 | 987774.2337 | 15907318.3718 | 13529986.5118 | 0 | 398967.4782 | 0 | 18183859.3102 | 47310671.9026 | 32290505.7106 | 144410317.2058 | 961560.8286 | 15845322.9242 | 15845322.9242 | 1478867.319 | 7219850.2396 | 0 | 161217200.9587 | 185761241.4415 | 3162277.6602 | 65.8606 | 2447.8551 | 2820.5217 | 49.9028 | 57.5001
1 | 4500 | 707 | 0.045 | 15 | 15 | 7 | 4.217e-09 | 5spot_SharedNeighbor | Water | Porous | Wet | R245fa | MinimizeLCOE_Brownfield | IgnoreSilica | 2019 | 207.8936 | 128.2787 | 16.4741 | 4 | 2446.9297 | 2819.3948 | 49.884 | 57.4772 | 200.1266 | 0 | 181.6489 | 15804854.1628 | 987995.808 | 15911396.47 | 13535427.1663 | 0 | 394075.2486 | 0 | 18187162.0537 | 47319264.9639 | 32296370.6515 | 144436546.5248 | 961560.8286 | 15845322.9242 | 15845322.9242 | 1478867.319 | 7219850.2396 | 0 | 161243430.2777 | 185787470.7605 | 4216965.0343 | 65.8962 | 2446.9297 | 2819.3948 | 49.884 | 57.4772
1 | 4500 | 707 | 0.045 | 15 | 15 | 7 | 5.6234e-09 | 5spot_SharedNeighbor | Water | Porous | Wet | R245fa | MinimizeLCOE_Brownfield | IgnoreSilica | 2019 | 206.9384 | 127.8265 | 16.4282 | 4 | 2446.0121 | 2819.5162 | 49.8653 | 57.4797 | 200.2239 | 0 | 171.421 | 15765002.2375 | 985556.7818 | 15866513.1506 | 13476243.7052 | 0 | 376142.646 | 0 | 18123088.8233 | 47152559.5615 | 32182590.7889 | 143927697.6949 | 961560.8286 | 15845322.9242 | 15845322.9242 | 1478867.319 | 7219850.2396 | 0 | 160734581.4477 | 185278621.9306 | 5623413.2519 | 65.7129 | 2446.0121 | 2819.5162 | 49.8653 | 57.4797
1 | 4500 | 707 | 0.045 | 15 | 15 | 7 | 7.4989e-09 | 5spot_SharedNeighbor | Water | Porous | Wet | R245fa | MinimizeLCOE_Brownfield | IgnoreSilica | 2019 | 207.6935 | 128.1838 | 16.4704 | 4 | 2445.4724 | 2818.0207 | 49.8543 | 57.4492 | 200.1468 | 0 | 182.541 | 15796498.3925 | 987484.43 | 15901984.7033 | 13523027.6283 | 0 | 382115.6872 | 0 | 18170533.2281 | 47276000.1705 | 32266841.5411 | 144304485.7809 | 961560.8286 | 15845322.9242 | 15845322.9242 | 1478867.319 | 7219850.2396 | 0 | 161111369.5337 | 185655410.0165 | 7498942.0933 | 65.8815 | 2445.4724 | 2818.0207 | 49.8543 | 57.4492
1 | 4500 | 707 | 0.045 | 15 | 15 | 7 | 1e-08 | 5spot_SharedNeighbor | Water | Porous | Wet | R245fa | MinimizeLCOE_Brownfield | IgnoreSilica | 2019 | 208.2614 | 128.4519 | 16.5019 | 4 | 2445.0788 | 2816.9143 | 49.8462 | 57.4266 | 200.0887 | 0 | 175.805 | 15820107.8058 | 988929.3213 | 15928579.3093 | 13558205.0043 | 0 | 386620.98 | 0 | 18206152.5441 | 47368674.3243 | 32330093.5553 | 144587362.8444 | 961560.8286 | 15845322.9242 | 15845322.9242 | 1478867.319 | 7219850.2396 | 0 | 161394246.5972 | 185938287.08 | 10000000 | 66.0078 | 2445.0788 | 2816.9143 | 49.8462 | 57.4266
1 | 4600 | 707 | 0.045 | 15 | 15 | 7 | 1e-13 | 5spot_SharedNeighbor | Water | Porous | Wet | R245fa | MinimizeLCOE_Brownfield | IgnoreSilica | 2019 | 0.88403 | 0.24772 | 0.017141 | 4 | 270023.404 | 637587.4284 | 5504.7923 | 12998.0821 | 137.0871 | 0 | 24.7839 | 163588.1644 | 7378.2215 | 110249.6464 | 62453.8011 | 0 | 55805.2773 | 0 | 155795.2932 | 405347.395 | 276657.9261 | 1237275.7251 | 961560.8286 | 16315151.5233 | 16315151.5233 | 1478867.319 | 7407781.6792 | 0 | 18513988.0771 | 43715788.5986 | 100 | 0.068564 | 270023.404 | 637587.4284 | 5504.7923 | 12998.0821
1 | 4600 | 707 | 0.045 | 15 | 15 | 7 | 1.3335e-13 | 5spot_SharedNeighbor | Water | Porous | Wet | R245fa | MinimizeLCOE_Brownfield | IgnoreSilica | 2019 | 1.1424 | 0.38071 | 0.032685 | 4 | 144938.5027 | 337701.599 | 2954.7674 | 6884.5039 | 150.6386 | 0 | 20.827 | 233546.7934 | 11681.7241 | 154093.1352 | 78934.939 | 0 | 61741.9412 | 0 | 210599.4278 | 547936.5113 | 373977.9279 | 1672512.4 | 961560.8286 | 16315151.5233 | 16315151.5233 | 1478867.319 | 7407781.6792 | 0 | 18949224.7519 | 44151025.2735 | 133.3521 | 0.13074 | 144938.5027 | 337701.599 | 2954.7674 | 6884.5039
1 | 4600 | 707 | 0.045 | 15 | 15 | 7 | 1.7783e-13 | 5spot_SharedNeighbor | Water | Porous | Wet | R245fa | MinimizeLCOE_Brownfield | IgnoreSilica | 2019 | 1.476 | 0.5679 | 0.056435 | 4 | 86446.4813 | 198087.3159 | 1762.3284 | 4038.2779 | 162.5756 | 0 | 32.3567 | 323628.8787 | 17896.9526 | 210506.6562 | 102118.457 | 0 | 68332.7348 | 0 | 281768.635 | 733104.1895 | 500358.6731 | 2237715.177 | 961560.8286 | 16315151.5233 | 16315151.5233 | 1478867.319 | 7407781.6792 | 0 | 19514427.529 | 44716228.0505 | 177.8279 | 0.22574 | 86446.4813 | 198087.3159 | 1762.3284 | 4038.2779
1 | 4600 | 707 | 0.045 | 15 | 15 | 7 | 2.3714e-13 | 5spot_SharedNeighbor | Water | Porous | Wet | R245fa | MinimizeLCOE_Brownfield | IgnoreSilica | 2019 | 1.8848 | 0.80991 | 0.089409 | 4 | 56459.9185 | 126927.266 | 1151.0118 | 2587.584 | 172.3656 | 0 | 136.5309 | 431104.4505 | 26237.5212 | 277735.1905 | 131747.6907 | 0 | 74492.7855 | 0 | 367113.879 | 955155.0078 | 651912.9193 | 2915499.4446 | 961560.8286 | 16315151.5233 | 16315151.5233 | 1478867.319 | 7407781.6792 | 0 | 20192211.7966 | 45394012.3182 | 237.1374 | 0.35764 | 56459.9185 | 126927.266 | 1151.0118 | 2587.584
1 | 4600 | 707 | 0.045 | 15 | 15 | 7 | 3.1623e-13 | 5spot_SharedNeighbor | Water | Porous | Wet | R245fa | MinimizeLCOE_Brownfield | IgnoreSilica | 2019 | 2.4488 | 1.1826 | 0.13845 | 4 | 38152.2885 | 83659.9429 | 777.786 | 1705.5211 | 181.1538 | 0 | 182.8731 | 574082.5467 | 37156.8306 | 374507.8609 | 174002.0027 | 0 | 83849.6719 | 0 | 485003.576 | 1261879.8169 | 861258.9041 | 3851741.2099 | 961560.8286 | 16315151.5233 | 16315151.5233 | 1478867.319 | 7407781.6792 | 0 | 21128453.5619 | 46330254.0834 | 316.2278 | 0.55379 | 38152.2885 | 83659.9429 | 777.786 | 1705.5211
1 | 4600 | 707 | 0.045 | 15 | 15 | 7 | 4.217e-13 | 5spot_SharedNeighbor | Water | Porous | Wet | R245fa | MinimizeLCOE_Brownfield | IgnoreSilica | 2019 | 3.1684 | 1.693 | 0.2011 | 4 | 27649.0433 | 58978.229 | 563.6631 | 1202.351 | 188.2409 | 0 | 238.3381 | 737944.147 | 47765.1091 | 499016.3548 | 223397.2179 | 0 | 94816.8493 | 0 | 625146.4745 | 1626502.8914 | 1110121.6447 | 4964710.6887 | 961560.8286 | 16315151.5233 | 16315151.5233 | 1478867.319 | 7407781.6792 | 0 | 22241423.0406 | 47443223.5622 | 421.6965 | 0.80442 | 27649.0433 | 58978.229 | 563.6631 | 1202.351
1 | 4600 | 707 | 0.045 | 15 | 15 | 7 | 5.6234e-13 | 5spot_SharedNeighbor | Water | Porous | Wet | R245fa | MinimizeLCOE_Brownfield | IgnoreSilica | 2019 | 4.1238 | 2.3733 | 0.28458 | 4 | 20744.7842 | 42884.4851 | 422.9105 | 874.2582 | 194.0925 | 0 | 36.6035 | 935139.7711 | 60505.603 | 653836.0457 | 288134.8082 | 0 | 108468.4943 | 0 | 797973.0417 | 2076162.1677 | 1417023.3403 | 6337243.2721 | 961560.8286 | 16315151.5233 | 16315151.5233 | 1478867.319 | 7407781.6792 | 0 | 23613955.624 | 48815756.1456 | 562.3413 | 1.1383 | 20744.7842 | 42884.4851 | 422.9105 | 874.2582
1 | 4600 | 707 | 0.045 | 15 | 15 | 7 | 7.4989e-13 | 5spot_SharedNeighbor | Water | Porous | Wet | R245fa | MinimizeLCOE_Brownfield | IgnoreSilica | 2019 | 5.3838 | 3.2728 | 0.39503 | 4 | 16012.8756 | 31962.3724 | 326.4441 | 651.5962 | 198.7894 | 0 | 34.7747 | 1171934.8069 | 75769.4048 | 845520.3003 | 372913.9804 | 0 | 124941.8873 | 0 | 1010521.3481 | 2629169.2613 | 1794462.0449 | 8025233.034 | 961560.8286 | 16315151.5233 | 16315151.5233 | 1478867.319 | 7407781.6792 | 0 | 25301945.3859 | 50503745.9075 | 749.8942 | 1.5801 | 16012.8756 | 31962.3724 | 326.4441 | 651.5962
1 | 4600 | 707 | 0.045 | 15 | 15 | 7 | 1e-12 | 5spot_SharedNeighbor | Water | Porous | Wet | R245fa | MinimizeLCOE_Brownfield | IgnoreSilica | 2019 | 7.0474 | 4.4571 | 0.5408 | 4 | 12657.9034 | 24308.0523 | 258.0485 | 495.5525 | 202.4218 | 0 | 35.4329 | 1456889.8745 | 94196.0798 | 1082419.0172 | 484239.8672 | 0 | 144848.8566 | 0 | 1272411.5412 | 3310553.8226 | 2259521.009 | 10105080.0682 | 961560.8286 | 16315151.5233 | 16315151.5233 | 1478867.319 | 7407781.6792 | 0 | 27381792.4201 | 52583592.9417 | 1000 | 2.1632 | 12657.9034 | 24308.0523 | 258.0485 | 495.5525
1 | 4600 | 707 | 0.045 | 15 | 15 | 7 | 1.3335e-12 | 5spot_SharedNeighbor | Water | Porous | Wet | R245fa | MinimizeLCOE_Brownfield | IgnoreSilica | 2019 | 9.24 | 6.0271 | 0.73353 | 4 | 10211.3977 | 18800.6415 | 208.1732 | 383.2765 | 205.3219 | 0 | 34.6751 | 1801359.1225 | 116177.3774 | 1378065.8585 | 631196.7979 | 0 | 168657.7427 | 0 | 1597228.1906 | 4155660.1153 | 2836323.419 | 12684668.6238 | 961560.8286 | 16315151.5233 | 16315151.5233 | 1478867.319 | 7407781.6792 | 0 | 29961380.9758 | 55163181.4973 | 1333.5214 | 2.9341 | 10211.3977 | 18800.6415 | 208.1732 | 383.2765
1 | 4600 | 707 | 0.045 | 15 | 15 | 7 | 1.7783e-12 | 5spot_SharedNeighbor | Water | Porous | Wet | R245fa | MinimizeLCOE_Brownfield | IgnoreSilica | 2019 | 12.1869 | 8.1517 | 0.99448 | 4 | 8356.7729 | 14692.2211 | 170.3641 | 299.5208 | 207.7875 | 0 | 33.8105 | 2229155.5328 | 143523.024 | 1754624.8182 | 828597.8117 | 0 | 198898.7485 | 0 | 2010371.9747 | 5230575.4943 | 3569975.2524 | 15965722.6567 | 961560.8286 | 16315151.5233 | 16315151.5233 | 1478867.319 | 7407781.6792 | 0 | 33242435.0086 | 58444235.5302 | 1778.2794 | 3.9779 | 8356.7729 | 14692.2211 | 170.3641 | 299.5208
1 | 4600 | 707 | 0.045 | 15 | 15 | 7 | 2.3714e-12 | 5spot_SharedNeighbor | Water | Porous | Wet | R245fa | MinimizeLCOE_Brownfield | IgnoreSilica | 2019 | 16.0728 | 10.943 | 1.3383 | 4 | 6967.4587 | 11675.3302 | 142.0411 | 238.0174 | 209.5649 | 0 | 21.7218 | 2744825.9888 | 176377.1292 | 2220719.1201 | 1088574.9821 | 0 | 233593.7297 | 0 | 2520995.4705 | 6559113.0869 | 4476729.4581 | 20020928.9654 | 961560.8286 | 16315151.5233 | 16315151.5233 | 1478867.319 | 7407781.6792 | 0 | 37297641.3174 | 62499441.8389 | 2371.3737 | 5.3531 | 6967.4587 | 11675.3302 | 142.0411 | 238.0174
1 | 4600 | 707 | 0.045 | 15 | 15 | 7 | 3.1623e-12 | 5spot_SharedNeighbor | Water | Porous | Wet | R245fa | MinimizeLCOE_Brownfield | IgnoreSilica | 2019 | 21.1541 | 14.5948 | 1.788 | 4 | 5915.3942 | 9439.2023 | 120.5933 | 192.4309 | 210.9169 | 0 | 44.8423 | 3365247.9937 | 215767.1919 | 2796037.1317 | 1428540.7365 | 0 | 275562.9885 | 0 | 3151650.8565 | 8199949.0361 | 5596633.7092 | 25029389.644 | 961560.8286 | 16315151.5233 | 16315151.5233 | 1478867.319 | 7407781.6792 | 0 | 42306101.996 | 67507902.5175 | 3162.2777 | 7.1519 | 5915.3942 | 9439.2023 | 120.5933 | 192.4309
1 | 4600 | 707 | 0.045 | 15 | 15 | 7 | 4.217e-12 | 5spot_SharedNeighbor | Water | Porous | Wet | R245fa | MinimizeLCOE_Brownfield | IgnoreSilica | 2019 | 27.8951 | 19.4403 | 2.3847 | 4 | 5093.8185 | 7735.8163 | 103.8444 | 157.7051 | 211.9586 | 0 | 54.0512 | 4123312.826 | 263717.9041 | 3516800.5728 | 1879364.1822 | 0 | 326665.6843 | 0 | 3942845.856 | 10258476.1285 | 7001620.7483 | 31312803.9021 | 961560.8286 | 16315151.5233 | 16315151.5233 | 1478867.319 | 7407781.6792 | 0 | 48589516.2541 | 73791316.7756 | 4216.965 | 9.5389 | 5093.8185 | 7735.8163 | 103.8444 | 157.7051
1 | 4600 | 707 | 0.045 | 15 | 15 | 7 | 5.6234e-12 | 5spot_SharedNeighbor | Water | Porous | Wet | R245fa | MinimizeLCOE_Brownfield | IgnoreSilica | 2019 | 36.7379 | 25.7976 | 3.168 | 4 | 4450.4575 | 6439.2553 | 90.7286 | 131.2729 | 212.7499 | 0 | 44.5691 | 5040059.584 | 321478.8312 | 4410096.011 | 2470671.2448 | 0 | 387894.9856 | 0 | 4925778.256 | 12815864.6062 | 8747090.9334 | 39118934.4522 | 961560.8286 | 16315151.5233 | 16315151.5233 | 1478867.319 | 7407781.6792 | 0 | 56395646.8041 | 81597447.3257 | 5623.4133 | 12.6719 | 4450.4575 | 6439.2553 | 90.7286 | 131.2729
1 | 4600 | 707 | 0.045 | 15 | 15 | 7 | 7.4989e-12 | 5spot_SharedNeighbor | Water | Porous | Wet | R245fa | MinimizeLCOE_Brownfield | IgnoreSilica | 2019 | 48.2849 | 34.0945 | 4.19 | 4 | 3941.7469 | 5445.4209 | 80.3578 | 111.0123 | 213.3323 | 0 | 43.5818 | 6144400.9612 | 390774.2442 | 5512290.5757 | 3242806.0943 | 0 | 461604.5253 | 0 | 6143231.7963 | 15983428.9838 | 10909018.7081 | 48787555.889 | 961560.8286 | 16315151.5233 | 16315151.5233 | 1478867.319 | 7407781.6792 | 0 | 66064268.241 | 91266068.7625 | 7498.9421 | 16.7601 | 3941.7469 | 5445.4209 | 80.3578 | 111.0123
1 | 4600 | 707 | 0.045 | 15 | 15 | 7 | 1e-11 | 5spot_SharedNeighbor | Water | Porous | Wet | R245fa | MinimizeLCOE_Brownfield | IgnoreSilica | 2019 | 63.1226 | 44.7082 | 5.4967 | 4 | 3540.3119 | 4686.5378 | 72.174 | 95.5414 | 213.6546 | 0 | 60.1082 | 7450917.6777 | 472408.7673 | 6846906.6732 | 4234233.7581 | 0 | 549402.05 | 0 | 7626008.8812 | 19841310.7995 | 13542102.3188 | 60563290.9257 | 961560.8286 | 16315151.5233 | 16315151.5233 | 1478867.319 | 7407781.6792 | 0 | 77840003.2777 | 103041803.7992 | 10000 | 21.9868 | 3540.3119 | 4686.5378 | 72.174 | 95.5414
1 | 4600 | 707 | 0.045 | 15 | 15 | 7 | 1.3335e-11 | 5spot_SharedNeighbor | Water | Porous | Wet | R245fa | MinimizeLCOE_Brownfield | IgnoreSilica | 2019 | 81.6559 | 57.7662 | 7.1013 | 4 | 3228.8825 | 4116.1103 | 65.8251 | 83.9125 | 213.5295 | 0 | 50.8023 | 8942693.1437 | 565221.7769 | 8404735.4997 | 5469192.2063 | 0 | 652367.068 | 0 | 9373341.7809 | 24387512.5771 | 16644978.4471 | 74440042.4996 | 961560.8286 | 16315151.5233 | 16315151.5233 | 1478867.319 | 7407781.6792 | 0 | 91716754.8516 | 116918555.3731 | 13335.2143 | 28.4051 | 3228.8825 | 4116.1103 | 65.8251 | 83.9125
1 | 4600 | 707 | 0.045 | 15 | 15 | 7 | 1.7783e-11 | 5spot_SharedNeighbor | Water | Porous | Wet | R245fa | MinimizeLCOE_Brownfield | IgnoreSilica | 2019 | 103.9385 | 72.9595 | 8.9597 | 4 | 2994.9117 | 3698.1105 | 61.0553 | 75.391 | 212.7114 | 0 | 63.2388 | 10562521.4675 | 665585.8879 | 10130946.3492 | 6945507.3642 | 0 | 771951.2007 | 0 | 11339839.7851 | 29503936.9999 | 20137043.2477 | 90057332.3022 | 961560.8286 | 16315151.5233 | 16315151.5233 | 1478867.319 | 7407781.6792 | 0 | 107334044.6541 | 132535845.1757 | 17782.7941 | 35.8388 | 2994.9117 | 3698.1105 | 61.0553 | 75.391
1 | 4600 | 707 | 0.045 | 15 | 15 | 7 | 2.3714e-11 | 5spot_SharedNeighbor | Water | Porous | Wet | R245fa | MinimizeLCOE_Brownfield | IgnoreSilica | 2019 | 129.3178 | 89.3382 | 10.9469 | 4 | 2828.0513 | 3403.5979 | 57.6537 | 69.3869 | 211.0534 | 0 | 65.6875 | 12204920.9674 | 766960.8028 | 11912822.1924 | 8611831.3322 | 0 | 907125.6751 | 0 | 13417427.7783 | 34909394.7862 | 23826379.2579 | 106556862.7923 | 961560.8286 | 16315151.5233 | 16315151.5233 | 1478867.319 | 7407781.6792 | 0 | 123833575.1442 | 149035375.6658 | 23713.7371 | 43.7876 | 2828.0513 | 3403.5979 | 57.6537 | 69.3869
1 | 4600 | 707 | 0.045 | 15 | 15 | 7 | 3.1623e-11 | 5spot_SharedNeighbor | Water | Porous | Wet | R245fa | MinimizeLCOE_Brownfield | IgnoreSilica | 2019 | 156.3358 | 105.7392 | 12.9185 | 4 | 2712.555 | 3200.263 | 55.2991 | 65.2417 | 208.8967 | 0 | 45.8484 | 13766142.6214 | 863002.9443 | 13632441.4393 | 10366260.8151 | 0 | 1049794.3503 | 0 | 15474280.4464 | 40260903.5103 | 27478893.9246 | 122891720.0517 | 961560.8286 | 16315151.5233 | 16315151.5233 | 1478867.319 | 7407781.6792 | 0 | 140168432.4036 | 165370232.9252 | 31622.7766 | 51.674 | 2712.555 | 3200.263 | 55.2991 | 65.2417
1 | 4600 | 707 | 0.045 | 15 | 15 | 7 | 4.217e-11 | 5spot_SharedNeighbor | Water | Porous | Wet | R245fa | MinimizeLCOE_Brownfield | IgnoreSilica | 2019 | 176.7519 | 117.3794 | 14.3757 | 4 | 2635.6888 | 3073.9582 | 53.7321 | 62.6668 | 207.0736 | 0 | 62.5261 | 14832800.3139 | 928456.1832 | 14820346.8196 | 11677120.1123 | 0 | 1096876.0989 | 0 | 16908683.8159 | 43992926.841 | 30026076.5333 | 134283286.7182 | 961560.8286 | 16315151.5233 | 16315151.5233 | 1478867.319 | 7407781.6792 | 0 | 151559999.0701 | 176761799.5917 | 42169.6503 | 57.503 | 2635.6888 | 3073.9582 | 53.7321 | 62.6668
1 | 4600 | 707 | 0.045 | 15 | 15 | 7 | 5.6234e-11 | 5spot_SharedNeighbor | Water | Porous | Wet | R245fa | MinimizeLCOE_Brownfield | IgnoreSilica | 2019 | 185.0191 | 121.8665 | 15.0804 | 4 | 2579.2143 | 2997.0041 | 52.5808 | 61.098 | 206.2699 | 0 | 92.8113 | 15235923.6393 | 953160.2449 | 15271865.4684 | 12203016.9103 | 0 | 990421.4737 | 0 | 17415211.2173 | 45310807.2363 | 30925556.9828 | 138305963.1729 | 961560.8286 | 16315151.5233 | 16315151.5233 | 1478867.319 | 7407781.6792 | 0 | 155582675.5249 | 180784476.0464 | 56234.1325 | 60.3217 | 2579.2143 | 2997.0041 | 52.5808 | 61.098
1 | 4600 | 707 | 0.045 | 15 | 15 | 7 | 7.4989e-11 | 5spot_SharedNeighbor | Water | Porous | Wet | R245fa | MinimizeLCOE_Brownfield | IgnoreSilica | 2019 | 191.4982 | 125.2927 | 15.6362 | 4 | 2535.8461 | 2938.7866 | 51.6967 | 59.9111 | 205.6182 | 0 | 99.4419 | 15540936.4345 | 971840.3799 | 15614398.3634 | 12613650.7717 | 0 | 888978.3236 | 0 | 17795623.6665 | 46300562.396 | 31601085.2167 | 141327075.5524 | 961560.8286 | 16315151.5233 | 16315151.5233 | 1478867.319 | 7407781.6792 | 0 | 158603787.9044 | 183805588.4259 | 74989.4209 | 62.5447 | 2535.8461 | 2938.7866 | 51.6967 | 59.9111
1 | 4600 | 707 | 0.045 | 15 | 15 | 7 | 1e-10 | 5spot_SharedNeighbor | Water | Porous | Wet | R245fa | MinimizeLCOE_Brownfield | IgnoreSilica | 2019 | 196.4692 | 127.8666 | 16.0663 | 4 | 2502.6509 | 2894.8049 | 51.0199 | 59.0145 | 205.1055 | 0 | 121.0634 | 15768535.3729 | 985773.0242 | 15870491.8341 | 12927971.7318 | 0 | 796771.6376 | 0 | 18076322.0043 | 47030881.8916 | 32099543.279 | 143556290.7756 | 961560.8286 | 16315151.5233 | 16315151.5233 | 1478867.319 | 7407781.6792 | 0 | 160833003.1275 | 186034803.6491 | 100000 | 64.2651 | 2502.6509 | 2894.8049 | 51.0199 | 59.0145
1 | 4600 | 707 | 0.045 | 15 | 15 | 7 | 1.3335e-10 | 5spot_SharedNeighbor | Water | Porous | Wet | R245fa | MinimizeLCOE_Brownfield | IgnoreSilica | 2019 | 200.4003 | 129.8667 | 16.4038 | 4 | 2477.2927 | 2861.3764 | 50.503 | 58.333 | 204.6928 | 0 | 157.3975 | 15944509.2829 | 996541.7156 | 16068784.2157 | 13175483.3337 | 0 | 718102.4855 | 0 | 18292334.2031 | 47592901.3227 | 32483133.0891 | 145271789.6484 | 961560.8286 | 16315151.5233 | 16315151.5233 | 1478867.319 | 7407781.6792 | 0 | 162548502.0004 | 187750302.5219 | 133352.1432 | 65.6154 | 2477.2927 | 2861.3764 | 50.503 | 58.333
1 | 4600 | 707 | 0.045 | 15 | 15 | 7 | 1.7783e-10 | 5spot_SharedNeighbor | Water | Porous | Wet | R245fa | MinimizeLCOE_Brownfield | IgnoreSilica | 2019 | 203.236 | 131.2897 | 16.6533 | 4 | 2457.9734 | 2836.3032 | 50.1091 | 57.8219 | 204.3906 | 0 | 179.4697 | 16069239.3945 | 1004172.623 | 16209483.7374 | 13353667.2196 | 0 | 649546.5579 | 0 | 18441582.7176 | 47981215.3425 | 32748165.3867 | 146457072.9793 | 961560.8286 | 16315151.5233 | 16315151.5233 | 1478867.319 | 7407781.6792 | 0 | 163733785.3312 | 188935585.8528 | 177827.941 | 66.6133 | 2457.9734 | 2836.3032 | 50.1091 | 57.8219
1 | 4600 | 707 | 0.045 | 15 | 15 | 7 | 2.3714e-10 | 5spot_SharedNeighbor | Water | Porous | Wet | R245fa | MinimizeLCOE_Brownfield | IgnoreSilica | 2019 | 205.3313 | 132.3307 | 16.8402 | 4 | 2443.2859 | 2817.418 | 49.8097 | 57.4369 | 204.1649 | 0 | 176.5077 | 16160252.531 | 1009739.7446 | 16312227.4227 | 13485256.5613 | 0 | 592307.0898 | 0 | 18548315.5063 | 48258912.1647 | 32937699.1739 | 147304710.1944 | 961560.8286 | 16315151.5233 | 16315151.5233 | 1478867.319 | 7407781.6792 | 0 | 164581422.5464 | 189783223.0679 | 237137.3706 | 67.3607 | 2443.2859 | 2817.418 | 49.8097 | 57.4369
1 | 4600 | 707 | 0.045 | 15 | 15 | 7 | 3.1623e-10 | 5spot_SharedNeighbor | Water | Porous | Wet | R245fa | MinimizeLCOE_Brownfield | IgnoreSilica | 2019 | 207.107 | 133.2067 | 16.9921 | 4 | 2432.1366 | 2802.9234 | 49.5824 | 57.1414 | 203.9728 | 0 | 172.6619 | 16236677.3612 | 1014413.8736 | 16398553.0689 | 13596622.9894 | 0 | 548277.2557 | 0 | 18639872.374 | 48497124.3537 | 33100283.8876 | 148031825.1642 | 961560.8286 | 16315151.5233 | 16315151.5233 | 1478867.319 | 7407781.6792 | 0 | 165308537.5161 | 190510338.0377 | 316227.766 | 67.9684 | 2432.1366 | 2802.9234 | 49.5824 | 57.1414
1 | 4600 | 707 | 0.045 | 15 | 15 | 7 | 4.217e-10 | 5spot_SharedNeighbor | Water | Porous | Wet | R245fa | MinimizeLCOE_Brownfield | IgnoreSilica | 2019 | 208.2271 | 133.754 | 17.0949 | 4 | 2423.6795 | 2792.2358 | 49.41 | 56.9235 | 203.8505 | 0 | 195.6617 | 16284358.539 | 1017329.7462 | 16452434.6012 | 13666372.4508 | 0 | 510347.4481 | 0 | 18693028.6863 | 48635426.1742 | 33194677.722 | 148453975.3677 | 961560.8286 | 16315151.5233 | 16315151.5233 | 1478867.319 | 7407781.6792 | 0 | 165730687.7196 | 190932488.2412 | 421696.5034 | 68.3798 | 2423.6795 | 2792.2358 | 49.41 | 56.9235
1 | 4600 | 707 | 0.045 | 15 | 15 | 7 | 5.6234e-10 | 5spot_SharedNeighbor | Water | Porous | Wet | R245fa | MinimizeLCOE_Brownfield | IgnoreSilica | 2019 | 209.0165 | 134.138 | 17.1696 | 4 | 2417.2818 | 2784.2356 | 49.2796 | 56.7604 | 203.7637 | 0 | 200.8146 | 16317775.6197 | 1019373.1821 | 16490207.7902 | 13715509.939 | 0 | 479788.4291 | 0 | 18728835.4344 | 48728587.988 | 33258262.5741 | 148738340.9565 | 961560.8286 | 16315151.5233 | 16315151.5233 | 1478867.319 | 7407781.6792 | 0 | 166015053.3085 | 191216853.83 | 562341.3252 | 68.6784 | 2417.2818 | 2784.2356 | 49.2796 | 56.7604
1 | 4600 | 707 | 0.045 | 15 | 15 | 7 | 7.4989e-10 | 5spot_SharedNeighbor | Water | Porous | Wet | R245fa | MinimizeLCOE_Brownfield | IgnoreSilica | 2019 | 209.9717 | 134.6029 | 17.2464 | 4 | 2412.2406 | 2777.5609 | 49.1768 | 56.6243 | 203.6599 | 0 | 193.4159 | 16358204.2653 | 1021845.2207 | 16535918.2196 | 13774994.3436 | 0 | 459074.1111 | 0 | 18778514.1025 | 48857841.6919 | 33346480.883 | 149132872.8378 | 961560.8286 | 16315151.5233 | 16315151.5233 | 1478867.319 | 7407781.6792 | 0 | 166409585.1898 | 191611385.7113 | 749894.2093 | 68.9855 | 2412.2406 | 2777.5609 | 49.1768 | 56.6243
1 | 4600 | 707 | 0.045 | 15 | 15 | 7 | 1e-09 | 5spot_SharedNeighbor | Water | Porous | Wet | R245fa | MinimizeLCOE_Brownfield | IgnoreSilica | 2019 | 210.3855 | 134.8026 | 17.2866 | 4 | 2408.66 | 2773.1304 | 49.1038 | 56.534 | 203.614 | 0 | 189.8552 | 16375556.9217 | 1022906.211 | 16555541.8218 | 13800735.4324 | 0 | 440648.231 | 0 | 18796201.561 | 48903860.8305 | 33377889.8907 | 149273340.9 | 961560.8286 | 16315151.5233 | 16315151.5233 | 1478867.319 | 7407781.6792 | 0 | 166550053.2519 | 191751853.7735 | 1000000 | 69.1464 | 2408.66 | 2773.1304 | 49.1038 | 56.534
1 | 4600 | 707 | 0.045 | 15 | 15 | 7 | 1.3335e-09 | 5spot_SharedNeighbor | Water | Porous | Wet | R245fa | MinimizeLCOE_Brownfield | IgnoreSilica | 2019 | 210.6755 | 134.9423 | 17.3157 | 4 | 2405.9622 | 2769.82 | 49.0488 | 56.4665 | 203.5816 | 0 | 188.4705 | 16387687.9314 | 1023647.9171 | 16569261.8139 | 13818774.538 | 0 | 426239.4242 | 0 | 18807988.5335 | 48934528.1154 | 33398820.9427 | 149366949.2161 | 961560.8286 | 16315151.5233 | 16315151.5233 | 1478867.319 | 7407781.6792 | 0 | 166643661.5681 | 191845462.0896 | 1333521.4322 | 69.2628 | 2405.9622 | 2769.82 | 49.0488 | 56.4665
1 | 4600 | 707 | 0.045 | 15 | 15 | 7 | 1.7783e-09 | 5spot_SharedNeighbor | Water | Porous | Wet | R245fa | MinimizeLCOE_Brownfield | IgnoreSilica | 2019 | 210.8802 | 135.0407 | 17.3369 | 4 | 2403.9316 | 2767.3453 | 49.0074 | 56.4161 | 203.5588 | 0 | 185.3229 | 16396230.289 | 1024170.1993 | 16578923.7819 | 13831501.2868 | 0 | 415069.3138 | 0 | 18815898.9996 | 48955109.5254 | 33412868.178 | 149429771.5739 | 961560.8286 | 16315151.5233 | 16315151.5233 | 1478867.319 | 7407781.6792 | 0 | 166706483.9258 | 191908284.4474 | 1778279.41 | 69.3474 | 2403.9316 | 2767.3453 | 49.0074 | 56.4161
1 | 4600 | 707 | 0.045 | 15 | 15 | 7 | 2.3714e-09 | 5spot_SharedNeighbor | Water | Porous | Wet | R245fa | MinimizeLCOE_Brownfield | IgnoreSilica | 2019 | 208.6557 | 133.9531 | 17.2245 | 4 | 2402.274 | 2768.0576 | 48.9736 | 56.4306 | 203.7966 | 0 | 174.5368 | 16301685.4623 | 1018389.292 | 16472019.0967 | 13692852.7803 | 0 | 375343.7374 | 0 | 18665513.2438 | 48563836.6372 | 33145816.3919 | 148235456.6417 | 961560.8286 | 16315151.5233 | 16315151.5233 | 1478867.319 | 7407781.6792 | 0 | 165512168.9937 | 190713969.5153 | 2371373.7057 | 68.8981 | 2402.274 | 2768.0576 | 48.9736 | 56.4306
1 | 4600 | 707 | 0.045 | 15 | 15 | 7 | 3.1623e-09 | 5spot_SharedNeighbor | Water | Porous | Wet | R245fa | MinimizeLCOE_Brownfield | IgnoreSilica | 2019 | 210.4197 | 134.8152 | 17.3263 | 4 | 2401.0459 | 2764.68 | 48.9486 | 56.3617 | 203.6074 | 0 | 183.9966 | 16376645.7722 | 1022972.7854 | 16556773.2487 | 13802784.4744 | 0 | 389510.6933 | 0 | 18777987.9198 | 48856472.6725 | 33345546.4991 | 149128694.0654 | 961560.8286 | 16315151.5233 | 16315151.5233 | 1478867.319 | 7407781.6792 | 0 | 166405406.4173 | 191607206.9389 | 3162277.6602 | 69.3054 | 2401.0459 | 2764.68 | 48.9486 | 56.3617
1 | 4600 | 707 | 0.045 | 15 | 15 | 7 | 4.217e-09 | 5spot_SharedNeighbor | Water | Porous | Wet | R245fa | MinimizeLCOE_Brownfield | IgnoreSilica | 2019 | 211.2239 | 135.2056 | 17.373 | 4 | 2400.394 | 2763.0518 | 48.9353 | 56.3285 | 203.5203 | 0 | 191.3412 | 16410550.8152 | 1025045.7441 | 16595122.5133 | 13852874.0715 | 0 | 395111.9264 | 0 | 18828694.9775 | 48988402.035 | 33435590.9999 | 149531393.0829 | 961560.8286 | 16315151.5233 | 16315151.5233 | 1478867.319 | 7407781.6792 | 0 | 166808105.4348 | 192009905.9564 | 4216965.0343 | 69.492 | 2400.394 | 2763.0518 | 48.9353 | 56.3285
1 | 4600 | 707 | 0.045 | 15 | 15 | 7 | 5.6234e-09 | 5spot_SharedNeighbor | Water | Porous | Wet | R245fa | MinimizeLCOE_Brownfield | IgnoreSilica | 2019 | 212.8 | 135.9688 | 17.4618 | 4 | 2399.6052 | 2760.4193 | 48.9192 | 56.2749 | 203.35 | 0 | 176.6546 | 16476744.7616 | 1029092.5184 | 16670018.8296 | 13951043.6893 | 0 | 409208.4966 | 0 | 18929082.2353 | 49249589.0875 | 33613856.5301 | 150328636.1484 | 961560.8286 | 16315151.5233 | 16315151.5233 | 1478867.319 | 7407781.6792 | 0 | 167605348.5003 | 192807149.0219 | 5623413.2519 | 69.8471 | 2399.6052 | 2760.4193 | 48.9192 | 56.2749
1 | 4600 | 707 | 0.045 | 15 | 15 | 7 | 7.4989e-09 | 5spot_SharedNeighbor | Water | Porous | Wet | R245fa | MinimizeLCOE_Brownfield | IgnoreSilica | 2019 | 211.3212 | 135.2521 | 17.3839 | 4 | 2399.2603 | 2761.6913 | 48.9122 | 56.3008 | 203.5093 | 0 | 189.5386 | 16414589.9853 | 1025292.6918 | 16599691.7285 | 13858917.8795 | 0 | 388458.0708 | 0 | 18831910.6387 | 48996768.526 | 33441301.3019 | 149556930.8224 | 961560.8286 | 16315151.5233 | 16315151.5233 | 1478867.319 | 7407781.6792 | 0 | 166833643.1744 | 192035443.6959 | 7498942.0933 | 69.5354 | 2399.2603 | 2761.6913 | 48.9122 | 56.3008
1 | 4600 | 707 | 0.045 | 15 | 15 | 7 | 1e-08 | 5spot_SharedNeighbor | Water | Porous | Wet | R245fa | MinimizeLCOE_Brownfield | IgnoreSilica | 2019 | 211.3601 | 135.2708 | 17.3878 | 4 | 2398.8954 | 2761.245 | 48.9047 | 56.2917 | 203.505 | 0 | 192.7575 | 16416209.8209 | 1025391.7252 | 16601524.1647 | 13861336.4855 | 0 | 386402.1269 | 0 | 18833437.086 | 49000740.0287 | 33444011.9341 | 149569053.3719 | 961560.8286 | 16315151.5233 | 16315151.5233 | 1478867.319 | 7407781.6792 | 0 | 166845765.7239 | 192047566.2454 | 10000000 | 69.5511 | 2398.8954 | 2761.245 | 48.9047 | 56.2917
1 | 4700 | 707 | 0.045 | 15 | 15 | 7 | 1e-13 | 5spot_SharedNeighbor | Water | Porous | Wet | R245fa | MinimizeLCOE_Brownfield | IgnoreSilica | 2019 | 0.90348 | 0.26237 | 0.01917 | 4 | 248285.7878 | 585634.5629 | 5061.6416 | 11938.9527 | 139.7941 | 0 | 27.248 | 172298.5425 | 7928.0285 | 115227.7347 | 64095.4446 | 0 | 55673.1352 | 0 | 161936.9254 | 421326.662 | 287564.1042 | 1286050.5771 | 961560.8286 | 16790840.2133 | 16790840.2133 | 1478867.319 | 7598057.1552 | 0 | 19038451.619 | 44906216.3065 | 100 | 0.07668 | 248285.7878 | 585634.5629 | 5061.6416 | 11938.9527
1 | 4700 | 707 | 0.045 | 15 | 15 | 7 | 1.3335e-13 | 5spot_SharedNeighbor | Water | Porous | Wet | R245fa | MinimizeLCOE_Brownfield | IgnoreSilica | 2019 | 1.1813 | 0.41169 | 0.037048 | 4 | 131750.4266 | 306307.3658 | 2685.9107 | 6244.49 | 154.221 | 0 | 24.9747 | 250360.4887 | 12900.8895 | 163643.056 | 82758.0463 | 0 | 62400.5897 | 0 | 223104.5973 | 580472.3972 | 396184.3386 | 1771824.4033 | 961560.8286 | 16790840.2133 | 16790840.2133 | 1478867.319 | 7598057.1552 | 0 | 19524225.4453 | 45391990.1328 | 133.3521 | 0.14819 | 131750.4266 | 306307.3658 | 2685.9107 | 6244.49
1 | 4700 | 707 | 0.045 | 15 | 15 | 7 | 1.7783e-13 | 5spot_SharedNeighbor | Water | Porous | Wet | R245fa | MinimizeLCOE_Brownfield | IgnoreSilica | 2019 | 1.5102 | 0.60288 | 0.062112 | 4 | 80863.0877 | 184980.8666 | 1648.5034 | 3771.0852 | 165.8577 | 0 | 25.9174 | 341587.3467 | 19433.8941 | 220349.8995 | 105470.9443 | 0 | 67956.3118 | 0 | 294371.3746 | 765893.9329 | 522738.3468 | 2337802.0508 | 961560.8286 | 16790840.2133 | 16790840.2133 | 1478867.319 | 7598057.1552 | 0 | 20090203.0927 | 45957967.7802 | 177.8279 | 0.24845 | 80863.0877 | 184980.8666 | 1648.5034 | 3771.0852
1 | 4700 | 707 | 0.045 | 15 | 15 | 7 | 2.3714e-13 | 5spot_SharedNeighbor | Water | Porous | Wet | R245fa | MinimizeLCOE_Brownfield | IgnoreSilica | 2019 | 1.9431 | 0.87019 | 0.099564 | 4 | 52321.7163 | 117274.5651 | 1066.649 | 2390.8006 | 176.1123 | 0 | 144.7031 | 460294.6443 | 29218.4439 | 293349.5821 | 138482.5884 | 0 | 74684.9803 | 0 | 388451.7932 | 1010671.8835 | 689804.3277 | 3084958.2434 | 961560.8286 | 16790840.2133 | 16790840.2133 | 1478867.319 | 7598057.1552 | 0 | 20837359.2853 | 46705123.9728 | 237.1374 | 0.39825 | 52321.7163 | 117274.5651 | 1066.649 | 2390.8006
1 | 4700 | 707 | 0.045 | 15 | 15 | 7 | 3.1623e-13 | 5spot_SharedNeighbor | Water | Porous | Wet | R245fa | MinimizeLCOE_Brownfield | IgnoreSilica | 2019 | 2.5266 | 1.2919 | 0.15242 | 4 | 35811.9895 | 78239.4811 | 730.0758 | 1595.0176 | 185.033 | 0 | 195.9232 | 610685.4422 | 39528.1943 | 401945.8802 | 181229.3726 | 0 | 84532.0011 | 0 | 513989.1473 | 1337294.3276 | 912730.8572 | 4081935.2226 | 961560.8286 | 16790840.2133 | 16790840.2133 | 1478867.319 | 7598057.1552 | 0 | 21834336.2646 | 47702100.9521 | 316.2278 | 0.60969 | 35811.9895 | 78239.4811 | 730.0758 | 1595.0176
1 | 4700 | 707 | 0.045 | 15 | 15 | 7 | 4.217e-13 | 5spot_SharedNeighbor | Water | Porous | Wet | R245fa | MinimizeLCOE_Brownfield | IgnoreSilica | 2019 | 3.2656 | 1.8356 | 0.21945 | 4 | 26190.8526 | 55659.325 | 533.936 | 1134.6906 | 192.1692 | 0 | 248.6341 | 780962.4505 | 50546.8189 | 532365.2504 | 232058.7723 | 0 | 95317.0727 | 0 | 659587.6423 | 1716111.7451 | 1171281.5286 | 5238231.2807 | 961560.8286 | 16790840.2133 | 16790840.2133 | 1478867.319 | 7598057.1552 | 0 | 22990632.3227 | 48858397.0102 | 421.6965 | 0.87781 | 26190.8526 | 55659.325 | 533.936 | 1134.6906
1 | 4700 | 707 | 0.045 | 15 | 15 | 7 | 5.6234e-13 | 5spot_SharedNeighbor | Water | Porous | Wet | R245fa | MinimizeLCOE_Brownfield | IgnoreSilica | 2019 | 4.2358 | 2.5525 | 0.30791 | 4 | 19813.0703 | 40815.5319 | 403.9162 | 832.0798 | 198.014 | 0 | 38.4093 | 984157.2363 | 63668.3273 | 693039.2425 | 298042.6773 | 0 | 108299.7165 | 0 | 837410.808 | 2178771.1457 | 1487056.0762 | 6650445.2298 | 961560.8286 | 16790840.2133 | 16790840.2133 | 1478867.319 | 7598057.1552 | 0 | 24402846.2717 | 50270610.9592 | 562.3413 | 1.2317 | 19813.0703 | 40815.5319 | 403.9162 | 832.0798
1 | 4700 | 707 | 0.045 | 15 | 15 | 7 | 7.4989e-13 | 5spot_SharedNeighbor | Water | Porous | Wet | R245fa | MinimizeLCOE_Brownfield | IgnoreSilica | 2019 | 5.5199 | 3.5036 | 0.42542 | 4 | 15366.4887 | 30567.6875 | 313.2667 | 623.1637 | 202.739 | 0 | 39.8493 | 1229641.7931 | 79523.8075 | 892850.5246 | 384814.4133 | 0 | 124163.5614 | 0 | 1057287.6989 | 2750845.7131 | 1877508.7234 | 8396636.2354 | 961560.8286 | 16790840.2133 | 16790840.2133 | 1478867.319 | 7598057.1552 | 0 | 26149037.2773 | 52016801.9648 | 749.8942 | 1.7017 | 15366.4887 | 30567.6875 | 313.2667 | 623.1637
1 | 4700 | 707 | 0.045 | 15 | 15 | 7 | 1e-12 | 5spot_SharedNeighbor | Water | Porous | Wet | R245fa | MinimizeLCOE_Brownfield | IgnoreSilica | 2019 | 7.23 | 4.7689 | 0.58136 | 4 | 12179.4315 | 23303.2691 | 248.2942 | 475.0687 | 206.4075 | 0 | 42.9749 | 1527357.8432 | 98614.3722 | 1142667.4447 | 500122.3162 | 0 | 143964.3582 | 0 | 1330963.2704 | 3462893.4115 | 2363495.9087 | 10570078.9251 | 961560.8286 | 16790840.2133 | 16790840.2133 | 1478867.319 | 7598057.1552 | 0 | 28322479.967 | 54190244.6545 | 1000 | 2.3254 | 12179.4315 | 23303.2691 | 248.2942 | 475.0687
1 | 4700 | 707 | 0.045 | 15 | 15 | 7 | 1.3335e-12 | 5spot_SharedNeighbor | Water | Porous | Wet | R245fa | MinimizeLCOE_Brownfield | IgnoreSilica | 2019 | 9.4958 | 6.4621 | 0.79064 | 4 | 9816.2035 | 17995.6259 | 200.1166 | 366.8652 | 209.5171 | 0 | 27.1363 | 1892101.2815 | 121985.1973 | 1457075.4713 | 652930.2162 | 0 | 167371.7107 | 0 | 1673670.912 | 4354548.396 | 2972068.7573 | 13291751.9423 | 961560.8286 | 16790840.2133 | 16790840.2133 | 1478867.319 | 7598057.1552 | 0 | 31044152.9842 | 56911917.6717 | 1333.5214 | 3.1625 | 9816.2035 | 17995.6259 | 200.1166 | 366.8652
1 | 4700 | 707 | 0.045 | 15 | 15 | 7 | 1.7783e-12 | 5spot_SharedNeighbor | Water | Porous | Wet | R245fa | MinimizeLCOE_Brownfield | IgnoreSilica | 2019 | 12.4259 | 8.6483 | 1.0613 | 4 | 8090.7026 | 14183.9277 | 164.9399 | 289.1586 | 211.8224 | 0 | 37.6109 | 2324228.8378 | 149588.7874 | 1839627.7107 | 850317.3584 | 0 | 194313.0136 | 0 | 2089649.5261 | 5436839.4207 | 3710754.6205 | 16595319.2751 | 961560.8286 | 16790840.2133 | 16790840.2133 | 1478867.319 | 7598057.1552 | 0 | 34347720.3171 | 60215485.0046 | 1778.2794 | 4.2453 | 8090.7026 | 14183.9277 | 164.9399 | 289.1586
1 | 4700 | 707 | 0.045 | 15 | 15 | 7 | 2.3714e-12 | 5spot_SharedNeighbor | Water | Porous | Wet | R245fa | MinimizeLCOE_Brownfield | IgnoreSilica | 2019 | 16.3164 | 11.5513 | 1.4209 | 4 | 6771.1469 | 11322.5364 | 138.039 | 230.8252 | 213.6076 | 0 | 40.8551 | 2851889.8427 | 183184.7517 | 2318943.9996 | 1112258.3208 | 0 | 227178.0705 | 0 | 2610447.4442 | 6791848.7734 | 4635576.3464 | 20731327.5492 | 961560.8286 | 16790840.2133 | 16790840.2133 | 1478867.319 | 7598057.1552 | 0 | 38483728.5912 | 64351493.2787 | 2371.3737 | 5.6835 | 6771.1469 | 11322.5364 | 138.039 | 230.8252
1 | 4700 | 707 | 0.045 | 15 | 15 | 7 | 3.1623e-12 | 5spot_SharedNeighbor | Water | Porous | Wet | R245fa | MinimizeLCOE_Brownfield | IgnoreSilica | 2019 | 21.4831 | 15.4087 | 1.8986 | 4 | 5750.8016 | 9157.0211 | 117.2379 | 186.6783 | 214.9919 | 0 | 56.4636 | 3497102.5105 | 224120.9 | 2920092.3721 | 1460146.9704 | 0 | 267487.9619 | 0 | 3263890.7788 | 8491974.2905 | 5795946.9459 | 25920762.7302 | 961560.8286 | 16790840.2133 | 16790840.2133 | 1478867.319 | 7598057.1552 | 0 | 43673163.7721 | 69540928.4596 | 3162.2777 | 7.5943 | 5750.8016 | 9157.0211 | 117.2379 | 186.6783
1 | 4700 | 707 | 0.045 | 15 | 15 | 7 | 4.217e-12 | 5spot_SharedNeighbor | Water | Porous | Wet | R245fa | MinimizeLCOE_Brownfield | IgnoreSilica | 2019 | 28.3043 | 20.5027 | 2.5296 | 4 | 4956.6542 | 7513.1935 | 101.0481 | 153.1666 | 216.0537 | 0 | 41.4665 | 4281881.4167 | 273725.5939 | 3669732.093 | 1919395.7003 | 0 | 316269.3335 | 0 | 4079791.6136 | 10614780.8982 | 7244806.0749 | 32400382.724 | 961560.8286 | 16790840.2133 | 16790840.2133 | 1478867.319 | 7598057.1552 | 0 | 50152783.7659 | 76020548.4534 | 4216.965 | 10.1183 | 4956.6542 | 7513.1935 | 101.0481 | 153.1666
1 | 4700 | 707 | 0.045 | 15 | 15 | 7 | 5.6234e-12 | 5spot_SharedNeighbor | Water | Porous | Wet | R245fa | MinimizeLCOE_Brownfield | IgnoreSilica | 2019 | 37.2884 | 27.2137 | 3.3608 | 4 | 4332.1055 | 6256.3272 | 88.3158 | 127.5437 | 216.8636 | 0 | 60.4149 | 5234992.8436 | 333731.9751 | 4602716.8564 | 2524406.7368 | 0 | 375445.9908 | 0 | 5097804.817 | 13263442.4303 | 9052571.9952 | 40485113.6452 | 961560.8286 | 16790840.2133 | 16790840.2133 | 1478867.319 | 7598057.1552 | 0 | 58237514.6871 | 84105279.3746 | 5623.4133 | 13.4432 | 4332.1055 | 6256.3272 | 88.3158 | 127.5437
1 | 4700 | 707 | 0.045 | 15 | 15 | 7 | 7.4989e-12 | 5spot_SharedNeighbor | Water | Porous | Wet | R245fa | MinimizeLCOE_Brownfield | IgnoreSilica | 2019 | 48.9816 | 35.9418 | 4.442 | 4 | 3839.1067 | 5294.9561 | 78.2654 | 107.9448 | 217.455 | 0 | 50.576 | 6379299.9715 | 405477.5592 | 5749956.3873 | 3311493.2042 | 0 | 446096.9826 | 0 | 6354006.4009 | 16531821.2692 | 11283307.7112 | 50461459.4861 | 961560.8286 | 16790840.2133 | 16790840.2133 | 1478867.319 | 7598057.1552 | 0 | 68213860.528 | 94081625.2155 | 7498.9421 | 17.7682 | 3839.1067 | 5294.9561 | 78.2654 | 107.9448
1 | 4700 | 707 | 0.045 | 15 | 15 | 7 | 1e-11 | 5spot_SharedNeighbor | Water | Porous | Wet | R245fa | MinimizeLCOE_Brownfield | IgnoreSilica | 2019 | 63.9728 | 47.0776 | 5.8208 | 4 | 3450.2517 | 4561.257 | 70.338 | 92.9874 | 217.7711 | 0 | 47.5853 | 7729926.0089 | 489798.1021 | 7135695.231 | 4319712.0742 | 0 | 530032.7024 | 0 | 7880014.0063 | 20502180.0312 | 13993159.149 | 62580517.3051 | 961560.8286 | 16790840.2133 | 16790840.2133 | 1478867.319 | 7598057.1552 | 0 | 80332918.347 | 106200683.0346 | 10000 | 23.2832 | 3450.2517 | 4561.257 | 70.338 | 92.9874
1 | 4700 | 707 | 0.045 | 15 | 15 | 7 | 1.3335e-11 | 5spot_SharedNeighbor | Water | Porous | Wet | R245fa | MinimizeLCOE_Brownfield | IgnoreSilica | 2019 | 82.6816 | 60.758 | 7.5112 | 4 | 3148.5587 | 4009.5328 | 64.1876 | 81.7397 | 217.6134 | 0 | 60.175 | 9270362.8239 | 585557.1726 | 8751195.5137 | 5574618.3217 | 0 | 629053.6207 | 0 | 9676207.1065 | 25175506.0281 | 17182800.1691 | 76845300.7564 | 961560.8286 | 16790840.2133 | 16790840.2133 | 1478867.319 | 7598057.1552 | 0 | 94597701.7983 | 120465466.4858 | 13335.2143 | 30.0448 | 3148.5587 | 4009.5328 | 64.1876 | 81.7397
1 | 4700 | 707 | 0.045 | 15 | 15 | 7 | 1.7783e-11 | 5spot_SharedNeighbor | Water | Porous | Wet | R245fa | MinimizeLCOE_Brownfield | IgnoreSilica | 2019 | 105.128 | 76.6283 | 9.463 | 4 | 2922.1905 | 3605.586 | 59.5728 | 73.5047 | 216.7283 | 0 | 65.4616 | 10938763.5231 | 688841.6589 | 10536492.712 | 7071666.9938 | 0 | 744936.2428 | 0 | 11692473.441 | 30421417.4373 | 20763242.4986 | 92857834.5074 | 961560.8286 | 16790840.2133 | 16790840.2133 | 1478867.319 | 7598057.1552 | 0 | 110610235.5493 | 136478000.2369 | 17782.7941 | 37.8518 | 2922.1905 | 3605.586 | 59.5728 | 73.5047
1 | 4700 | 707 | 0.045 | 15 | 15 | 7 | 2.3714e-11 | 5spot_SharedNeighbor | Water | Porous | Wet | R245fa | MinimizeLCOE_Brownfield | IgnoreSilica | 2019 | 130.5622 | 93.6308 | 11.5373 | 4 | 2761.1467 | 3321.6693 | 56.2897 | 67.7167 | 214.9755 | 0 | 68.6225 | 12620812.3159 | 792574.5982 | 12368578.2212 | 8751464.8483 | 0 | 876252.7187 | 0 | 13809776.2539 | 35930205.0381 | 24523103.2304 | 109672767.2247 | 961560.8286 | 16790840.2133 | 16790840.2133 | 1478867.319 | 7598057.1552 | 0 | 127425168.2666 | 153292932.9541 | 23713.7371 | 46.1494 | 2761.1467 | 3321.6693 | 56.2897 | 67.7167
1 | 4700 | 707 | 0.045 | 15 | 15 | 7 | 3.1623e-11 | 5spot_SharedNeighbor | Water | Porous | Wet | R245fa | MinimizeLCOE_Brownfield | IgnoreSilica | 2019 | 157.6005 | 110.6475 | 13.5948 | 4 | 2649.2611 | 3124.9539 | 54.0088 | 63.7064 | 212.7304 | 0 | 68.4447 | 14219741.9328 | 890852.8052 | 14136367.9316 | 10519275.7895 | 0 | 1015747.8155 | 0 | 15904974.6471 | 41381481.4729 | 28243711.4096 | 126312153.8042 | 961560.8286 | 16790840.2133 | 16790840.2133 | 1478867.319 | 7598057.1552 | 0 | 144064554.8462 | 169932319.5337 | 31622.7766 | 54.3791 | 2649.2611 | 3124.9539 | 54.0088 | 63.7064
1 | 4700 | 707 | 0.045 | 15 | 15 | 7 | 4.217e-11 | 5spot_SharedNeighbor | Water | Porous | Wet | R245fa | MinimizeLCOE_Brownfield | IgnoreSilica | 2019 | 179.4561 | 123.555 | 15.1975 | 4 | 2574.767 | 3000.2925 | 52.4901 | 61.165 | 210.7049 | 0 | 54.6698 | 15386541.5007 | 962385.8825 | 15440914.9437 | 11933744.2147 | 0 | 1080008.1006 | 0 | 17473401.9104 | 45462207.4834 | 31028890.7624 | 138768094.7984 | 961560.8286 | 16790840.2133 | 16790840.2133 | 1478867.319 | 7598057.1552 | 0 | 156520495.8403 | 182388260.5278 | 42169.6503 | 60.7902 | 2574.767 | 3000.2925 | 52.4901 | 61.165
1 | 4700 | 707 | 0.045 | 15 | 15 | 7 | 5.6234e-11 | 5spot_SharedNeighbor | Water | Porous | Wet | R245fa | MinimizeLCOE_Brownfield | IgnoreSilica | 2019 | 187.4286 | 128.0044 | 15.898 | 4 | 2522.8852 | 2929.6612 | 51.4324 | 59.7251 | 209.8797 | 0 | 62.0037 | 15780682.6568 | 986516.4779 | 15884171.7279 | 12444225.6889 | 0 | 972102.8667 | 0 | 17966402.7731 | 46744894.5996 | 31904351.0758 | 142683347.8666 | 961560.8286 | 16790840.2133 | 16790840.2133 | 1478867.319 | 7598057.1552 | 0 | 160435748.9086 | 186303513.5961 | 56234.1325 | 63.5922 | 2522.8852 | 2929.6612 | 51.4324 | 59.7251
1 | 4700 | 707 | 0.045 | 15 | 15 | 7 | 7.4989e-11 | 5spot_SharedNeighbor | Water | Porous | Wet | R245fa | MinimizeLCOE_Brownfield | IgnoreSilica | 2019 | 193.7614 | 131.4476 | 16.4548 | 4 | 2482.9499 | 2875.9631 | 50.6183 | 58.6304 | 209.2006 | 0 | 79.1311 | 16083055.1757 | 1005017.7656 | 16225075.99 | 12848942.1759 | 0 | 870884.0822 | 0 | 18342860.3238 | 47724359.9246 | 32572856.2861 | 145673051.7239 | 961560.8286 | 16790840.2133 | 16790840.2133 | 1478867.319 | 7598057.1552 | 0 | 163425452.7658 | 189293217.4533 | 74989.4209 | 65.8191 | 2482.9499 | 2875.9631 | 50.6183 | 58.6304
1 | 4700 | 707 | 0.045 | 15 | 15 | 7 | 1e-10 | 5spot_SharedNeighbor | Water | Porous | Wet | R245fa | MinimizeLCOE_Brownfield | IgnoreSilica | 2019 | 198.8982 | 134.1762 | 16.9003 | 4 | 2452.2809 | 2834.9333 | 49.9931 | 57.7939 | 208.6352 | 0 | 98.9903 | 16321096.2813 | 1019576.2325 | 16493961.7967 | 13175268.1512 | 0 | 782357.0681 | 0 | 18638981.2166 | 48494805.7449 | 33098701.3895 | 148024747.881 | 961560.8286 | 16790840.2133 | 16790840.2133 | 1478867.319 | 7598057.1552 | 0 | 165777148.9229 | 191644913.6104 | 100000 | 67.6012 | 2452.2809 | 2834.9333 | 49.9931 | 57.7939
1 | 4700 | 707 | 0.045 | 15 | 15 | 7 | 1.3335e-10 | 5spot_SharedNeighbor | Water | Porous | Wet | R245fa | MinimizeLCOE_Brownfield | IgnoreSilica | 2019 | 202.7024 | 136.1586 | 17.2354 | 4 | 2428.8004 | 2804.0121 | 49.5144 | 57.1636 | 208.2074 | 0 | 145.1019 | 16493188.145 | 1030097.7184 | 16688629.2604 | 13415997.2243 | 0 | 703110.0721 | 0 | 18849098.7439 | 49041488.4498 | 33471823.5688 | 149693433.1828 | 961560.8286 | 16790840.2133 | 16790840.2133 | 1478867.319 | 7598057.1552 | 0 | 167445834.2247 | 193313598.9122 | 133352.1432 | 68.9418 | 2428.8004 | 2804.0121 | 49.5144 | 57.1636
1 | 4700 | 707 | 0.045 | 15 | 15 | 7 | 1.7783e-10 | 5spot_SharedNeighbor | Water | Porous | Wet | R245fa | MinimizeLCOE_Brownfield | IgnoreSilica | 2019 | 205.6366 | 137.666 | 17.4936 | 4 | 2410.8736 | 2780.5489 | 49.1489 | 56.6853 | 207.8724 | 0 | 180.5914 | 16623580.2802 | 1038067.7626 | 16836279.5619 | 13601369.0241 | 0 | 636389.4929 | 0 | 19006917.5874 | 49452100.7076 | 33752074.872 | 150946779.2888 | 961560.8286 | 16790840.2133 | 16790840.2133 | 1478867.319 | 7598057.1552 | 0 | 168699180.3307 | 194566945.0182 | 177827.941 | 69.9743 | 2410.8736 | 2780.5489 | 49.1489 | 56.6853
1 | 4700 | 707 | 0.045 | 15 | 15 | 7 | 2.3714e-10 | 5spot_SharedNeighbor | Water | Porous | Wet | R245fa | MinimizeLCOE_Brownfield | IgnoreSilica | 2019 | 210 | 139.9298 | 17.814 | 4 | 2396.8467 | 2759.8727 | 48.863 | 56.2637 | 207.4071 | 0 | 185.4993 | 16818638.3188 | 1049987.277 | 17057398.44 | 13877459.988 | 0 | 607142.4375 | 0 | 19270144.3199 | 50136962.6703 | 34219507.2341 | 153037240.6857 | 961560.8286 | 16790840.2133 | 16790840.2133 | 1478867.319 | 7598057.1552 | 0 | 170789641.7276 | 196657406.4151 | 237137.3706 | 71.256 | 2396.8467 | 2759.8727 | 48.863 | 56.2637
1 | 4700 | 707 | 0.045 | 15 | 15 | 7 | 3.1623e-10 | 5spot_SharedNeighbor | Water | Porous | Wet | R245fa | MinimizeLCOE_Brownfield | IgnoreSilica | 2019 | 210.2493 | 140.0498 | 17.8839 | 4 | 2386.4425 | 2748.0503 | 48.6509 | 56.0227 | 207.3745 | 0 | 197.6382 | 16828955.8554 | 1050617.6517 | 17069102.5424 | 13893082.2118 | 0 | 544818.6961 | 0 | 19260765.0134 | 50112559.6387 | 34202851.6635 | 152962753.2731 | 961560.8286 | 16790840.2133 | 16790840.2133 | 1478867.319 | 7598057.1552 | 0 | 170715154.315 | 196582919.0025 | 316227.766 | 71.5354 | 2386.4425 | 2748.0503 | 48.6509 | 56.0227
1 | 4700 | 707 | 0.045 | 15 | 15 | 7 | 4.217e-10 | 5spot_SharedNeighbor | Water | Porous | Wet | R245fa | MinimizeLCOE_Brownfield | IgnoreSilica | 2019 | 211.3406 | 140.5983 | 17.9867 | 4 | 2378.5818 | 2738.122 | 48.4906 | 55.8203 | 207.2489 | 0 | 199.0929 | 16876070.2695 | 1053496.0874 | 17122558.9026 | 13961891.1028 | 0 | 506937.0716 | 0 | 19313171.8393 | 50248911.4495 | 34295914.5762 | 153378951.2989 | 961560.8286 | 16790840.2133 | 16790840.2133 | 1478867.319 | 7598057.1552 | 0 | 171131352.3409 | 196999117.0284 | 421696.5034 | 71.9468 | 2378.5818 | 2738.122 | 48.4906 | 55.8203
1 | 4700 | 707 | 0.045 | 15 | 15 | 7 | 5.6234e-10 | 5spot_SharedNeighbor | Water | Porous | Wet | R245fa | MinimizeLCOE_Brownfield | IgnoreSilica | 2019 | 212.1176 | 140.987 | 18.0618 | 4 | 2372.635 | 2730.681 | 48.3694 | 55.6686 | 207.1589 | 0 | 193.4873 | 16909433.988 | 1055534.2984 | 17160423.8028 | 14010870.9829 | 0 | 476547.5749 | 0 | 19348996.1523 | 50342118.9635 | 34359530.6197 | 153663456.3826 | 961560.8286 | 16790840.2133 | 16790840.2133 | 1478867.319 | 7598057.1552 | 0 | 171415857.4245 | 197283622.112 | 562341.3252 | 72.247 | 2372.635 | 2730.681 | 48.3694 | 55.6686
1 | 4700 | 707 | 0.045 | 15 | 15 | 7 | 7.4989e-10 | 5spot_SharedNeighbor | Water | Porous | Wet | R245fa | MinimizeLCOE_Brownfield | IgnoreSilica | 2019 | 213.0682 | 141.4631 | 18.1396 | 4 | 2367.9795 | 2724.4898 | 48.2745 | 55.5424 | 207.05 | 0 | 185.4806 | 16950254.469 | 1058027.8998 | 17206762.9314 | 14070819.9759 | 0 | 456288.6003 | 0 | 19399440.0118 | 50473363.5384 | 34449107.7389 | 154064065.1654 | 961560.8286 | 16790840.2133 | 16790840.2133 | 1478867.319 | 7598057.1552 | 0 | 171816466.2073 | 197684230.8949 | 749894.2093 | 72.5583 | 2367.9795 | 2724.4898 | 48.2745 | 55.5424
1 | 4700 | 707 | 0.045 | 15 | 15 | 7 | 1e-09 | 5spot_SharedNeighbor | Water | Porous | Wet | R245fa | MinimizeLCOE_Brownfield | IgnoreSilica | 2019 | 213.7159 | 141.7856 | 18.1933 | 4 | 2364.6514 | 2720.1086 | 48.2066 | 55.4531 | 206.9753 | 0 | 222.7875 | 16977892.107 | 1059716.1083 | 17238144.1315 | 14111566.1999 | 0 | 440985.8012 | 0 | 19433038.6957 | 50560780.4218 | 34508771.558 | 154330895.0233 | 961560.8286 | 16790840.2133 | 16790840.2133 | 1478867.319 | 7598057.1552 | 0 | 172083296.0652 | 197951060.7527 | 1000000 | 72.7732 | 2364.6514 | 2720.1086 | 48.2066 | 55.4531
1 | 4700 | 707 | 0.045 | 15 | 15 | 7 | 1.3335e-09 | 5spot_SharedNeighbor | Water | Porous | Wet | R245fa | MinimizeLCOE_Brownfield | IgnoreSilica | 2019 | 213.9935 | 141.9226 | 18.2221 | 4 | 2362.1423 | 2717.0386 | 48.1555 | 55.3905 | 206.9427 | 0 | 182.4846 | 16989625.7973 | 1060432.8227 | 17251468.9105 | 14128938.2646 | 0 | 426598.9588 | 0 | 19444255.254 | 50589963.6058 | 34528689.6808 | 154419973.2945 | 961560.8286 | 16790840.2133 | 16790840.2133 | 1478867.319 | 7598057.1552 | 0 | 172172374.3364 | 198040139.0239 | 1333521.4322 | 72.8882 | 2362.1423 | 2717.0386 | 48.1555 | 55.3905
1 | 4700 | 707 | 0.045 | 15 | 15 | 7 | 1.7783e-09 | 5spot_SharedNeighbor | Water | Porous | Wet | R245fa | MinimizeLCOE_Brownfield | IgnoreSilica | 2019 | 214.1982 | 142.0235 | 18.2434 | 4 | 2360.2537 | 2714.734 | 48.117 | 55.3435 | 206.9186 | 0 | 181.1534 | 16998261.6528 | 1060960.3073 | 17261276.451 | 14141742.477 | 0 | 415565.3742 | 0 | 19452344.4423 | 50611010.0144 | 34543054.2871 | 154484215.0061 | 961560.8286 | 16790840.2133 | 16790840.2133 | 1478867.319 | 7598057.1552 | 0 | 172236616.048 | 198104380.7355 | 1778279.41 | 72.9738 | 2360.2537 | 2714.734 | 48.117 | 55.3435
1 | 4700 | 707 | 0.045 | 15 | 15 | 7 | 2.3714e-09 | 5spot_SharedNeighbor | Water | Porous | Wet | R245fa | MinimizeLCOE_Brownfield | IgnoreSilica | 2019 | 214.5543 | 142.2006 | 18.2718 | 4 | 2358.6449 | 2712.5754 | 48.0842 | 55.2995 | 206.8778 | 0 | 186.1898 | 17013416.4959 | 1061885.9591 | 17278488.8112 | 14164056.3598 | 0 | 408375.6267 | 0 | 19471227.0686 | 50660138.7345 | 34576585.6481 | 154634174.7039 | 961560.8286 | 16790840.2133 | 16790840.2133 | 1478867.319 | 7598057.1552 | 0 | 172386575.7458 | 198254340.4333 | 2371373.7057 | 73.0871 | 2358.6449 | 2712.5754 | 48.0842 | 55.2995
1 | 4700 | 707 | 0.045 | 15 | 15 | 7 | 3.1623e-09 | 5spot_SharedNeighbor | Water | Porous | Wet | R245fa | MinimizeLCOE_Brownfield | IgnoreSilica | 2019 | 214.4734 | 142.159 | 18.2719 | 4 | 2357.7656 | 2711.6938 | 48.0662 | 55.2815 | 206.8862 | 0 | 187.5739 | 17009863.3561 | 1061668.9367 | 17274453.1196 | 14158960.8305 | 0 | 400893.1443 | 0 | 19463277.361 | 50639455.2263 | 34562468.7287 | 154571040.7033 | 961560.8286 | 16790840.2133 | 16790840.2133 | 1478867.319 | 7598057.1552 | 0 | 172323441.7452 | 198191206.4327 | 3162277.6602 | 73.0876 | 2357.7656 | 2711.6938 | 48.0662 | 55.2815
1 | 4700 | 707 | 0.045 | 15 | 15 | 7 | 4.217e-09 | 5spot_SharedNeighbor | Water | Porous | Wet | R245fa | MinimizeLCOE_Brownfield | IgnoreSilica | 2019 | 214.5419 | 142.1926 | 18.2799 | 4 | 2356.9635 | 2710.7359 | 48.0499 | 55.262 | 206.878 | 0 | 182.4424 | 17012738.1874 | 1061844.5288 | 17277718.3744 | 14163245.4142 | 0 | 395856.4586 | 0 | 19465447.1558 | 50645100.587 | 34566321.8034 | 154588272.5096 | 961560.8286 | 16790840.2133 | 16790840.2133 | 1478867.319 | 7598057.1552 | 0 | 172340673.5516 | 198208438.2391 | 4216965.0343 | 73.1198 | 2356.9635 | 2710.7359 | 48.0499 | 55.262
1 | 4700 | 707 | 0.045 | 15 | 15 | 7 | 5.6234e-09 | 5spot_SharedNeighbor | Water | Porous | Wet | R245fa | MinimizeLCOE_Brownfield | IgnoreSilica | 2019 | 214.6003 | 142.2213 | 18.2864 | 4 | 2356.3612 | 2710.0094 | 48.0376 | 55.2472 | 206.8711 | 0 | 178.4901 | 17015189.8869 | 1061994.2757 | 17280503.0819 | 14166894.2036 | 0 | 392143.6651 | 0 | 19467522.7941 | 50650500.9724 | 34570007.6774 | 154604756.5571 | 961560.8286 | 16790840.2133 | 16790840.2133 | 1478867.319 | 7598057.1552 | 0 | 172357157.599 | 198224922.2865 | 5623413.2519 | 73.1455 | 2356.3612 | 2710.0094 | 48.0376 | 55.2472
1 | 4700 | 707 | 0.045 | 15 | 15 | 7 | 7.4989e-09 | 5spot_SharedNeighbor | Water | Porous | Wet | R245fa | MinimizeLCOE_Brownfield | IgnoreSilica | 2019 | 214.6392 | 142.2403 | 18.2909 | 4 | 2355.9091 | 2709.4694 | 48.0284 | 55.2362 | 206.8665 | 0 | 181.9611 | 17016820.7865 | 1062093.8888 | 17282355.5276 | 14169325.9849 | 0 | 389284.434 | 0 | 19468753.4425 | 50653702.867 | 34572193.0363 | 154614529.9678 | 961560.8286 | 16790840.2133 | 16790840.2133 | 1478867.319 | 7598057.1552 | 0 | 172366931.0097 | 198234695.6972 | 7498942.0933 | 73.1637 | 2355.9091 | 2709.4694 | 48.0284 | 55.2362
1 | 4700 | 707 | 0.045 | 15 | 15 | 7 | 1e-08 | 5spot_SharedNeighbor | Water | Porous | Wet | R245fa | MinimizeLCOE_Brownfield | IgnoreSilica | 2019 | 214.6781 | 142.2595 | 18.2949 | 4 | 2355.5698 | 2709.0537 | 48.0215 | 55.2277 | 206.8619 | 0 | 183.5218 | 17018458.3801 | 1062193.9104 | 17284215.5967 | 14171759.3547 | 0 | 387255.9455 | 0 | 19470314.4431 | 50657764.2703 | 34574965.0275 | 154626926.9284 | 961560.8286 | 16790840.2133 | 16790840.2133 | 1478867.319 | 7598057.1552 | 0 | 172379327.9703 | 198247092.6578 | 10000000 | 73.1795 | 2355.5698 | 2709.0537 | 48.0215 | 55.2277
1 | 4800 | 707 | 0.045 | 15 | 15 | 7 | 1e-13 | 5spot_SharedNeighbor | Water | Porous | Wet | R245fa | MinimizeLCOE_Brownfield | IgnoreSilica | 2019 | 0.94237 | 0.288 | 0.02231 | 4 | 219725.75 | 517144.3394 | 4479.4066 | 10542.6868 | 143.7071 | 0 | 30.9256 | 186989.0336 | 8864.0713 | 123820.2719 | 67169.6185 | 0 | 56968.3588 | 0 | 173086.4281 | 450335.3811 | 307363.1511 | 1374596.3145 | 961560.8286 | 17272388.9941 | 17272388.9941 | 1478867.319 | 7790676.6675 | 0 | 19608546.1373 | 46150479.118 | 100 | 0.089241 | 219725.75 | 517144.3394 | 4479.4066 | 10542.6868
1 | 4800 | 707 | 0.045 | 15 | 15 | 7 | 1.3335e-13 | 5spot_SharedNeighbor | Water | Porous | Wet | R245fa | MinimizeLCOE_Brownfield | IgnoreSilica | 2019 | 1.2008 | 0.4324 | 0.040442 | 4 | 124051.7779 | 288125.5072 | 2528.9633 | 5873.8282 | 156.9695 | 0 | 26.6448 | 261860.22 | 13793.8884 | 169894.9528 | 84852.8022 | 0 | 61638.4391 | 0 | 230895.718 | 600743.2951 | 410019.6429 | 1833698.9587 | 961560.8286 | 17272388.9941 | 17272388.9941 | 1478867.319 | 7790676.6675 | 0 | 20067648.7814 | 46609581.7621 | 133.3521 | 0.16177 | 124051.7779 | 288125.5072 | 2528.9633 | 5873.8282
1 | 4800 | 707 | 0.045 | 15 | 15 | 7 | 1.7783e-13 | 5spot_SharedNeighbor | Water | Porous | Wet | R245fa | MinimizeLCOE_Brownfield | IgnoreSilica | 2019 | 1.5491 | 0.64297 | 0.068727 | 4 | 75259.5193 | 171808.2844 | 1534.2671 | 3502.5443 | 169.2758 | 0 | 29.4189 | 362232.8728 | 21308.3982 | 231438.0626 | 110031.9233 | 0 | 67762.0937 | 0 | 309181.6067 | 804427.1188 | 549038.0379 | 2455420.1139 | 961560.8286 | 17272388.9941 | 17272388.9941 | 1478867.319 | 7790676.6675 | 0 | 20689369.9367 | 47231302.9174 | 177.8279 | 0.27491 | 75259.5193 | 171808.2844 | 1534.2671 | 3502.5443
1 | 4800 | 707 | 0.045 | 15 | 15 | 7 | 2.3714e-13 | 5spot_SharedNeighbor | Water | Porous | Wet | R245fa | MinimizeLCOE_Brownfield | IgnoreSilica | 2019 | 2.0015 | 0.94738 | 0.11061 | 4 | 48618.5425 | 108608.9655 | 991.1547 | 2214.1407 | 179.8532 | 0 | 146.5847 | 491615.6767 | 31801.4919 | 313624.6367 | 145889.6017 | 0 | 74990.3117 | 0 | 412589.4703 | 1073473.1679 | 732667.4948 | 3276651.8516 | 961560.8286 | 17272388.9941 | 17272388.9941 | 1478867.319 | 7790676.6675 | 0 | 21510601.6743 | 48052534.655 | 237.1374 | 0.44244 | 48618.5425 | 108608.9655 | 991.1547 | 2214.1407
1 | 4800 | 707 | 0.045 | 15 | 15 | 7 | 3.1623e-13 | 5spot_SharedNeighbor | Water | Porous | Wet | R245fa | MinimizeLCOE_Brownfield | IgnoreSilica | 2019 | 2.5849 | 1.3892 | 0.16522 | 4 | 34062.6226 | 74224.1484 | 694.4126 | 1513.1597 | 188.6717 | 0 | 192.3439 | 642502.2087 | 41588.678 | 425979.1207 | 186918.7943 | 0 | 84022.5894 | 0 | 538594.4425 | 1401312.2585 | 956424.4105 | 4277342.5027 | 961560.8286 | 17272388.9941 | 17272388.9941 | 1478867.319 | 7790676.6675 | 0 | 22511292.3255 | 49053225.3062 | 316.2278 | 0.66088 | 34062.6226 | 74224.1484 | 694.4126 | 1513.1597
1 | 4800 | 707 | 0.045 | 15 | 15 | 7 | 4.217e-13 | 5spot_SharedNeighbor | Water | Porous | Wet | R245fa | MinimizeLCOE_Brownfield | IgnoreSilica | 2019 | 3.3434 | 1.9671 | 0.23675 | 4 | 25040.6129 | 53067.4151 | 510.4868 | 1081.851 | 195.9437 | 0 | 251.2639 | 819753.8193 | 53054.056 | 562649.5813 | 239204.288 | 0 | 94648.672 | 0 | 690031.0625 | 1795319.2798 | 1225342.2986 | 5480003.0576 | 961560.8286 | 17272388.9941 | 17272388.9941 | 1478867.319 | 7790676.6675 | 0 | 23713952.8804 | 50255885.8611 | 421.6965 | 0.94702 | 25040.6129 | 53067.4151 | 510.4868 | 1081.851
1 | 4800 | 707 | 0.045 | 15 | 15 | 7 | 5.6234e-13 | 5spot_SharedNeighbor | Water | Porous | Wet | R245fa | MinimizeLCOE_Brownfield | IgnoreSilica | 2019 | 4.3601 | 2.7439 | 0.33318 | 4 | 18920.525 | 38836.3867 | 385.7205 | 791.7323 | 201.9863 | 0 | 38.783 | 1036101.4481 | 67145.9926 | 734235.3929 | 308437.2192 | 0 | 108171.9893 | 0 | 879095.8964 | 2287227.1951 | 1561079.5585 | 6981494.692 | 961560.8286 | 17272388.9941 | 17272388.9941 | 1478867.319 | 7790676.6675 | 0 | 25215444.5148 | 51757377.4954 | 562.3413 | 1.3327 | 18920.525 | 38836.3867 | 385.7205 | 791.7323
1 | 4800 | 707 | 0.045 | 15 | 15 | 7 | 7.4989e-13 | 5spot_SharedNeighbor | Water | Porous | Wet | R245fa | MinimizeLCOE_Brownfield | IgnoreSilica | 2019 | 5.6636 | 3.747 | 0.45731 | 4 | 14767.8077 | 29277.5552 | 301.0617 | 596.8626 | 206.7028 | 0 | 42.3139 | 1288909.9542 | 83296.3572 | 942176.3338 | 397202.862 | 0 | 123196.6627 | 0 | 1105565.0463 | 2876453.4678 | 1963238.597 | 8780039.281 | 961560.8286 | 17272388.9941 | 17272388.9941 | 1478867.319 | 7790676.6675 | 0 | 27013989.1037 | 53555922.0844 | 749.8942 | 1.8292 | 14767.8077 | 29277.5552 | 301.0617 | 596.8626
1 | 4800 | 707 | 0.045 | 15 | 15 | 7 | 1e-12 | 5spot_SharedNeighbor | Water | Porous | Wet | R245fa | MinimizeLCOE_Brownfield | IgnoreSilica | 2019 | 7.4152 | 5.0894 | 0.6238 | 4 | 11731.4556 | 22368.7033 | 239.1616 | 456.0163 | 210.385 | 0 | 29.4211 | 1598967.0419 | 103208.2808 | 1203702.2942 | 515901.6809 | 0 | 142099.7827 | 0 | 1389912.8414 | 3616268.103 | 2468177.2872 | 11038237.3121 | 961560.8286 | 17272388.9941 | 17272388.9941 | 1478867.319 | 7790676.6675 | 0 | 29272187.1348 | 55814120.1155 | 1000 | 2.4952 | 11731.4556 | 22368.7033 | 239.1616 | 456.0163
1 | 4800 | 707 | 0.045 | 15 | 15 | 7 | 1.3335e-12 | 5spot_SharedNeighbor | Water | Porous | Wet | R245fa | MinimizeLCOE_Brownfield | IgnoreSilica | 2019 | 9.6468 | 6.8217 | 0.83951 | 4 | 9528.9278 | 17432.9188 | 194.2601 | 355.3936 | 213.4865 | 0 | 41.0253 | 1965784.1638 | 126698.1591 | 1521588.0907 | 667310.5222 | 0 | 162746.2686 | 0 | 1733209.6097 | 4509455.8743 | 3077796.2942 | 13764588.9826 | 961560.8286 | 17272388.9941 | 17272388.9941 | 1478867.319 | 7790676.6675 | 0 | 31998538.8053 | 58540471.786 | 1333.5214 | 3.358 | 9528.9278 | 17432.9188 | 194.2601 | 355.3936
1 | 4800 | 707 | 0.045 | 15 | 15 | 7 | 1.7783e-12 | 5spot_SharedNeighbor | Water | Porous | Wet | R245fa | MinimizeLCOE_Brownfield | IgnoreSilica | 2019 | 12.6474 | 9.143 | 1.1283 | 4 | 7852.9958 | 13733.9709 | 160.0939 | 279.9856 | 215.8382 | 0 | 52.9598 | 2417390.5732 | 155528.7543 | 1923346.5598 | 870668.5894 | 0 | 188980.861 | 0 | 2166806.9817 | 5637587.2931 | 3847769.1684 | 17208078.7808 | 961560.8286 | 17272388.9941 | 17272388.9941 | 1478867.319 | 7790676.6675 | 0 | 35442028.6036 | 61983961.5843 | 1778.2794 | 4.5132 | 7852.9958 | 13733.9709 | 160.0939 | 279.9856
1 | 4800 | 707 | 0.045 | 15 | 15 | 7 | 2.3714e-12 | 5spot_SharedNeighbor | Water | Porous | Wet | R245fa | MinimizeLCOE_Brownfield | IgnoreSilica | 2019 | 16.6018 | 12.2044 | 1.5094 | 4 | 6578.9904 | 10975.0433 | 134.1216 | 223.7411 | 217.6556 | 0 | 37.2398 | 2965035.0671 | 190374.2797 | 2423246.7331 | 1138651.5047 | 0 | 220402.6595 | 0 | 2705706.9952 | 7039694.5846 | 4804736.2053 | 21487848.029 | 961560.8286 | 17272388.9941 | 17272388.9941 | 1478867.319 | 7790676.6675 | 0 | 39721797.8518 | 66263730.8325 | 2371.3737 | 6.0377 | 6578.9904 | 10975.0433 | 134.1216 | 223.7411
1 | 4800 | 707 | 0.045 | 15 | 15 | 7 | 3.1623e-12 | 5spot_SharedNeighbor | Water | Porous | Wet | R245fa | MinimizeLCOE_Brownfield | IgnoreSilica | 2019 | 21.8385 | 16.2605 | 2.0145 | 4 | 5594.0051 | 8887.8978 | 114.0414 | 181.1918 | 219.0624 | 0 | 50.3659 | 3632992.6848 | 232724.2134 | 3048546.5689 | 1493500.0322 | 0 | 258660.2529 | 0 | 3379905.2634 | 8793820.1814 | 6001962.9687 | 26842112.1656 | 961560.8286 | 17272388.9941 | 17272388.9941 | 1478867.319 | 7790676.6675 | 0 | 45076061.9884 | 71617994.9691 | 3162.2777 | 8.0579 | 5594.0051 | 8887.8978 | 114.0414 | 181.1918
1 | 4800 | 707 | 0.045 | 15 | 15 | 7 | 4.217e-12 | 5spot_SharedNeighbor | Water | Porous | Wet | R245fa | MinimizeLCOE_Brownfield | IgnoreSilica | 2019 | 28.7648 | 21.6272 | 2.6827 | 4 | 4824.8161 | 7298.2076 | 98.3604 | 148.7838 | 220.1444 | 0 | 44.9982 | 4447167.8087 | 284149.5176 | 3829875.5712 | 1962847.721 | 0 | 305260.8952 | 0 | 4223427.5903 | 10988492.2458 | 7499871.7487 | 33541093.0985 | 961560.8286 | 17272388.9941 | 17272388.9941 | 1478867.319 | 7790676.6675 | 0 | 51775042.9212 | 78316975.9019 | 4216.965 | 10.731 | 4824.8161 | 7298.2076 | 98.3604 | 148.7838
1 | 4800 | 707 | 0.045 | 15 | 15 | 7 | 5.6234e-12 | 5spot_SharedNeighbor | Water | Porous | Wet | R245fa | MinimizeLCOE_Brownfield | IgnoreSilica | 2019 | 37.8562 | 28.6723 | 3.5602 | 4 | 4220.4277 | 6084.2094 | 86.0391 | 124.0348 | 220.9676 | 0 | 51.5857 | 5432780.4908 | 346154.841 | 4799039.9289 | 2578760.071 | 0 | 361288.4568 | 0 | 5272029.2775 | 13716738.7382 | 9361956.0396 | 41868747.844 | 961560.8286 | 17272388.9941 | 17272388.9941 | 1478867.319 | 7790676.6675 | 0 | 60102697.6667 | 86644630.6474 | 5623.4133 | 14.2409 | 4220.4277 | 6084.2094 | 86.0391 | 124.0348
1 | 4800 | 707 | 0.045 | 15 | 15 | 7 | 7.4989e-12 | 5spot_SharedNeighbor | Water | Porous | Wet | R245fa | MinimizeLCOE_Brownfield | IgnoreSilica | 2019 | 49.7199 | 37.8593 | 4.7043 | 4 | 3741.7418 | 5152.261 | 76.2805 | 105.0358 | 221.5677 | 0 | 49.5063 | 6619518.8578 | 420501.5959 | 5994081.397 | 3382599.623 | 0 | 428842.1357 | 0 | 6569762.0077 | 17093173.1005 | 11666441.8706 | 52174920.5882 | 961560.8286 | 17272388.9941 | 17272388.9941 | 1478867.319 | 7790676.6675 | 0 | 70408870.4109 | 96950803.3916 | 7498.9421 | 18.8171 | 3741.7418 | 5152.261 | 76.2805 | 105.0358
1 | 4800 | 707 | 0.045 | 15 | 15 | 7 | 1e-11 | 5spot_SharedNeighbor | Water | Porous | Wet | R245fa | MinimizeLCOE_Brownfield | IgnoreSilica | 2019 | 64.8937 | 49.5485 | 6.1593 | 4 | 3364.6343 | 4441.9523 | 68.5926 | 90.5552 | 221.8752 | 0 | 55.632 | 8016667.2321 | 507654.3667 | 7433766.1755 | 4409805.2163 | 0 | 508893.2473 | 0 | 8141946.6328 | 21183674.9956 | 14458293.4655 | 64660701.3318 | 961560.8286 | 17272388.9941 | 17272388.9941 | 1478867.319 | 7790676.6675 | 0 | 82894651.1546 | 109436584.1353 | 10000 | 24.637 | 3364.6343 | 4441.9523 | 68.5926 | 90.5552
1 | 4800 | 707 | 0.045 | 15 | 15 | 7 | 1.3335e-11 | 5spot_SharedNeighbor | Water | Porous | Wet | R245fa | MinimizeLCOE_Brownfield | IgnoreSilica | 2019 | 83.7948 | 63.8694 | 7.9381 | 4 | 3072.3344 | 3908.2392 | 62.6337 | 79.6747 | 221.6802 | 0 | 53.0907 | 9606336.5047 | 606390.0381 | 9107917.839 | 5685367.6246 | 0 | 603723.9749 | 0 | 9987797.0327 | 25986199.1001 | 17736114.8488 | 79319846.9628 | 961560.8286 | 17272388.9941 | 17272388.9941 | 1478867.319 | 7790676.6675 | 0 | 97553796.7855 | 124095729.7662 | 13335.2143 | 31.7523 | 3072.3344 | 3908.2392 | 62.6337 | 79.6747
1 | 4800 | 707 | 0.045 | 15 | 15 | 7 | 1.7783e-11 | 5spot_SharedNeighbor | Water | Porous | Wet | R245fa | MinimizeLCOE_Brownfield | IgnoreSilica | 2019 | 106.3869 | 80.4029 | 9.9821 | 4 | 2853.5018 | 3518.243 | 58.1725 | 71.7241 | 220.724 | 0 | 64.5845 | 11320577.1553 | 712421.5007 | 10949692.312 | 7200803.4648 | 0 | 715268.7768 | 0 | 12050517.6518 | 31352975.0288 | 21399049.6964 | 95701305.5866 | 961560.8286 | 17272388.9941 | 17272388.9941 | 1478867.319 | 7790676.6675 | 0 | 113935255.4094 | 140477188.3901 | 17782.7941 | 39.9282 | 2853.5018 | 3518.243 | 58.1725 | 71.7241
1 | 4800 | 707 | 0.045 | 15 | 15 | 7 | 2.3714e-11 | 5spot_SharedNeighbor | Water | Porous | Wet | R245fa | MinimizeLCOE_Brownfield | IgnoreSilica | 2019 | 131.9117 | 98.048 | 12.1458 | 4 | 2698.1287 | 3244.4501 | 55.005 | 66.1425 | 218.87 | 0 | 64.0415 | 13043207.5943 | 818566.8537 | 12833224.3381 | 8897103.0087 | 0 | 843160.9207 | 0 | 14209752.459 | 36970861.0773 | 25233372.3605 | 112849248.6122 | 961560.8286 | 17272388.9941 | 17272388.9941 | 1478867.319 | 7790676.6675 | 0 | 131083198.435 | 157625131.4156 | 23713.7371 | 48.583 | 2698.1287 | 3244.4501 | 55.005 | 66.1425
1 | 4800 | 707 | 0.045 | 15 | 15 | 7 | 3.1623e-11 | 5spot_SharedNeighbor | Water | Porous | Wet | R245fa | MinimizeLCOE_Brownfield | IgnoreSilica | 2019 | 158.9085 | 115.6285 | 14.283 | 4 | 2590.0402 | 3054.6118 | 52.8015 | 62.2724 | 216.5407 | 0 | 71.9242 | 14674323.568 | 918739.6302 | 14643223.6463 | 10673595.9214 | 0 | 978958.8201 | 0 | 16336648.2186 | 42504607.5574 | 29010268.0403 | 129740365.4023 | 961560.8286 | 17272388.9941 | 17272388.9941 | 1478867.319 | 7790676.6675 | 0 | 147974315.2251 | 174516248.2058 | 31622.7766 | 57.1321 | 2590.0402 | 3054.6118 | 52.8015 | 62.2724
1 | 4800 | 707 | 0.045 | 15 | 15 | 7 | 4.217e-11 | 5spot_SharedNeighbor | Water | Porous | Wet | R245fa | MinimizeLCOE_Brownfield | IgnoreSilica | 2019 | 184.0971 | 130.8964 | 16.1342 | 4 | 2519.6148 | 2930.8825 | 51.3658 | 59.75 | 214.0629 | 0 | 73.1737 | 16034801.9729 | 1002065.923 | 16170624.8545 | 12311652.3146 | 0 | 1094442.8298 | 0 | 18179299.279 | 47298807.6369 | 32282408.1055 | 144374102.9162 | 961560.8286 | 17272388.9941 | 17272388.9941 | 1478867.319 | 7790676.6675 | 0 | 162608052.739 | 189149985.7197 | 42169.6503 | 64.5369 | 2519.6148 | 2930.8825 | 51.3658 | 59.75
1 | 4800 | 707 | 0.045 | 15 | 15 | 7 | 5.6234e-11 | 5spot_SharedNeighbor | Water | Porous | Wet | R245fa | MinimizeLCOE_Brownfield | IgnoreSilica | 2019 | 192.1692 | 135.5079 | 16.8581 | 4 | 2470.7243 | 2864.3327 | 50.3691 | 58.3933 | 213.1887 | 0 | 81.5167 | 16436781.4644 | 1026649.4102 | 16624797.5753 | 12831225.6389 | 0 | 985172.7305 | 0 | 18682804.4595 | 48608824.8336 | 33176521.7604 | 148372777.8728 | 961560.8286 | 17272388.9941 | 17272388.9941 | 1478867.319 | 7790676.6675 | 0 | 166606727.6956 | 193148660.6763 | 56234.1325 | 67.4323 | 2470.7243 | 2864.3327 | 50.3691 | 58.3933
1 | 4800 | 707 | 0.045 | 15 | 15 | 7 | 7.4989e-11 | 5spot_SharedNeighbor | Water | Porous | Wet | R245fa | MinimizeLCOE_Brownfield | IgnoreSilica | 2019 | 198.4897 | 139.0243 | 17.4265 | 4 | 2433.22 | 2813.9896 | 49.6045 | 57.367 | 212.482 | 0 | 100.1177 | 16740723.3017 | 1045226.5335 | 16969038.6584 | 13236761.4066 | 0 | 882560.3399 | 0 | 19060980.9936 | 49592762.6007 | 33848079.5043 | 151376133.3387 | 961560.8286 | 17272388.9941 | 17272388.9941 | 1478867.319 | 7790676.6675 | 0 | 169610083.1615 | 196152016.1422 | 74989.4209 | 69.706 | 2433.22 | 2813.9896 | 49.6045 | 57.367
1 | 4800 | 707 | 0.045 | 15 | 15 | 7 | 1e-10 | 5spot_SharedNeighbor | Water | Porous | Wet | R245fa | MinimizeLCOE_Brownfield | IgnoreSilica | 2019 | 203.466 | 141.7338 | 17.8724 | 4 | 2404.5312 | 2775.8017 | 49.0196 | 56.5885 | 211.9123 | 0 | 112.0339 | 16973454.1854 | 1059445.0287 | 17233104.698 | 13555375.5794 | 0 | 791841.0394 | 0 | 19349156.0071 | 50342534.8728 | 34359814.4863 | 153664725.8972 | 961560.8286 | 17272388.9941 | 17272388.9941 | 1478867.319 | 7790676.6675 | 0 | 171898675.72 | 198440608.7007 | 100000 | 71.4895 | 2404.5312 | 2775.8017 | 49.0196 | 56.5885
1 | 4800 | 707 | 0.045 | 15 | 15 | 7 | 1.3335e-10 | 5spot_SharedNeighbor | Water | Porous | Wet | R245fa | MinimizeLCOE_Brownfield | IgnoreSilica | 2019 | 207.1615 | 143.7096 | 18.2079 | 4 | 2382.623 | 2747.0522 | 48.573 | 56.0024 | 211.4815 | 0 | 214.6807 | 17142368.203 | 1069761.3758 | 17425017.5749 | 13791003.5785 | 0 | 711785.043 | 0 | 19554574.9523 | 50876992.8311 | 34724593.0249 | 155296096.5835 | 961560.8286 | 17272388.9941 | 17272388.9941 | 1478867.319 | 7790676.6675 | 0 | 173530046.4063 | 200071979.387 | 133352.1432 | 72.8315 | 2382.623 | 2747.0522 | 48.573 | 56.0024
1 | 4800 | 707 | 0.045 | 15 | 15 | 7 | 1.7783e-10 | 5spot_SharedNeighbor | Water | Porous | Wet | R245fa | MinimizeLCOE_Brownfield | IgnoreSilica | 2019 | 212.8 | 146.7293 | 18.6313 | 4 | 2365.5422 | 2721.69 | 48.2248 | 55.4853 | 210.8564 | 0 | 175.3804 | 17399290.101 | 1085447.4823 | 17717329.2459 | 14150649.9477 | 0 | 679006.2759 | 0 | 19902371.9906 | 51781889.3816 | 35342203.5144 | 158058187.9392 | 961560.8286 | 17272388.9941 | 17272388.9941 | 1478867.319 | 7790676.6675 | 0 | 176292137.762 | 202834070.7427 | 177827.941 | 74.525 | 2365.5422 | 2721.69 | 48.2248 | 55.4853
1 | 4800 | 707 | 0.045 | 15 | 15 | 7 | 2.3714e-10 | 5spot_SharedNeighbor | Water | Porous | Wet | R245fa | MinimizeLCOE_Brownfield | IgnoreSilica | 2019 | 212.8 | 146.7193 | 18.7046 | 4 | 2352.803 | 2707.5549 | 47.9651 | 55.1972 | 210.8494 | 0 | 166.6812 | 17398440.6601 | 1085395.6309 | 17716361.9936 | 14150463.4284 | 0 | 597316.4808 | 0 | 19869711.4956 | 51696913.4732 | 35284205.7108 | 157798808.8734 | 961560.8286 | 17272388.9941 | 17272388.9941 | 1478867.319 | 7790676.6675 | 0 | 176032758.6962 | 202574691.6769 | 237137.3706 | 74.8183 | 2352.803 | 2707.5549 | 47.9651 | 55.1972
1 | 4800 | 707 | 0.045 | 15 | 15 | 7 | 3.1623e-10 | 5spot_SharedNeighbor | Water | Porous | Wet | R245fa | MinimizeLCOE_Brownfield | IgnoreSilica | 2019 | 213.1971 | 146.9177 | 18.7818 | 4 | 2343.2342 | 2696.5277 | 47.77 | 54.9724 | 210.7969 | 0 | 166.1974 | 17415269.4501 | 1086422.8762 | 17735525.8071 | 14175421.6355 | 0 | 537838.6193 | 0 | 19870686.5714 | 51699450.4205 | 35285937.2295 | 157806552.6096 | 961560.8286 | 17272388.9941 | 17272388.9941 | 1478867.319 | 7790676.6675 | 0 | 176040502.4324 | 202582435.4131 | 316227.766 | 75.1271 | 2343.2342 | 2696.5277 | 47.77 | 54.9724
1 | 4800 | 707 | 0.045 | 15 | 15 | 7 | 4.217e-10 | 5spot_SharedNeighbor | Water | Porous | Wet | R245fa | MinimizeLCOE_Brownfield | IgnoreSilica | 2019 | 214.3102 | 147.4875 | 18.8863 | 4 | 2335.9961 | 2687.3347 | 47.6224 | 54.785 | 210.6601 | 0 | 156.4407 | 17463558.5493 | 1089370.3387 | 17790526.6678 | 14245665.6113 | 0 | 501068.1884 | 0 | 19925173.8487 | 51841215.1391 | 35382694.5629 | 158239272.9062 | 961560.8286 | 17272388.9941 | 17272388.9941 | 1478867.319 | 7790676.6675 | 0 | 176473222.729 | 203015155.7097 | 421696.5034 | 75.5452 | 2335.9961 | 2687.3347 | 47.6224 | 54.785
1 | 4800 | 707 | 0.045 | 15 | 15 | 7 | 5.6234e-10 | 5spot_SharedNeighbor | Water | Porous | Wet | R245fa | MinimizeLCOE_Brownfield | IgnoreSilica | 2019 | 213.346 | 146.9853 | 18.8628 | 4 | 2330.3986 | 2682.1743 | 47.5083 | 54.6798 | 210.7725 | 0 | 229.0177 | 17420998.888 | 1086772.6004 | 17742050.6902 | 14184656.8158 | 0 | 448547.4944 | 0 | 19844380.3306 | 51631006.9782 | 35239223.1737 | 157597636.9714 | 961560.8286 | 17272388.9941 | 17272388.9941 | 1478867.319 | 7790676.6675 | 0 | 175831586.7941 | 202373519.7748 | 562341.3252 | 75.4513 | 2330.3986 | 2682.1743 | 47.5083 | 54.6798
1 | 4800 | 707 | 0.045 | 15 | 15 | 7 | 7.4989e-10 | 5spot_SharedNeighbor | Water | Porous | Wet | R245fa | MinimizeLCOE_Brownfield | IgnoreSilica | 2019 | 216.0929 | 148.3958 | 19.043 | 4 | 2326.2534 | 2674.7013 | 47.4238 | 54.5274 | 210.4411 | 0 | 191.5194 | 17540436.163 | 1094062.3247 | 17878124.8987 | 14358151.2539 | 0 | 452483.8845 | 0 | 20016070.8247 | 52077710.4252 | 35544107.4551 | 158961147.2298 | 961560.8286 | 17272388.9941 | 17272388.9941 | 1478867.319 | 7790676.6675 | 0 | 177195097.0526 | 203737030.0333 | 749894.2093 | 76.1719 | 2326.2534 | 2674.7013 | 47.4238 | 54.5274
1 | 4800 | 707 | 0.045 | 15 | 15 | 7 | 1e-09 | 5spot_SharedNeighbor | Water | Porous | Wet | R245fa | MinimizeLCOE_Brownfield | IgnoreSilica | 2019 | 216.5144 | 148.6086 | 19.0843 | 4 | 2323.1863 | 2670.8803 | 47.3613 | 54.4495 | 210.3885 | 0 | 191.625 | 17558429.8245 | 1095160.4308 | 17898634.0312 | 14384729.225 | 0 | 434755.8697 | 0 | 20034966.6587 | 52126873.5091 | 35577662.2701 | 159111211.8191 | 961560.8286 | 17272388.9941 | 17272388.9941 | 1478867.319 | 7790676.6675 | 0 | 177345161.6419 | 203887094.6226 | 1000000 | 76.337 | 2323.1863 | 2670.8803 | 47.3613 | 54.4495
1 | 4800 | 707 | 0.045 | 15 | 15 | 7 | 1.3335e-09 | 5spot_SharedNeighbor | Water | Porous | Wet | R245fa | MinimizeLCOE_Brownfield | IgnoreSilica | 2019 | 214.8967 | 147.778 | 19.0055 | 4 | 2320.7552 | 2669.8898 | 47.3117 | 54.4293 | 210.5819 | 0 | 183.2551 | 17488159.6231 | 1090871.8498 | 17818553.66 | 14282511.6095 | 0 | 395681.4048 | 0 | 19919553.4774 | 51826592.086 | 35372714.0287 | 158194637.7394 | 961560.8286 | 17272388.9941 | 17272388.9941 | 1478867.319 | 7790676.6675 | 0 | 176428587.5621 | 202970520.5428 | 1333521.4322 | 76.0221 | 2320.7552 | 2669.8898 | 47.3117 | 54.4293
1 | 4800 | 707 | 0.045 | 15 | 15 | 7 | 1.7783e-09 | 5spot_SharedNeighbor | Water | Porous | Wet | R245fa | MinimizeLCOE_Brownfield | IgnoreSilica | 2019 | 217.046 | 148.8762 | 19.1373 | 4 | 2319.1346 | 2665.865 | 47.2787 | 54.3473 | 210.3218 | 0 | 190.0826 | 17581046.4722 | 1096540.6222 | 17924415.7863 | 14418238.3506 | 0 | 410457.1144 | 0 | 20057972.3548 | 52186729.6112 | 35618515.2897 | 159293915.6013 | 961560.8286 | 17272388.9941 | 17272388.9941 | 1478867.319 | 7790676.6675 | 0 | 177527865.4241 | 204069798.4047 | 1778279.41 | 76.5492 | 2319.1346 | 2665.865 | 47.2787 | 54.3473
1 | 4800 | 707 | 0.045 | 15 | 15 | 7 | 2.3714e-09 | 5spot_SharedNeighbor | Water | Porous | Wet | R245fa | MinimizeLCOE_Brownfield | IgnoreSilica | 2019 | 217.1944 | 148.9506 | 19.1531 | 4 | 2317.8255 | 2664.2702 | 47.252 | 54.3148 | 210.3031 | 0 | 186.8108 | 17587333.1814 | 1096924.2629 | 17931582.9577 | 14427586.6062 | 0 | 402167.2233 | 0 | 20063781.7503 | 52201844.4667 | 35628831.4891 | 159340051.9376 | 961560.8286 | 17272388.9941 | 17272388.9941 | 1478867.319 | 7790676.6675 | 0 | 177574001.7603 | 204115934.741 | 2371373.7057 | 76.6123 | 2317.8255 | 2664.2702 | 47.252 | 54.3148
1 | 4800 | 707 | 0.045 | 15 | 15 | 7 | 3.1623e-09 | 5spot_SharedNeighbor | Water | Porous | Wet | R245fa | MinimizeLCOE_Brownfield | IgnoreSilica | 2019 | 217.3233 | 149.0154 | 19.1659 | 4 | 2316.8415 | 2663.0539 | 47.2319 | 54.29 | 210.2869 | 0 | 194.7301 | 17592802.8763 | 1097258.0431 | 17937818.9254 | 14435711.5674 | 0 | 396104.0803 | 0 | 20069281.2421 | 52216153.0162 | 35638597.3682 | 159383727.1189 | 961560.8286 | 17272388.9941 | 17272388.9941 | 1478867.319 | 7790676.6675 | 0 | 177617676.9417 | 204159609.9224 | 3162277.6602 | 76.6637 | 2316.8415 | 2663.0539 | 47.2319 | 54.29
1 | 4800 | 707 | 0.045 | 15 | 15 | 7 | 4.217e-09 | 5spot_SharedNeighbor | Water | Porous | Wet | R245fa | MinimizeLCOE_Brownfield | IgnoreSilica | 2019 | 217.4159 | 149.0619 | 19.1753 | 4 | 2316.1022 | 2662.1448 | 47.2169 | 54.2714 | 210.2753 | 0 | 191.7728 | 17596727.7215 | 1097497.5493 | 17942293.7533 | 14441548.2429 | 0 | 391467.2097 | 0 | 20073118.4459 | 52226136.6334 | 35645411.3921 | 159414200.9479 | 961560.8286 | 17272388.9941 | 17272388.9941 | 1478867.319 | 7790676.6675 | 0 | 177648150.7707 | 204190083.7514 | 4216965.0343 | 76.7013 | 2316.1022 | 2662.1448 | 47.2169 | 54.2714
1 | 4800 | 707 | 0.045 | 15 | 15 | 7 | 5.6234e-09 | 5spot_SharedNeighbor | Water | Porous | Wet | R245fa | MinimizeLCOE_Brownfield | IgnoreSilica | 2019 | 217.4696 | 149.0887 | 19.1815 | 4 | 2315.547 | 2661.4785 | 47.2056 | 54.2578 | 210.2684 | 0 | 190.2245 | 17598993.8704 | 1097635.836 | 17944877.5053 | 14444931.4952 | 0 | 387769.0093 | 0 | 20074941.0093 | 52230878.5696 | 35648647.861 | 159428675.156 | 961560.8286 | 17272388.9941 | 17272388.9941 | 1478867.319 | 7790676.6675 | 0 | 177662624.9787 | 204204557.9594 | 5623413.2519 | 76.726 | 2315.547 | 2661.4785 | 47.2056 | 54.2578
1 | 4800 | 707 | 0.045 | 15 | 15 | 7 | 7.4989e-09 | 5spot_SharedNeighbor | Water | Porous | Wet | R245fa | MinimizeLCOE_Brownfield | IgnoreSilica | 2019 | 217.5233 | 149.1156 | 19.1869 | 4 | 2315.1302 | 2660.9646 | 47.1971 | 54.2474 | 210.2617 | 0 | 187.8822 | 17601269.568 | 1097774.705 | 17947472.182 | 14448316.8807 | 0 | 385152.0427 | 0 | 20077194.2976 | 52236741.1635 | 35652649.2018 | 159446570.0413 | 961560.8286 | 17272388.9941 | 17272388.9941 | 1478867.319 | 7790676.6675 | 0 | 177680519.8641 | 204222452.8448 | 7498942.0933 | 76.7475 | 2315.1302 | 2660.9646 | 47.1971 | 54.2474
1 | 4800 | 707 | 0.045 | 15 | 15 | 7 | 1e-08 | 5spot_SharedNeighbor | Water | Porous | Wet | R245fa | MinimizeLCOE_Brownfield | IgnoreSilica | 2019 | 217.5498 | 149.1288 | 19.1901 | 4 | 2314.8174 | 2660.5931 | 47.1907 | 54.2398 | 210.2583 | 0 | 182.6831 | 17602384.3973 | 1097842.7345 | 17948743.288 | 14449985.7853 | 0 | 383008.2119 | 0 | 20077966.1227 | 52238749.2941 | 35654019.7922 | 159452699.6261 | 961560.8286 | 17272388.9941 | 17272388.9941 | 1478867.319 | 7790676.6675 | 0 | 177686649.4488 | 204228582.4295 | 10000000 | 76.7605 | 2314.8174 | 2660.5931 | 47.1907 | 54.2398
1 | 4900 | 707 | 0.045 | 15 | 15 | 7 | 1e-13 | 5spot_SharedNeighbor | Water | Porous | Wet | R245fa | MinimizeLCOE_Brownfield | IgnoreSilica | 2019 | 0.95719 | 0.30159 | 0.024423 | 4 | 206144.334 | 484819.185 | 4202.5311 | 9883.6949 | 146.1394 | 0 | 22.8183 | 195026.2793 | 9413.6024 | 128272.5561 | 68537.967 | 0 | 56346.9194 | 0 | 178462.9564 | 464324.0048 | 316910.6742 | 1417294.9596 | 961560.8286 | 17759797.8658 | 17759797.8658 | 1478867.319 | 7985640.2162 | 0 | 20138653.6541 | 47362959.0551 | 100 | 0.097692 | 206144.334 | 484819.185 | 4202.5311 | 9883.6949
1 | 4900 | 707 | 0.045 | 15 | 15 | 7 | 1.3335e-13 | 5spot_SharedNeighbor | Water | Porous | Wet | R245fa | MinimizeLCOE_Brownfield | IgnoreSilica | 2019 | 1.2545 | 0.47481 | 0.046391 | 4 | 111486.7076 | 258196.2898 | 2272.8073 | 5263.6806 | 161.1711 | 0 | 22.2885 | 284149.4994 | 15511.3051 | 182588.1909 | 89678.7515 | 0 | 63079.9702 | 0 | 247653.0097 | 644342.3306 | 439776.8806 | 1966779.9381 | 961560.8286 | 17759797.8658 | 17759797.8658 | 1478867.319 | 7985640.2162 | 0 | 20688138.6325 | 47912444.0336 | 133.3521 | 0.18557 | 111486.7076 | 258196.2898 | 2272.8073 | 5263.6806
1 | 4900 | 707 | 0.045 | 15 | 15 | 7 | 1.7783e-13 | 5spot_SharedNeighbor | Water | Porous | Wet | R245fa | MinimizeLCOE_Brownfield | IgnoreSilica | 2019 | 1.6125 | 0.70111 | 0.077907 | 4 | 68509.7988 | 155871.7424 | 1396.6649 | 3177.6563 | 173.3862 | 0 | 115.9165 | 391355.0214 | 24053.3643 | 247295.2164 | 116947.38 | 0 | 68880.41 | 0 | 330927.2429 | 861004.8034 | 587653.4702 | 2628116.9084 | 961560.8286 | 17759797.8658 | 17759797.8658 | 1478867.319 | 7985640.2162 | 0 | 21349475.6028 | 48573781.0039 | 177.8279 | 0.31163 | 68509.7988 | 155871.7424 | 1396.6649 | 3177.6563
1 | 4900 | 707 | 0.045 | 15 | 15 | 7 | 2.3714e-13 | 5spot_SharedNeighbor | Water | Porous | Wet | R245fa | MinimizeLCOE_Brownfield | IgnoreSilica | 2019 | 2.0598 | 1.0316 | 0.1215 | 4 | 45646.2941 | 101663.5271 | 930.5614 | 2072.5485 | 183.589 | 0 | 151.2522 | 521799.7838 | 33767.9175 | 335732.2574 | 151472.2169 | 0 | 75212.9054 | 0 | 436014.1816 | 1134419.4616 | 774264.5926 | 3462683.3167 | 961560.8286 | 17759797.8658 | 17759797.8658 | 1478867.319 | 7985640.2162 | 0 | 22184042.0112 | 49408347.4122 | 237.1374 | 0.486 | 45646.2941 | 101663.5271 | 930.5614 | 2072.5485
1 | 4900 | 707 | 0.045 | 15 | 15 | 7 | 3.1623e-13 | 5spot_SharedNeighbor | Water | Porous | Wet | R245fa | MinimizeLCOE_Brownfield | IgnoreSilica | 2019 | 2.6627 | 1.5036 | 0.18002 | 4 | 32257.14 | 70064.3726 | 657.6054 | 1428.357 | 192.5408 | 0 | 197.3556 | 679114.5176 | 43958.7997 | 453834.6972 | 193836.5311 | 0 | 84230.0241 | 0 | 567440.0822 | 1476362.6959 | 1007647.8762 | 4506425.2239 | 961560.8286 | 17759797.8658 | 17759797.8658 | 1478867.319 | 7985640.2162 | 0 | 23227783.9183 | 50452089.3194 | 316.2278 | 0.72008 | 32257.14 | 70064.3726 | 657.6054 | 1428.357
1 | 4900 | 707 | 0.045 | 15 | 15 | 7 | 4.217e-13 | 5spot_SharedNeighbor | Water | Porous | Wet | R245fa | MinimizeLCOE_Brownfield | IgnoreSilica | 2019 | 3.4406 | 2.1168 | 0.25624 | 4 | 23878.4507 | 50439.4145 | 486.7945 | 1028.2757 | 199.8603 | 0 | 257.292 | 863019.0005 | 55849.1873 | 596652.868 | 247554.7968 | 0 | 94518.1593 | 0 | 724461.6646 | 1884900.6439 | 1286483.4203 | 5753439.7406 | 961560.8286 | 17759797.8658 | 17759797.8658 | 1478867.319 | 7985640.2162 | 0 | 24474798.4351 | 51699103.8361 | 421.6965 | 1.025 | 23878.4507 | 50439.4145 | 486.7945 | 1028.2757
1 | 4900 | 707 | 0.045 | 15 | 15 | 7 | 5.6234e-13 | 5spot_SharedNeighbor | Water | Porous | Wet | R245fa | MinimizeLCOE_Brownfield | IgnoreSilica | 2019 | 4.4721 | 2.9344 | 0.35791 | 4 | 18173.8796 | 37190.2955 | 370.4991 | 758.1745 | 205.895 | 0 | 40.339 | 1085391.804 | 70195.1155 | 774811.5015 | 318245.5478 | 0 | 107234.7945 | 0 | 918792.7178 | 2390510.1813 | 1631572.3188 | 7296753.9813 | 961560.8286 | 17759797.8658 | 17759797.8658 | 1478867.319 | 7985640.2162 | 0 | 26018112.6758 | 53242418.0768 | 562.3413 | 1.4316 | 18173.8796 | 37190.2955 | 370.4991 | 758.1745
1 | 4900 | 707 | 0.045 | 15 | 15 | 7 | 7.4989e-13 | 5spot_SharedNeighbor | Water | Porous | Wet | R245fa | MinimizeLCOE_Brownfield | IgnoreSilica | 2019 | 5.817 | 4.0042 | 0.49134 | 4 | 14195.1853 | 28047.1304 | 289.3881 | 571.7787 | 210.6852 | 0 | 19.1641 | 1350545.7137 | 87259.0539 | 993573.9141 | 410111.5268 | 0 | 121632.8633 | 0 | 1155617.998 | 3006680.9809 | 2052121.5506 | 9177543.6014 | 961560.8286 | 17759797.8658 | 17759797.8658 | 1478867.319 | 7985640.2162 | 0 | 27898902.2958 | 55123207.6969 | 749.8942 | 1.9654 | 14195.1853 | 28047.1304 | 289.3881 | 571.7787
1 | 4900 | 707 | 0.045 | 15 | 15 | 7 | 1e-12 | 5spot_SharedNeighbor | Water | Porous | Wet | R245fa | MinimizeLCOE_Brownfield | IgnoreSilica | 2019 | 7.5468 | 5.3763 | 0.66253 | 4 | 11380.9912 | 21653.8124 | 232.0169 | 441.4423 | 214.2692 | 0 | 41.8309 | 1661959.0509 | 107247.0686 | 1257683.9829 | 527951.0376 | 0 | 138670.0146 | 0 | 1440469.3503 | 3747805.7685 | 2557954.4467 | 11439740.7199 | 961560.8286 | 17759797.8658 | 17759797.8658 | 1478867.319 | 7985640.2162 | 0 | 30161099.4144 | 57385404.8154 | 1000 | 2.6501 | 11380.9912 | 21653.8124 | 232.0169 | 441.4423
1 | 4900 | 707 | 0.045 | 15 | 15 | 7 | 1.3335e-12 | 5spot_SharedNeighbor | Water | Porous | Wet | R245fa | MinimizeLCOE_Brownfield | IgnoreSilica | 2019 | 9.8396 | 7.2217 | 0.89347 | 4 | 9236.8036 | 16854.3593 | 188.3047 | 343.5989 | 217.4795 | 0 | 40.1395 | 2046442.9662 | 131854.3085 | 1592560.6525 | 684486.3117 | 0 | 158407.9152 | 0 | 1799363.3401 | 4681574.3108 | 3195270.6638 | 14289960.4688 | 961560.8286 | 17759797.8658 | 17759797.8658 | 1478867.319 | 7985640.2162 | 0 | 33011319.1633 | 60235624.5644 | 1333.5214 | 3.5739 | 9236.8036 | 16854.3593 | 188.3047 | 343.5989
1 | 4900 | 707 | 0.045 | 15 | 15 | 7 | 1.7783e-12 | 5spot_SharedNeighbor | Water | Porous | Wet | R245fa | MinimizeLCOE_Brownfield | IgnoreSilica | 2019 | 12.8669 | 9.6481 | 1.1971 | 4 | 7631.8062 | 13317.4851 | 155.5847 | 271.4949 | 219.8439 | 0 | 43.8375 | 2511008.2479 | 161494.0601 | 2007883.577 | 890912.1675 | 0 | 182651.2353 | 0 | 2244040.2223 | 5838532.3424 | 3984918.2935 | 17821440.1462 | 961560.8286 | 17759797.8658 | 17759797.8658 | 1478867.319 | 7985640.2162 | 0 | 36542798.8406 | 63767104.2417 | 1778.2794 | 4.7882 | 7631.8062 | 13317.4851 | 155.5847 | 271.4949
1 | 4900 | 707 | 0.045 | 15 | 15 | 7 | 2.3714e-12 | 5spot_SharedNeighbor | Water | Porous | Wet | R245fa | MinimizeLCOE_Brownfield | IgnoreSilica | 2019 | 16.8816 | 12.8687 | 1.6001 | 4 | 6400.1736 | 10653.7692 | 130.4762 | 217.1915 | 221.692 | 0 | 45.9443 | 3078361.403 | 197570.5192 | 2528211.9811 | 1164645.5751 | 0 | 212314.1503 | 0 | 2800630.4152 | 7286665.852 | 4973299.17 | 22241699.0659 | 961560.8286 | 17759797.8658 | 17759797.8658 | 1478867.319 | 7985640.2162 | 0 | 40963057.7604 | 68187363.1615 | 2371.3737 | 6.4003 | 6400.1736 | 10653.7692 | 130.4762 | 217.1915
1 | 4900 | 707 | 0.045 | 15 | 15 | 7 | 3.1623e-12 | 5spot_SharedNeighbor | Water | Porous | Wet | R245fa | MinimizeLCOE_Brownfield | IgnoreSilica | 2019 | 22.2064 | 17.1426 | 2.1349 | 4 | 5445.4237 | 8633.3962 | 111.0123 | 176.0035 | 223.1251 | 0 | 55.0296 | 3771563.6744 | 241491.0661 | 3180142.2388 | 1527696.7081 | 0 | 248629.094 | 0 | 3498113.8848 | 9101374.7664 | 6211875.2926 | 27780886.7254 | 961560.8286 | 17759797.8658 | 17759797.8658 | 1478867.319 | 7985640.2162 | 0 | 46502245.4198 | 73726550.8209 | 3162.2777 | 8.5397 | 5445.4237 | 8633.3962 | 111.0123 | 176.0035
1 | 4900 | 707 | 0.045 | 15 | 15 | 7 | 4.217e-12 | 5spot_SharedNeighbor | Water | Porous | Wet | R245fa | MinimizeLCOE_Brownfield | IgnoreSilica | 2019 | 29.24 | 22.7901 | 2.8418 | 4 | 4699.8175 | 7094.8328 | 95.8121 | 144.6378 | 224.2262 | 0 | 40.001 | 4615552.7856 | 294760.9455 | 3993764.0103 | 2007252.0695 | 0 | 292723.2006 | 0 | 4369580.6744 | 11368752.5907 | 7759407.2476 | 34701793.5242 | 961560.8286 | 17759797.8658 | 17759797.8658 | 1478867.319 | 7985640.2162 | 0 | 53423152.2186 | 80647457.6197 | 4216.965 | 11.3671 | 4699.8175 | 7094.8328 | 95.8121 | 144.6378
1 | 4900 | 707 | 0.045 | 15 | 15 | 7 | 5.6234e-12 | 5spot_SharedNeighbor | Water | Porous | Wet | R245fa | MinimizeLCOE_Brownfield | IgnoreSilica | 2019 | 38.4675 | 30.2004 | 3.7695 | 4 | 4113.5148 | 5919.1018 | 83.8596 | 120.6689 | 225.0633 | 0 | 50.2829 | 5636940.4008 | 358967.9778 | 5002587.6292 | 2636391.4023 | 0 | 345709.4519 | 0 | 5452432.7762 | 14186111.6358 | 9682312.6869 | 43301453.9608 | 961560.8286 | 17759797.8658 | 17759797.8658 | 1478867.319 | 7985640.2162 | 0 | 62022812.6552 | 89247118.0563 | 5623.4133 | 15.0778 | 4113.5148 | 5919.1018 | 83.8596 | 120.6689
1 | 4900 | 707 | 0.045 | 15 | 15 | 7 | 7.4989e-12 | 5spot_SharedNeighbor | Water | Porous | Wet | R245fa | MinimizeLCOE_Brownfield | IgnoreSilica | 2019 | 50.489 | 39.8466 | 4.977 | 4 | 3649.164 | 5016.6831 | 74.3931 | 102.2719 | 225.6694 | 0 | 57.4687 | 6864866.5039 | 435833.9507 | 6244504.1908 | 3456111.0234 | 0 | 409428.8143 | 0 | 6790190.3484 | 17666682.4269 | 12057873.7704 | 53925491.0286 | 961560.8286 | 17759797.8658 | 17759797.8658 | 1478867.319 | 7985640.2162 | 0 | 72646849.723 | 99871155.1241 | 7498.9421 | 19.9078 | 3649.164 | 5016.6831 | 74.3931 | 102.2719
1 | 4900 | 707 | 0.045 | 15 | 15 | 7 | 1e-11 | 5spot_SharedNeighbor | Water | Porous | Wet | R245fa | MinimizeLCOE_Brownfield | IgnoreSilica | 2019 | 65.8559 | 52.1076 | 6.5109 | 4 | 3283.2136 | 4328.5498 | 66.9327 | 88.2433 | 225.9659 | 0 | 45.8444 | 8309413.8171 | 525869.3327 | 7739371.9232 | 4502881.9797 | 0 | 485209.87 | 0 | 8409471.2998 | 21879719.3024 | 14933358.0072 | 66785295.5321 | 961560.8286 | 17759797.8658 | 17759797.8658 | 1478867.319 | 7985640.2162 | 0 | 85506654.2265 | 112730959.6276 | 10000 | 26.0436 | 3283.2136 | 4328.5498 | 66.9327 | 88.2433
1 | 4900 | 707 | 0.045 | 15 | 15 | 7 | 1.3335e-11 | 5spot_SharedNeighbor | Water | Porous | Wet | R245fa | MinimizeLCOE_Brownfield | IgnoreSilica | 2019 | 84.9669 | 67.0918 | 8.3814 | 4 | 2999.8609 | 3811.9096 | 61.1562 | 77.7109 | 225.7294 | 0 | 55.0818 | 9949442.7443 | 627647.0142 | 9473711.2415 | 5800339.1358 | 0 | 575613.9238 | 0 | 10306434.0832 | 26815227.3442 | 18301943.6602 | 81850359.1471 | 961560.8286 | 17759797.8658 | 17759797.8658 | 1478867.319 | 7985640.2162 | 0 | 100571717.8415 | 127796023.2426 | 13335.2143 | 33.5255 | 2999.8609 | 3811.9096 | 61.1562 | 77.7109
1 | 4900 | 707 | 0.045 | 15 | 15 | 7 | 1.7783e-11 | 5spot_SharedNeighbor | Water | Porous | Wet | R245fa | MinimizeLCOE_Brownfield | IgnoreSilica | 2019 | 107.7294 | 84.309 | 10.5203 | 4 | 2788.281 | 3435.2281 | 56.8429 | 70.0318 | 224.6965 | 0 | 72.6401 | 11710414.0652 | 736476.3124 | 11373232.905 | 7335826.7099 | 0 | 682847.9135 | 0 | 12417131.1833 | 32306828.2351 | 22050074.1094 | 98612831.4336 | 961560.8286 | 17759797.8658 | 17759797.8658 | 1478867.319 | 7985640.2162 | 0 | 117334190.1281 | 144558495.5292 | 17782.7941 | 42.0812 | 2788.281 | 3435.2281 | 56.8429 | 70.0318
1 | 4900 | 707 | 0.045 | 15 | 15 | 7 | 2.3714e-11 | 5spot_SharedNeighbor | Water | Porous | Wet | R245fa | MinimizeLCOE_Brownfield | IgnoreSilica | 2019 | 133.3273 | 102.5762 | 12.7711 | 4 | 2638.5379 | 3171.4641 | 53.7902 | 64.6546 | 222.7384 | 0 | 67.9417 | 13470689.9383 | 844850.0731 | 13305220.0631 | 9046533.746 | 0 | 806944.1455 | 0 | 14614952.8067 | 38025109.2641 | 25952918.4106 | 116067218.4473 | 961560.8286 | 17759797.8658 | 17759797.8658 | 1478867.319 | 7985640.2162 | 0 | 134788577.1418 | 162012882.5429 | 23713.7371 | 51.0846 | 2638.5379 | 3171.4641 | 53.7902 | 64.6546
1 | 4900 | 707 | 0.045 | 15 | 15 | 7 | 3.1623e-11 | 5spot_SharedNeighbor | Water | Porous | Wet | R245fa | MinimizeLCOE_Brownfield | IgnoreSilica | 2019 | 160.3064 | 120.7218 | 14.9882 | 4 | 2534.1396 | 2988.234 | 51.6619 | 60.9192 | 220.3239 | 0 | 65.4852 | 15133484.0958 | 946884.2406 | 15156998.1025 | 10831700.727 | 0 | 939303.3407 | 0 | 16773264.4976 | 43640593.553 | 29785601.8245 | 133207830.3817 | 961560.8286 | 17759797.8658 | 17759797.8658 | 1478867.319 | 7985640.2162 | 0 | 151929189.0761 | 179153494.4772 | 31622.7766 | 59.953 | 2534.1396 | 2988.234 | 51.6619 | 60.9192
1 | 4900 | 707 | 0.045 | 15 | 15 | 7 | 4.217e-11 | 5spot_SharedNeighbor | Water | Porous | Wet | R245fa | MinimizeLCOE_Brownfield | IgnoreSilica | 2019 | 186.7379 | 137.2166 | 16.9812 | 4 | 2466.3847 | 2867.1863 | 50.2806 | 58.4515 | 217.6083 | 0 | 68.3583 | 16584751.4986 | 1035694.5824 | 16792297.8507 | 12559973.8197 | 0 | 1072080.1185 | 0 | 18737471.1692 | 48751056.3985 | 33273597.726 | 148806923.1637 | 961560.8286 | 17759797.8658 | 17759797.8658 | 1478867.319 | 7985640.2162 | 0 | 167528281.8581 | 194752587.2592 | 42169.6503 | 67.9246 | 2466.3847 | 2867.1863 | 50.2806 | 58.4515
1 | 4900 | 707 | 0.045 | 15 | 15 | 7 | 5.6234e-11 | 5spot_SharedNeighbor | Water | Porous | Wet | R245fa | MinimizeLCOE_Brownfield | IgnoreSilica | 2019 | 195.8233 | 142.5389 | 17.7788 | 4 | 2421.0282 | 2803.8475 | 49.3559 | 57.1602 | 216.5784 | 0 | 89.4545 | 17042362.8193 | 1063653.927 | 17311369.8713 | 13148344.8436 | 0 | 978413.7436 | 0 | 19322216.6298 | 50272444.1392 | 34311976.1204 | 153450782.0942 | 961560.8286 | 17759797.8658 | 17759797.8658 | 1478867.319 | 7985640.2162 | 0 | 172172140.7886 | 199396446.1897 | 56234.1325 | 71.1153 | 2421.0282 | 2803.8475 | 49.3559 | 57.1602
1 | 4900 | 707 | 0.045 | 15 | 15 | 7 | 7.4989e-11 | 5spot_SharedNeighbor | Water | Porous | Wet | R245fa | MinimizeLCOE_Brownfield | IgnoreSilica | 2019 | 202.0855 | 146.0972 | 18.3519 | 4 | 2386.2534 | 2757.119 | 48.647 | 56.2076 | 215.8422 | 0 | 96.1554 | 17345635.8963 | 1082172.2024 | 17656244.0313 | 13551394.4335 | 0 | 876230.2917 | 0 | 19699553.9735 | 51254198.5049 | 34982043.6481 | 156447472.9817 | 961560.8286 | 17759797.8658 | 17759797.8658 | 1478867.319 | 7985640.2162 | 0 | 175168831.6761 | 202393137.0772 | 74989.4209 | 73.4075 | 2386.2534 | 2757.119 | 48.647 | 56.2076
1 | 4900 | 707 | 0.045 | 15 | 15 | 7 | 1e-10 | 5spot_SharedNeighbor | Water | Porous | Wet | R245fa | MinimizeLCOE_Brownfield | IgnoreSilica | 2019 | 206.887 | 148.7664 | 18.7931 | 4 | 2359.6632 | 2721.8224 | 48.1049 | 55.488 | 215.2644 | 0 | 123.5398 | 17571769.2019 | 1095974.4783 | 17913839.7483 | 13859731.3191 | 0 | 784628.489 | 0 | 19978117.8623 | 51978964.6023 | 35476711.402 | 158659737.1034 | 961560.8286 | 17759797.8658 | 17759797.8658 | 1478867.319 | 7985640.2162 | 0 | 177381095.7978 | 204605401.1989 | 100000 | 75.1722 | 2359.6632 | 2721.8224 | 48.1049 | 55.488
1 | 4900 | 707 | 0.045 | 15 | 15 | 7 | 1.3335e-10 | 5spot_SharedNeighbor | Water | Porous | Wet | R245fa | MinimizeLCOE_Brownfield | IgnoreSilica | 2019 | 210.6567 | 150.8257 | 19.1368 | 4 | 2339.3736 | 2695.0268 | 47.6913 | 54.9418 | 214.8031 | 0 | 138.1025 | 17745448.9965 | 1106571.9104 | 18111937.6425 | 14101281.0673 | 0 | 706897.8523 | 0 | 20191133.6129 | 52533187.8898 | 35854980.1839 | 160351439.1556 | 961560.8286 | 17759797.8658 | 17759797.8658 | 1478867.319 | 7985640.2162 | 0 | 179072797.8501 | 206297103.2511 | 133352.1432 | 76.5473 | 2339.3736 | 2695.0268 | 47.6913 | 54.9418
1 | 4900 | 707 | 0.045 | 15 | 15 | 7 | 1.7783e-10 | 5spot_SharedNeighbor | Water | Porous | Wet | R245fa | MinimizeLCOE_Brownfield | IgnoreSilica | 2019 | 213.4017 | 152.3036 | 19.3915 | 4 | 2323.9178 | 2674.9011 | 47.3762 | 54.5315 | 214.4626 | 0 | 161.3085 | 17869690.9501 | 1114151.0509 | 18253781.0586 | 14276714.9068 | 0 | 639996.4439 | 0 | 20340190.42 | 52921003.1262 | 36119672.0515 | 161535200.0081 | 961560.8286 | 17759797.8658 | 17759797.8658 | 1478867.319 | 7985640.2162 | 0 | 180256558.7025 | 207480864.1036 | 177827.941 | 77.5658 | 2323.9178 | 2674.9011 | 47.3762 | 54.5315
1 | 4900 | 707 | 0.045 | 15 | 15 | 7 | 2.3714e-10 | 5spot_SharedNeighbor | Water | Porous | Wet | R245fa | MinimizeLCOE_Brownfield | IgnoreSilica | 2019 | 215.4286 | 153.3836 | 19.5815 | 4 | 2312.1707 | 2659.7468 | 47.1367 | 54.2225 | 214.2085 | 0 | 171.9146 | 17960267.4827 | 1119675.5887 | 18357259.5841 | 14406196.896 | 0 | 584392.2573 | 0 | 20446838.8054 | 53198480.3484 | 36309055.9573 | 162382166.92 | 961560.8286 | 17759797.8658 | 17759797.8658 | 1478867.319 | 7985640.2162 | 0 | 181103525.6144 | 208327831.0155 | 237137.3706 | 78.3262 | 2312.1707 | 2659.7468 | 47.1367 | 54.2225
1 | 4900 | 707 | 0.045 | 15 | 15 | 7 | 3.1623e-10 | 5spot_SharedNeighbor | Water | Porous | Wet | R245fa | MinimizeLCOE_Brownfield | IgnoreSilica | 2019 | 216.9165 | 154.1702 | 19.7228 | 4 | 2303.2573 | 2648.3439 | 46.955 | 53.9901 | 214.0206 | 0 | 204.3363 | 18026127.7825 | 1123692.1293 | 18432538.0748 | 14501225.8237 | 0 | 538977.7311 | 0 | 20522799.0012 | 53396113.1961 | 36443944.4368 | 162985418.1755 | 961560.8286 | 17759797.8658 | 17759797.8658 | 1478867.319 | 7985640.2162 | 0 | 181706776.87 | 208931082.2711 | 316227.766 | 78.8912 | 2303.2573 | 2648.3439 | 46.955 | 53.9901
1 | 4900 | 707 | 0.045 | 15 | 15 | 7 | 4.217e-10 | 5spot_SharedNeighbor | Water | Porous | Wet | R245fa | MinimizeLCOE_Brownfield | IgnoreSilica | 2019 | 218.2077 | 154.8485 | 19.8392 | 4 | 2296.4979 | 2639.5601 | 46.8172 | 53.811 | 213.8574 | 0 | 195.7352 | 18082836.667 | 1127150.2418 | 18497381.2443 | 14583256.4552 | 0 | 504949.5676 | 0 | 20590273.9286 | 53571669.1163 | 36563764.9596 | 163521282.1805 | 961560.8286 | 17759797.8658 | 17759797.8658 | 1478867.319 | 7985640.2162 | 0 | 182242640.8749 | 209466946.276 | 421696.5034 | 79.3568 | 2296.4979 | 2639.5601 | 46.8172 | 53.811
1 | 4900 | 707 | 0.045 | 15 | 15 | 7 | 5.6234e-10 | 5spot_SharedNeighbor | Water | Porous | Wet | R245fa | MinimizeLCOE_Brownfield | IgnoreSilica | 2019 | 219.1358 | 155.3339 | 19.9253 | 4 | 2291.2249 | 2632.8044 | 46.7097 | 53.6733 | 213.7397 | 0 | 198.5801 | 18123378.114 | 1129622.2804 | 18543751.9403 | 14642171.8892 | 0 | 476375.9969 | 0 | 20636967.0861 | 53693155.134 | 36646681.663 | 163892104.1038 | 961560.8286 | 17759797.8658 | 17759797.8658 | 1478867.319 | 7985640.2162 | 0 | 182613462.7983 | 209837768.1993 | 562341.3252 | 79.7012 | 2291.2249 | 2632.8044 | 46.7097 | 53.6733
1 | 4900 | 707 | 0.045 | 15 | 15 | 7 | 7.4989e-10 | 5spot_SharedNeighbor | Water | Porous | Wet | R245fa | MinimizeLCOE_Brownfield | IgnoreSilica | 2019 | 219.925 | 155.7449 | 19.9942 | 4 | 2287.4348 | 2627.8371 | 46.6325 | 53.572 | 213.6393 | 0 | 189.2429 | 18157680.0583 | 1131713.7432 | 18582995.0893 | 14692259.1481 | 0 | 456687.7356 | 0 | 20678320.952 | 53800749.4103 | 36720116.9674 | 164220523.1042 | 961560.8286 | 17759797.8658 | 17759797.8658 | 1478867.319 | 7985640.2162 | 0 | 182941881.7987 | 210166187.1997 | 749894.2093 | 79.9769 | 2287.4348 | 2627.8371 | 46.6325 | 53.572
1 | 4900 | 707 | 0.045 | 15 | 15 | 7 | 1e-09 | 5spot_SharedNeighbor | Water | Porous | Wet | R245fa | MinimizeLCOE_Brownfield | IgnoreSilica | 2019 | 220.3419 | 155.9606 | 20.0357 | 4 | 2284.5774 | 2624.2744 | 46.5742 | 53.4994 | 213.5855 | 0 | 188.3373 | 18175670.1566 | 1132810.5946 | 18603579.9963 | 14718701.4562 | 0 | 439245.0092 | 0 | 20697302.813 | 53850136.3189 | 36753824.5473 | 164371270.8921 | 961560.8286 | 17759797.8658 | 17759797.8658 | 1478867.319 | 7985640.2162 | 0 | 183092629.5866 | 210316934.9876 | 1000000 | 80.1429 | 2284.5774 | 2624.2744 | 46.5742 | 53.4994
1 | 4900 | 707 | 0.045 | 15 | 15 | 7 | 1.3335e-09 | 5spot_SharedNeighbor | Water | Porous | Wet | R245fa | MinimizeLCOE_Brownfield | IgnoreSilica | 2019 | 221.2239 | 156.4199 | 20.101 | 4 | 2282.2823 | 2620.8759 | 46.5274 | 53.4301 | 213.4745 | 0 | 181.5422 | 18213964.3009 | 1135145.2789 | 18647405.1289 | 14774710.2264 | 0 | 431864.9853 | 0 | 20749205.069 | 53985175.3424 | 36845991.4556 | 164783461.7875 | 961560.8286 | 17759797.8658 | 17759797.8658 | 1478867.319 | 7985640.2162 | 0 | 183504820.482 | 210729125.883 | 1333521.4322 | 80.4041 | 2282.2823 | 2620.8759 | 46.5274 | 53.4301
1 | 4900 | 707 | 0.045 | 15 | 15 | 7 | 1.7783e-09 | 5spot_SharedNeighbor | Water | Porous | Wet | R245fa | MinimizeLCOE_Brownfield | IgnoreSilica | 2019 | 220.8413 | 156.218 | 20.0875 | 4 | 2280.8048 | 2619.6269 | 46.4973 | 53.4046 | 213.5208 | 0 | 184.8582 | 18197133.855 | 1134119.1914 | 18628142.5133 | 14750363.0163 | 0 | 415035.7404 | 0 | 20718669.7834 | 53905728.7929 | 36791767.5531 | 164540960.4458 | 961560.8286 | 17759797.8658 | 17759797.8658 | 1478867.319 | 7985640.2162 | 0 | 183262319.1402 | 210486624.5413 | 1778279.41 | 80.3498 | 2280.8048 | 2619.6269 | 46.4973 | 53.4046
1 | 4900 | 707 | 0.045 | 15 | 15 | 7 | 2.3714e-09 | 5spot_SharedNeighbor | Water | Porous | Wet | R245fa | MinimizeLCOE_Brownfield | IgnoreSilica | 2019 | 220.9922 | 156.2956 | 20.1035 | 4 | 2279.5865 | 2618.1375 | 46.4725 | 53.3743 | 213.5012 | 0 | 186.2588 | 18203604.4478 | 1134513.6816 | 18635547.9356 | 14759932.6821 | 0 | 406947.6708 | 0 | 20724813.103 | 53921712.4504 | 36802676.7278 | 164589748.6992 | 961560.8286 | 17759797.8658 | 17759797.8658 | 1478867.319 | 7985640.2162 | 0 | 183311107.3936 | 210535412.7947 | 2371373.7057 | 80.4142 | 2279.5865 | 2618.1375 | 46.4725 | 53.3743
1 | 4900 | 707 | 0.045 | 15 | 15 | 7 | 3.1623e-09 | 5spot_SharedNeighbor | Water | Porous | Wet | R245fa | MinimizeLCOE_Brownfield | IgnoreSilica | 2019 | 221.0971 | 156.3494 | 20.1151 | 4 | 2278.6708 | 2617.027 | 46.4538 | 53.3516 | 213.4875 | 0 | 187.7143 | 18208088.7388 | 1134787.0715 | 18640680.2614 | 14766576.7306 | 0 | 400712.2326 | 0 | 20728829.5636 | 53932162.4568 | 36809809.0719 | 164621646.1272 | 961560.8286 | 17759797.8658 | 17759797.8658 | 1478867.319 | 7985640.2162 | 0 | 183343004.8216 | 210567310.2227 | 3162277.6602 | 80.4605 | 2278.6708 | 2617.027 | 46.4538 | 53.3516
1 | 4900 | 707 | 0.045 | 15 | 15 | 7 | 4.217e-09 | 5spot_SharedNeighbor | Water | Porous | Wet | R245fa | MinimizeLCOE_Brownfield | IgnoreSilica | 2019 | 221.1897 | 156.3971 | 20.1246 | 4 | 2277.983 | 2616.1793 | 46.4398 | 53.3344 | 213.4754 | 0 | 187.3614 | 18212058.6637 | 1135029.1009 | 18645224.0074 | 14772448.5542 | 0 | 396176.8427 | 0 | 20732765.4959 | 53942402.9454 | 36816798.4158 | 164652904.026 | 961560.8286 | 17759797.8658 | 17759797.8658 | 1478867.319 | 7985640.2162 | 0 | 183374262.7205 | 210598568.1215 | 4216965.0343 | 80.4985 | 2277.983 | 2616.1793 | 46.4398 | 53.3344
1 | 4900 | 707 | 0.045 | 15 | 15 | 7 | 5.6234e-09 | 5spot_SharedNeighbor | Water | Porous | Wet | R245fa | MinimizeLCOE_Brownfield | IgnoreSilica | 2019 | 221.248 | 156.427 | 20.1311 | 4 | 2277.4665 | 2615.554 | 46.4292 | 53.3216 | 213.4678 | 0 | 190.6473 | 18214551.6278 | 1135181.0855 | 18648077.3666 | 14776146.3256 | 0 | 392613.3718 | 0 | 20734962.2132 | 53948118.353 | 36820699.2989 | 164670349.6424 | 961560.8286 | 17759797.8658 | 17759797.8658 | 1478867.319 | 7985640.2162 | 0 | 183391708.3369 | 210616013.738 | 5623413.2519 | 80.5244 | 2277.4665 | 2615.554 | 46.4292 | 53.3216
1 | 4900 | 707 | 0.045 | 15 | 15 | 7 | 7.4989e-09 | 5spot_SharedNeighbor | Water | Porous | Wet | R245fa | MinimizeLCOE_Brownfield | IgnoreSilica | 2019 | 221.3017 | 156.4546 | 20.1366 | 4 | 2277.0788 | 2615.0749 | 46.4213 | 53.3118 | 213.4608 | 0 | 185.9098 | 18216853.5155 | 1135321.4206 | 18650712.0653 | 14779552.121 | 0 | 390055.7194 | 0 | 20737272.9883 | 53954130.5159 | 36824802.7236 | 164688701.0697 | 961560.8286 | 17759797.8658 | 17759797.8658 | 1478867.319 | 7985640.2162 | 0 | 183410059.7641 | 210634365.1652 | 7498942.0933 | 80.5462 | 2277.0788 | 2615.0749 | 46.4213 | 53.3118
1 | 4900 | 707 | 0.045 | 15 | 15 | 7 | 1e-08 | 5spot_SharedNeighbor | Water | Porous | Wet | R245fa | MinimizeLCOE_Brownfield | IgnoreSilica | 2019 | 221.3212 | 156.4645 | 20.1394 | 4 | 2276.7878 | 2614.7359 | 46.4154 | 53.3049 | 213.4582 | 0 | 186.6653 | 18217673.9864 | 1135371.4407 | 18651651.1704 | 14780782.6403 | 0 | 387865.2883 | 0 | 20737604.3652 | 53954992.6906 | 36825391.1756 | 164691332.7575 | 961560.8286 | 17759797.8658 | 17759797.8658 | 1478867.319 | 7985640.2162 | 0 | 183412691.452 | 210636996.8531 | 10000000 | 80.5577 | 2276.7878 | 2614.7359 | 46.4154 | 53.3049
1 | 5000 | 707 | 0.045 | 15 | 15 | 7 | 1e-13 | 5spot_SharedNeighbor | Water | Porous | Wet | R245fa | MinimizeLCOE_Brownfield | IgnoreSilica | 2019 | 0.99609 | 0.32956 | 0.028079 | 4 | 184530.0074 | 433068.3718 | 3761.8938 | 8828.6845 | 150.0349 | 0 | 26.4177 | 210808.0221 | 10489.2553 | 137347.6607 | 71772.4413 | 0 | 57459.867 | 0 | 190272.1261 | 495049.0421 | 337881.1434 | 1511079.5582 | 961560.8286 | 18253066.8284 | 18253066.8284 | 1478867.319 | 8182947.8012 | 0 | 20725707.2152 | 48640589.1638 | 100 | 0.11232 | 184530.0074 | 433068.3718 | 3761.8938 | 8828.6845
1 | 5000 | 707 | 0.045 | 15 | 15 | 7 | 1.3335e-13 | 5spot_SharedNeighbor | Water | Porous | Wet | R245fa | MinimizeLCOE_Brownfield | IgnoreSilica | 2019 | 1.2934 | 0.50953 | 0.051681 | 4 | 102966.9684 | 238001.1628 | 2099.1209 | 4851.9756 | 164.7353 | 0 | 26.095 | 302473.2591 | 17018.4835 | 192752.8915 | 93062.8047 | 0 | 63404.8955 | 0 | 260797.8104 | 678542.4056 | 463119.1345 | 2071171.6849 | 961560.8286 | 18253066.8284 | 18253066.8284 | 1478867.319 | 8182947.8012 | 0 | 21285799.3419 | 49200681.2905 | 133.3521 | 0.20672 | 102966.9684 | 238001.1628 | 2099.1209 | 4851.9756
1 | 5000 | 707 | 0.045 | 15 | 15 | 7 | 1.7783e-13 | 5spot_SharedNeighbor | Water | Porous | Wet | R245fa | MinimizeLCOE_Brownfield | IgnoreSilica | 2019 | 1.6514 | 0.74482 | 0.085679 | 4 | 64106.0127 | 145558.0448 | 1306.8878 | 2967.3976 | 176.7999 | 0 | 118.2049 | 414145.8107 | 26497.5591 | 258887.1666 | 121717.312 | 0 | 68412.2259 | 0 | 346967.429 | 902738.0773 | 616137.2872 | 2755502.8677 | 961560.8286 | 18253066.8284 | 18253066.8284 | 1478867.319 | 8182947.8012 | 0 | 21970130.5247 | 49885012.4734 | 177.8279 | 0.34272 | 64106.0127 | 145558.0448 | 1306.8878 | 2967.3976
1 | 5000 | 707 | 0.045 | 15 | 15 | 7 | 2.3714e-13 | 5spot_SharedNeighbor | Water | Porous | Wet | R245fa | MinimizeLCOE_Brownfield | IgnoreSilica | 2019 | 2.1182 | 1.1179 | 0.1327 | 4 | 43071.919 | 95661.8781 | 878.0793 | 1950.1968 | 187.32 | 0 | 155.7175 | 551937.4889 | 35721.656 | 358022.2286 | 156909.3155 | 0 | 75244.6515 | 0 | 459355.7828 | 1195149.5201 | 815714.1053 | 3648054.7487 | 961560.8286 | 18253066.8284 | 18253066.8284 | 1478867.319 | 8182947.8012 | 0 | 22862682.4057 | 50777564.3544 | 237.1374 | 0.5308 | 43071.919 | 95661.8781 | 878.0793 | 1950.1968
1 | 5000 | 707 | 0.045 | 15 | 15 | 7 | 3.1623e-13 | 5spot_SharedNeighbor | Water | Porous | Wet | R245fa | MinimizeLCOE_Brownfield | IgnoreSilica | 2019 | 2.7405 | 1.621 | 0.19529 | 4 | 30659.789 | 66395.1892 | 625.0413 | 1353.5557 | 196.4028 | 0 | 201.4593 | 715822.364 | 46334.1151 | 481967.4957 | 200616.3821 | 0 | 84167.6746 | 0 | 596274.1323 | 1551382.9796 | 1058850.7613 | 4735415.9046 | 961560.8286 | 18253066.8284 | 18253066.8284 | 1478867.319 | 8182947.8012 | 0 | 23950043.5616 | 51864925.5103 | 316.2278 | 0.78115 | 30659.789 | 66395.1892 | 625.0413 | 1353.5557
1 | 5000 | 707 | 0.045 | 15 | 15 | 7 | 4.217e-13 | 5spot_SharedNeighbor | Water | Porous | Wet | R245fa | MinimizeLCOE_Brownfield | IgnoreSilica | 2019 | 3.5379 | 2.2706 | 0.27639 | 4 | 22832.092 | 48081.4438 | 465.4631 | 980.2053 | 203.7699 | 0 | 264.4337 | 906557.3225 | 58660.6344 | 631100.84 | 255825.5955 | 0 | 94034.2124 | 0 | 759009.6558 | 1974787.4302 | 1347832.9989 | 6027808.6897 | 961560.8286 | 18253066.8284 | 18253066.8284 | 1478867.319 | 8182947.8012 | 0 | 25242436.3467 | 53157318.2953 | 421.6965 | 1.1056 | 22832.092 | 48081.4438 | 465.4631 | 980.2053
1 | 5000 | 707 | 0.045 | 15 | 15 | 7 | 5.6234e-13 | 5spot_SharedNeighbor | Water | Porous | Wet | R245fa | MinimizeLCOE_Brownfield | IgnoreSilica | 2019 | 4.599 | 3.1404 | 0.38504 | 4 | 17432.8579 | 35557.3298 | 355.3924 | 724.8843 | 209.8642 | 0 | 24.6678 | 1138405.8426 | 73610.3527 | 818041.7957 | 328827.6154 | 0 | 106216.6085 | 0 | 961389.8638 | 2501339.2174 | 1707215.4133 | 7635046.7094 | 961560.8286 | 18253066.8284 | 18253066.8284 | 1478867.319 | 8182947.8012 | 0 | 26849674.3664 | 54764556.315 | 562.3413 | 1.5402 | 17432.8579 | 35557.3298 | 355.3924 | 724.8843
1 | 5000 | 707 | 0.045 | 15 | 15 | 7 | 7.4989e-13 | 5spot_SharedNeighbor | Water | Porous | Wet | R245fa | MinimizeLCOE_Brownfield | IgnoreSilica | 2019 | 5.9265 | 4.2327 | 0.52215 | 4 | 13755.8532 | 27121.091 | 280.4317 | 552.9001 | 214.539 | 0 | 37.6865 | 1404335.0809 | 90715.449 | 1038678.2635 | 419942.8892 | 0 | 118760.2043 | 0 | 1198248.4359 | 3117596.6356 | 2127823.764 | 9516100.7224 | 961560.8286 | 18253066.8284 | 18253066.8284 | 1478867.319 | 8182947.8012 | 0 | 28730728.3794 | 56645610.328 | 749.8942 | 2.0886 | 13755.8532 | 27121.091 | 280.4317 | 552.9001
1 | 5000 | 707 | 0.045 | 15 | 15 | 7 | 1e-12 | 5spot_SharedNeighbor | Water | Porous | Wet | R245fa | MinimizeLCOE_Brownfield | IgnoreSilica | 2019 | 7.6905 | 5.6796 | 0.70365 | 4 | 11039.7623 | 20957.7016 | 225.0605 | 427.2511 | 218.1615 | 0 | 44.8309 | 1727498.3896 | 111446.939 | 1314127.4557 | 540790.2884 | 0 | 134599.7103 | 0 | 1493100.4854 | 3884741.186 | 2651415.6829 | 11857720.1373 | 961560.8286 | 18253066.8284 | 18253066.8284 | 1478867.319 | 8182947.8012 | 0 | 31072347.7943 | 58987229.7429 | 1000 | 2.8146 | 11039.7623 | 20957.7016 | 225.0605 | 427.2511
1 | 5000 | 707 | 0.045 | 15 | 15 | 7 | 1.3335e-12 | 5spot_SharedNeighbor | Water | Porous | Wet | R245fa | MinimizeLCOE_Brownfield | IgnoreSilica | 2019 | 10.0164 | 7.6186 | 0.94757 | 4 | 8973.5191 | 16338.3856 | 182.9373 | 333.0801 | 221.4436 | 0 | 42.5445 | 2125198.2679 | 136885.8075 | 1662200.9278 | 700533.7595 | 0 | 152798.6968 | 0 | 1863270.8092 | 4847848.4361 | 3308756.171 | 14797492.8758 | 961560.8286 | 18253066.8284 | 18253066.8284 | 1478867.319 | 8182947.8012 | 0 | 34012120.5328 | 61927002.4814 | 1333.5214 | 3.7903 | 8973.5191 | 16338.3856 | 182.9373 | 333.0801
1 | 5000 | 707 | 0.045 | 15 | 15 | 7 | 1.7783e-12 | 5spot_SharedNeighbor | Water | Porous | Wet | R245fa | MinimizeLCOE_Brownfield | IgnoreSilica | 2019 | 13.1032 | 10.1795 | 1.2695 | 4 | 7418.9121 | 12916.19 | 151.2446 | 263.314 | 223.8506 | 0 | 47.2161 | 2608000.249 | 167670.5271 | 2095884.2802 | 912288.3267 | 0 | 175697.4323 | 0 | 2324220.918 | 6047146.0653 | 4127301.446 | 18458209.2445 | 961560.8286 | 18253066.8284 | 18253066.8284 | 1478867.319 | 8182947.8012 | 0 | 37672836.9015 | 65587718.8501 | 1778.2794 | 5.0779 | 7418.9121 | 12916.19 | 151.2446 | 263.314
1 | 5000 | 707 | 0.045 | 15 | 15 | 7 | 2.3714e-12 | 5spot_SharedNeighbor | Water | Porous | Wet | R245fa | MinimizeLCOE_Brownfield | IgnoreSilica | 2019 | 17.1984 | 13.5805 | 1.6971 | 4 | 6225.0232 | 10337.2777 | 126.9055 | 210.7394 | 225.7314 | 0 | 44.3584 | 3197918.3576 | 205157.3317 | 2639466.9532 | 1193269.2612 | 0 | 203743.386 | 0 | 2901426.563 | 7548916.7525 | 5152290.7983 | 23042189.4036 | 961560.8286 | 18253066.8284 | 18253066.8284 | 1478867.319 | 8182947.8012 | 0 | 42256817.0606 | 70171699.0093 | 2371.3737 | 6.7882 | 6225.0232 | 10337.2777 | 126.9055 | 210.7394
1 | 5000 | 707 | 0.045 | 15 | 15 | 7 | 3.1623e-12 | 5spot_SharedNeighbor | Water | Porous | Wet | R245fa | MinimizeLCOE_Brownfield | IgnoreSilica | 2019 | 22.6085 | 18.0759 | 2.2624 | 4 | 5301.5609 | 8386.1725 | 108.0795 | 170.9635 | 227.1843 | 0 | 52.1368 | 3915978.535 | 250621.1652 | 3317917.6565 | 1564438.5913 | 0 | 237668.8387 | 0 | 3621783.6668 | 9423138.1711 | 6431485.4279 | 28763032.0527 | 961560.8286 | 18253066.8284 | 18253066.8284 | 1478867.319 | 8182947.8012 | 0 | 47977659.7097 | 75892541.6583 | 3162.2777 | 9.0497 | 5301.5609 | 8386.1725 | 108.0795 | 170.9635
1 | 5000 | 707 | 0.045 | 15 | 15 | 7 | 4.217e-12 | 5spot_SharedNeighbor | Water | Porous | Wet | R245fa | MinimizeLCOE_Brownfield | IgnoreSilica | 2019 | 29.7199 | 23.9969 | 3.0073 | 4 | 4581.3146 | 6901.8856 | 93.3963 | 140.7043 | 228.2974 | 0 | 45.4052 | 4787704.2475 | 305601.6996 | 4162066.8885 | 2055545.4704 | 0 | 278528.0771 | 0 | 4519884.0894 | 11759811.2449 | 8026312.8146 | 35895454.5319 | 961560.8286 | 18253066.8284 | 18253066.8284 | 1478867.319 | 8182947.8012 | 0 | 55110082.189 | 83024964.1376 | 4216.965 | 12.0293 | 4581.3146 | 6901.8856 | 93.3963 | 140.7043
1 | 5000 | 707 | 0.045 | 15 | 15 | 7 | 5.6234e-12 | 5spot_SharedNeighbor | Water | Porous | Wet | R245fa | MinimizeLCOE_Brownfield | IgnoreSilica | 2019 | 39.1131 | 31.8004 | 3.989 | 4 | 4011.0387 | 5760.5415 | 81.7704 | 117.4364 | 229.1498 | 0 | 50.8933 | 5847571.7674 | 372176.9454 | 5213512.6188 | 2698006.6389 | 0 | 328343.35 | 0 | 5639248.415 | 14672167.607 | 10014055.8747 | 44785083.2173 | 961560.8286 | 18253066.8284 | 18253066.8284 | 1478867.319 | 8182947.8012 | 0 | 63999710.8743 | 91914592.8229 | 5623.4133 | 15.9559 | 4011.0387 | 5760.5415 | 81.7704 | 117.4364
1 | 5000 | 707 | 0.045 | 15 | 15 | 7 | 7.4989e-12 | 5spot_SharedNeighbor | Water | Porous | Wet | R245fa | MinimizeLCOE_Brownfield | IgnoreSilica | 2019 | 51.3005 | 41.924 | 5.2626 | 4 | 3560.5292 | 4886.6296 | 72.5862 | 99.6206 | 229.7601 | 0 | 52.4902 | 7117644.2627 | 451617.8371 | 6503619.6835 | 3534539.5547 | 0 | 387802.4635 | 0 | 7018137.2826 | 18259753.5914 | 12462657.0265 | 55735771.7019 | 961560.8286 | 18253066.8284 | 18253066.8284 | 1478867.319 | 8182947.8012 | 0 | 74950399.3589 | 102865281.3076 | 7498.9421 | 21.0504 | 3560.5292 | 4886.6296 | 72.5862 | 99.6206
1 | 5000 | 707 | 0.045 | 15 | 15 | 7 | 1e-11 | 5spot_SharedNeighbor | Water | Porous | Wet | R245fa | MinimizeLCOE_Brownfield | IgnoreSilica | 2019 | 66.8816 | 54.7874 | 6.8797 | 4 | 3205.2105 | 4219.6013 | 65.3426 | 86.0223 | 230.0427 | 0 | 54.5987 | 8611621.5519 | 544657.2488 | 8056178.5209 | 4602809.3237 | 0 | 459022.9879 | 0 | 8686972.9569 | 22601721.6908 | 15426139.4729 | 68989123.7537 | 961560.8286 | 18253066.8284 | 18253066.8284 | 1478867.319 | 8182947.8012 | 0 | 88203751.4107 | 116118633.3593 | 10000 | 27.5189 | 3205.2105 | 4219.6013 | 65.3426 | 86.0223
1 | 5000 | 707 | 0.045 | 15 | 15 | 7 | 1.3335e-11 | 5spot_SharedNeighbor | Water | Porous | Wet | R245fa | MinimizeLCOE_Brownfield | IgnoreSilica | 2019 | 86.1849 | 70.4327 | 8.8422 | 4 | 2930.8376 | 3720.0851 | 59.7491 | 75.839 | 229.7605 | 0 | 50.7613 | 10300288.0399 | 649365.0111 | 9849270.1294 | 5921662.807 | 0 | 544250.8545 | 0 | 10633286.3683 | 27665629.9435 | 18882360.9083 | 84446114.0619 | 961560.8286 | 18253066.8284 | 18253066.8284 | 1478867.319 | 8182947.8012 | 0 | 103660741.7189 | 131575623.6676 | 13335.2143 | 35.369 | 2930.8376 | 3720.0851 | 59.7491 | 75.839
1 | 5000 | 707 | 0.045 | 15 | 15 | 7 | 1.7783e-11 | 5spot_SharedNeighbor | Water | Porous | Wet | R245fa | MinimizeLCOE_Brownfield | IgnoreSilica | 2019 | 109.0011 | 88.318 | 11.0749 | 4 | 2727.6205 | 3357.7575 | 55.6062 | 68.4524 | 228.6526 | 0 | 61.1201 | 12105249.3514 | 760818.9821 | 11803858.5741 | 7492785.0291 | 0 | 646401.5302 | 0 | 12795554.252 | 33291407.4347 | 22722069.6442 | 101618144.7977 | 961560.8286 | 18253066.8284 | 18253066.8284 | 1478867.319 | 8182947.8012 | 0 | 120832772.4547 | 148747654.4034 | 17782.7941 | 44.2997 | 2727.6205 | 3357.7575 | 55.6062 | 68.4524
1 | 5000 | 707 | 0.045 | 15 | 15 | 7 | 2.3714e-11 | 5spot_SharedNeighbor | Water | Porous | Wet | R245fa | MinimizeLCOE_Brownfield | IgnoreSilica | 2019 | 134.8011 | 107.2219 | 13.4146 | 4 | 2581.9626 | 3102.1948 | 52.6368 | 63.2424 | 226.5801 | 0 | 68.5081 | 13903775.2389 | 871455.7389 | 13785147.5828 | 9200066.1339 | 0 | 767116.3003 | 0 | 15025748.788 | 39093916.1414 | 26682401.0661 | 119329626.9902 | 961560.8286 | 18253066.8284 | 18253066.8284 | 1478867.319 | 8182947.8012 | 0 | 138544254.6472 | 166459136.5959 | 23713.7371 | 53.6585 | 2581.9626 | 3102.1948 | 52.6368 | 63.2424
1 | 5000 | 707 | 0.045 | 15 | 15 | 7 | 3.1623e-11 | 5spot_SharedNeighbor | Water | Porous | Wet | R245fa | MinimizeLCOE_Brownfield | IgnoreSilica | 2019 | 161.7654 | 125.9237 | 15.7106 | 4 | 2481.1851 | 2925.3897 | 50.5823 | 59.638 | 224.0809 | 0 | 74.8407 | 15596853.4148 | 975263.8824 | 15677276.8481 | 10993331.0863 | 0 | 896048.1781 | 0 | 17214121.6297 | 44787613.3787 | 30568466.4244 | 136708974.8424 | 961560.8286 | 18253066.8284 | 18253066.8284 | 1478867.319 | 8182947.8012 | 0 | 155923602.4994 | 183838484.4481 | 31622.7766 | 62.8424 | 2481.1851 | 2925.3897 | 50.5823 | 59.638
1 | 5000 | 707 | 0.045 | 15 | 15 | 7 | 4.217e-11 | 5spot_SharedNeighbor | Water | Porous | Wet | R245fa | MinimizeLCOE_Brownfield | IgnoreSilica | 2019 | 188.0802 | 142.8339 | 17.7632 | 4 | 2416.0451 | 2808.9203 | 49.2543 | 57.2636 | 221.2688 | 0 | 65.4633 | 17067588.3147 | 1065194.5697 | 17340029.4557 | 12722510.074 | 0 | 1026391.6591 | 0 | 19196468.4886 | 49945273.2701 | 34088675.2796 | 152452131.1116 | 961560.8286 | 18253066.8284 | 18253066.8284 | 1478867.319 | 8182947.8012 | 0 | 171666758.7686 | 199581640.7173 | 42169.6503 | 71.0528 | 2416.0451 | 2808.9203 | 49.2543 | 57.2636
1 | 5000 | 707 | 0.045 | 15 | 15 | 7 | 5.6234e-11 | 5spot_SharedNeighbor | Water | Porous | Wet | R245fa | MinimizeLCOE_Brownfield | IgnoreSilica | 2019 | 199.3434 | 149.6068 | 18.7108 | 4 | 2373.87 | 2746.8473 | 48.3946 | 55.9982 | 219.9412 | 0 | 91.2803 | 17642731.621 | 1100304.741 | 17994752.4749 | 13455905.5805 | 0 | 965772.9031 | 0 | 19952192.255 | 51911511.4901 | 35430673.2669 | 158453844.3325 | 961560.8286 | 18253066.8284 | 18253066.8284 | 1478867.319 | 8182947.8012 | 0 | 177668471.9895 | 205583353.9381 | 56234.1325 | 74.8434 | 2373.87 | 2746.8473 | 48.3946 | 55.9982
1 | 5000 | 707 | 0.045 | 15 | 15 | 7 | 7.4989e-11 | 5spot_SharedNeighbor | Water | Porous | Wet | R245fa | MinimizeLCOE_Brownfield | IgnoreSilica | 2019 | 205.5519 | 153.206 | 19.2873 | 4 | 2341.7413 | 2703.5716 | 47.7396 | 55.116 | 219.1753 | 0 | 102.1129 | 17945383.5102 | 1118767.8225 | 18340251.4585 | 13857225.3523 | 0 | 864751.2355 | 0 | 20329287.9578 | 52892637.1558 | 36100311.6938 | 161448616.1863 | 961560.8286 | 18253066.8284 | 18253066.8284 | 1478867.319 | 8182947.8012 | 0 | 180663243.8433 | 208578125.7919 | 74989.4209 | 77.1491 | 2341.7413 | 2703.5716 | 47.7396 | 55.116
1 | 5000 | 707 | 0.045 | 15 | 15 | 7 | 1e-10 | 5spot_SharedNeighbor | Water | Porous | Wet | R245fa | MinimizeLCOE_Brownfield | IgnoreSilica | 2019 | 210.4265 | 155.9685 | 19.7371 | 4 | 2317.1812 | 2670.7646 | 47.2389 | 54.4471 | 218.5605 | 0 | 105.3039 | 18176336.3929 | 1132851.2142 | 18604342.3714 | 14171287.8936 | 0 | 776007.4721 | 0 | 20615721.8843 | 53637879.4768 | 36608954.8911 | 163723381.5965 | 961560.8286 | 18253066.8284 | 18253066.8284 | 1478867.319 | 8182947.8012 | 0 | 182938009.2535 | 210852891.2021 | 100000 | 78.9485 | 2317.1812 | 2670.7646 | 47.2389 | 54.4471
1 | 5000 | 707 | 0.045 | 15 | 15 | 7 | 1.3335e-10 | 5spot_SharedNeighbor | Water | Porous | Wet | R245fa | MinimizeLCOE_Brownfield | IgnoreSilica | 2019 | 214.0527 | 157.9867 | 20.0752 | 4 | 2298.4487 | 2646.0776 | 46.857 | 53.9439 | 218.0949 | 0 | 153.7868 | 18344330.4806 | 1143092.3233 | 18796678.1197 | 14404514.099 | 0 | 698239.5509 | 0 | 20820873.2837 | 54171641.3358 | 36973258.3276 | 165352627.5208 | 961560.8286 | 18253066.8284 | 18253066.8284 | 1478867.319 | 8182947.8012 | 0 | 184567255.1778 | 212482137.1264 | 133352.1432 | 80.3008 | 2298.4487 | 2646.0776 | 46.857 | 53.9439
1 | 5000 | 707 | 0.045 | 15 | 15 | 7 | 1.7783e-10 | 5spot_SharedNeighbor | Water | Porous | Wet | R245fa | MinimizeLCOE_Brownfield | IgnoreSilica | 2019 | 216.8124 | 159.5014 | 20.3326 | 4 | 2284.1875 | 2627.4159 | 46.5663 | 53.5634 | 217.7361 | 0 | 158.6006 | 18470022.9323 | 1150752.9907 | 18940712.3758 | 14581766.5951 | 0 | 633136.4601 | 0 | 20972792.628 | 54566904.3069 | 37243033.4272 | 166559121.7161 | 961560.8286 | 18253066.8284 | 18253066.8284 | 1478867.319 | 8182947.8012 | 0 | 185773749.3731 | 213688631.3217 | 177827.941 | 81.3303 | 2284.1875 | 2627.4159 | 46.5663 | 53.5634
1 | 5000 | 707 | 0.045 | 15 | 15 | 7 | 2.3714e-10 | 5spot_SharedNeighbor | Water | Porous | Wet | R245fa | MinimizeLCOE_Brownfield | IgnoreSilica | 2019 | 218.8339 | 160.599 | 20.5236 | 4 | 2273.3498 | 2613.3845 | 46.3453 | 53.2774 | 217.4706 | 0 | 175.6466 | 18560897.1124 | 1156290.6703 | 19044916.0467 | 14711522.1341 | 0 | 578856.9224 | 0 | 21080468.3255 | 54847054.3843 | 37434241.6116 | 167414247.2072 | 961560.8286 | 18253066.8284 | 18253066.8284 | 1478867.319 | 8182947.8012 | 0 | 186628874.8642 | 214543756.8129 | 237137.3706 | 82.0942 | 2273.3498 | 2613.3845 | 46.3453 | 53.2774
1 | 5000 | 707 | 0.045 | 15 | 15 | 7 | 3.1623e-10 | 5spot_SharedNeighbor | Water | Porous | Wet | R245fa | MinimizeLCOE_Brownfield | IgnoreSilica | 2019 | 220.3271 | 161.4033 | 20.6659 | 4 | 2265.1279 | 2602.8207 | 46.1777 | 53.062 | 217.273 | 0 | 176.7463 | 18627375.0011 | 1160341.2187 | 19121181.2377 | 14807344.2836 | 0 | 534678.9622 | 0 | 21157859.0743 | 55048409.2377 | 37571670.4365 | 168028859.4519 | 961560.8286 | 18253066.8284 | 18253066.8284 | 1478867.319 | 8182947.8012 | 0 | 187243487.1089 | 215158369.0576 | 316227.766 | 82.6635 | 2265.1279 | 2602.8207 | 46.1777 | 53.062
1 | 5000 | 707 | 0.045 | 15 | 15 | 7 | 4.217e-10 | 5spot_SharedNeighbor | Water | Porous | Wet | R245fa | MinimizeLCOE_Brownfield | IgnoreSilica | 2019 | 221.4092 | 161.9825 | 20.7706 | 4 | 2258.9001 | 2594.8899 | 46.0507 | 52.9003 | 217.129 | 0 | 181.4013 | 18675190.4273 | 1163254.4027 | 19176055.2457 | 14876767.2391 | 0 | 499014.6258 | 0 | 21212209.9569 | 55189819.0852 | 37668185.563 | 168460496.5457 | 961560.8286 | 18253066.8284 | 18253066.8284 | 1478867.319 | 8182947.8012 | 0 | 187675124.2027 | 215590006.1513 | 421696.5034 | 83.0825 | 2258.9001 | 2594.8899 | 46.0507 | 52.9003
1 | 5000 | 707 | 0.045 | 15 | 15 | 7 | 5.6234e-10 | 5spot_SharedNeighbor | Water | Porous | Wet | R245fa | MinimizeLCOE_Brownfield | IgnoreSilica | 2019 | 222.8487 | 162.7524 | 20.8877 | 4 | 2254.069 | 2588.1757 | 45.9522 | 52.7635 | 216.9394 | 0 | 171.2692 | 18738671.3516 | 1167121.6992 | 19248931.6604 | 14968916.3425 | 0 | 477828.4784 | 0 | 21294573.1175 | 55404111.1341 | 37814444.2897 | 169114598.0733 | 961560.8286 | 18253066.8284 | 18253066.8284 | 1478867.319 | 8182947.8012 | 0 | 188329225.7303 | 216244107.679 | 562341.3252 | 83.5508 | 2254.069 | 2588.1757 | 45.9522 | 52.7635
1 | 5000 | 707 | 0.045 | 15 | 15 | 7 | 7.4989e-10 | 5spot_SharedNeighbor | Water | Porous | Wet | R245fa | MinimizeLCOE_Brownfield | IgnoreSilica | 2019 | 223.4166 | 163.0518 | 20.9438 | 4 | 2250.5749 | 2583.787 | 45.881 | 52.674 | 216.8628 | 0 | 172.6499 | 18763335.3207 | 1168624.1456 | 19277253.4928 | 15005000.4602 | 0 | 456021.6258 | 0 | 21321391.6676 | 55473887.5002 | 37862068.0933 | 169327582.3061 | 961560.8286 | 18253066.8284 | 18253066.8284 | 1478867.319 | 8182947.8012 | 0 | 188542209.9631 | 216457091.9118 | 749894.2093 | 83.7751 | 2250.5749 | 2583.787 | 45.881 | 52.674
1 | 5000 | 707 | 0.045 | 15 | 15 | 7 | 1e-09 | 5spot_SharedNeighbor | Water | Porous | Wet | R245fa | MinimizeLCOE_Brownfield | IgnoreSilica | 2019 | 223.4017 | 163.0412 | 20.9606 | 4 | 2247.7924 | 2580.7374 | 45.8243 | 52.6118 | 216.8629 | 0 | 169.1845 | 18762463.373 | 1168571.0304 | 19276252.1571 | 15004010.8117 | 0 | 432432.6673 | 0 | 21311054.7154 | 55446992.8711 | 37843711.9563 | 169245489.5822 | 961560.8286 | 18253066.8284 | 18253066.8284 | 1478867.319 | 8182947.8012 | 0 | 188460117.2392 | 216374999.1878 | 1000000 | 83.8423 | 2247.7924 | 2580.7374 | 45.8243 | 52.6118
1 | 5000 | 707 | 0.045 | 15 | 15 | 7 | 1.3335e-09 | 5spot_SharedNeighbor | Water | Porous | Wet | R245fa | MinimizeLCOE_Brownfield | IgnoreSilica | 2019 | 224.1593 | 163.4422 | 21.0174 | 4 | 2245.9556 | 2578.0013 | 45.7868 | 52.556 | 216.7624 | 0 | 167.279 | 18795481.6832 | 1170582.3126 | 19314173.6833 | 15052191.1098 | 0 | 426251.7759 | 0 | 21355885.4203 | 55563633.1691 | 37923321.3564 | 169601520.5107 | 961560.8286 | 18253066.8284 | 18253066.8284 | 1478867.319 | 8182947.8012 | 0 | 188816148.1677 | 216731030.1163 | 1333521.4322 | 84.0694 | 2245.9556 | 2578.0013 | 45.7868 | 52.556
1 | 5000 | 707 | 0.045 | 15 | 15 | 7 | 1.7783e-09 | 5spot_SharedNeighbor | Water | Porous | Wet | R245fa | MinimizeLCOE_Brownfield | IgnoreSilica | 2019 | 224.3808 | 163.5583 | 21.04 | 4 | 2244.4622 | 2576.1505 | 45.7564 | 52.5183 | 216.7323 | 0 | 170.8255 | 18805033.0272 | 1171164.1064 | 19325144.7945 | 15066262.0165 | 0 | 416173.5717 | 0 | 21365673.2313 | 55589099.0457 | 37940702.3405 | 169679252.1337 | 961560.8286 | 18253066.8284 | 18253066.8284 | 1478867.319 | 8182947.8012 | 0 | 188893879.7907 | 216808761.7394 | 1778279.41 | 84.16 | 2244.4622 | 2576.1505 | 45.7564 | 52.5183
1 | 5000 | 707 | 0.045 | 15 | 15 | 7 | 2.3714e-09 | 5spot_SharedNeighbor | Water | Porous | Wet | R245fa | MinimizeLCOE_Brownfield | IgnoreSilica | 2019 | 224.5271 | 163.6347 | 21.0558 | 4 | 2243.3391 | 2574.7785 | 45.7335 | 52.4903 | 216.7123 | 0 | 165.7977 | 18811322.1849 | 1171547.1886 | 19332369.1503 | 15075553.602 | 0 | 408264.0968 | 0 | 21371631.9268 | 55604602.3491 | 37951283.6636 | 169726574.162 | 961560.8286 | 18253066.8284 | 18253066.8284 | 1478867.319 | 8182947.8012 | 0 | 188941201.8191 | 216856083.7677 | 2371373.7057 | 84.2232 | 2243.3391 | 2574.7785 | 45.7335 | 52.4903
1 | 5000 | 707 | 0.045 | 15 | 15 | 7 | 3.1623e-09 | 5spot_SharedNeighbor | Water | Porous | Wet | R245fa | MinimizeLCOE_Brownfield | IgnoreSilica | 2019 | 224.6392 | 163.6932 | 21.0678 | 4 | 2242.4952 | 2573.7458 | 45.7163 | 52.4693 | 216.697 | 0 | 164.1384 | 18816136.7607 | 1171840.4495 | 19337899.8368 | 15082669.5147 | 0 | 402302.0886 | 0 | 21376230.9736 | 55616568.1255 | 37959450.5518 | 169763098.3012 | 961560.8286 | 18253066.8284 | 18253066.8284 | 1478867.319 | 8182947.8012 | 0 | 188977725.9583 | 216892607.9069 | 3162277.6602 | 84.2712 | 2242.4952 | 2573.7458 | 45.7163 | 52.4693
1 | 5000 | 707 | 0.045 | 15 | 15 | 7 | 4.217e-09 | 5spot_SharedNeighbor | Water | Porous | Wet | R245fa | MinimizeLCOE_Brownfield | IgnoreSilica | 2019 | 224.7318 | 163.7417 | 21.0773 | 4 | 2241.8613 | 2572.9624 | 45.7034 | 52.4533 | 216.6844 | 0 | 163.5327 | 18820119.8977 | 1172083.0649 | 19342475.5378 | 15088551.6755 | 0 | 397905.1921 | 0 | 21380242.7936 | 55627006.058 | 37966574.6553 | 169794958.875 | 961560.8286 | 18253066.8284 | 18253066.8284 | 1478867.319 | 8182947.8012 | 0 | 189009586.5321 | 216924468.4807 | 4216965.0343 | 84.3092 | 2241.8613 | 2572.9624 | 45.7034 | 52.4533
1 | 5000 | 707 | 0.045 | 15 | 15 | 7 | 5.6234e-09 | 5spot_SharedNeighbor | Water | Porous | Wet | R245fa | MinimizeLCOE_Brownfield | IgnoreSilica | 2019 | 223.346 | 163.0035 | 20.9981 | 4 | 2241.2664 | 2573.6171 | 45.6912 | 52.4667 | 216.8649 | 0 | 247.297 | 18759358.8156 | 1168381.9139 | 19272686.9579 | 15000324.7448 | 0 | 374821.9086 | 0 | 21284473.9929 | 55377835.2836 | 37796510.4818 | 169034394.0991 | 961560.8286 | 18253066.8284 | 18253066.8284 | 1478867.319 | 8182947.8012 | 0 | 188249021.7561 | 216163903.7047 | 5623413.2519 | 83.9923 | 2241.2664 | 2573.6171 | 45.6912 | 52.4667
1 | 5000 | 707 | 0.045 | 15 | 15 | 7 | 7.4989e-09 | 5spot_SharedNeighbor | Water | Porous | Wet | R245fa | MinimizeLCOE_Brownfield | IgnoreSilica | 2019 | 224.228 | 163.4733 | 21.0533 | 4 | 2240.885 | 2572.363 | 45.6835 | 52.4411 | 216.7498 | 0 | 182.3537 | 18798041.9982 | 1170738.2679 | 19317114.5171 | 15056471.323 | 0 | 382861.884 | 0 | 21342838.9162 | 55529688.8418 | 37900153.6555 | 169497909.4039 | 961560.8286 | 18253066.8284 | 18253066.8284 | 1478867.319 | 8182947.8012 | 0 | 188712537.0609 | 216627419.0096 | 7498942.0933 | 84.2134 | 2240.885 | 2572.363 | 45.6835 | 52.4411
1 | 5000 | 707 | 0.045 | 15 | 15 | 7 | 1e-08 | 5spot_SharedNeighbor | Water | Porous | Wet | R245fa | MinimizeLCOE_Brownfield | IgnoreSilica | 2019 | 224.5201 | 163.6284 | 21.0725 | 4 | 2240.6102 | 2571.7862 | 45.6779 | 52.4293 | 216.7115 | 0 | 177.5813 | 18810799.5061 | 1171515.3516 | 19331768.7388 | 15075059.7647 | 0 | 384167.5303 | 0 | 21361591.2477 | 55578478.5617 | 37933453.6419 | 169646834.3428 | 961560.8286 | 18253066.8284 | 18253066.8284 | 1478867.319 | 8182947.8012 | 0 | 188861461.9998 | 216776343.9484 | 10000000 | 84.2902 | 2240.6102 | 2571.7862 | 45.6779 | 52.4293
1 | 5100 | 707 | 0.045 | 15 | 15 | 7 | 1e-13 | 5spot_SharedNeighbor | Water | Porous | Wet | R245fa | MinimizeLCOE_Brownfield | IgnoreSilica | 2019 | 1.035 | 0.35931 | 0.032133 | 4 | 165899.6666 | 388515.6461 | 3382.0891 | 7920.417 | 153.9039 | 0 | 29.6149 | 227492.6927 | 11683.707 | 146793.0831 | 75360.216 | 0 | 58468.4045 | 0 | 202721.2603 | 527439.1354 | 359988.0477 | 1609946.5465 | 961560.8286 | 18752195.8818 | 18752195.8818 | 1478867.319 | 8382599.4226 | 0 | 21323703.257 | 49937365.8804 | 100 | 0.12853 | 165899.6666 | 388515.6461 | 3382.0891 | 7920.417
1 | 5100 | 707 | 0.045 | 15 | 15 | 7 | 1.3335e-13 | 5spot_SharedNeighbor | Water | Porous | Wet | R245fa | MinimizeLCOE_Brownfield | IgnoreSilica | 2019 | 1.325 | 0.54217 | 0.057043 | 4 | 95910.3556 | 221313.5854 | 1955.2623 | 4511.7768 | 168.0026 | 0 | 26.8143 | 320038.408 | 18581.3223 | 202104.9354 | 96870.1792 | 0 | 63161.7581 | 0 | 273295.0751 | 711057.725 | 485311.5081 | 2170420.9111 | 961560.8286 | 18752195.8818 | 18752195.8818 | 1478867.319 | 8382599.4226 | 0 | 21884177.6216 | 50497840.245 | 133.3521 | 0.22817 | 95910.3556 | 221313.5854 | 1955.2623 | 4511.7768
1 | 5100 | 707 | 0.045 | 15 | 15 | 7 | 1.7783e-13 | 5spot_SharedNeighbor | Water | Porous | Wet | R245fa | MinimizeLCOE_Brownfield | IgnoreSilica | 2019 | 1.7098 | 0.82052 | 0.095842 | 4 | 59104.0852 | 133742.0234 | 1204.9167 | 2726.512 | 180.7435 | 0 | 121.2463 | 444717.774 | 28767.9494 | 279547.4284 | 128565.8164 | 0 | 69163.2704 | 0 | 370797.273 | 964738.4435 | 658453.8111 | 2944751.7661 | 961560.8286 | 18752195.8818 | 18752195.8818 | 1478867.319 | 8382599.4226 | 0 | 22658508.4765 | 51272171.1 | 177.8279 | 0.38337 | 59104.0852 | 133742.0234 | 1204.9167 | 2726.512
1 | 5100 | 707 | 0.045 | 15 | 15 | 7 | 2.3714e-13 | 5spot_SharedNeighbor | Water | Porous | Wet | R245fa | MinimizeLCOE_Brownfield | IgnoreSilica | 2019 | 2.196 | 1.2224 | 0.14602 | 4 | 40378.8447 | 89367.6784 | 823.1774 | 1821.881 | 191.3932 | 0 | 158.1776 | 587518.7274 | 38027.4251 | 384552.8982 | 163613.8631 | 0 | 76083.7007 | 0 | 487420.6796 | 1268168.6247 | 865551.1446 | 3870937.0634 | 961560.8286 | 18752195.8818 | 18752195.8818 | 1478867.319 | 8382599.4226 | 0 | 23584693.7738 | 52198356.3972 | 237.1374 | 0.58409 | 40378.8447 | 89367.6784 | 823.1774 | 1821.881
1 | 5100 | 707 | 0.045 | 15 | 15 | 7 | 3.1623e-13 | 5spot_SharedNeighbor | Water | Porous | Wet | R245fa | MinimizeLCOE_Brownfield | IgnoreSilica | 2019 | 2.8183 | 1.7415 | 0.21105 | 4 | 29232.9009 | 63127.1988 | 595.9522 | 1286.9333 | 200.2581 | 0 | 204.4851 | 752693.4853 | 48719.0027 | 510421.7798 | 207296.3177 | 0 | 83818.9818 | 0 | 625150.3313 | 1626512.9261 | 1110128.4935 | 4964741.3183 | 961560.8286 | 18752195.8818 | 18752195.8818 | 1478867.319 | 8382599.4226 | 0 | 24678498.0287 | 53292160.6522 | 316.2278 | 0.8442 | 29232.9009 | 63127.1988 | 595.9522 | 1286.9333
1 | 5100 | 707 | 0.045 | 15 | 15 | 7 | 4.217e-13 | 5spot_SharedNeighbor | Water | Porous | Wet | R245fa | MinimizeLCOE_Brownfield | IgnoreSilica | 2019 | 3.6351 | 2.4287 | 0.29715 | 4 | 21889.1359 | 45962.499 | 446.2396 | 937.0077 | 207.6724 | 0 | 266.7309 | 950397.9085 | 61490.2704 | 666010.709 | 263997.9048 | 0 | 93366.8364 | 0 | 793752.8153 | 2065182.0044 | 1409529.1532 | 6303727.602 | 961560.8286 | 18752195.8818 | 18752195.8818 | 1478867.319 | 8382599.4226 | 0 | 26017484.3124 | 54631146.9358 | 421.6965 | 1.1886 | 21889.1359 | 45962.499 | 446.2396 | 937.0077
1 | 5100 | 707 | 0.045 | 15 | 15 | 7 | 5.6234e-13 | 5spot_SharedNeighbor | Water | Porous | Wet | R245fa | MinimizeLCOE_Brownfield | IgnoreSilica | 2019 | 4.689 | 3.3213 | 0.40948 | 4 | 16870.3516 | 34339.786 | 343.9249 | 700.063 | 213.6614 | 0 | 38.0004 | 1184117.0065 | 76553.6848 | 855529.82 | 336829.806 | 0 | 103638.5667 | 0 | 997100.8647 | 2594251.9166 | 1770630.2396 | 7918651.9048 | 961560.8286 | 18752195.8818 | 18752195.8818 | 1478867.319 | 8382599.4226 | 0 | 27632408.6153 | 56246071.2387 | 562.3413 | 1.6379 | 16870.3516 | 34339.786 | 343.9249 | 700.063
1 | 5100 | 707 | 0.045 | 15 | 15 | 7 | 7.4989e-13 | 5spot_SharedNeighbor | Water | Porous | Wet | R245fa | MinimizeLCOE_Brownfield | IgnoreSilica | 2019 | 6.058 | 4.4855 | 0.55618 | 4 | 13305.519 | 26167.138 | 271.251 | 533.4525 | 218.4459 | 0 | 41.0473 | 1462869.1552 | 94474.8204 | 1088015.6032 | 431287.4917 | 0 | 115685.8429 | 0 | 1245009.8362 | 3239260.2072 | 2210861.6515 | 9887464.6083 | 961560.8286 | 18752195.8818 | 18752195.8818 | 1478867.319 | 8382599.4226 | 0 | 29601221.3187 | 58214883.9421 | 749.8942 | 2.2247 | 13305.519 | 26167.138 | 271.251 | 533.4525
1 | 5100 | 707 | 0.045 | 15 | 15 | 7 | 1e-12 | 5spot_SharedNeighbor | Water | Porous | Wet | R245fa | MinimizeLCOE_Brownfield | IgnoreSilica | 2019 | 7.8562 | 6.0091 | 0.74816 | 4 | 10700.3624 | 20261.7699 | 218.1414 | 413.0636 | 222.0745 | 0 | 43.4229 | 1797566.2425 | 115934.5291 | 1374774.2332 | 555196.5715 | 0 | 130489.5016 | 0 | 1549844.8204 | 4032378.3057 | 2752181.0507 | 12308365.2547 | 961560.8286 | 18752195.8818 | 18752195.8818 | 1478867.319 | 8382599.4226 | 0 | 32022121.9651 | 60635784.5886 | 1000 | 2.9926 | 10700.3624 | 20261.7699 | 218.1414 | 413.0636
1 | 5100 | 707 | 0.045 | 15 | 15 | 7 | 1.3335e-12 | 5spot_SharedNeighbor | Water | Porous | Wet | R245fa | MinimizeLCOE_Brownfield | IgnoreSilica | 2019 | 10.2138 | 8.0435 | 1.0054 | 4 | 8715.0948 | 15829.9878 | 177.669 | 322.7157 | 225.4195 | 0 | 42.2068 | 2208212.9257 | 142186.3249 | 1735961.0856 | 718086.8752 | 0 | 146832.4909 | 0 | 1930999.0839 | 5024063.5139 | 3429026.5824 | 15335368.8825 | 961560.8286 | 18752195.8818 | 18752195.8818 | 1478867.319 | 8382599.4226 | 0 | 35049125.5929 | 63662788.2163 | 1333.5214 | 4.0217 | 8715.0948 | 15829.9878 | 177.669 | 322.7157
1 | 5100 | 707 | 0.045 | 15 | 15 | 7 | 1.7783e-12 | 5spot_SharedNeighbor | Water | Porous | Wet | R245fa | MinimizeLCOE_Brownfield | IgnoreSilica | 2019 | 13.3662 | 10.7485 | 1.347 | 4 | 7210.0021 | 12520.7442 | 146.9856 | 255.2523 | 227.8637 | 0 | 51.4295 | 2710233.3471 | 174176.6084 | 2189083.2198 | 935672.5815 | 0 | 168209.5956 | 0 | 2409176.3874 | 6268182.7701 | 4278163.5389 | 19132898.0488 | 961560.8286 | 18752195.8818 | 18752195.8818 | 1478867.319 | 8382599.4226 | 0 | 38846654.7592 | 67460317.3826 | 1778.2794 | 5.3879 | 7210.0021 | 12520.7442 | 146.9856 | 255.2523
1 | 5100 | 707 | 0.045 | 15 | 15 | 7 | 2.3714e-12 | 5spot_SharedNeighbor | Water | Porous | Wet | R245fa | MinimizeLCOE_Brownfield | IgnoreSilica | 2019 | 17.5079 | 14.3076 | 1.7967 | 4 | 6060.7653 | 10042.0926 | 123.5569 | 204.7216 | 229.758 | 0 | 44.5537 | 3318222.6431 | 212786.4431 | 2751936.542 | 1222126.0835 | 0 | 193605.4433 | 0 | 3002484.0904 | 7811847.7091 | 5331746.5789 | 23844755.5334 | 961560.8286 | 18752195.8818 | 18752195.8818 | 1478867.319 | 8382599.4226 | 0 | 43558512.2438 | 72172174.8673 | 2371.3737 | 7.187 | 6060.7653 | 10042.0926 | 123.5569 | 204.7216
1 | 5100 | 707 | 0.045 | 15 | 15 | 7 | 3.1623e-12 | 5spot_SharedNeighbor | Water | Porous | Wet | R245fa | MinimizeLCOE_Brownfield | IgnoreSilica | 2019 | 23.0178 | 19.0442 | 2.3952 | 4 | 5164.4991 | 8151.0289 | 105.2853 | 166.1697 | 231.2341 | 0 | 49.6012 | 4063558.6324 | 259944.7275 | 3459354.3715 | 1602772.7731 | 0 | 225086.3003 | 0 | 3748179.5539 | 9751994.3418 | 6655936.5217 | 29766827.2221 | 961560.8286 | 18752195.8818 | 18752195.8818 | 1478867.319 | 8382599.4226 | 0 | 49480583.9326 | 78094246.556 | 3162.2777 | 9.5809 | 5164.4991 | 8151.0289 | 105.2853 | 166.1697
1 | 5100 | 707 | 0.045 | 15 | 15 | 7 | 4.217e-12 | 5spot_SharedNeighbor | Water | Porous | Wet | R245fa | MinimizeLCOE_Brownfield | IgnoreSilica | 2019 | 30.2721 | 25.283 | 3.1838 | 4 | 4464.5215 | 6711.3583 | 91.0153 | 136.8201 | 232.3658 | 0 | 52.3381 | 4968468.6435 | 316976.3209 | 4339577.0528 | 2104004.6807 | 0 | 262989.4076 | 0 | 4676886.2811 | 12168298.7422 | 8305113.9251 | 37142315.0539 | 961560.8286 | 18752195.8818 | 18752195.8818 | 1478867.319 | 8382599.4226 | 0 | 56856071.7643 | 85469734.3878 | 4216.965 | 12.7351 | 4464.5215 | 6711.3583 | 91.0153 | 136.8201
1 | 5100 | 707 | 0.045 | 15 | 15 | 7 | 5.6234e-12 | 5spot_SharedNeighbor | Water | Porous | Wet | R245fa | MinimizeLCOE_Brownfield | IgnoreSilica | 2019 | 39.7905 | 33.4701 | 4.2187 | 4 | 3912.4828 | 5608.1118 | 79.7613 | 114.3289 | 233.2265 | 0 | 58.2201 | 6064189.2285 | 385750.6759 | 5431379.1248 | 2761706.5906 | 0 | 308677.8714 | 0 | 5831164.3616 | 15171493.5326 | 10354856.079 | 46309217.4644 | 961560.8286 | 18752195.8818 | 18752195.8818 | 1478867.319 | 8382599.4226 | 0 | 66022974.1748 | 94636636.7983 | 5623.4133 | 16.875 | 3912.4828 | 5608.1118 | 79.7613 | 114.3289
1 | 5100 | 707 | 0.045 | 15 | 15 | 7 | 7.4989e-12 | 5spot_SharedNeighbor | Water | Porous | Wet | R245fa | MinimizeLCOE_Brownfield | IgnoreSilica | 2019 | 52.1675 | 44.1035 | 5.5629 | 4 | 3474.9489 | 4760.8696 | 70.8415 | 97.0568 | 233.8396 | 0 | 62.9064 | 7379046.5888 | 467926.9781 | 6772720.2168 | 3616763.1772 | 0 | 363589.4704 | 0 | 7254018.1082 | 18873467.1139 | 12881529.1162 | 57609060.7698 | 961560.8286 | 18752195.8818 | 18752195.8818 | 1478867.319 | 8382599.4226 | 0 | 77322817.4802 | 105936480.1036 | 7498.9421 | 22.2515 | 3474.9489 | 4760.8696 | 70.8415 | 97.0568
1 | 5100 | 707 | 0.045 | 15 | 15 | 7 | 1e-11 | 5spot_SharedNeighbor | Water | Porous | Wet | R245fa | MinimizeLCOE_Brownfield | IgnoreSilica | 2019 | 67.9559 | 57.5767 | 7.2648 | 4 | 3130.2631 | 4114.9352 | 63.8146 | 83.8885 | 234.1045 | 0 | 51.6455 | 8921769.4096 | 563922.6395 | 8382661.5099 | 4706046.0233 | 0 | 429463.4299 | 0 | 8971506.5747 | 23342019.7984 | 15931408.1429 | 71248797.5281 | 961560.8286 | 18752195.8818 | 18752195.8818 | 1478867.319 | 8382599.4226 | 0 | 90962554.2385 | 119576216.8619 | 10000 | 29.0591 | 3130.2631 | 4114.9352 | 63.8146 | 83.8885
1 | 5100 | 707 | 0.045 | 15 | 15 | 7 | 1.3335e-11 | 5spot_SharedNeighbor | Water | Porous | Wet | R245fa | MinimizeLCOE_Brownfield | IgnoreSilica | 2019 | 87.4884 | 73.9229 | 9.3246 | 4 | 2864.3883 | 3631.5398 | 58.3944 | 74.0339 | 233.7712 | 0 | 63.0538 | 10661824.7714 | 671725.8528 | 10237824.5332 | 6048589.5758 | 0 | 509426.3291 | 0 | 10970462.5143 | 28542893.111 | 19481111.0461 | 87123857.7338 | 961560.8286 | 18752195.8818 | 18752195.8818 | 1478867.319 | 8382599.4226 | 0 | 106837614.4442 | 135451277.0676 | 13335.2143 | 37.2986 | 2864.3883 | 3631.5398 | 58.3944 | 74.0339
1 | 5100 | 707 | 0.045 | 15 | 15 | 7 | 1.7783e-11 | 5spot_SharedNeighbor | Water | Porous | Wet | R245fa | MinimizeLCOE_Brownfield | IgnoreSilica | 2019 | 110.5816 | 92.5139 | 11.6556 | 4 | 2666.978 | 3280.7081 | 54.37 | 66.8817 | 232.5711 | 0 | 65.0101 | 12513124.4621 | 785944.4457 | 12250400.6948 | 7624329.3451 | 0 | 606955.6293 | 0 | 13174494.285 | 34277331.6693 | 23394983.193 | 104627563.7244 | 961560.8286 | 18752195.8818 | 18752195.8818 | 1478867.319 | 8382599.4226 | 0 | 124341320.4349 | 152954983.0583 | 17782.7941 | 46.6226 | 2666.978 | 3280.7081 | 54.37 | 66.8817
1 | 5100 | 707 | 0.045 | 15 | 15 | 7 | 2.3714e-11 | 5spot_SharedNeighbor | Water | Porous | Wet | R245fa | MinimizeLCOE_Brownfield | IgnoreSilica | 2019 | 136.348 | 112.0189 | 14.0804 | 4 | 2528.1146 | 3036.1538 | 51.539 | 61.8961 | 230.3916 | 0 | 65.2973 | 14345467.4017 | 898567.8884 | 14276369.3238 | 9363418.1592 | 0 | 723558.955 | 0 | 15446878.874 | 40189610.2396 | 27430234.8024 | 122674105.6441 | 961560.8286 | 18752195.8818 | 18752195.8818 | 1478867.319 | 8382599.4226 | 0 | 142387862.3545 | 171001524.9779 | 23713.7371 | 56.3218 | 2528.1146 | 3036.1538 | 51.539 | 61.8961
1 | 5100 | 707 | 0.045 | 15 | 15 | 7 | 3.1623e-11 | 5spot_SharedNeighbor | Water | Porous | Wet | R245fa | MinimizeLCOE_Brownfield | IgnoreSilica | 2019 | 163.2884 | 131.2488 | 16.4521 | 4 | 2430.8202 | 2865.6228 | 49.5556 | 58.4196 | 227.8098 | 0 | 67.8873 | 16065661.598 | 1003953.7579 | 16205446.1449 | 11159677.6279 | 0 | 848804.9502 | 0 | 17660582.1908 | 45949212.1769 | 31361281.4726 | 140254619.9192 | 961560.8286 | 18752195.8818 | 18752195.8818 | 1478867.319 | 8382599.4226 | 0 | 159968376.6296 | 188582039.253 | 31622.7766 | 65.8084 | 2430.8202 | 2865.6228 | 49.5556 | 58.4196
1 | 5100 | 707 | 0.045 | 15 | 15 | 7 | 4.217e-11 | 5spot_SharedNeighbor | Water | Porous | Wet | R245fa | MinimizeLCOE_Brownfield | IgnoreSilica | 2019 | 189.481 | 148.5513 | 18.5615 | 4 | 2368.2951 | 2753.6849 | 48.2809 | 56.1376 | 224.9016 | 0 | 77.2625 | 17553588.6119 | 1094864.9873 | 17893115.7959 | 12888443.336 | 0 | 976822.4557 | 0 | 19658665.7229 | 51147815.6641 | 34909435.1732 | 156122751.747 | 961560.8286 | 18752195.8818 | 18752195.8818 | 1478867.319 | 8382599.4226 | 0 | 175836508.4575 | 204450171.0809 | 42169.6503 | 74.246 | 2368.2951 | 2753.6849 | 48.2809 | 56.1376
1 | 5100 | 707 | 0.045 | 15 | 15 | 7 | 5.6234e-11 | 5spot_SharedNeighbor | Water | Porous | Wet | R245fa | MinimizeLCOE_Brownfield | IgnoreSilica | 2019 | 202.866 | 156.7926 | 19.663 | 4 | 2328.9581 | 2692.7595 | 47.479 | 54.8955 | 223.2611 | 0 | 80.2818 | 18245004.7629 | 1137037.6282 | 18682936.4935 | 13763157.0228 | 0 | 948682.321 | 0 | 20582959.1091 | 53552637.4563 | 36550775.4606 | 163463190.2543 | 961560.8286 | 18752195.8818 | 18752195.8818 | 1478867.319 | 8382599.4226 | 0 | 183176946.9647 | 211790609.5881 | 56234.1325 | 78.6519 | 2328.9581 | 2692.7595 | 47.479 | 54.8955
1 | 5100 | 707 | 0.045 | 15 | 15 | 7 | 7.4989e-11 | 5spot_SharedNeighbor | Water | Porous | Wet | R245fa | MinimizeLCOE_Brownfield | IgnoreSilica | 2019 | 209.046 | 160.4416 | 20.2427 | 4 | 2299.3955 | 2652.7774 | 46.8763 | 54.0805 | 222.4625 | 0 | 99.9401 | 18547869.5672 | 1155496.8452 | 19029974.0899 | 14164646.4858 | 0 | 849774.7944 | 0 | 20961627.0953 | 54537853.8809 | 37223205.9145 | 166470448.6734 | 961560.8286 | 18752195.8818 | 18752195.8818 | 1478867.319 | 8382599.4226 | 0 | 186184205.3838 | 214797868.0073 | 74989.4209 | 80.9709 | 2299.3955 | 2652.7774 | 46.8763 | 54.0805
1 | 5100 | 707 | 0.045 | 15 | 15 | 7 | 1e-10 | 5spot_SharedNeighbor | Water | Porous | Wet | R245fa | MinimizeLCOE_Brownfield | IgnoreSilica | 2019 | 213.9607 | 163.2764 | 20.6983 | 4 | 2276.8112 | 2622.4157 | 46.4159 | 53.4615 | 221.8134 | 0 | 114.7378 | 18781832.3606 | 1169750.8876 | 19298496.5312 | 14482749.629 | 0 | 763991.3078 | 0 | 21253760.0793 | 55297923.9807 | 37741969.3756 | 168790474.1519 | 961560.8286 | 18752195.8818 | 18752195.8818 | 1478867.319 | 8382599.4226 | 0 | 188504230.8623 | 217117893.4857 | 100000 | 82.7931 | 2276.8112 | 2622.4157 | 46.4159 | 53.4615
1 | 5100 | 707 | 0.045 | 15 | 15 | 7 | 1.3335e-10 | 5spot_SharedNeighbor | Water | Porous | Wet | R245fa | MinimizeLCOE_Brownfield | IgnoreSilica | 2019 | 217.6413 | 165.3573 | 21.0412 | 4 | 2259.5737 | 2599.546 | 46.0645 | 52.9953 | 221.3189 | 0 | 137.7982 | 18952843.3783 | 1180166.5289 | 19495006.0008 | 14719546.1573 | 0 | 689122.4311 | 0 | 21464306.9536 | 55845723.7585 | 38115853.98 | 170462569.1885 | 961560.8286 | 18752195.8818 | 18752195.8818 | 1478867.319 | 8382599.4226 | 0 | 190176325.8989 | 218789988.5223 | 133352.1432 | 84.1647 | 2259.5737 | 2599.546 | 46.0645 | 52.9953
1 | 5100 | 707 | 0.045 | 15 | 15 | 7 | 1.7783e-10 | 5spot_SharedNeighbor | Water | Porous | Wet | R245fa | MinimizeLCOE_Brownfield | IgnoreSilica | 2019 | 220.3324 | 166.8571 | 21.2952 | 4 | 2246.4585 | 2582.3746 | 45.7971 | 52.6452 | 220.9525 | 0 | 167.3129 | 19075725.9523 | 1187649.2419 | 19636333.7375 | 14892598.1687 | 0 | 625110.7121 | 0 | 21612792.9469 | 56232053.8544 | 38379532.2088 | 171641796.8226 | 961560.8286 | 18752195.8818 | 18752195.8818 | 1478867.319 | 8382599.4226 | 0 | 191355553.533 | 219969216.1564 | 177827.941 | 85.181 | 2246.4585 | 2582.3746 | 45.7971 | 52.6452
1 | 5100 | 707 | 0.045 | 15 | 15 | 7 | 2.3714e-10 | 5spot_SharedNeighbor | Water | Porous | Wet | R245fa | MinimizeLCOE_Brownfield | IgnoreSilica | 2019 | 222.3345 | 167.9613 | 21.4855 | 4 | 2236.498 | 2569.4393 | 45.594 | 52.3815 | 220.6773 | 0 | 196.5211 | 19166000.8504 | 1193145.5191 | 19740224.3071 | 15021421.7637 | 0 | 572271.6961 | 0 | 21720295.0132 | 56511752.1791 | 38570432.0627 | 172495543.3913 | 961560.8286 | 18752195.8818 | 18752195.8818 | 1478867.319 | 8382599.4226 | 0 | 192209300.1017 | 220822962.7252 | 237137.3706 | 85.9421 | 2236.498 | 2569.4393 | 45.594 | 52.3815
1 | 5100 | 707 | 0.045 | 15 | 15 | 7 | 3.1623e-10 | 5spot_SharedNeighbor | Water | Porous | Wet | R245fa | MinimizeLCOE_Brownfield | IgnoreSilica | 2019 | 223.8233 | 168.7757 | 21.6278 | 4 | 2228.9438 | 2559.6945 | 45.44 | 52.1828 | 220.4711 | 0 | 205.0144 | 19232476.6163 | 1197192.3566 | 19816761.3155 | 15117193.1479 | 0 | 529450.7246 | 0 | 21798298.9228 | 56714702.3511 | 38708949.7252 | 173115025.1601 | 961560.8286 | 18752195.8818 | 18752195.8818 | 1478867.319 | 8382599.4226 | 0 | 192828781.8705 | 221442444.4939 | 316227.766 | 86.5113 | 2228.9438 | 2559.6945 | 45.44 | 52.1828
1 | 5100 | 707 | 0.045 | 15 | 15 | 7 | 4.217e-10 | 5spot_SharedNeighbor | Water | Porous | Wet | R245fa | MinimizeLCOE_Brownfield | IgnoreSilica | 2019 | 224.9144 | 169.3689 | 21.7332 | 4 | 2223.2233 | 2552.3702 | 45.3234 | 52.0335 | 220.3191 | 0 | 211.9586 | 19280834.1295 | 1200135.9677 | 19872456.461 | 15187372.1207 | 0 | 495062.4467 | 0 | 21853985.839 | 56859588.2842 | 38807837.3517 | 173557272.6006 | 961560.8286 | 18752195.8818 | 18752195.8818 | 1478867.319 | 8382599.4226 | 0 | 193271029.311 | 221884691.9345 | 421696.5034 | 86.9328 | 2223.2233 | 2552.3702 | 45.3234 | 52.0335
1 | 5100 | 707 | 0.045 | 15 | 15 | 7 | 5.6234e-10 | 5spot_SharedNeighbor | Water | Porous | Wet | R245fa | MinimizeLCOE_Brownfield | IgnoreSilica | 2019 | 226.0734 | 169.9983 | 21.8338 | 4 | 2218.8156 | 2546.4461 | 45.2336 | 51.9127 | 220.1588 | 0 | 222.3961 | 19332100.6334 | 1203256.431 | 19931519.0821 | 15261949.1684 | 0 | 471571.5529 | 0 | 21918154.7785 | 57026542.7018 | 38921787.1722 | 174066881.5203 | 961560.8286 | 18752195.8818 | 18752195.8818 | 1478867.319 | 8382599.4226 | 0 | 193780638.2308 | 222394300.8542 | 562341.3252 | 87.3352 | 2218.8156 | 2546.4461 | 45.2336 | 51.9127
1 | 5100 | 707 | 0.045 | 15 | 15 | 7 | 7.4989e-10 | 5spot_SharedNeighbor | Water | Porous | Wet | R245fa | MinimizeLCOE_Brownfield | IgnoreSilica | 2019 | 226.6413 | 170.3035 | 21.89 | 4 | 2215.6137 | 2542.4036 | 45.1683 | 51.8303 | 220.0787 | 0 | 215.0846 | 19356940.758 | 1204768.3044 | 19960142.9648 | 15298458.924 | 0 | 450503.3108 | 0 | 21945617.5622 | 57097995.2317 | 38970554.9921 | 174284982.0481 | 961560.8286 | 18752195.8818 | 18752195.8818 | 1478867.319 | 8382599.4226 | 0 | 193998738.7585 | 222612401.3819 | 749894.2093 | 87.5598 | 2215.6137 | 2542.4036 | 45.1683 | 51.8303
1 | 5100 | 707 | 0.045 | 15 | 15 | 7 | 1e-09 | 5spot_SharedNeighbor | Water | Porous | Wet | R245fa | MinimizeLCOE_Brownfield | IgnoreSilica | 2019 | 227.046 | 170.5204 | 21.9308 | 4 | 2213.1998 | 2539.3809 | 45.1191 | 51.7687 | 220.0214 | 0 | 212.8529 | 19374580.0938 | 1205841.8752 | 19980471.7 | 15324474.769 | 0 | 433989.0834 | 0 | 21964549.4333 | 57147252.0769 | 39004173.8011 | 174435332.8327 | 961560.8286 | 18752195.8818 | 18752195.8818 | 1478867.319 | 8382599.4226 | 0 | 194149089.5432 | 222762752.1666 | 1000000 | 87.7233 | 2213.1998 | 2539.3809 | 45.1191 | 51.7687
1 | 5100 | 707 | 0.045 | 15 | 15 | 7 | 1.3335e-09 | 5spot_SharedNeighbor | Water | Porous | Wet | R245fa | MinimizeLCOE_Brownfield | IgnoreSilica | 2019 | 227.6011 | 170.8187 | 21.9768 | 4 | 2211.3798 | 2536.8787 | 45.082 | 51.7177 | 219.9441 | 0 | 221.2681 | 19398840.3213 | 1207318.3644 | 20008434.1722 | 15359995.7895 | 0 | 424476.8456 | 0 | 21995635.5423 | 57228131.7557 | 39059375.8438 | 174682208.6348 | 961560.8286 | 18752195.8818 | 18752195.8818 | 1478867.319 | 8382599.4226 | 0 | 194395965.3452 | 223009627.9686 | 1333521.4322 | 87.9071 | 2211.3798 | 2536.8787 | 45.082 | 51.7177
1 | 5100 | 707 | 0.045 | 15 | 15 | 7 | 1.7783e-09 | 5spot_SharedNeighbor | Water | Porous | Wet | R245fa | MinimizeLCOE_Brownfield | IgnoreSilica | 2019 | 227.825 | 170.9379 | 21.9995 | 4 | 2210.0101 | 2535.1726 | 45.054 | 51.6829 | 219.9123 | 0 | 214.1908 | 19408524.1984 | 1207907.7155 | 20019596.9559 | 15374280.5146 | 0 | 414784.5832 | 0 | 22005786.6474 | 57254542.849 | 39077401.9576 | 174762825.4216 | 961560.8286 | 18752195.8818 | 18752195.8818 | 1478867.319 | 8382599.4226 | 0 | 194476582.1321 | 223090244.7555 | 1778279.41 | 87.998 | 2210.0101 | 2535.1726 | 45.054 | 51.6829
1 | 5100 | 707 | 0.045 | 15 | 15 | 7 | 2.3714e-09 | 5spot_SharedNeighbor | Water | Porous | Wet | R245fa | MinimizeLCOE_Brownfield | IgnoreSilica | 2019 | 226.5365 | 170.2374 | 21.9282 | 4 | 2208.8759 | 2535.0955 | 45.0309 | 51.6814 | 220.0871 | 0 | 210.9132 | 19351561.6094 | 1204440.9116 | 19953944.0913 | 15291577.3394 | 0 | 387964.2253 | 0 | 21913900.389 | 57015473.6532 | 38914232.3191 | 174033094.5384 | 961560.8286 | 18752195.8818 | 18752195.8818 | 1478867.319 | 8382599.4226 | 0 | 193746851.2488 | 222360513.8723 | 2371373.7057 | 87.7129 | 2208.8759 | 2535.0955 | 45.0309 | 51.6814
1 | 5100 | 707 | 0.045 | 15 | 15 | 7 | 3.1623e-09 | 5spot_SharedNeighbor | Water | Porous | Wet | R245fa | MinimizeLCOE_Brownfield | IgnoreSilica | 2019 | 227.7596 | 170.9005 | 22.0084 | 4 | 2208.0717 | 2533.1023 | 45.0145 | 51.6407 | 219.9199 | 0 | 221.0137 | 19405484.1243 | 1207722.7005 | 20016092.5393 | 15370065.5984 | 0 | 396096.6663 | 0 | 21994230.0352 | 57224474.9147 | 39056879.9747 | 174671046.5534 | 961560.8286 | 18752195.8818 | 18752195.8818 | 1478867.319 | 8382599.4226 | 0 | 194384803.2638 | 222998465.8872 | 3162277.6602 | 88.0337 | 2208.0717 | 2533.1023 | 45.0145 | 51.6407
1 | 5100 | 707 | 0.045 | 15 | 15 | 7 | 4.217e-09 | 5spot_SharedNeighbor | Water | Porous | Wet | R245fa | MinimizeLCOE_Brownfield | IgnoreSilica | 2019 | 227.8593 | 170.9536 | 22.0184 | 4 | 2207.4779 | 2532.3609 | 45.0024 | 51.6256 | 219.9058 | 0 | 208.1179 | 19409799.4069 | 1207985.3228 | 20021066.9588 | 15376424.7001 | 0 | 391824.6472 | 0 | 21998769.4039 | 57236285.4209 | 39064940.8878 | 174707096.7484 | 961560.8286 | 18752195.8818 | 18752195.8818 | 1478867.319 | 8382599.4226 | 0 | 194420853.4589 | 223034516.0823 | 4216965.0343 | 88.0737 | 2207.4779 | 2532.3609 | 45.0024 | 51.6256
1 | 5100 | 707 | 0.045 | 15 | 15 | 7 | 5.6234e-09 | 5spot_SharedNeighbor | Water | Porous | Wet | R245fa | MinimizeLCOE_Brownfield | IgnoreSilica | 2019 | 227.9176 | 170.9845 | 22.0249 | 4 | 2207.0321 | 2531.8191 | 44.9933 | 51.6146 | 219.8974 | 0 | 215.6153 | 19412312.9288 | 1208138.2916 | 20023964.465 | 15380144.8747 | 0 | 388392.8685 | 0 | 22001051.8371 | 57242223.844 | 39068993.9836 | 174725223.0933 | 961560.8286 | 18752195.8818 | 18752195.8818 | 1478867.319 | 8382599.4226 | 0 | 194438979.8038 | 223052642.4272 | 5623413.2519 | 88.0998 | 2207.0321 | 2531.8191 | 44.9933 | 51.6146
1 | 5100 | 707 | 0.045 | 15 | 15 | 7 | 7.4989e-09 | 5spot_SharedNeighbor | Water | Porous | Wet | R245fa | MinimizeLCOE_Brownfield | IgnoreSilica | 2019 | 227.9714 | 171.0131 | 22.0304 | 4 | 2206.6974 | 2531.4036 | 44.9865 | 51.6061 | 219.8898 | 0 | 211.7781 | 19414635.1781 | 1208279.6195 | 20026641.5159 | 15383571.5789 | 0 | 385934.7699 | 0 | 22003434.4383 | 57248422.8834 | 39073224.9554 | 174744144.9394 | 961560.8286 | 18752195.8818 | 18752195.8818 | 1478867.319 | 8382599.4226 | 0 | 194457901.6499 | 223071564.2733 | 7498942.0933 | 88.1217 | 2206.6974 | 2531.4036 | 44.9865 | 51.6061
1 | 5100 | 707 | 0.045 | 15 | 15 | 7 | 1e-08 | 5spot_SharedNeighbor | Water | Porous | Wet | R245fa | MinimizeLCOE_Brownfield | IgnoreSilica | 2019 | 228.0102 | 171.0337 | 22.0345 | 4 | 2206.4462 | 2531.0931 | 44.9814 | 51.5998 | 219.8843 | 0 | 213.7652 | 19416315.4215 | 1208381.8757 | 20028578.4951 | 15386052.7792 | 0 | 384067.4291 | 0 | 22005124.4402 | 57252819.9218 | 39076226.0244 | 174757566.387 | 961560.8286 | 18752195.8818 | 18752195.8818 | 1478867.319 | 8382599.4226 | 0 | 194471323.0974 | 223084985.7209 | 10000000 | 88.1378 | 2206.4462 | 2531.0931 | 44.9814 | 51.5998
1 | 5200 | 707 | 0.045 | 15 | 15 | 7 | 1e-13 | 5spot_SharedNeighbor | Water | Porous | Wet | R245fa | MinimizeLCOE_Brownfield | IgnoreSilica | 2019 | 1.0498 | 0.3753 | 0.034808 | 4 | 157129.166 | 367718.6152 | 3203.2906 | 7496.4413 | 156.3638 | 0 | 22.4233 | 236748.7853 | 12399.7054 | 151755.8755 | 76955.0759 | 0 | 57632.9271 | 0 | 208842.024 | 543364.1071 | 370857.1681 | 1658555.6684 | 961560.8286 | 19257185.0261 | 19257185.0261 | 1478867.319 | 8584595.0803 | 0 | 21877301.5231 | 51197948.9485 | 100 | 0.13923 | 157129.166 | 367718.6152 | 3203.2906 | 7496.4413
1 | 5200 | 707 | 0.045 | 15 | 15 | 7 | 1.3335e-13 | 5spot_SharedNeighbor | Water | Porous | Wet | R245fa | MinimizeLCOE_Brownfield | IgnoreSilica | 2019 | 1.3639 | 0.58081 | 0.063421 | 4 | 88722.1615 | 204300.6633 | 1808.7213 | 4164.9454 | 171.5606 | 0 | 31.0278 | 340772.4974 | 20536.8746 | 212996.7928 | 101410.8261 | 0 | 63268.0615 | 0 | 288204.1705 | 749848.1328 | 511786.7585 | 2288824.1143 | 961560.8286 | 19257185.0261 | 19257185.0261 | 1478867.319 | 8584595.0803 | 0 | 22507569.969 | 51828217.3944 | 133.3521 | 0.25369 | 88722.1615 | 204300.6633 | 1808.7213 | 4164.9454
1 | 5200 | 707 | 0.045 | 15 | 15 | 7 | 1.7783e-13 | 5spot_SharedNeighbor | Water | Porous | Wet | R245fa | MinimizeLCOE_Brownfield | IgnoreSilica | 2019 | 1.7487 | 0.88296 | 0.1041 | 4 | 55963.8019 | 126378.4557 | 1140.8978 | 2576.3958 | 184.155 | 0 | 124.6706 | 468075.7304 | 30283.5188 | 296441.0074 | 132466.4849 | 0 | 68638.0923 | 0 | 388402.8852 | 1010544.635 | 689717.478 | 3084569.8321 | 961560.8286 | 19257185.0261 | 19257185.0261 | 1478867.319 | 8584595.0803 | 0 | 23303315.6868 | 52623963.1122 | 177.8279 | 0.4164 | 55963.8019 | 126378.4557 | 1140.8978 | 2576.3958
1 | 5200 | 707 | 0.045 | 15 | 15 | 7 | 2.3714e-13 | 5spot_SharedNeighbor | Water | Porous | Wet | R245fa | MinimizeLCOE_Brownfield | IgnoreSilica | 2019 | 2.2543 | 1.3133 | 0.15795 | 4 | 38420.8117 | 84828.3569 | 783.2602 | 1729.3408 | 195.1104 | 0 | 163.4285 | 617748.3172 | 39985.6574 | 407266.5498 | 168815.9282 | 0 | 75673.1248 | 0 | 510700.9352 | 1328739.0742 | 906891.721 | 4055821.3078 | 961560.8286 | 19257185.0261 | 19257185.0261 | 1478867.319 | 8584595.0803 | 0 | 24274567.1625 | 53595214.5879 | 237.1374 | 0.63181 | 38420.8117 | 84828.3569 | 783.2602 | 1729.3408
1 | 5200 | 707 | 0.045 | 15 | 15 | 7 | 3.1623e-13 | 5spot_SharedNeighbor | Water | Porous | Wet | R245fa | MinimizeLCOE_Brownfield | IgnoreSilica | 2019 | 2.8961 | 1.8653 | 0.22734 | 4 | 27947.1082 | 60190.7382 | 569.7396 | 1227.0696 | 204.1068 | 0 | 214.1903 | 789799.6173 | 51118.0944 | 539247.0619 | 213919.0036 | 0 | 83167.4798 | 0 | 654127.9902 | 1701906.8505 | 1161586.3961 | 5194872.4938 | 961560.8286 | 19257185.0261 | 19257185.0261 | 1478867.319 | 8584595.0803 | 0 | 25413618.3485 | 54734265.774 | 316.2278 | 0.90935 | 27947.1082 | 60190.7382 | 569.7396 | 1227.0696
1 | 5200 | 707 | 0.045 | 15 | 15 | 7 | 4.217e-13 | 5spot_SharedNeighbor | Water | Porous | Wet | R245fa | MinimizeLCOE_Brownfield | IgnoreSilica | 2019 | 3.7365 | 2.5949 | 0.31918 | 4 | 20995.6351 | 43961.0033 | 428.0244 | 896.2045 | 211.5971 | 0 | 30.1213 | 995608.9794 | 64406.9861 | 702235.8744 | 272432.7195 | 0 | 92063.4664 | 0 | 829431.7301 | 2158011.2218 | 1472887.0016 | 6587077.9792 | 961560.8286 | 19257185.0261 | 19257185.0261 | 1478867.319 | 8584595.0803 | 0 | 26805823.834 | 56126471.2594 | 421.6965 | 1.2767 | 20995.6351 | 43961.0033 | 428.0244 | 896.2045
1 | 5200 | 707 | 0.045 | 15 | 15 | 7 | 5.6234e-13 | 5spot_SharedNeighbor | Water | Porous | Wet | R245fa | MinimizeLCOE_Brownfield | IgnoreSilica | 2019 | 4.8011 | 3.5261 | 0.43693 | 4 | 16282.2083 | 33058.5784 | 331.9348 | 673.9438 | 217.5515 | 0 | 40.8555 | 1234974.7496 | 79826.861 | 897461.1732 | 346350.6195 | 0 | 101239.0492 | 0 | 1037342.4565 | 2698952.2836 | 1842090.3915 | 8238237.5841 | 961560.8286 | 19257185.0261 | 19257185.0261 | 1478867.319 | 8584595.0803 | 0 | 28456983.4389 | 57777630.8643 | 562.3413 | 1.7477 | 16282.2083 | 33058.5784 | 331.9348 | 673.9438
1 | 5200 | 707 | 0.045 | 15 | 15 | 7 | 7.4989e-13 | 5spot_SharedNeighbor | Water | Porous | Wet | R245fa | MinimizeLCOE_Brownfield | IgnoreSilica | 2019 | 6.1849 | 4.7414 | 0.59089 | 4 | 12893.167 | 25298.5078 | 262.8446 | 515.7443 | 222.3324 | 0 | 35.0633 | 1521151.5452 | 98216.0892 | 1137394.6864 | 442360.6746 | 0 | 111843.6101 | 0 | 1291276.9761 | 3359637.8145 | 2293021.8421 | 10254903.2382 | 961560.8286 | 19257185.0261 | 19257185.0261 | 1478867.319 | 8584595.0803 | 0 | 30473649.0929 | 59794296.5183 | 749.8942 | 2.3636 | 12893.167 | 25298.5078 | 262.8446 | 515.7443
1 | 5200 | 707 | 0.045 | 15 | 15 | 7 | 1e-12 | 5spot_SharedNeighbor | Water | Porous | Wet | R245fa | MinimizeLCOE_Brownfield | IgnoreSilica | 2019 | 8.007 | 6.3348 | 0.79262 | 4 | 10396.0241 | 19644.0059 | 211.937 | 400.4696 | 225.9532 | 0 | 38.0707 | 1865732.6078 | 120297.9339 | 1434065.3578 | 568616.7447 | 0 | 125176.9857 | 0 | 1604416.9557 | 4174363.8076 | 2849089.0733 | 12741759.4665 | 961560.8286 | 19257185.0261 | 19257185.0261 | 1478867.319 | 8584595.0803 | 0 | 32960505.3212 | 62281152.7466 | 1000 | 3.1705 | 10396.0241 | 19644.0059 | 211.937 | 400.4696
1 | 5200 | 707 | 0.045 | 15 | 15 | 7 | 1.3335e-12 | 5spot_SharedNeighbor | Water | Porous | Wet | R245fa | MinimizeLCOE_Brownfield | IgnoreSilica | 2019 | 10.4379 | 8.5052 | 1.0681 | 4 | 8457.2998 | 15319.8768 | 172.4135 | 312.3164 | 229.413 | 0 | 43.4888 | 2297001.5856 | 147852.0724 | 1815238.941 | 737945.9513 | 0 | 140520.6452 | 0 | 2004038.0863 | 5214096.0157 | 3558727.6697 | 15915420.9672 | 961560.8286 | 19257185.0261 | 19257185.0261 | 1478867.319 | 8584595.0803 | 0 | 36134166.8219 | 65454814.2473 | 1333.5214 | 4.2725 | 8457.2998 | 15319.8768 | 172.4135 | 312.3164
1 | 5200 | 707 | 0.045 | 15 | 15 | 7 | 1.7783e-12 | 5spot_SharedNeighbor | Water | Porous | Wet | R245fa | MinimizeLCOE_Brownfield | IgnoreSilica | 2019 | 13.622 | 11.3295 | 1.4266 | 4 | 7014.4593 | 12152.6388 | 142.9992 | 247.748 | 231.8627 | 0 | 58.0668 | 2813048.816 | 180715.5708 | 2283255.7026 | 959276.4842 | 0 | 159290.6974 | 0 | 2494279.0357 | 6489602.4038 | 4429286.9886 | 19808755.6991 | 961560.8286 | 19257185.0261 | 19257185.0261 | 1478867.319 | 8584595.0803 | 0 | 40027501.5538 | 69348148.9792 | 1778.2794 | 5.7064 | 7014.4593 | 12152.6388 | 142.9992 | 247.748
1 | 5200 | 707 | 0.045 | 15 | 15 | 7 | 2.3714e-12 | 5spot_SharedNeighbor | Water | Porous | Wet | R245fa | MinimizeLCOE_Brownfield | IgnoreSilica | 2019 | 17.8562 | 15.0896 | 1.9038 | 4 | 5898.2735 | 9748.4663 | 120.2443 | 198.7357 | 233.7875 | 0 | 48.7011 | 3445652.1093 | 220861.9338 | 2871615.6963 | 1253703.1852 | 0 | 182585.9426 | 0 | 3110023.3583 | 8091642.8247 | 5522712.4945 | 24698797.5447 | 961560.8286 | 19257185.0261 | 19257185.0261 | 1478867.319 | 8584595.0803 | 0 | 44917543.3994 | 74238190.8248 | 2371.3737 | 7.6154 | 5898.2735 | 9748.4663 | 120.2443 | 198.7357
1 | 5200 | 707 | 0.045 | 15 | 15 | 7 | 3.1623e-12 | 5spot_SharedNeighbor | Water | Porous | Wet | R245fa | MinimizeLCOE_Brownfield | IgnoreSilica | 2019 | 23.4394 | 20.0506 | 2.5338 | 4 | 5033.0475 | 7926.034 | 102.6055 | 161.5829 | 235.2749 | 0 | 50.4606 | 4214689.0466 | 269485.8029 | 3604842.8885 | 1641918.1761 | 0 | 210641.9605 | 0 | 3877215.3711 | 10087719.0694 | 6885075.5468 | 30791587.8619 | 961560.8286 | 19257185.0261 | 19257185.0261 | 1478867.319 | 8584595.0803 | 0 | 51010333.7166 | 80330981.142 | 3162.2777 | 10.1351 | 5033.0475 | 7926.034 | 102.6055 | 161.5829
1 | 5200 | 707 | 0.045 | 15 | 15 | 7 | 4.217e-12 | 5spot_SharedNeighbor | Water | Porous | Wet | R245fa | MinimizeLCOE_Brownfield | IgnoreSilica | 2019 | 30.8252 | 26.6163 | 3.3675 | 4 | 4353.2132 | 6529.9717 | 88.7461 | 133.1223 | 236.4224 | 0 | 55.9651 | 5153126.2022 | 328587.1608 | 4521714.5324 | 2155565.0455 | 0 | 245046.5468 | 0 | 4837575.4002 | 12586378.8682 | 8590462.2017 | 38418455.9578 | 961560.8286 | 19257185.0261 | 19257185.0261 | 1478867.319 | 8584595.0803 | 0 | 58637201.8125 | 87957849.2379 | 4216.965 | 13.4699 | 4353.2132 | 6529.9717 | 88.7461 | 133.1223
1 | 5200 | 707 | 0.045 | 15 | 15 | 7 | 5.6234e-12 | 5spot_SharedNeighbor | Water | Porous | Wet | R245fa | MinimizeLCOE_Brownfield | IgnoreSilica | 2019 | 40.5085 | 35.2256 | 4.4608 | 4 | 3817.025 | 5460.2461 | 77.8152 | 111.3145 | 237.2934 | 0 | 59.6785 | 6288649.4377 | 399804.7865 | 5658112.7461 | 2829050.8493 | 0 | 286452.4265 | 0 | 6030207.396 | 15689362.6788 | 10708312.4124 | 47889952.7334 | 961560.8286 | 19257185.0261 | 19257185.0261 | 1478867.319 | 8584595.0803 | 0 | 68108698.5881 | 97429346.0135 | 5623.4133 | 17.8434 | 3817.025 | 5460.2461 | 77.8152 | 111.3145
1 | 5200 | 707 | 0.045 | 15 | 15 | 7 | 7.4989e-12 | 5spot_SharedNeighbor | Water | Porous | Wet | R245fa | MinimizeLCOE_Brownfield | IgnoreSilica | 2019 | 53.0884 | 46.395 | 5.8793 | 4 | 3392.0647 | 4638.8436 | 69.1518 | 94.5691 | 237.9074 | 0 | 66.2271 | 7649960.9028 | 484815.7293 | 7052799.7663 | 3703809.0837 | 0 | 336241.8056 | 0 | 7498774.6422 | 19510273.4089 | 13316162.4976 | 59552837.8366 | 961560.8286 | 19257185.0261 | 19257185.0261 | 1478867.319 | 8584595.0803 | 0 | 79771583.6913 | 109092231.1167 | 7498.9421 | 23.5171 | 3392.0647 | 4638.8436 | 69.1518 | 94.5691
1 | 5200 | 707 | 0.045 | 15 | 15 | 7 | 1e-11 | 5spot_SharedNeighbor | Water | Porous | Wet | R245fa | MinimizeLCOE_Brownfield | IgnoreSilica | 2019 | 69.0937 | 60.5011 | 7.6694 | 4 | 3057.8204 | 4013.5885 | 62.3378 | 81.8224 | 238.1507 | 0 | 54.6222 | 9242414.3546 | 583823.3511 | 8721587.9635 | 4815077.2015 | 0 | 396138.1187 | 0 | 9266025.9859 | 24108298.892 | 16454409.3698 | 73587775.237 | 961560.8286 | 19257185.0261 | 19257185.0261 | 1478867.319 | 8584595.0803 | 0 | 93806521.0917 | 123127168.5172 | 10000 | 30.6776 | 3057.8204 | 4013.5885 | 62.3378 | 81.8224
1 | 5200 | 707 | 0.045 | 15 | 15 | 7 | 1.3335e-11 | 5spot_SharedNeighbor | Water | Porous | Wet | R245fa | MinimizeLCOE_Brownfield | IgnoreSilica | 2019 | 88.8379 | 77.5456 | 9.827 | 4 | 2800.5221 | 3546.4426 | 57.0924 | 72.299 | 237.7615 | 0 | 52.5498 | 11032033.9624 | 694603.6715 | 10637279.0364 | 6180249.8501 | 0 | 469987.5918 | 0 | 11315520.1038 | 29440662.1776 | 20093856.8813 | 89864193.2749 | 961560.8286 | 19257185.0261 | 19257185.0261 | 1478867.319 | 8584595.0803 | 0 | 110082939.1296 | 139403586.5551 | 13335.2143 | 39.308 | 2800.5221 | 3546.4426 | 57.0924 | 72.299
1 | 5200 | 707 | 0.045 | 15 | 15 | 7 | 1.7783e-11 | 5spot_SharedNeighbor | Water | Porous | Wet | R245fa | MinimizeLCOE_Brownfield | IgnoreSilica | 2019 | 112.1164 | 96.8448 | 12.2572 | 4 | 2609.9535 | 3207.983 | 53.2074 | 65.3991 | 236.4692 | 0 | 60.3885 | 12928690.6655 | 811522.177 | 12707080.2411 | 7777227.1067 | 0 | 562439.877 | 0 | 13566914.4262 | 35298328.3803 | 24091834.4277 | 107744037.3015 | 961560.8286 | 19257185.0261 | 19257185.0261 | 1478867.319 | 8584595.0803 | 0 | 127962783.1562 | 157283430.5816 | 17782.7941 | 49.0288 | 2609.9535 | 3207.983 | 53.2074 | 65.3991
1 | 5200 | 707 | 0.045 | 15 | 15 | 7 | 2.3714e-11 | 5spot_SharedNeighbor | Water | Porous | Wet | R245fa | MinimizeLCOE_Brownfield | IgnoreSilica | 2019 | 137.9559 | 116.9513 | 14.7671 | 4 | 2476.5201 | 2972.9041 | 50.4872 | 60.6067 | 234.1734 | 0 | 55.7093 | 14794108.2881 | 926084.1451 | 14777082.3648 | 9529840.3603 | 0 | 675250.7517 | 0 | 15873922.7049 | 41300690.6889 | 28188570.0395 | 126065549.3433 | 961560.8286 | 19257185.0261 | 19257185.0261 | 1478867.319 | 8584595.0803 | 0 | 146284295.198 | 175604942.6234 | 23713.7371 | 59.0685 | 2476.5201 | 2972.9041 | 50.4872 | 60.6067
1 | 5200 | 707 | 0.045 | 15 | 15 | 7 | 3.1623e-11 | 5spot_SharedNeighbor | Water | Porous | Wet | R245fa | MinimizeLCOE_Brownfield | IgnoreSilica | 2019 | 164.8742 | 136.7241 | 17.2163 | 4 | 2382.8715 | 2808.6405 | 48.5781 | 57.2579 | 231.5086 | 0 | 69.8285 | 16542154.6529 | 1033090.929 | 16744061.384 | 11336949.47 | 0 | 797183.5336 | 0 | 18116841.5881 | 47136305.537 | 32171497.0832 | 143878084.1778 | 961560.8286 | 19257185.0261 | 19257185.0261 | 1478867.319 | 8584595.0803 | 0 | 164096830.0325 | 193417477.4579 | 31622.7766 | 68.8652 | 2382.8715 | 2808.6405 | 48.5781 | 57.2579
1 | 5200 | 707 | 0.045 | 15 | 15 | 7 | 4.217e-11 | 5spot_SharedNeighbor | Water | Porous | Wet | R245fa | MinimizeLCOE_Brownfield | IgnoreSilica | 2019 | 190.8058 | 154.3888 | 19.3794 | 4 | 2323.7542 | 2701.9993 | 47.3729 | 55.0839 | 228.5129 | 0 | 77.9477 | 18044412.1389 | 1124807.1434 | 18453442.6272 | 13085534.6829 | 0 | 922403.6696 | 0 | 20135934.1022 | 52389570.086 | 35756958.0817 | 159913062.532 | 961560.8286 | 19257185.0261 | 19257185.0261 | 1478867.319 | 8584595.0803 | 0 | 180131808.3867 | 209452455.8121 | 42169.6503 | 77.5176 | 2323.7542 | 2701.9993 | 47.3729 | 55.0839
1 | 5200 | 707 | 0.045 | 15 | 15 | 7 | 5.6234e-11 | 5spot_SharedNeighbor | Water | Porous | Wet | R245fa | MinimizeLCOE_Brownfield | IgnoreSilica | 2019 | 206.4398 | 164.1343 | 20.6398 | 4 | 2286.0732 | 2641.2193 | 46.6047 | 53.8448 | 226.5305 | 0 | 81.0619 | 18852410.4365 | 1174049.8502 | 19379573.8871 | 14075521.474 | 0 | 927314.0139 | 0 | 21219459.168 | 55208680.0457 | 37681058.5561 | 168518067.4314 | 961560.8286 | 19257185.0261 | 19257185.0261 | 1478867.319 | 8584595.0803 | 0 | 188736813.2862 | 218057460.7116 | 56234.1325 | 82.5594 | 2286.0732 | 2641.2193 | 46.6047 | 53.8448
1 | 5200 | 707 | 0.045 | 15 | 15 | 7 | 7.4989e-11 | 5spot_SharedNeighbor | Water | Porous | Wet | R245fa | MinimizeLCOE_Brownfield | IgnoreSilica | 2019 | 212.7487 | 167.9163 | 21.2308 | 4 | 2258.9773 | 2604.2388 | 46.0523 | 53.0909 | 225.6778 | 0 | 91.91 | 19162327.8111 | 1192921.9046 | 19735996.2116 | 14486045.7807 | 0 | 833230.0087 | 0 | 21610103.4695 | 56225056.3859 | 38374756.2928 | 171620437.8649 | 961560.8286 | 19257185.0261 | 19257185.0261 | 1478867.319 | 8584595.0803 | 0 | 191839183.7196 | 221159831.145 | 74989.4209 | 84.923 | 2258.9773 | 2604.2388 | 46.0523 | 53.0909
1 | 5200 | 707 | 0.045 | 15 | 15 | 7 | 1e-10 | 5spot_SharedNeighbor | Water | Porous | Wet | R245fa | MinimizeLCOE_Brownfield | IgnoreSilica | 2019 | 217.4614 | 170.6717 | 21.6749 | 4 | 2238.2791 | 2576.4661 | 45.6303 | 52.5247 | 225.0263 | 0 | 119.1784 | 19386890.2474 | 1206591.0835 | 19994659.9615 | 14790949.4142 | 0 | 747720.4009 | 0 | 21889456.332 | 56951875.2309 | 38870825.0891 | 173838967.7595 | 961560.8286 | 19257185.0261 | 19257185.0261 | 1478867.319 | 8584595.0803 | 0 | 194057713.6142 | 223378361.0396 | 100000 | 86.6995 | 2238.2791 | 2576.4661 | 45.6303 | 52.5247
1 | 5200 | 707 | 0.045 | 15 | 15 | 7 | 1.3335e-10 | 5spot_SharedNeighbor | Water | Porous | Wet | R245fa | MinimizeLCOE_Brownfield | IgnoreSilica | 2019 | 221.0371 | 172.7249 | 22.0121 | 4 | 2222.5185 | 2555.524 | 45.309 | 52.0978 | 224.5237 | 0 | 136.3835 | 19553560.1462 | 1216733.4846 | 20186857.0026 | 15022291.6189 | 0 | 674226.5756 | 0 | 22094930.8429 | 57486477.7598 | 39235702.3001 | 175470779.731 | 961560.8286 | 19257185.0261 | 19257185.0261 | 1478867.319 | 8584595.0803 | 0 | 195689525.5857 | 225010173.0111 | 133352.1432 | 88.0485 | 2222.5185 | 2555.524 | 45.309 | 52.0978
1 | 5200 | 707 | 0.045 | 15 | 15 | 7 | 1.7783e-10 | 5spot_SharedNeighbor | Water | Porous | Wet | R245fa | MinimizeLCOE_Brownfield | IgnoreSilica | 2019 | 223.7554 | 174.2637 | 22.2682 | 4 | 2210.5334 | 2539.7093 | 45.0647 | 51.7754 | 224.137 | 0 | 174.6047 | 19678110.9867 | 1224311.2358 | 20330603.8552 | 15198090.1613 | 0 | 612922.4739 | 0 | 22247175.098 | 57882586.0819 | 39506054.3691 | 176679854.2619 | 961560.8286 | 19257185.0261 | 19257185.0261 | 1478867.319 | 8584595.0803 | 0 | 196898600.1166 | 226219247.542 | 177827.941 | 89.0729 | 2210.5334 | 2539.7093 | 45.0647 | 51.7754
1 | 5200 | 707 | 0.045 | 15 | 15 | 7 | 2.3714e-10 | 5spot_SharedNeighbor | Water | Porous | Wet | R245fa | MinimizeLCOE_Brownfield | IgnoreSilica | 2019 | 225.9233 | 175.4768 | 22.4687 | 4 | 2201.4276 | 2527.6664 | 44.8791 | 51.5299 | 223.8262 | 0 | 199.5702 | 19776085.5474 | 1230271.1314 | 20443750.015 | 15337904.6028 | 0 | 564137.354 | 0 | 22367337.9737 | 58195225.2358 | 39719437.0157 | 177634148.8759 | 961560.8286 | 19257185.0261 | 19257185.0261 | 1478867.319 | 8584595.0803 | 0 | 197852894.7306 | 227173542.156 | 237137.3706 | 89.8748 | 2201.4276 | 2527.6664 | 44.8791 | 51.5299
1 | 5200 | 707 | 0.045 | 15 | 15 | 7 | 3.1623e-10 | 5spot_SharedNeighbor | Water | Porous | Wet | R245fa | MinimizeLCOE_Brownfield | IgnoreSilica | 2019 | 227.436 | 176.3147 | 22.6122 | 4 | 2194.5203 | 2518.6891 | 44.7383 | 51.3469 | 223.6073 | 0 | 208.6331 | 19843643.4857 | 1234380.2728 | 20521806.0088 | 15435230.1485 | 0 | 523266.8222 | 0 | 22447747.4278 | 58404434.1411 | 39862226.3924 | 178272734.6993 | 961560.8286 | 19257185.0261 | 19257185.0261 | 1478867.319 | 8584595.0803 | 0 | 198491480.554 | 227812127.9794 | 316227.766 | 90.4487 | 2194.5203 | 2518.6891 | 44.7383 | 51.3469
1 | 5200 | 707 | 0.045 | 15 | 15 | 7 | 4.217e-10 | 5spot_SharedNeighbor | Water | Porous | Wet | R245fa | MinimizeLCOE_Brownfield | IgnoreSilica | 2019 | 227.3944 | 176.2839 | 22.6472 | 4 | 2189.1989 | 2512.8659 | 44.6298 | 51.2282 | 223.6083 | 0 | 226.0498 | 19841160.57 | 1234229.2589 | 20518936.7379 | 15432434.435 | 0 | 475291.1479 | 0 | 22425800.3384 | 58347332.3164 | 39823253.2237 | 178098438.0282 | 961560.8286 | 19257185.0261 | 19257185.0261 | 1478867.319 | 8584595.0803 | 0 | 198317183.883 | 227637831.3084 | 421696.5034 | 90.5889 | 2189.1989 | 2512.8659 | 44.6298 | 51.2282
1 | 5200 | 707 | 0.045 | 15 | 15 | 7 | 5.6234e-10 | 5spot_SharedNeighbor | Water | Porous | Wet | R245fa | MinimizeLCOE_Brownfield | IgnoreSilica | 2019 | 229.6887 | 177.5536 | 22.8178 | 4 | 2185.2881 | 2506.5351 | 44.5501 | 51.0991 | 223.2806 | 0 | 229.0857 | 19943369.4583 | 1240445.2893 | 20637083.024 | 15580171.2956 | 0 | 468101.946 | 0 | 22568976.6951 | 58719847.827 | 40077502.7142 | 179235498.2495 | 961560.8286 | 19257185.0261 | 19257185.0261 | 1478867.319 | 8584595.0803 | 0 | 199454244.1042 | 228774891.5296 | 562341.3252 | 91.2714 | 2185.2881 | 2506.5351 | 44.5501 | 51.0991
1 | 5200 | 707 | 0.045 | 15 | 15 | 7 | 7.4989e-10 | 5spot_SharedNeighbor | Water | Porous | Wet | R245fa | MinimizeLCOE_Brownfield | IgnoreSilica | 2019 | 230.2734 | 177.8717 | 22.8748 | 4 | 2182.3637 | 2502.811 | 44.4904 | 51.0232 | 223.1944 | 0 | 235.881 | 19968941.0226 | 1242000.3342 | 20666652.5551 | 15617767.1916 | 0 | 448110.1991 | 0 | 22597953.808 | 58795240.3307 | 40128959.6471 | 179465625.0884 | 961560.8286 | 19257185.0261 | 19257185.0261 | 1478867.319 | 8584595.0803 | 0 | 199684370.9431 | 229005018.3685 | 749894.2093 | 91.4991 | 2182.3637 | 2502.811 | 44.4904 | 51.0232
1 | 5200 | 707 | 0.045 | 15 | 15 | 7 | 1e-09 | 5spot_SharedNeighbor | Water | Porous | Wet | R245fa | MinimizeLCOE_Brownfield | IgnoreSilica | 2019 | 230.7144 | 178.111 | 22.9177 | 4 | 2180.1596 | 2500.0073 | 44.4455 | 50.966 | 223.1294 | 0 | 237.5262 | 19988171.1738 | 1243169.7117 | 20688892.0184 | 15646121.0927 | 0 | 432731.4718 | 0 | 22619643.3326 | 58851672.0247 | 40167475.4378 | 179637876.2635 | 961560.8286 | 19257185.0261 | 19257185.0261 | 1478867.319 | 8584595.0803 | 0 | 199856622.1182 | 229177269.5436 | 1000000 | 91.6706 | 2180.1596 | 2500.0073 | 44.4455 | 50.966
1 | 5200 | 707 | 0.045 | 15 | 15 | 7 | 1.3335e-09 | 5spot_SharedNeighbor | Water | Porous | Wet | R245fa | MinimizeLCOE_Brownfield | IgnoreSilica | 2019 | 231.0265 | 178.2798 | 22.9487 | 4 | 2178.4999 | 2497.9155 | 44.4117 | 50.9234 | 223.0832 | 0 | 225.9921 | 20001737.1543 | 1243994.6344 | 20704582.3681 | 15666184.0218 | 0 | 420717.2904 | 0 | 22634514.033 | 58890362.5365 | 40193882.5071 | 179755974.5458 | 961560.8286 | 19257185.0261 | 19257185.0261 | 1478867.319 | 8584595.0803 | 0 | 199974720.4005 | 229295367.8259 | 1333521.4322 | 91.7947 | 2178.4999 | 2497.9155 | 44.4117 | 50.9234
1 | 5200 | 707 | 0.045 | 15 | 15 | 7 | 1.7783e-09 | 5spot_SharedNeighbor | Water | Porous | Wet | R245fa | MinimizeLCOE_Brownfield | IgnoreSilica | 2019 | 230.9339 | 178.2273 | 22.9525 | 4 | 2177.1329 | 2496.4947 | 44.3838 | 50.8944 | 223.0953 | 0 | 232.3494 | 19997520.6765 | 1243738.2397 | 20699705.4822 | 15660194.955 | 0 | 406380.0245 | 0 | 22622940.3574 | 58860250.2068 | 40173330.2233 | 179664060.1655 | 961560.8286 | 19257185.0261 | 19257185.0261 | 1478867.319 | 8584595.0803 | 0 | 199882806.0202 | 229203453.4456 | 1778279.41 | 91.8101 | 2177.1329 | 2496.4947 | 44.3838 | 50.8944
1 | 5200 | 707 | 0.045 | 15 | 15 | 7 | 2.3714e-09 | 5spot_SharedNeighbor | Water | Porous | Wet | R245fa | MinimizeLCOE_Brownfield | IgnoreSilica | 2019 | 231.0971 | 178.3155 | 22.9694 | 4 | 2176.1739 | 2495.3017 | 44.3642 | 50.8701 | 223.0711 | 0 | 236.1699 | 20004605.0784 | 1244169.0257 | 20707899.548 | 15670683.7947 | 0 | 399063.1241 | 0 | 22630304.0227 | 58879408.9533 | 40186406.4615 | 179722540.0084 | 961560.8286 | 19257185.0261 | 19257185.0261 | 1478867.319 | 8584595.0803 | 0 | 199941285.8631 | 229261933.2885 | 2371373.7057 | 91.8774 | 2176.1739 | 2495.3017 | 44.3642 | 50.8701
1 | 5200 | 707 | 0.045 | 15 | 15 | 7 | 3.1623e-09 | 5spot_SharedNeighbor | Water | Porous | Wet | R245fa | MinimizeLCOE_Brownfield | IgnoreSilica | 2019 | 231.2286 | 178.3867 | 22.9826 | 4 | 2175.4531 | 2494.3977 | 44.3496 | 50.8517 | 223.0517 | 0 | 238.3424 | 20010317.2187 | 1244516.3646 | 20714506.6445 | 15679138.4988 | 0 | 393636.0889 | 0 | 22636424.7781 | 58895333.9033 | 40197275.5671 | 179771149.064 | 961560.8286 | 19257185.0261 | 19257185.0261 | 1478867.319 | 8584595.0803 | 0 | 199989894.9187 | 229310542.3441 | 3162277.6602 | 91.9302 | 2175.4531 | 2494.3977 | 44.3496 | 50.8517
1 | 5200 | 707 | 0.045 | 15 | 15 | 7 | 4.217e-09 | 5spot_SharedNeighbor | Water | Porous | Wet | R245fa | MinimizeLCOE_Brownfield | IgnoreSilica | 2019 | 231.3212 | 178.4367 | 22.9921 | 4 | 2174.9118 | 2493.7243 | 44.3385 | 50.8379 | 223.038 | 0 | 236.7377 | 20014332.9824 | 1244760.55 | 20719151.7089 | 15685091.6831 | 0 | 389459.2909 | 0 | 22640590.524 | 58906172.3197 | 40204673.009 | 179804232.0679 | 961560.8286 | 19257185.0261 | 19257185.0261 | 1478867.319 | 8584595.0803 | 0 | 200022977.9226 | 229343625.348 | 4216965.0343 | 91.9683 | 2174.9118 | 2493.7243 | 44.3385 | 50.8379
1 | 5200 | 707 | 0.045 | 15 | 15 | 7 | 5.6234e-09 | 5spot_SharedNeighbor | Water | Porous | Wet | R245fa | MinimizeLCOE_Brownfield | IgnoreSilica | 2019 | 231.3944 | 178.4762 | 22.9995 | 4 | 2174.5053 | 2493.2156 | 44.3302 | 50.8276 | 223.0271 | 0 | 233.6174 | 20017506.6605 | 1244953.53 | 20722822.8002 | 15689795.1768 | 0 | 386355.6389 | 0 | 22643959.1845 | 58914936.8834 | 40210655.0038 | 179830984.8781 | 961560.8286 | 19257185.0261 | 19257185.0261 | 1478867.319 | 8584595.0803 | 0 | 200049730.7328 | 229370378.1582 | 5623413.2519 | 91.9978 | 2174.5053 | 2493.2156 | 44.3302 | 50.8276
1 | 5200 | 707 | 0.045 | 15 | 15 | 7 | 7.4989e-09 | 5spot_SharedNeighbor | Water | Porous | Wet | R245fa | MinimizeLCOE_Brownfield | IgnoreSilica | 2019 | 231.4332 | 178.497 | 23.004 | 4 | 2174.2002 | 2492.8476 | 44.324 | 50.8201 | 223.0213 | 0 | 236.8323 | 20019182.0185 | 1245055.4022 | 20724760.7646 | 15692293.6701 | 0 | 383816.6951 | 0 | 22645392.3347 | 58918665.6462 | 40213199.9611 | 179842366.4925 | 961560.8286 | 19257185.0261 | 19257185.0261 | 1478867.319 | 8584595.0803 | 0 | 200061112.3472 | 229381759.7726 | 7498942.0933 | 92.016 | 2174.2002 | 2492.8476 | 44.324 | 50.8201
1 | 5200 | 707 | 0.045 | 15 | 15 | 7 | 1e-08 | 5spot_SharedNeighbor | Water | Porous | Wet | R245fa | MinimizeLCOE_Brownfield | IgnoreSilica | 2019 | 231.4797 | 178.5222 | 23.0085 | 4 | 2173.9712 | 2492.5566 | 44.3193 | 50.8141 | 223.0144 | 0 | 243.6544 | 20021200.9475 | 1245178.1653 | 20727096.1776 | 15695282.5786 | 0 | 382124.9011 | 0 | 22647644.2803 | 58924524.7467 | 40217198.9175 | 179860250.7146 | 961560.8286 | 19257185.0261 | 19257185.0261 | 1478867.319 | 8584595.0803 | 0 | 200078996.5693 | 229399643.9947 | 10000000 | 92.0339 | 2173.9712 | 2492.5566 | 44.3193 | 50.8141
1 | 5300 | 707 | 0.045 | 15 | 15 | 7 | 1e-13 | 5spot_SharedNeighbor | Water | Porous | Wet | R245fa | MinimizeLCOE_Brownfield | IgnoreSilica | 2019 | 1.0887 | 0.4074 | 0.039418 | 4 | 142647.0054 | 333142.8144 | 2908.0521 | 6791.5669 | 160.2213 | 0 | 25.8825 | 254475.4214 | 13764.9892 | 161643.1603 | 80508.0937 | 0 | 58444.3646 | 0 | 221846.0514 | 577197.9189 | 393949.4399 | 1761829.4394 | 961560.8286 | 19768034.2612 | 19768034.2612 | 1478867.319 | 8788934.7744 | 0 | 22491424.5293 | 52527260.8839 | 100 | 0.15767 | 142647.0054 | 333142.8144 | 2908.0521 | 6791.5669
1 | 5300 | 707 | 0.045 | 15 | 15 | 7 | 1.3335e-13 | 5spot_SharedNeighbor | Water | Porous | Wet | R245fa | MinimizeLCOE_Brownfield | IgnoreSilica | 2019 | 1.3982 | 0.61842 | 0.069889 | 4 | 82745.7816 | 190186.9812 | 1686.8847 | 3877.2189 | 174.9322 | 0 | 24.4911 | 360967.2837 | 22579.5062 | 223410.7186 | 105753.9466 | 0 | 62971.8788 | 0 | 302516.5002 | 787085.8787 | 537202.2852 | 2402487.9979 | 961560.8286 | 19768034.2612 | 19768034.2612 | 1478867.319 | 8788934.7744 | 0 | 23132083.0877 | 53167919.4424 | 133.3521 | 0.27956 | 82745.7816 | 190186.9812 | 1686.8847 | 3877.2189
1 | 5300 | 707 | 0.045 | 15 | 15 | 7 | 1.7783e-13 | 5spot_SharedNeighbor | Water | Porous | Wet | R245fa | MinimizeLCOE_Brownfield | IgnoreSilica | 2019 | 1.807 | 0.96351 | 0.11444 | 4 | 52416.5636 | 118028.9215 | 1068.5825 | 2406.1792 | 188.08 | 0 | 128.0083 | 497495.693 | 32191.8747 | 317884.7038 | 137696.666 | 0 | 69054.9752 | 0 | 411186.3259 | 1069822.4741 | 730175.8213 | 3265508.534 | 961560.8286 | 19768034.2612 | 19768034.2612 | 1478867.319 | 8788934.7744 | 0 | 23995103.6238 | 54030939.9784 | 177.8279 | 0.45778 | 52416.5636 | 118028.9215 | 1068.5825 | 2406.1792
1 | 5300 | 707 | 0.045 | 15 | 15 | 7 | 2.3714e-13 | 5spot_SharedNeighbor | Water | Porous | Wet | R245fa | MinimizeLCOE_Brownfield | IgnoreSilica | 2019 | 2.3126 | 1.4064 | 0.17024 | 4 | 36670.1256 | 80779.1438 | 747.5701 | 1646.7921 | 198.8239 | 0 | 164.9217 | 648076.1637 | 41949.5755 | 430206.3661 | 173935.1672 | 0 | 75033.1711 | 0 | 533988.173 | 1389327.69 | 948244.6963 | 4240761.0028 | 961560.8286 | 19768034.2612 | 19768034.2612 | 1478867.319 | 8788934.7744 | 0 | 24970356.0927 | 55006192.4473 | 237.1374 | 0.68095 | 36670.1256 | 80779.1438 | 747.5701 | 1646.7921
1 | 5300 | 707 | 0.045 | 15 | 15 | 7 | 3.1623e-13 | 5spot_SharedNeighbor | Water | Porous | Wet | R245fa | MinimizeLCOE_Brownfield | IgnoreSilica | 2019 | 2.9933 | 2.0098 | 0.24611 | 4 | 26605.6144 | 57116.575 | 542.3914 | 1164.3986 | 208.1621 | 0 | 214.211 | 832190.8444 | 53857.6815 | 572400.2111 | 221820.6498 | 0 | 83134.828 | 0 | 687727.6438 | 1789326.2568 | 1221251.9372 | 5461710.0525 | 961560.8286 | 19768034.2612 | 19768034.2612 | 1478867.319 | 8788934.7744 | 0 | 26191305.1424 | 56227141.497 | 316.2278 | 0.98443 | 26605.6144 | 57116.575 | 542.3914 | 1164.3986
1 | 5300 | 707 | 0.045 | 15 | 15 | 7 | 4.217e-13 | 5spot_SharedNeighbor | Water | Porous | Wet | R245fa | MinimizeLCOE_Brownfield | IgnoreSilica | 2019 | 3.8265 | 2.7559 | 0.34076 | 4 | 20236.6654 | 42272.8177 | 412.5518 | 861.7886 | 215.435 | 0 | 36.9735 | 1038587.8453 | 67178.419 | 736874.6942 | 280044.5356 | 0 | 90079.6427 | 0 | 862978.4033 | 2245292.7842 | 1532458.4614 | 6853494.7856 | 961560.8286 | 19768034.2612 | 19768034.2612 | 1478867.319 | 8788934.7744 | 0 | 27583089.8755 | 57618926.2301 | 421.6965 | 1.363 | 20236.6654 | 42272.8177 | 412.5518 | 861.7886
1 | 5300 | 707 | 0.045 | 15 | 15 | 7 | 5.6234e-13 | 5spot_SharedNeighbor | Water | Porous | Wet | R245fa | MinimizeLCOE_Brownfield | IgnoreSilica | 2019 | 4.9131 | 3.7367 | 0.46534 | 4 | 15735.8594 | 31872.468 | 320.7968 | 649.7634 | 221.435 | 0 | 41.5022 | 1286418.086 | 83136.1016 | 940104.9922 | 355882.3569 | 0 | 98296.5755 | 0 | 1077896.8638 | 2804466.5325 | 1914106.0344 | 8560307.5429 | 961560.8286 | 19768034.2612 | 19768034.2612 | 1478867.319 | 8788934.7744 | 0 | 29289902.6327 | 59325738.9873 | 562.3413 | 1.8613 | 15735.8594 | 31872.468 | 320.7968 | 649.7634
1 | 5300 | 707 | 0.045 | 15 | 15 | 7 | 7.4989e-13 | 5spot_SharedNeighbor | Water | Porous | Wet | R245fa | MinimizeLCOE_Brownfield | IgnoreSilica | 2019 | 6.3164 | 5.0088 | 0.62725 | 4 | 12499.8519 | 24471.1583 | 254.8264 | 498.8777 | 226.2229 | 0 | 37.5742 | 1581073.0493 | 102060.6004 | 1188417.0894 | 453810.0364 | 0 | 107472.3082 | 0 | 1338804.9027 | 3483295.7301 | 2377420.9103 | 10632354.6268 | 961560.8286 | 19768034.2612 | 19768034.2612 | 1478867.319 | 8788934.7744 | 0 | 31361949.7166 | 61397786.0713 | 749.8942 | 2.509 | 12499.8519 | 24471.1583 | 254.8264 | 498.8777
1 | 5300 | 707 | 0.045 | 15 | 15 | 7 | 1e-12 | 5spot_SharedNeighbor | Water | Porous | Wet | R245fa | MinimizeLCOE_Brownfield | IgnoreSilica | 2019 | 8.1728 | 6.6835 | 0.84019 | 4 | 10096.1766 | 19033.3711 | 205.8242 | 388.021 | 229.8398 | 0 | 34.8919 | 1937609.7382 | 124896.3581 | 1496883.2324 | 583408.6668 | 0 | 119465.5729 | 0 | 1662282.7917 | 4324918.8429 | 2951845.9785 | 13201311.1816 | 961560.8286 | 19768034.2612 | 19768034.2612 | 1478867.319 | 8788934.7744 | 0 | 33930906.2715 | 63966742.6261 | 1000 | 3.3608 | 10096.1766 | 19033.3711 | 205.8242 | 388.021
1 | 5300 | 707 | 0.045 | 15 | 15 | 7 | 1.3335e-12 | 5spot_SharedNeighbor | Water | Porous | Wet | R245fa | MinimizeLCOE_Brownfield | IgnoreSilica | 2019 | 10.6548 | 8.9744 | 1.1323 | 4 | 8217.6863 | 14849.0921 | 167.5287 | 302.7188 | 233.3897 | 0 | 44.3067 | 2385808.5934 | 153515.5155 | 1894919.5702 | 757327.3443 | 0 | 132833.667 | 0 | 2076517.8293 | 5402673.4394 | 3687435.6363 | 16491031.5955 | 961560.8286 | 19768034.2612 | 19768034.2612 | 1478867.319 | 8788934.7744 | 0 | 37220626.6854 | 67256463.04 | 1333.5214 | 4.5293 | 8217.6863 | 14849.0921 | 167.5287 | 302.7188
1 | 5300 | 707 | 0.045 | 15 | 15 | 7 | 1.7783e-12 | 5spot_SharedNeighbor | Water | Porous | Wet | R245fa | MinimizeLCOE_Brownfield | IgnoreSilica | 2019 | 13.8996 | 11.9474 | 1.5114 | 4 | 6822.7681 | 11791.1016 | 139.0914 | 240.3776 | 235.8642 | 0 | 42.7893 | 2920722.3163 | 187559.1145 | 2382337.2237 | 984357.7876 | 0 | 149325.1822 | 0 | 2583477.6335 | 6721678.8581 | 4587683.9374 | 20517142.0532 | 961560.8286 | 19768034.2612 | 19768034.2612 | 1478867.319 | 8788934.7744 | 0 | 41246737.143 | 71282573.4977 | 1778.2794 | 6.0455 | 6822.7681 | 11791.1016 | 139.0914 | 240.3776
1 | 5300 | 707 | 0.045 | 15 | 15 | 7 | 2.3714e-12 | 5spot_SharedNeighbor | Water | Porous | Wet | R245fa | MinimizeLCOE_Brownfield | IgnoreSilica | 2019 | 18.1922 | 15.885 | 2.0135 | 4 | 5745.8389 | 9475.0886 | 117.1367 | 193.1625 | 237.8016 | 0 | 39.6857 | 3573338.828 | 228948.2301 | 2992083.1316 | 1284822.4847 | 0 | 169437.539 | 0 | 3216965.7832 | 8369885.0775 | 5712618.5493 | 25548099.6235 | 961560.8286 | 19768034.2612 | 19768034.2612 | 1478867.319 | 8788934.7744 | 0 | 46277694.7133 | 76313531.0679 | 2371.3737 | 8.0541 | 5745.8389 | 9475.0886 | 117.1367 | 193.1625
1 | 5300 | 707 | 0.045 | 15 | 15 | 7 | 3.1623e-12 | 5spot_SharedNeighbor | Water | Porous | Wet | R245fa | MinimizeLCOE_Brownfield | IgnoreSilica | 2019 | 23.8996 | 21.1241 | 2.6817 | 4 | 4903.8343 | 7703.96 | 99.9713 | 157.0556 | 239.312 | 0 | 44.5352 | 4373535.0001 | 279506.7661 | 3758443.1143 | 1684413.0155 | 0 | 194473.1098 | 0 | 4013244.6923 | 10441639.4596 | 7126633.4854 | 31871888.643 | 961560.8286 | 19768034.2612 | 19768034.2612 | 1478867.319 | 8788934.7744 | 0 | 52601483.7329 | 82637320.0875 | 3162.2777 | 10.7266 | 4903.8343 | 7703.96 | 99.9713 | 157.0556
1 | 5300 | 707 | 0.045 | 15 | 15 | 7 | 4.217e-12 | 5spot_SharedNeighbor | Water | Porous | Wet | R245fa | MinimizeLCOE_Brownfield | IgnoreSilica | 2019 | 31.4099 | 28.0213 | 3.5615 | 4 | 4245.002 | 6353.3905 | 86.5401 | 129.5225 | 240.4704 | 0 | 62.1506 | 5344874.5608 | 340634.7367 | 4711677.2507 | 2210278.4722 | 0 | 224602.0916 | 0 | 5004506.1737 | 13020698.4985 | 8886894.2738 | 39744166.058 | 961560.8286 | 19768034.2612 | 19768034.2612 | 1478867.319 | 8788934.7744 | 0 | 60473761.1478 | 90509597.5024 | 4216.965 | 14.2459 | 4245.002 | 6353.3905 | 86.5401 | 129.5225
1 | 5300 | 707 | 0.045 | 15 | 15 | 7 | 5.6234e-12 | 5spot_SharedNeighbor | Water | Porous | Wet | R245fa | MinimizeLCOE_Brownfield | IgnoreSilica | 2019 | 41.2662 | 37.074 | 4.7164 | 4 | 3724.2839 | 5316.3851 | 75.9246 | 108.3817 | 241.3501 | 0 | 59.4872 | 6521574.438 | 414377.323 | 5894415.278 | 2900486.2798 | 0 | 261056.583 | 0 | 6236844.8617 | 16226990.9772 | 11075254.7733 | 49531000.5139 | 961560.8286 | 19768034.2612 | 19768034.2612 | 1478867.319 | 8788934.7744 | 0 | 70260595.6037 | 100296431.9584 | 5623.4133 | 18.8655 | 3724.2839 | 5316.3851 | 75.9246 | 108.3817
1 | 5300 | 707 | 0.045 | 15 | 15 | 7 | 7.4989e-12 | 5spot_SharedNeighbor | Water | Porous | Wet | R245fa | MinimizeLCOE_Brownfield | IgnoreSilica | 2019 | 54.0311 | 48.7794 | 6.2098 | 4 | 3312.1969 | 4521.4137 | 67.5236 | 92.1751 | 241.9617 | 0 | 57.1859 | 7927858.7183 | 502125.5875 | 7341312.7676 | 3794053.2594 | 0 | 304620.3551 | 0 | 7749288.5683 | 20162059.257 | 13761019.7318 | 61542338.2449 | 961560.8286 | 19768034.2612 | 19768034.2612 | 1478867.319 | 8788934.7744 | 0 | 82271933.3348 | 112307769.6894 | 7498.9421 | 24.8391 | 3312.1969 | 4521.4137 | 67.5236 | 92.1751
1 | 5300 | 707 | 0.045 | 15 | 15 | 7 | 1e-11 | 5spot_SharedNeighbor | Water | Porous | Wet | R245fa | MinimizeLCOE_Brownfield | IgnoreSilica | 2019 | 70.2721 | 63.5521 | 8.0929 | 4 | 2987.8467 | 3915.6936 | 60.9113 | 79.8267 | 242.1802 | 0 | 68.9353 | 9572286.6139 | 604279.5015 | 9071698.2277 | 4928997.2836 | 0 | 357898.2535 | 0 | 9568712.3533 | 24895826.7304 | 16991913.3016 | 75991612.2654 | 961560.8286 | 19768034.2612 | 19768034.2612 | 1478867.319 | 8788934.7744 | 0 | 96721207.3552 | 126757043.7099 | 10000 | 32.3715 | 2987.8467 | 3915.6936 | 60.9113 | 79.8267
1 | 5300 | 707 | 0.045 | 15 | 15 | 7 | 1.3335e-11 | 5spot_SharedNeighbor | Water | Porous | Wet | R245fa | MinimizeLCOE_Brownfield | IgnoreSilica | 2019 | 90.2527 | 81.3298 | 10.3531 | 4 | 2738.7848 | 3464.0715 | 55.8338 | 70.6198 | 241.7297 | 0 | 75.6591 | 11413564.183 | 718161.1096 | 11050568.4435 | 6318948.6658 | 0 | 425251.985 | 0 | 11671332.8109 | 30366413.8544 | 20725701.423 | 92689942.4752 | 961560.8286 | 19768034.2612 | 19768034.2612 | 1478867.319 | 8788934.7744 | 0 | 113419537.5651 | 143455373.9197 | 13335.2143 | 41.4124 | 2738.7848 | 3464.0715 | 55.8338 | 70.6198
1 | 5300 | 707 | 0.045 | 15 | 15 | 7 | 1.7783e-11 | 5spot_SharedNeighbor | Water | Porous | Wet | R245fa | MinimizeLCOE_Brownfield | IgnoreSilica | 2019 | 113.717 | 101.3425 | 12.8836 | 4 | 2555.0089 | 3137.8401 | 52.0873 | 63.9691 | 240.3395 | 0 | 51.8319 | 13354760.8517 | 837724.4781 | 13177048.066 | 7937318.2849 | 0 | 512352.7792 | 0 | 13969489.7393 | 36345746.7654 | 24806718.9978 | 110941159.9624 | 961560.8286 | 19768034.2612 | 19768034.2612 | 1478867.319 | 8788934.7744 | 0 | 131670755.0523 | 161706591.4069 | 17782.7941 | 51.5344 | 2555.0089 | 3137.8401 | 52.0873 | 63.9691
1 | 5300 | 707 | 0.045 | 15 | 15 | 7 | 2.3714e-11 | 5spot_SharedNeighbor | Water | Porous | Wet | R245fa | MinimizeLCOE_Brownfield | IgnoreSilica | 2019 | 139.6468 | 122.0759 | 15.4824 | 4 | 2426.6161 | 2911.6171 | 49.4699 | 59.3573 | 237.9437 | 0 | 66.1714 | 15254638.3784 | 954306.6905 | 15292860.1295 | 9704040.2153 | 0 | 621319.6404 | 0 | 16312594.3711 | 42442024.3804 | 28967553.736 | 129549337.5416 | 961560.8286 | 19768034.2612 | 19768034.2612 | 1478867.319 | 8788934.7744 | 0 | 150278932.6315 | 180314768.9861 | 23713.7371 | 61.9294 | 2426.6161 | 2911.6171 | 49.4699 | 59.3573
1 | 5300 | 707 | 0.045 | 15 | 15 | 7 | 3.1623e-11 | 5spot_SharedNeighbor | Water | Porous | Wet | R245fa | MinimizeLCOE_Brownfield | IgnoreSilica | 2019 | 166.5138 | 142.3274 | 18.001 | 4 | 2336.8429 | 2753.985 | 47.6397 | 56.1437 | 235.1782 | 0 | 64.3096 | 17024266.6835 | 1062548.6705 | 17290813.1504 | 11515534.2814 | 0 | 740031.2146 | 0 | 18576945.6601 | 48333401.9521 | 32988539.9844 | 147532081.5971 | 961560.8286 | 19768034.2612 | 19768034.2612 | 1478867.319 | 8788934.7744 | 0 | 168261676.6869 | 198297513.0415 | 31622.7766 | 72.0038 | 2336.8429 | 2753.985 | 47.6397 | 56.1437
1 | 5300 | 707 | 0.045 | 15 | 15 | 7 | 4.217e-11 | 5spot_SharedNeighbor | Water | Porous | Wet | R245fa | MinimizeLCOE_Brownfield | IgnoreSilica | 2019 | 192.4259 | 160.3324 | 20.2138 | 4 | 2279.5797 | 2651.0562 | 46.4723 | 54.0454 | 232.0804 | 0 | 70.7321 | 18538834.4359 | 1154946.2864 | 19019611.9278 | 13239367.9359 | 0 | 863850.9679 | 0 | 20598478.506 | 53593015.7437 | 36578334.4714 | 163586440.275 | 961560.8286 | 19768034.2612 | 19768034.2612 | 1478867.319 | 8788934.7744 | 0 | 184316035.3648 | 214351871.7194 | 42169.6503 | 80.8553 | 2279.5797 | 2651.0562 | 46.4723 | 54.0454
1 | 5300 | 707 | 0.045 | 15 | 15 | 7 | 5.6234e-11 | 5spot_SharedNeighbor | Water | Porous | Wet | R245fa | MinimizeLCOE_Brownfield | IgnoreSilica | 2019 | 210.0823 | 171.6609 | 21.6454 | 4 | 2245.0919 | 2592.0005 | 45.7692 | 52.8414 | 229.7437 | 0 | 74.3277 | 19467253.3055 | 1211481.7359 | 20087308.4268 | 14399515.5107 | 0 | 901409.3912 | 0 | 21866117.6643 | 56891152.8051 | 38829380.7858 | 173653619.6254 | 961560.8286 | 19768034.2612 | 19768034.2612 | 1478867.319 | 8788934.7744 | 0 | 194383214.7152 | 224419051.0698 | 56234.1325 | 86.5814 | 2245.0919 | 2592.0005 | 45.7692 | 52.8414
1 | 5300 | 707 | 0.045 | 15 | 15 | 7 | 7.4989e-11 | 5spot_SharedNeighbor | Water | Porous | Wet | R245fa | MinimizeLCOE_Brownfield | IgnoreSilica | 2019 | 215.324 | 174.8456 | 22.1679 | 4 | 2220.3975 | 2559.1282 | 45.2658 | 52.1713 | 229.0004 | 0 | 94.72 | 19725127.9929 | 1227171.4326 | 20384893.7152 | 14741105.9178 | 0 | 796884.1192 | 0 | 22181321.4393 | 57711248.3703 | 39389112.8603 | 176156865.8475 | 961560.8286 | 19768034.2612 | 19768034.2612 | 1478867.319 | 8788934.7744 | 0 | 196886460.9373 | 226922297.292 | 74989.4209 | 88.6717 | 2220.3975 | 2559.1282 | 45.2658 | 52.1713
1 | 5300 | 707 | 0.045 | 15 | 15 | 7 | 1e-10 | 5spot_SharedNeighbor | Water | Porous | Wet | R245fa | MinimizeLCOE_Brownfield | IgnoreSilica | 2019 | 222.2876 | 178.9595 | 22.7543 | 4 | 2201.573 | 2531.5742 | 44.882 | 51.6096 | 227.9995 | 0 | 112.2738 | 20056304.1194 | 1247312.5954 | 20767706.2718 | 15187601.8254 | 0 | 744645.1558 | 0 | 22621392.2874 | 58856222.4463 | 40170581.194 | 179651765.8956 | 961560.8286 | 19768034.2612 | 19768034.2612 | 1478867.319 | 8788934.7744 | 0 | 200381360.9855 | 230417197.3401 | 100000 | 91.0174 | 2201.573 | 2531.5742 | 44.882 | 51.6096
1 | 5300 | 707 | 0.045 | 15 | 15 | 7 | 1.3335e-10 | 5spot_SharedNeighbor | Water | Porous | Wet | R245fa | MinimizeLCOE_Brownfield | IgnoreSilica | 2019 | 224.6257 | 180.3147 | 23.0131 | 4 | 2187.1017 | 2513.3922 | 44.587 | 51.2389 | 227.6558 | 0 | 126.0431 | 20164930.2831 | 1253916.8928 | 20893423.7802 | 15339040.7688 | 0 | 657924.6529 | 0 | 22740602.1873 | 59166382.1526 | 40382271.5667 | 180598492.2844 | 961560.8286 | 19768034.2612 | 19768034.2612 | 1478867.319 | 8788934.7744 | 0 | 201328087.3743 | 231363923.7289 | 133352.1432 | 92.0525 | 2187.1017 | 2513.3922 | 44.587 | 51.2389
1 | 5300 | 707 | 0.045 | 15 | 15 | 7 | 1.7783e-10 | 5spot_SharedNeighbor | Water | Porous | Wet | R245fa | MinimizeLCOE_Brownfield | IgnoreSilica | 2019 | 227.3318 | 181.8641 | 23.2676 | 4 | 2176.2041 | 2498.9255 | 44.3649 | 50.944 | 227.2538 | 0 | 154.7856 | 20288843.4082 | 1261449.3996 | 21036925.9051 | 15514238.6523 | 0 | 599197.2707 | 0 | 22893255.308 | 59563554.259 | 40653349.6904 | 181810813.8931 | 961560.8286 | 19768034.2612 | 19768034.2612 | 1478867.319 | 8788934.7744 | 0 | 202540408.983 | 232576245.3376 | 177827.941 | 93.0705 | 2176.2041 | 2498.9255 | 44.3649 | 50.944
1 | 5300 | 707 | 0.045 | 15 | 15 | 7 | 2.3714e-10 | 5spot_SharedNeighbor | Water | Porous | Wet | R245fa | MinimizeLCOE_Brownfield | IgnoreSilica | 2019 | 229.4628 | 183.0706 | 23.4652 | 4 | 2167.9326 | 2487.9367 | 44.1962 | 50.72 | 226.9347 | 0 | 197.3635 | 20385127.7247 | 1267301.5008 | 21148499.1124 | 15652088.4817 | 0 | 552254.0785 | 0 | 23012055.6503 | 59872648.3805 | 40864312.7796 | 182754287.7086 | 961560.8286 | 19768034.2612 | 19768034.2612 | 1478867.319 | 8788934.7744 | 0 | 203483882.7985 | 233519719.1531 | 237137.3706 | 93.8608 | 2167.9326 | 2487.9367 | 44.1962 | 50.72
1 | 5300 | 707 | 0.045 | 15 | 15 | 7 | 3.1623e-10 | 5spot_SharedNeighbor | Water | Porous | Wet | R245fa | MinimizeLCOE_Brownfield | IgnoreSilica | 2019 | 230.9728 | 183.9166 | 23.6078 | 4 | 2161.6606 | 2479.7315 | 44.0684 | 50.5527 | 226.7067 | 0 | 217.373 | 20452535.6313 | 1271398.0511 | 21226645.6976 | 15749505.5999 | 0 | 513259.6269 | 0 | 23093204.3966 | 60083780.7725 | 41008414.9755 | 183398744.7514 | 961560.8286 | 19768034.2612 | 19768034.2612 | 1478867.319 | 8788934.7744 | 0 | 204128339.8413 | 234164176.1959 | 316227.766 | 94.4313 | 2161.6606 | 2479.7315 | 44.0684 | 50.5527
1 | 5300 | 707 | 0.045 | 15 | 15 | 7 | 4.217e-10 | 5spot_SharedNeighbor | Water | Porous | Wet | R245fa | MinimizeLCOE_Brownfield | IgnoreSilica | 2019 | 232.4271 | 184.7286 | 23.736 | 4 | 2156.8237 | 2473.1772 | 43.9698 | 50.4191 | 226.4878 | 0 | 220.5517 | 20517160.6802 | 1275325.1248 | 21301593.0959 | 15843363.6144 | 0 | 485405.9663 | 0 | 23174910.9078 | 60296364.3542 | 41153507.6382 | 184047631.3818 | 961560.8286 | 19768034.2612 | 19768034.2612 | 1478867.319 | 8788934.7744 | 0 | 204777226.4716 | 234813062.8262 | 421696.5034 | 94.9439 | 2156.8237 | 2473.1772 | 43.9698 | 50.4191
1 | 5300 | 707 | 0.045 | 15 | 15 | 7 | 5.6234e-10 | 5spot_SharedNeighbor | Water | Porous | Wet | R245fa | MinimizeLCOE_Brownfield | IgnoreSilica | 2019 | 233.2554 | 185.1861 | 23.8144 | 4 | 2153.3079 | 2468.6199 | 43.8981 | 50.3262 | 226.3611 | 0 | 232.2145 | 20553528.2455 | 1277534.9221 | 21343781.1286 | 15896775.9666 | 0 | 461489.0832 | 0 | 23217912.6449 | 60408246.0533 | 41229869.1967 | 184389137.241 | 961560.8286 | 19768034.2612 | 19768034.2612 | 1478867.319 | 8788934.7744 | 0 | 205118732.3308 | 235154568.6854 | 562341.3252 | 95.2575 | 2153.3079 | 2468.6199 | 43.8981 | 50.3262
1 | 5300 | 707 | 0.045 | 15 | 15 | 7 | 7.4989e-10 | 5spot_SharedNeighbor | Water | Porous | Wet | R245fa | MinimizeLCOE_Brownfield | IgnoreSilica | 2019 | 233.8498 | 185.5129 | 23.8715 | 4 | 2150.6558 | 2465.2133 | 43.844 | 50.2567 | 226.2697 | 0 | 219.4944 | 20579497.0198 | 1279112.7921 | 21373911.1902 | 15935098.9617 | 0 | 442594.2947 | 0 | 23247983.5608 | 60486484.4081 | 41283268.4815 | 184627950.7088 | 961560.8286 | 19768034.2612 | 19768034.2612 | 1478867.319 | 8788934.7744 | 0 | 205357545.7987 | 235393382.1533 | 749894.2093 | 95.486 | 2150.6558 | 2465.2133 | 43.844 | 50.2567
1 | 5300 | 707 | 0.045 | 15 | 15 | 7 | 1e-09 | 5spot_SharedNeighbor | Water | Porous | Wet | R245fa | MinimizeLCOE_Brownfield | IgnoreSilica | 2019 | 234.2908 | 185.7547 | 23.9141 | 4 | 2148.6576 | 2462.6553 | 43.8033 | 50.2046 | 226.2018 | 0 | 218.8331 | 20598701.2508 | 1280279.6105 | 21396195.4746 | 15963530.6946 | 0 | 427982.656 | 0 | 23270008.9777 | 60543790.0249 | 41322380.7425 | 184802869.4317 | 961560.8286 | 19768034.2612 | 19768034.2612 | 1478867.319 | 8788934.7744 | 0 | 205532464.5215 | 235568300.8761 | 1000000 | 95.6562 | 2148.6576 | 2462.6553 | 43.8033 | 50.2046
1 | 5300 | 707 | 0.045 | 15 | 15 | 7 | 1.3335e-09 | 5spot_SharedNeighbor | Water | Porous | Wet | R245fa | MinimizeLCOE_Brownfield | IgnoreSilica | 2019 | 234.3297 | 185.7739 | 23.9284 | 4 | 2147.0423 | 2460.8512 | 43.7704 | 50.1678 | 226.1945 | 0 | 225.453 | 20600227.6368 | 1280372.35 | 21397966.7682 | 15966008.143 | 0 | 412126.4928 | 0 | 23266113.5424 | 60533654.9012 | 41315463.3123 | 184771933.1466 | 961560.8286 | 19768034.2612 | 19768034.2612 | 1478867.319 | 8788934.7744 | 0 | 205501528.2364 | 235537364.5911 | 1333521.4322 | 95.7138 | 2147.0423 | 2460.8512 | 43.7704 | 50.1678
1 | 5300 | 707 | 0.045 | 15 | 15 | 7 | 1.7783e-09 | 5spot_SharedNeighbor | Water | Porous | Wet | R245fa | MinimizeLCOE_Brownfield | IgnoreSilica | 2019 | 234.566 | 185.9033 | 23.9518 | 4 | 2145.8861 | 2459.3884 | 43.7468 | 50.138 | 226.158 | 0 | 232.4096 | 20610497.8971 | 1280996.3408 | 21409885.2654 | 15981244.6932 | 0 | 403199.4955 | 0 | 23277471.2399 | 60563205.3003 | 41335632.0669 | 184862132.2991 | 961560.8286 | 19768034.2612 | 19768034.2612 | 1478867.319 | 8788934.7744 | 0 | 205591727.3889 | 235627563.7436 | 1778279.41 | 95.8074 | 2145.8861 | 2459.3884 | 43.7468 | 50.138
1 | 5300 | 707 | 0.045 | 15 | 15 | 7 | 2.3714e-09 | 5spot_SharedNeighbor | Water | Porous | Wet | R245fa | MinimizeLCOE_Brownfield | IgnoreSilica | 2019 | 234.7512 | 186.0046 | 23.9699 | 4 | 2145.0168 | 2458.2829 | 43.7291 | 50.1154 | 226.1295 | 0 | 226.9351 | 20618543.3984 | 1281485.1558 | 21419222.4229 | 15993187.0245 | 0 | 396518.5188 | 0 | 23286493.0429 | 60586678.1812 | 41351652.7904 | 184933780.5348 | 961560.8286 | 19768034.2612 | 19768034.2612 | 1478867.319 | 8788934.7744 | 0 | 205663375.6246 | 235699211.9792 | 2371373.7057 | 95.8796 | 2145.0168 | 2458.2829 | 43.7291 | 50.1154
1 | 5300 | 707 | 0.045 | 15 | 15 | 7 | 3.1623e-09 | 5spot_SharedNeighbor | Water | Porous | Wet | R245fa | MinimizeLCOE_Brownfield | IgnoreSilica | 2019 | 234.8755 | 186.0724 | 23.9825 | 4 | 2144.3636 | 2457.4649 | 43.7158 | 50.0987 | 226.1103 | 0 | 229.9039 | 20623926.0152 | 1281812.1807 | 21425469.4131 | 16001197.7559 | 0 | 391277.6169 | 0 | 23292236.3629 | 60601621.1216 | 41361851.6543 | 184979392.1206 | 961560.8286 | 19768034.2612 | 19768034.2612 | 1478867.319 | 8788934.7744 | 0 | 205708987.2104 | 235744823.5651 | 3162277.6602 | 95.9301 | 2144.3636 | 2457.4649 | 43.7158 | 50.0987
1 | 5300 | 707 | 0.045 | 15 | 15 | 7 | 4.217e-09 | 5spot_SharedNeighbor | Water | Porous | Wet | R245fa | MinimizeLCOE_Brownfield | IgnoreSilica | 2019 | 234.9829 | 186.1312 | 23.9929 | 4 | 2143.873 | 2456.8391 | 43.7058 | 50.086 | 226.0937 | 0 | 230.2414 | 20628587.1828 | 1282095.3715 | 21430879.2465 | 16008124.6036 | 0 | 387495.257 | 0 | 23297500.848 | 60615318.2319 | 41371200.2135 | 185021200.9547 | 961560.8286 | 19768034.2612 | 19768034.2612 | 1478867.319 | 8788934.7744 | 0 | 205750796.0446 | 235786632.3992 | 4216965.0343 | 95.9715 | 2143.873 | 2456.8391 | 43.7058 | 50.086
1 | 5300 | 707 | 0.045 | 15 | 15 | 7 | 5.6234e-09 | 5spot_SharedNeighbor | Water | Porous | Wet | R245fa | MinimizeLCOE_Brownfield | IgnoreSilica | 2019 | 235.0413 | 186.1629 | 23.9993 | 4 | 2143.5047 | 2456.3877 | 43.6982 | 50.0768 | 226.0846 | 0 | 224.5793 | 20631101.8825 | 1282248.1522 | 21433797.9079 | 16011883.7536 | 0 | 384366.6276 | 0 | 23299925.3462 | 60621626.279 | 41375505.5853 | 185040455.5342 | 961560.8286 | 19768034.2612 | 19768034.2612 | 1478867.319 | 8788934.7744 | 0 | 205770050.6241 | 235805886.9787 | 5623413.2519 | 95.997 | 2143.5047 | 2456.3877 | 43.6982 | 50.0768
1 | 5300 | 707 | 0.045 | 15 | 15 | 7 | 7.4989e-09 | 5spot_SharedNeighbor | Water | Porous | Wet | R245fa | MinimizeLCOE_Brownfield | IgnoreSilica | 2019 | 235.0996 | 186.1947 | 24.005 | 4 | 2143.2282 | 2456.037 | 43.6926 | 50.0696 | 226.0756 | 0 | 230.6741 | 20633629.7801 | 1282401.7341 | 21436731.9274 | 16015645.4493 | 0 | 382192.2246 | 0 | 23302734.4351 | 60628934.952 | 41380493.9048 | 185062764.4076 | 961560.8286 | 19768034.2612 | 19768034.2612 | 1478867.319 | 8788934.7744 | 0 | 205792359.4975 | 235828195.8521 | 7498942.0933 | 96.0198 | 2143.2282 | 2456.037 | 43.6926 | 50.0696
1 | 5300 | 707 | 0.045 | 15 | 15 | 7 | 1e-08 | 5spot_SharedNeighbor | Water | Porous | Wet | R245fa | MinimizeLCOE_Brownfield | IgnoreSilica | 2019 | 235.1534 | 186.2241 | 24.0099 | 4 | 2143.0207 | 2455.7656 | 43.6884 | 50.0641 | 226.0674 | 0 | 225.5867 | 20635963.4941 | 1282543.5181 | 21439440.6022 | 16019109.8967 | 0 | 380680.2014 | 0 | 23305517.7079 | 60636176.4568 | 41385436.3806 | 185084868.2578 | 961560.8286 | 19768034.2612 | 19768034.2612 | 1478867.319 | 8788934.7744 | 0 | 205814463.3477 | 235850299.7023 | 10000000 | 96.0394 | 2143.0207 | 2455.7656 | 43.6884 | 50.0641
1 | 5400 | 707 | 0.045 | 15 | 15 | 7 | 1e-13 | 5spot_SharedNeighbor | Water | Porous | Wet | R245fa | MinimizeLCOE_Brownfield | IgnoreSilica | 2019 | 1.1276 | 0.44088 | 0.044374 | 4 | 130221.0055 | 303516.5857 | 2654.7313 | 6187.5961 | 164.0574 | 0 | 28.7263 | 272798.9472 | 15247.1617 | 171757.6435 | 83968.8588 | 0 | 59139.2532 | 0 | 235135.6272 | 611774.6689 | 417548.7822 | 1867370.9428 | 961560.8286 | 20284743.5872 | 20284743.5872 | 1478867.319 | 8995618.5048 | 0 | 23113675.3587 | 53872904.7697 | 100 | 0.1775 | 130221.0055 | 303516.5857 | 2654.7313 | 6187.5961
1 | 5400 | 707 | 0.045 | 15 | 15 | 7 | 1.3335e-13 | 5spot_SharedNeighbor | Water | Porous | Wet | R245fa | MinimizeLCOE_Brownfield | IgnoreSilica | 2019 | 1.4371 | 0.66422 | 0.077268 | 4 | 76939.2503 | 176460.0404 | 1568.5107 | 3597.3766 | 178.4842 | 0 | 28.0776 | 383785.5306 | 24814.1867 | 236065.0937 | 110468.9911 | 0 | 62872.0549 | 0 | 319022.2842 | 830030.5431 | 566512.9011 | 2533571.5854 | 961560.8286 | 20284743.5872 | 20284743.5872 | 1478867.319 | 8995618.5048 | 0 | 23779876.0013 | 54539105.4123 | 133.3521 | 0.30907 | 76939.2503 | 176460.0404 | 1568.5107 | 3597.3766
1 | 5400 | 707 | 0.045 | 15 | 15 | 7 | 1.7783e-13 | 5spot_SharedNeighbor | Water | Porous | Wet | R245fa | MinimizeLCOE_Brownfield | IgnoreSilica | 2019 | 1.8653 | 1.0462 | 0.12512 | 4 | 49336.5951 | 110794.7301 | 1005.7932 | 2258.7004 | 191.9906 | 0 | 130.3847 | 526946.9118 | 34101.6376 | 339526.8802 | 142819.8598 | 0 | 69269.8591 | 0 | 433939.4079 | 1129021.3261 | 770580.2541 | 3446206.1365 | 961560.8286 | 20284743.5872 | 20284743.5872 | 1478867.319 | 8995618.5048 | 0 | 24692510.5524 | 55451739.9634 | 177.8279 | 0.50049 | 49336.5951 | 110794.7301 | 1005.7932 | 2258.7004
1 | 5400 | 707 | 0.045 | 15 | 15 | 7 | 2.3714e-13 | 5spot_SharedNeighbor | Water | Porous | Wet | R245fa | MinimizeLCOE_Brownfield | IgnoreSilica | 2019 | 2.3904 | 1.5193 | 0.18491 | 4 | 34761.0769 | 76347.4347 | 708.6516 | 1556.4457 | 202.8609 | 0 | 170.6728 | 684132.4601 | 44295.4659 | 457613.1317 | 180349.2487 | 0 | 75088.5667 | 0 | 562176.7605 | 1462668.6125 | 998301.3829 | 4464625.629 | 961560.8286 | 20284743.5872 | 20284743.5872 | 1478867.319 | 8995618.5048 | 0 | 25710930.0449 | 56470159.4559 | 237.1374 | 0.73965 | 34761.0769 | 76347.4347 | 708.6516 | 1556.4457
1 | 5400 | 707 | 0.045 | 15 | 15 | 7 | 3.1623e-13 | 5spot_SharedNeighbor | Water | Porous | Wet | R245fa | MinimizeLCOE_Brownfield | IgnoreSilica | 2019 | 3.0517 | 2.1232 | 0.26155 | 4 | 25716.0829 | 55116.8357 | 524.2571 | 1123.6312 | 211.7853 | 0 | 209.0324 | 864856.5941 | 55967.8751 | 598102.2026 | 226981.0726 | 0 | 80872.9658 | 0 | 712444.477 | 1853634.3866 | 1265143.5572 | 5658003.131 | 961560.8286 | 20284743.5872 | 20284743.5872 | 1478867.319 | 8995618.5048 | 0 | 26904307.5468 | 57663536.9579 | 316.2278 | 1.0462 | 25716.0829 | 55116.8357 | 524.2571 | 1123.6312
1 | 5400 | 707 | 0.045 | 15 | 15 | 7 | 4.217e-13 | 5spot_SharedNeighbor | Water | Porous | Wet | R245fa | MinimizeLCOE_Brownfield | IgnoreSilica | 2019 | 3.9191 | 2.924 | 0.36335 | 4 | 19521.473 | 40684.8297 | 397.9716 | 829.4153 | 219.2853 | 0 | 37.46 | 1082683.9672 | 70020.6241 | 772610.7144 | 287867.679 | 0 | 87752.155 | 0 | 897364.7045 | 2334758.8863 | 1593520.9144 | 7126579.645 | 961560.8286 | 20284743.5872 | 20284743.5872 | 1478867.319 | 8995618.5048 | 0 | 28372884.0608 | 59132113.4719 | 421.6965 | 1.4534 | 19521.473 | 40684.8297 | 397.9716 | 829.4153
1 | 5400 | 707 | 0.045 | 15 | 15 | 7 | 5.6234e-13 | 5spot_SharedNeighbor | Water | Porous | Wet | R245fa | MinimizeLCOE_Brownfield | IgnoreSilica | 2019 | 5.0252 | 3.9537 | 0.49475 | 4 | 15225.8213 | 30768.7473 | 310.399 | 627.2625 | 225.3115 | 0 | 43.4158 | 1338532.9588 | 86486.9059 | 983532.2218 | 365471.5459 | 0 | 94769.3548 | 0 | 1118829.265 | 2910964.244 | 1986792.9109 | 8885379.407 | 961560.8286 | 20284743.5872 | 20284743.5872 | 1478867.319 | 8995618.5048 | 0 | 30131683.8229 | 60890913.2339 | 562.3413 | 1.979 | 15225.8213 | 30768.7473 | 310.399 | 627.2625
1 | 5400 | 707 | 0.045 | 15 | 15 | 7 | 7.4989e-13 | 5spot_SharedNeighbor | Water | Porous | Wet | R245fa | MinimizeLCOE_Brownfield | IgnoreSilica | 2019 | 6.4601 | 5.2961 | 0.6663 | 4 | 12111.5833 | 23652.6709 | 246.911 | 482.1917 | 230.1363 | 0 | 42.1318 | 1644439.7611 | 106124.018 | 1242643.8574 | 466398.1365 | 0 | 102713.5316 | 0 | 1389304.5288 | 3614685.3984 | 2467097.0588 | 11033406.2906 | 961560.8286 | 20284743.5872 | 20284743.5872 | 1478867.319 | 8995618.5048 | 0 | 32279710.7065 | 63038940.1175 | 749.8942 | 2.6652 | 12111.5833 | 23652.6709 | 246.911 | 482.1917
1 | 5400 | 707 | 0.045 | 15 | 15 | 7 | 1e-12 | 5spot_SharedNeighbor | Water | Porous | Wet | R245fa | MinimizeLCOE_Brownfield | IgnoreSilica | 2019 | 8.358 | 7.0601 | 0.8915 | 4 | 9797.5846 | 18423.2699 | 199.737 | 375.5833 | 233.7377 | 0 | 31.9642 | 2014023.699 | 129782.2663 | 1563991.1799 | 599585.1184 | 0 | 113283.4455 | 0 | 1724059.6266 | 4485649.4951 | 3061547.9513 | 13691922.7823 | 961560.8286 | 20284743.5872 | 20284743.5872 | 1478867.319 | 8995618.5048 | 0 | 34938227.1981 | 65697456.6092 | 1000 | 3.566 | 9797.5846 | 18423.2699 | 199.737 | 375.5833
1 | 5400 | 707 | 0.045 | 15 | 15 | 7 | 1.3335e-12 | 5spot_SharedNeighbor | Water | Porous | Wet | R245fa | MinimizeLCOE_Brownfield | IgnoreSilica | 2019 | 10.8789 | 9.4655 | 1.1997 | 4 | 7986.987 | 14396.5304 | 162.8255 | 293.4927 | 237.3636 | 0 | 45.6083 | 2477333.4189 | 159348.7296 | 1977428.8805 | 777462.8428 | 0 | 123969.2078 | 0 | 2151061.8011 | 5596621.5629 | 3819809.2158 | 17083035.6594 | 961560.8286 | 20284743.5872 | 20284743.5872 | 1478867.319 | 8995618.5048 | 0 | 38329340.0753 | 69088569.4863 | 1333.5214 | 4.799 | 7986.987 | 14396.5304 | 162.8255 | 293.4927
1 | 5400 | 707 | 0.045 | 15 | 15 | 7 | 1.7783e-12 | 5spot_SharedNeighbor | Water | Porous | Wet | R245fa | MinimizeLCOE_Brownfield | IgnoreSilica | 2019 | 14.1775 | 12.5857 | 1.5994 | 4 | 6640.3082 | 11448.3655 | 135.3717 | 233.3904 | 239.8551 | 0 | 38.3522 | 3030299.099 | 194519.1341 | 2483636.2151 | 1009863.3775 | 0 | 137636.5222 | 0 | 2673822.1957 | 6956736.8768 | 4748115.8651 | 21234629.2855 | 961560.8286 | 20284743.5872 | 20284743.5872 | 1478867.319 | 8995618.5048 | 0 | 42480933.7014 | 73240163.1124 | 1778.2794 | 6.3974 | 6640.3082 | 11448.3655 | 135.3717 | 233.3904
1 | 5400 | 707 | 0.045 | 15 | 15 | 7 | 2.3714e-12 | 5spot_SharedNeighbor | Water | Porous | Wet | R245fa | MinimizeLCOE_Brownfield | IgnoreSilica | 2019 | 18.5601 | 16.7365 | 2.131 | 4 | 5595.0829 | 9203.6145 | 114.0633 | 187.6281 | 241.8152 | 0 | 45.5133 | 3708028.1773 | 237472.1849 | 3119730.1908 | 1318774.4725 | 0 | 154639.1348 | 0 | 3330071.2225 | 8664162.2295 | 5913468.7524 | 26446346.3647 | 961560.8286 | 20284743.5872 | 20284743.5872 | 1478867.319 | 8995618.5048 | 0 | 47692650.7806 | 78451880.1916 | 2371.3737 | 8.524 | 5595.0829 | 9203.6145 | 114.0633 | 187.6281
1 | 5400 | 707 | 0.045 | 15 | 15 | 7 | 3.1623e-12 | 5spot_SharedNeighbor | Water | Porous | Wet | R245fa | MinimizeLCOE_Brownfield | IgnoreSilica | 2019 | 24.3601 | 22.2338 | 2.8352 | 4 | 4780.2251 | 7492.4417 | 97.4514 | 152.7436 | 243.3368 | 0 | 50.4629 | 4535310.2755 | 289705.1368 | 3915572.4292 | 1727649.0759 | 0 | 175449.4092 | 0 | 4151037.6674 | 10800148.5157 | 7371323.2828 | 32966195.7925 | 961560.8286 | 20284743.5872 | 20284743.5872 | 1478867.319 | 8995618.5048 | 0 | 54212500.2084 | 84971729.6194 | 3162.2777 | 11.341 | 4780.2251 | 7492.4417 | 97.4514 | 152.7436
1 | 5400 | 707 | 0.045 | 15 | 15 | 7 | 4.217e-12 | 5spot_SharedNeighbor | Water | Porous | Wet | R245fa | MinimizeLCOE_Brownfield | IgnoreSilica | 2019 | 32.0238 | 29.5009 | 3.7663 | 4 | 4139.6108 | 6181.3423 | 84.3916 | 126.015 | 244.509 | 0 | 48.9057 | 5543864.1653 | 353127.7234 | 4909679.1509 | 2268032.4366 | 0 | 200940.6825 | 0 | 5177501.2219 | 13470796.128 | 9194095.1545 | 41118036.6632 | 961560.8286 | 20284743.5872 | 20284743.5872 | 1478867.319 | 8995618.5048 | 0 | 62364341.0791 | 93123570.4902 | 4216.965 | 15.0653 | 4139.6108 | 6181.3423 | 84.3916 | 126.015
1 | 5400 | 707 | 0.045 | 15 | 15 | 7 | 5.6234e-12 | 5spot_SharedNeighbor | Water | Porous | Wet | R245fa | MinimizeLCOE_Brownfield | IgnoreSilica | 2019 | 42.0432 | 39.0025 | 4.984 | 4 | 3634.574 | 5177.4758 | 74.0957 | 105.5498 | 245.3945 | 0 | 52.5746 | 6761091.7914 | 429350.3363 | 6138451.3456 | 2974531.003 | 0 | 231360.9375 | 0 | 6448566.3114 | 16777846.7593 | 11451225.1635 | 51212423.648 | 961560.8286 | 20284743.5872 | 20284743.5872 | 1478867.319 | 8995618.5048 | 0 | 72458728.0638 | 103217957.4749 | 5623.4133 | 19.936 | 3634.574 | 5177.4758 | 74.0957 | 105.5498
1 | 5400 | 707 | 0.045 | 15 | 15 | 7 | 7.4989e-12 | 5spot_SharedNeighbor | Water | Porous | Wet | R245fa | MinimizeLCOE_Brownfield | IgnoreSilica | 2019 | 55.0252 | 51.2906 | 6.5587 | 4 | 3234.3364 | 4406.7945 | 65.9363 | 89.8385 | 246.0026 | 0 | 59.1833 | 8216405.7796 | 520083.9316 | 7642139.5696 | 3889583.3125 | 0 | 268024.2594 | 0 | 8009132.3725 | 20838119.5344 | 14222444.7628 | 63605933.5224 | 961560.8286 | 20284743.5872 | 20284743.5872 | 1478867.319 | 8995618.5048 | 0 | 84852237.9383 | 115611467.3493 | 7498.9421 | 26.2348 | 3234.3364 | 4406.7945 | 65.9363 | 89.8385
1 | 5400 | 707 | 0.045 | 15 | 15 | 7 | 1e-11 | 5spot_SharedNeighbor | Water | Porous | Wet | R245fa | MinimizeLCOE_Brownfield | IgnoreSilica | 2019 | 71.5025 | 66.7489 | 8.5379 | 4 | 2919.8577 | 3820.5244 | 59.5252 | 77.8866 | 246.1921 | 0 | 69.9217 | 9913162.1982 | 625400.1233 | 9434961.6245 | 5048728.3169 | 0 | 313604.3412 | 0 | 9880984.0756 | 25708293.6961 | 17546438.7002 | 78471573.076 | 961560.8286 | 20284743.5872 | 20284743.5872 | 1478867.319 | 8995618.5048 | 0 | 99717877.4918 | 130477106.9029 | 10000 | 34.1516 | 2919.8577 | 3820.5244 | 59.5252 | 77.8866
1 | 5400 | 707 | 0.045 | 15 | 15 | 7 | 1.3335e-11 | 5spot_SharedNeighbor | Water | Porous | Wet | R245fa | MinimizeLCOE_Brownfield | IgnoreSilica | 2019 | 91.707 | 85.263 | 10.9018 | 4 | 2679.0631 | 3384.4343 | 54.6163 | 68.9963 | 245.6756 | 0 | 62.0455 | 11804841.4321 | 742299.8783 | 11476070.2285 | 6462846.5743 | 0 | 373544.7463 | 0 | 12035245.1152 | 31313239.0216 | 21371929.055 | 95580016.0515 | 961560.8286 | 20284743.5872 | 20284743.5872 | 1478867.319 | 8995618.5048 | 0 | 116826320.4673 | 147585549.8784 | 13335.2143 | 43.6072 | 2679.0631 | 3384.4343 | 54.6163 | 68.9963
1 | 5400 | 707 | 0.045 | 15 | 15 | 7 | 1.7783e-11 | 5spot_SharedNeighbor | Water | Porous | Wet | R245fa | MinimizeLCOE_Brownfield | IgnoreSilica | 2019 | 115.3541 | 105.9931 | 13.5336 | 4 | 2501.9956 | 3070.1976 | 51.0066 | 62.5901 | 244.1829 | 0 | 70.2301 | 13789747.8059 | 864452.8276 | 13658619.5578 | 8102702.9999 | 0 | 455050.9723 | 0 | 14379523.9237 | 37412571.6036 | 25534848.871 | 114197518.5618 | 961560.8286 | 20284743.5872 | 20284743.5872 | 1478867.319 | 8995618.5048 | 0 | 135443822.9777 | 166203052.3887 | 17782.7941 | 54.1343 | 2501.9956 | 3070.1976 | 51.0066 | 62.5901
1 | 5400 | 707 | 0.045 | 15 | 15 | 7 | 2.3714e-11 | 5spot_SharedNeighbor | Water | Porous | Wet | R245fa | MinimizeLCOE_Brownfield | IgnoreSilica | 2019 | 141.371 | 127.3502 | 16.2211 | 4 | 2378.5762 | 2852.6378 | 48.4905 | 58.1549 | 241.6863 | 0 | 78.1252 | 15722979.7408 | 982984.7333 | 15819199.1229 | 9883599.5999 | 0 | 560368.9921 | 0 | 16757961.5537 | 43600778.4322 | 29758427.1864 | 133086299.3614 | 961560.8286 | 20284743.5872 | 20284743.5872 | 1478867.319 | 8995618.5048 | 0 | 154332603.7772 | 185091833.1883 | 23713.7371 | 64.8844 | 2378.5762 | 2852.6378 | 48.4905 | 58.1549
1 | 5400 | 707 | 0.045 | 15 | 15 | 7 | 3.1623e-11 | 5spot_SharedNeighbor | Water | Porous | Wet | R245fa | MinimizeLCOE_Brownfield | IgnoreSilica | 2019 | 168.2117 | 148.0852 | 18.8096 | 4 | 2292.6004 | 2701.424 | 46.7378 | 55.0722 | 238.8159 | 0 | 66.5316 | 17514164.2509 | 1092458.9634 | 17848184.4877 | 11700629.1007 | 0 | 676628.5043 | 0 | 19044505.4697 | 49549896.667 | 33818822.6238 | 151245290.0675 | 961560.8286 | 20284743.5872 | 20284743.5872 | 1478867.319 | 8995618.5048 | 0 | 172491594.4834 | 203250823.8944 | 31622.7766 | 75.2384 | 2292.6004 | 2701.424 | 46.7378 | 55.0722
1 | 5400 | 707 | 0.045 | 15 | 15 | 7 | 4.217e-11 | 5spot_SharedNeighbor | Water | Porous | Wet | R245fa | MinimizeLCOE_Brownfield | IgnoreSilica | 2019 | 193.9922 | 166.4158 | 21.0707 | 4 | 2237.9771 | 2602.9304 | 45.6242 | 53.0643 | 235.6216 | 0 | 69.9571 | 19039600.1859 | 1185449.5672 | 19594774.7328 | 13421179.3287 | 0 | 799231.1144 | 0 | 21075691.6223 | 54834626.3824 | 37425759.2449 | 167376312.1784 | 961560.8286 | 20284743.5872 | 20284743.5872 | 1478867.319 | 8995618.5048 | 0 | 188622616.5943 | 219381846.0053 | 42169.6503 | 84.2826 | 2237.9771 | 2602.9304 | 45.6242 | 53.0643
1 | 5400 | 707 | 0.045 | 15 | 15 | 7 | 5.6234e-11 | 5spot_SharedNeighbor | Water | Porous | Wet | R245fa | MinimizeLCOE_Brownfield | IgnoreSilica | 2019 | 213.6755 | 179.2762 | 22.6696 | 4 | 2205.6128 | 2544.8252 | 44.9644 | 51.8797 | 232.9171 | 0 | 76.2854 | 20081711.4169 | 1248857.4078 | 20797104.3766 | 14718053.6803 | 0 | 868332.5827 | 0 | 22508483.1911 | 58562456.1384 | 39970079.6526 | 178755078.4465 | 961560.8286 | 20284743.5872 | 20284743.5872 | 1478867.319 | 8995618.5048 | 0 | 200001382.8623 | 230760612.2734 | 56234.1325 | 90.6784 | 2205.6128 | 2544.8252 | 44.9644 | 51.8797
1 | 5400 | 707 | 0.045 | 15 | 15 | 7 | 7.4989e-11 | 5spot_SharedNeighbor | Water | Porous | Wet | R245fa | MinimizeLCOE_Brownfield | IgnoreSilica | 2019 | 219.7138 | 182.987 | 23.2435 | 4 | 2183.2419 | 2514.0791 | 44.5083 | 51.2529 | 232.0263 | 0 | 89.0867 | 20378462.7433 | 1266896.4323 | 21140773.9061 | 15112180.2471 | 0 | 778898.4731 | 0 | 22884112.6028 | 59539766.8154 | 40637114.2714 | 181738205.4915 | 961560.8286 | 20284743.5872 | 20284743.5872 | 1478867.319 | 8995618.5048 | 0 | 202984509.9074 | 233743739.3184 | 74989.4209 | 92.9739 | 2183.2419 | 2514.0791 | 44.5083 | 51.2529
1 | 5400 | 707 | 0.045 | 15 | 15 | 7 | 1e-10 | 5spot_SharedNeighbor | Water | Porous | Wet | R245fa | MinimizeLCOE_Brownfield | IgnoreSilica | 2019 | 224.5191 | 185.8668 | 23.6924 | 4 | 2166.2083 | 2490.7766 | 44.1611 | 50.7778 | 231.303 | 0 | 122.3263 | 20607598.4684 | 1280820.181 | 21406520.4507 | 15424547.7511 | 0 | 702361.9762 | 0 | 23174521.0427 | 60295350.0052 | 41152815.3241 | 184044535.1994 | 961560.8286 | 20284743.5872 | 20284743.5872 | 1478867.319 | 8995618.5048 | 0 | 205290839.6152 | 236050069.0263 | 100000 | 94.7697 | 2166.2083 | 2490.7766 | 44.1611 | 50.7778
1 | 5400 | 707 | 0.045 | 15 | 15 | 7 | 1.3335e-10 | 5spot_SharedNeighbor | Water | Porous | Wet | R245fa | MinimizeLCOE_Brownfield | IgnoreSilica | 2019 | 228.1996 | 188.0283 | 24.0342 | 4 | 2153.2558 | 2473.2085 | 43.897 | 50.4197 | 230.7401 | 0 | 149.9375 | 20778932.915 | 1291228.7159 | 21605446.1553 | 15663328.8881 | 0 | 637030.1114 | 0 | 23390627.0464 | 60857613.4974 | 41536571.7109 | 185760779.0404 | 961560.8286 | 20284743.5872 | 20284743.5872 | 1478867.319 | 8995618.5048 | 0 | 207007083.4563 | 237766312.8673 | 133352.1432 | 96.1368 | 2153.2558 | 2473.2085 | 43.897 | 50.4197
1 | 5400 | 707 | 0.045 | 15 | 15 | 7 | 1.7783e-10 | 5spot_SharedNeighbor | Water | Porous | Wet | R245fa | MinimizeLCOE_Brownfield | IgnoreSilica | 2019 | 230.9593 | 189.6231 | 24.2905 | 4 | 2143.4167 | 2459.994 | 43.6964 | 50.1503 | 230.3128 | 0 | 148.8059 | 20904992.2153 | 1298885.2543 | 21751922.6942 | 15842041.9946 | 0 | 582095.0489 | 0 | 23548175.5109 | 61267522.2844 | 41816342.8808 | 187011977.8834 | 961560.8286 | 20284743.5872 | 20284743.5872 | 1478867.319 | 8995618.5048 | 0 | 208258282.2993 | 239017511.7103 | 177827.941 | 97.1618 | 2143.4167 | 2459.994 | 43.6964 | 50.1503
1 | 5400 | 707 | 0.045 | 15 | 15 | 7 | 2.3714e-10 | 5spot_SharedNeighbor | Water | Porous | Wet | R245fa | MinimizeLCOE_Brownfield | IgnoreSilica | 2019 | 233.1707 | 190.8863 | 24.4918 | 4 | 2135.9539 | 2449.9287 | 43.5443 | 49.9451 | 229.9678 | 0 | 188.0576 | 21004629.7712 | 1304936.0808 | 21867767.8305 | 15985147.5082 | 0 | 538742.6582 | 0 | 23673477.301 | 61593531.8394 | 42038851.1009 | 188007084.0902 | 961560.8286 | 20284743.5872 | 20284743.5872 | 1478867.319 | 8995618.5048 | 0 | 209253388.506 | 240012617.9171 | 237137.3706 | 97.9672 | 2135.9539 | 2449.9287 | 43.5443 | 49.9451
1 | 5400 | 707 | 0.045 | 15 | 15 | 7 | 3.1623e-10 | 5spot_SharedNeighbor | Water | Porous | Wet | R245fa | MinimizeLCOE_Brownfield | IgnoreSilica | 2019 | 234.7124 | 191.7563 | 24.6351 | 4 | 2130.2947 | 2442.4434 | 43.4289 | 49.7925 | 229.725 | 0 | 212.5153 | 21073146.9565 | 1309096.549 | 21947465.9679 | 16084414.5085 | 0 | 502282.2376 | 0 | 23757398.4256 | 61811877.3909 | 42187876.4264 | 188673558.4625 | 961560.8286 | 20284743.5872 | 20284743.5872 | 1478867.319 | 8995618.5048 | 0 | 209919862.8783 | 240679092.2894 | 316227.766 | 98.5403 | 2130.2947 | 2442.4434 | 43.4289 | 49.7925
1 | 5400 | 707 | 0.045 | 15 | 15 | 7 | 4.217e-10 | 5spot_SharedNeighbor | Water | Porous | Wet | R245fa | MinimizeLCOE_Brownfield | IgnoreSilica | 2019 | 236.1667 | 192.5738 | 24.7621 | 4 | 2125.9556 | 2436.5026 | 43.3405 | 49.6714 | 229.4966 | 0 | 210.148 | 21137452.5594 | 1313000.937 | 22022291.5416 | 16178084.5558 | 0 | 476395.4187 | 0 | 23839617.7548 | 62025795.2201 | 42333879.7404 | 189326517.7278 | 961560.8286 | 20284743.5872 | 20284743.5872 | 1478867.319 | 8995618.5048 | 0 | 210572822.1436 | 241332051.5547 | 421696.5034 | 99.0486 | 2125.9556 | 2436.5026 | 43.3405 | 49.6714
1 | 5400 | 707 | 0.045 | 15 | 15 | 7 | 5.6234e-10 | 5spot_SharedNeighbor | Water | Porous | Wet | R245fa | MinimizeLCOE_Brownfield | IgnoreSilica | 2019 | 237.546 | 193.345 | 24.8751 | 4 | 2122.7634 | 2431.9007 | 43.2754 | 49.5776 | 229.2798 | 0 | 208.9395 | 21198039.8791 | 1316679.2591 | 22092813.765 | 16266926.2865 | 0 | 460244.6757 | 0 | 23920534.5075 | 62236324.0122 | 42477569.9669 | 189969132.3518 | 961560.8286 | 20284743.5872 | 20284743.5872 | 1478867.319 | 8995618.5048 | 0 | 211215436.7677 | 241974666.1787 | 562341.3252 | 99.5002 | 2122.7634 | 2431.9007 | 43.2754 | 49.5776
1 | 5400 | 707 | 0.045 | 15 | 15 | 7 | 7.4989e-10 | 5spot_SharedNeighbor | Water | Porous | Wet | R245fa | MinimizeLCOE_Brownfield | IgnoreSilica | 2019 | 237.6398 | 193.3913 | 24.8993 | 4 | 2120.397 | 2429.2329 | 43.2272 | 49.5232 | 229.2614 | 0 | 251.5037 | 21201680.7557 | 1316900.2912 | 22097052.3765 | 16272876.9987 | 0 | 436654.1725 | 0 | 23916814.1919 | 62226644.5141 | 42470963.5106 | 189939586.8112 | 961560.8286 | 20284743.5872 | 20284743.5872 | 1478867.319 | 8995618.5048 | 0 | 211185891.2271 | 241945120.6381 | 749894.2093 | 99.5973 | 2120.397 | 2429.2329 | 43.2272 | 49.5232
1 | 5400 | 707 | 0.045 | 15 | 15 | 7 | 1e-09 | 5spot_SharedNeighbor | Water | Porous | Wet | R245fa | MinimizeLCOE_Brownfield | IgnoreSilica | 2019 | 237.823 | 193.4905 | 24.9257 | 4 | 2118.5016 | 2427.0106 | 43.1885 | 49.4779 | 229.2308 | 0 | 253.9708 | 21209464.7965 | 1317372.845 | 22106114.6213 | 16284631.6865 | 0 | 418806.043 | 0 | 23921192.097 | 62238034.9252 | 42478737.7001 | 189974354.7146 | 961560.8286 | 20284743.5872 | 20284743.5872 | 1478867.319 | 8995618.5048 | 0 | 211220659.1304 | 241979888.5415 | 1000000 | 99.7029 | 2118.5016 | 2427.0106 | 43.1885 | 49.4779
1 | 5400 | 707 | 0.045 | 15 | 15 | 7 | 1.3335e-09 | 5spot_SharedNeighbor | Water | Porous | Wet | R245fa | MinimizeLCOE_Brownfield | IgnoreSilica | 2019 | 238.154 | 193.6731 | 24.9575 | 4 | 2117.1175 | 2425.2336 | 43.1603 | 49.4417 | 229.1777 | 0 | 262.1848 | 21223797.4457 | 1318242.9391 | 22122801.7796 | 16305925.5726 | 0 | 407967.2809 | 0 | 23937706.6569 | 62281002.4225 | 42508063.9 | 190105507.9972 | 961560.8286 | 20284743.5872 | 20284743.5872 | 1478867.319 | 8995618.5048 | 0 | 211351812.4131 | 242111041.8241 | 1333521.4322 | 99.83 | 2117.1175 | 2425.2336 | 43.1603 | 49.4417
1 | 5400 | 707 | 0.045 | 15 | 15 | 7 | 1.7783e-09 | 5spot_SharedNeighbor | Water | Porous | Wet | R245fa | MinimizeLCOE_Brownfield | IgnoreSilica | 2019 | 238.4124 | 193.8155 | 24.982 | 4 | 2116.0763 | 2423.8904 | 43.1391 | 49.4143 | 229.1363 | 0 | 257.4875 | 21234974.8768 | 1318921.4775 | 22135816.2651 | 16322550.3395 | 0 | 399832.0183 | 0 | 23950717.0411 | 62314852.7733 | 42531167.46 | 190208832.2515 | 961560.8286 | 20284743.5872 | 20284743.5872 | 1478867.319 | 8995618.5048 | 0 | 211455136.6674 | 242214366.0784 | 1778279.41 | 99.9279 | 2116.0763 | 2423.8904 | 43.1391 | 49.4143
1 | 5400 | 707 | 0.045 | 15 | 15 | 7 | 2.3714e-09 | 5spot_SharedNeighbor | Water | Porous | Wet | R245fa | MinimizeLCOE_Brownfield | IgnoreSilica | 2019 | 238.6 | 193.9188 | 25 | 4 | 2115.2936 | 2422.8865 | 43.1231 | 49.3938 | 229.1061 | 0 | 266.1213 | 21243076.6944 | 1319413.3011 | 22145250.1253 | 16334622.72 | 0 | 393580.2419 | 0 | 23960017.8022 | 62339051.446 | 42547683.5513 | 190282695.8822 | 961560.8286 | 20284743.5872 | 20284743.5872 | 1478867.319 | 8995618.5048 | 0 | 211529000.298 | 242288229.7091 | 2371373.7057 | 99.9998 | 2115.2936 | 2422.8865 | 43.1231 | 49.3938
1 | 5400 | 707 | 0.045 | 15 | 15 | 7 | 3.1623e-09 | 5spot_SharedNeighbor | Water | Porous | Wet | R245fa | MinimizeLCOE_Brownfield | IgnoreSilica | 2019 | 238.7413 | 193.9965 | 25.0135 | 4 | 2114.7056 | 2422.1322 | 43.1111 | 49.3784 | 229.0834 | 0 | 260.2333 | 21249171.4331 | 1319783.2807 | 22152347.1812 | 16343712.8567 | 0 | 388854.6183 | 0 | 23967009.0543 | 62357241.2497 | 42560098.4661 | 190338218.1401 | 961560.8286 | 20284743.5872 | 20284743.5872 | 1478867.319 | 8995618.5048 | 0 | 211584522.556 | 242343751.967 | 3162277.6602 | 100.0539 | 2114.7056 | 2422.1322 | 43.1111 | 49.3784
1 | 5400 | 707 | 0.045 | 15 | 15 | 7 | 4.217e-09 | 5spot_SharedNeighbor | Water | Porous | Wet | R245fa | MinimizeLCOE_Brownfield | IgnoreSilica | 2019 | 238.8534 | 194.0581 | 25.024 | 4 | 2114.264 | 2421.5613 | 43.1021 | 49.3668 | 229.0654 | 0 | 254.129 | 21254005.9973 | 1320076.7597 | 22157976.9807 | 16350922.9026 | 0 | 385359.8338 | 0 | 23972653.5649 | 62371927.1086 | 42570121.8665 | 190383045.0142 | 961560.8286 | 20284743.5872 | 20284743.5872 | 1478867.319 | 8995618.5048 | 0 | 211629349.4301 | 242388578.8411 | 4216965.0343 | 100.096 | 2114.264 | 2421.5613 | 43.1021 | 49.3668
1 | 5400 | 707 | 0.045 | 15 | 15 | 7 | 5.6234e-09 | 5spot_SharedNeighbor | Water | Porous | Wet | R245fa | MinimizeLCOE_Brownfield | IgnoreSilica | 2019 | 238.9239 | 194.0967 | 25.031 | 4 | 2113.9325 | 2421.1435 | 43.0954 | 49.3583 | 229.054 | 0 | 267.5282 | 21257038.6425 | 1320260.8534 | 22161508.5371 | 16355460.914 | 0 | 382559.8756 | 0 | 23975963.2408 | 62380538.2064 | 42575999.1177 | 190409329.3876 | 961560.8286 | 20284743.5872 | 20284743.5872 | 1478867.319 | 8995618.5048 | 0 | 211655633.8035 | 242414863.2145 | 5623413.2519 | 100.1241 | 2113.9325 | 2421.1435 | 43.0954 | 49.3583
1 | 5400 | 707 | 0.045 | 15 | 15 | 7 | 7.4989e-09 | 5spot_SharedNeighbor | Water | Porous | Wet | R245fa | MinimizeLCOE_Brownfield | IgnoreSilica | 2019 | 238.9823 | 194.1288 | 25.0367 | 4 | 2113.6837 | 2420.8257 | 43.0903 | 49.3518 | 229.0446 | 0 | 272.5433 | 21259549.9801 | 1320413.3011 | 22164433.0662 | 16359214.175 | 0 | 380518.1836 | 0 | 23978810.1953 | 62387945.3979 | 42581054.6781 | 190431938.9771 | 961560.8286 | 20284743.5872 | 20284743.5872 | 1478867.319 | 8995618.5048 | 0 | 211678243.393 | 242437472.8041 | 7498942.0933 | 100.1466 | 2113.6837 | 2420.8257 | 43.0903 | 49.3518
1 | 5400 | 707 | 0.045 | 15 | 15 | 7 | 1e-08 | 5spot_SharedNeighbor | Water | Porous | Wet | R245fa | MinimizeLCOE_Brownfield | IgnoreSilica | 2019 | 239.0313 | 194.1557 | 25.0412 | 4 | 2113.497 | 2420.5831 | 43.0865 | 49.3469 | 229.0368 | 0 | 265.0101 | 21261666.2024 | 1320541.7634 | 22166897.5015 | 16362372.4809 | 0 | 379047.585 | 0 | 23981304.9579 | 62394436.2585 | 42585484.8239 | 190451751.5733 | 961560.8286 | 20284743.5872 | 20284743.5872 | 1478867.319 | 8995618.5048 | 0 | 211698055.9892 | 242457285.4002 | 10000000 | 100.1648 | 2113.497 | 2420.5831 | 43.0865 | 49.3469
1 | 5500 | 707 | 0.045 | 15 | 15 | 7 | 1e-13 | 5spot_SharedNeighbor | Water | Porous | Wet | R245fa | MinimizeLCOE_Brownfield | IgnoreSilica | 2019 | 1.1619 | 0.47333 | 0.049487 | 4 | 119924.0181 | 279010.3054 | 2444.8133 | 5688.0025 | 167.6217 | 0 | 23.0848 | 290744.6017 | 16808.5296 | 181350.2804 | 87696.0558 | 0 | 59401.5426 | 0 | 248040.3939 | 645350.2248 | 440464.7891 | 1969856.4178 | 961560.8286 | 20807313.0041 | 20807313.0041 | 1478867.319 | 9204646.2715 | 0 | 23738730.2506 | 55229556.8452 | 100 | 0.19795 | 119924.0181 | 279010.3054 | 2444.8133 | 5688.0025
1 | 5500 | 707 | 0.045 | 15 | 15 | 7 | 1.3335e-13 | 5spot_SharedNeighbor | Water | Porous | Wet | R245fa | MinimizeLCOE_Brownfield | IgnoreSilica | 2019 | 1.4908 | 0.73578 | 0.086353 | 4 | 70864.9614 | 162033.7005 | 1444.6781 | 3303.2762 | 182.5941 | 0 | 24.3629 | 412155.0446 | 26654.5151 | 256202.5008 | 115911.1451 | 0 | 63649.3985 | 0 | 341083.3156 | 887428.8214 | 605688.4054 | 2708773.1466 | 961560.8286 | 20807313.0041 | 20807313.0041 | 1478867.319 | 9204646.2715 | 0 | 24477646.9793 | 55968473.574 | 133.3521 | 0.34541 | 70864.9614 | 162033.7005 | 1444.6781 | 3303.2762
1 | 5500 | 707 | 0.045 | 15 | 15 | 7 | 1.7783e-13 | 5spot_SharedNeighbor | Water | Porous | Wet | R245fa | MinimizeLCOE_Brownfield | IgnoreSilica | 2019 | 1.9042 | 1.1132 | 0.13412 | 4 | 47260.2129 | 105960.5566 | 963.4634 | 2160.1493 | 195.3995 | 0 | 130.9484 | 550301.8975 | 35615.6425 | 356808.1705 | 146429.2583 | 0 | 68223.4174 | 0 | 451377.5706 | 1174391.8485 | 801546.5679 | 3584694.3732 | 961560.8286 | 20807313.0041 | 20807313.0041 | 1478867.319 | 9204646.2715 | 0 | 25353568.206 | 56844394.8006 | 177.8279 | 0.53647 | 47260.2129 | 105960.5566 | 963.4634 | 2160.1493
1 | 5500 | 707 | 0.045 | 15 | 15 | 7 | 2.3714e-13 | 5spot_SharedNeighbor | Water | Porous | Wet | R245fa | MinimizeLCOE_Brownfield | IgnoreSilica | 2019 | 2.4488 | 1.6178 | 0.19802 | 4 | 33355.343 | 73113.2155 | 679.9938 | 1490.5118 | 206.5629 | 0 | 171.6433 | 714816.343 | 46269.03 | 481193.8418 | 185360.7653 | 0 | 73926.4433 | 0 | 585610.9052 | 1523639.45 | 1039915.2323 | 4650732.0109 | 961560.8286 | 20807313.0041 | 20807313.0041 | 1478867.319 | 9204646.2715 | 0 | 26419605.8437 | 57910432.4383 | 237.1374 | 0.79207 | 33355.343 | 73113.2155 | 679.9938 | 1490.5118
1 | 5500 | 707 | 0.045 | 15 | 15 | 7 | 3.1623e-13 | 5spot_SharedNeighbor | Water | Porous | Wet | R245fa | MinimizeLCOE_Brownfield | IgnoreSilica | 2019 | 3.1295 | 2.2577 | 0.27954 | 4 | 24737.5526 | 52900.5482 | 504.3085 | 1078.4492 | 215.6153 | 0 | 213.5535 | 902930.3794 | 58426.4784 | 628222.6115 | 233480.5315 | 0 | 79189.201 | 0 | 741877.1887 | 1930212.2651 | 1317409.5329 | 5891748.1886 | 961560.8286 | 20807313.0041 | 20807313.0041 | 1478867.319 | 9204646.2715 | 0 | 27660622.0213 | 59151448.616 | 316.2278 | 1.1182 | 24737.5526 | 52900.5482 | 504.3085 | 1078.4492
1 | 5500 | 707 | 0.045 | 15 | 15 | 7 | 4.217e-13 | 5spot_SharedNeighbor | Water | Porous | Wet | R245fa | MinimizeLCOE_Brownfield | IgnoreSilica | 2019 | 4.0117 | 3.097 | 0.38675 | 4 | 18856.5739 | 39212.792 | 384.4168 | 799.4058 | 223.1295 | 0 | 37.021 | 1127326.5533 | 72896.7593 | 808984.9354 | 295715.5454 | 0 | 84942.1592 | 0 | 932047.7215 | 2424996.9821 | 1655110.269 | 7402020.9251 | 961560.8286 | 20807313.0041 | 20807313.0041 | 1478867.319 | 9204646.2715 | 0 | 29170894.7578 | 60661721.3524 | 421.6965 | 1.547 | 18856.5739 | 39212.792 | 384.4168 | 799.4058
1 | 5500 | 707 | 0.045 | 15 | 15 | 7 | 5.6234e-13 | 5spot_SharedNeighbor | Water | Porous | Wet | R245fa | MinimizeLCOE_Brownfield | IgnoreSilica | 2019 | 5.13 | 4.1709 | 0.52444 | 4 | 14764.4346 | 29776.2191 | 300.993 | 607.0285 | 229.1501 | 0 | 41.4655 | 1389866.6034 | 89785.9007 | 1026523.5489 | 374786.2891 | 0 | 90404.531 | 0 | 1158833.0805 | 3015045.9661 | 2057830.8248 | 9203076.7444 | 961560.8286 | 20807313.0041 | 20807313.0041 | 1478867.319 | 9204646.2715 | 0 | 30971950.5772 | 62462777.1718 | 562.3413 | 2.0977 | 14764.4346 | 29776.2191 | 300.993 | 607.0285
1 | 5500 | 707 | 0.045 | 15 | 15 | 7 | 7.4989e-13 | 5spot_SharedNeighbor | Water | Porous | Wet | R245fa | MinimizeLCOE_Brownfield | IgnoreSilica | 2019 | 6.6064 | 5.5947 | 0.70706 | 4 | 11742.646 | 22877.083 | 239.3897 | 466.3803 | 234.046 | 0 | 35.9652 | 1709259.2859 | 110278.3736 | 1298391.6875 | 479199.6186 | 0 | 97147.8449 | 0 | 1440767.9561 | 3748582.6796 | 2558484.7045 | 11442112.1507 | 961560.8286 | 20807313.0041 | 20807313.0041 | 1478867.319 | 9204646.2715 | 0 | 33210985.9834 | 64701812.578 | 749.8942 | 2.8282 | 11742.646 | 22877.083 | 239.3897 | 466.3803
1 | 5500 | 707 | 0.045 | 15 | 15 | 7 | 1e-12 | 5spot_SharedNeighbor | Water | Porous | Wet | R245fa | MinimizeLCOE_Brownfield | IgnoreSilica | 2019 | 8.5406 | 7.4464 | 0.94442 | 4 | 9517.234 | 17853.2229 | 194.0217 | 363.9621 | 237.6178 | 0 | 40.4685 | 2091174.4776 | 134712.4596 | 1632074.2504 | 615775.9221 | 0 | 105912.7317 | 0 | 1786063.4381 | 4646970.694 | 3171652.9844 | 14184336.9579 | 961560.8286 | 20807313.0041 | 20807313.0041 | 1478867.319 | 9204646.2715 | 0 | 35953210.7906 | 67444037.3852 | 1000 | 3.7777 | 9517.234 | 17853.2229 | 194.0217 | 363.9621
1 | 5500 | 707 | 0.045 | 15 | 15 | 7 | 1.3335e-12 | 5spot_SharedNeighbor | Water | Porous | Wet | R245fa | MinimizeLCOE_Brownfield | IgnoreSilica | 2019 | 11.1152 | 9.9852 | 1.2712 | 4 | 7761.8327 | 13954.8175 | 158.2355 | 284.4878 | 241.339 | 0 | 48.7953 | 2572702.4797 | 165423.2068 | 2063810.5186 | 798837.6677 | 0 | 113778.3956 | 0 | 2228675.3846 | 5798556.1867 | 3957633.7458 | 17699417.5854 | 961560.8286 | 20807313.0041 | 20807313.0041 | 1478867.319 | 9204646.2715 | 0 | 39468291.4181 | 70959118.0128 | 1333.5214 | 5.0849 | 7761.8327 | 13954.8175 | 158.2355 | 284.4878
1 | 5500 | 707 | 0.045 | 15 | 15 | 7 | 1.7783e-12 | 5spot_SharedNeighbor | Water | Porous | Wet | R245fa | MinimizeLCOE_Brownfield | IgnoreSilica | 2019 | 14.4916 | 13.2812 | 1.6951 | 4 | 6456.2966 | 11100.6404 | 131.6203 | 226.3016 | 243.8558 | 0 | 48.6939 | 3147870.8216 | 201982.0543 | 2592831.061 | 1038410.4312 | 0 | 124504.6034 | 0 | 2771183.5989 | 7210051.2763 | 4921008.1478 | 22007841.9945 | 961560.8286 | 20807313.0041 | 20807313.0041 | 1478867.319 | 9204646.2715 | 0 | 43776715.8272 | 75267542.4219 | 1778.2794 | 6.7805 | 6456.2966 | 11100.6404 | 131.6203 | 226.3016
1 | 5500 | 707 | 0.045 | 15 | 15 | 7 | 2.3714e-12 | 5spot_SharedNeighbor | Water | Porous | Wet | R245fa | MinimizeLCOE_Brownfield | IgnoreSilica | 2019 | 18.9576 | 17.6465 | 2.2567 | 4 | 5446.0871 | 8934.6812 | 111.0259 | 182.1456 | 245.8268 | 0 | 41.4497 | 3849795.4931 | 246437.7946 | 3254698.9583 | 1355436.5374 | 0 | 137544.2176 | 0 | 3449126.0704 | 8973918.5222 | 6124883.787 | 27391841.3805 | 961560.8286 | 20807313.0041 | 20807313.0041 | 1478867.319 | 9204646.2715 | 0 | 49160715.2133 | 80651541.8079 | 2371.3737 | 9.0268 | 5446.0871 | 8934.6812 | 111.0259 | 182.1456
1 | 5500 | 707 | 0.045 | 15 | 15 | 7 | 3.1623e-12 | 5spot_SharedNeighbor | Water | Porous | Wet | R245fa | MinimizeLCOE_Brownfield | IgnoreSilica | 2019 | 24.8548 | 23.4154 | 2.9991 | 4 | 4658.3586 | 7283.4207 | 94.9669 | 148.4824 | 247.3557 | 0 | 45.3099 | 4705065.4056 | 300398.7509 | 4081182.6826 | 1774204.0894 | 0 | 153367.2272 | 0 | 4295545.0807 | 11176127.1625 | 7627936.4349 | 34113826.8337 | 961560.8286 | 20807313.0041 | 20807313.0041 | 1478867.319 | 9204646.2715 | 0 | 55882700.6665 | 87373527.2611 | 3162.2777 | 11.9962 | 4658.3586 | 7283.4207 | 94.9669 | 148.4824
1 | 5500 | 707 | 0.045 | 15 | 15 | 7 | 4.217e-12 | 5spot_SharedNeighbor | Water | Porous | Wet | R245fa | MinimizeLCOE_Brownfield | IgnoreSilica | 2019 | 32.6576 | 31.0522 | 3.9818 | 4 | 4037.121 | 6014.2831 | 82.3022 | 122.6093 | 248.5366 | 0 | 47.8263 | 5749463.5919 | 366025.7395 | 5115152.7987 | 2328419.0996 | 0 | 172945.7031 | 0 | 5355482.7038 | 13933867.4346 | 9510150.8365 | 42531507.9076 | 961560.8286 | 20807313.0041 | 20807313.0041 | 1478867.319 | 9204646.2715 | 0 | 64300381.7404 | 95791208.335 | 4216.965 | 15.9273 | 4037.121 | 6014.2831 | 82.3022 | 122.6093
1 | 5500 | 707 | 0.045 | 15 | 15 | 7 | 5.6234e-12 | 5spot_SharedNeighbor | Water | Porous | Wet | R245fa | MinimizeLCOE_Brownfield | IgnoreSilica | 2019 | 42.8474 | 41.0255 | 5.2656 | 4 | 3547.1966 | 5042.3104 | 72.3144 | 102.7943 | 249.4267 | 0 | 48.7254 | 7008759.4528 | 444820.4475 | 6391869.3112 | 3052195.1483 | 0 | 196188.0468 | 0 | 6666594.6386 | 17345111.7429 | 11838395.1709 | 52943933.959 | 961560.8286 | 20807313.0041 | 20807313.0041 | 1478867.319 | 9204646.2715 | 0 | 74712807.7917 | 106203634.3863 | 5623.4133 | 21.0625 | 3547.1966 | 5042.3104 | 72.3144 | 102.7943
1 | 5500 | 707 | 0.045 | 15 | 15 | 7 | 7.4989e-12 | 5spot_SharedNeighbor | Water | Porous | Wet | R245fa | MinimizeLCOE_Brownfield | IgnoreSilica | 2019 | 56.058 | 53.9271 | 6.9262 | 4 | 3158.3904 | 4295.0473 | 64.3881 | 87.5603 | 250.0292 | 0 | 56.3286 | 8515073.8555 | 538656.6968 | 7954823.338 | 3990039.6461 | 0 | 224605.7343 | 0 | 8277047.7156 | 21535180.3 | 14698203.0585 | 65733630.3449 | 961560.8286 | 20807313.0041 | 20807313.0041 | 1478867.319 | 9204646.2715 | 0 | 87502504.1776 | 118993330.7723 | 7498.9421 | 27.7048 | 3158.3904 | 4295.0473 | 64.3881 | 87.5603
1 | 5500 | 707 | 0.045 | 15 | 15 | 7 | 1e-11 | 5spot_SharedNeighbor | Water | Porous | Wet | R245fa | MinimizeLCOE_Brownfield | IgnoreSilica | 2019 | 72.7742 | 70.0933 | 9.005 | 4 | 2853.6566 | 3727.9169 | 58.1756 | 75.9986 | 250.1854 | 0 | 57.9274 | 10264868.3159 | 647173.2939 | 9811287.3444 | 5174127.3824 | 0 | 261119.1846 | 0 | 10201844.4533 | 26543106.5815 | 18116215.6482 | 81019742.2043 | 961560.8286 | 20807313.0041 | 20807313.0041 | 1478867.319 | 9204646.2715 | 0 | 102788616.0371 | 134279442.6317 | 10000 | 36.02 | 2853.6566 | 3727.9169 | 58.1756 | 75.9986
1 | 5500 | 707 | 0.045 | 15 | 15 | 7 | 1.3335e-11 | 5spot_SharedNeighbor | Water | Porous | Wet | R245fa | MinimizeLCOE_Brownfield | IgnoreSilica | 2019 | 93.2347 | 89.3885 | 11.4787 | 4 | 2620.8053 | 3306.6561 | 53.4287 | 67.4107 | 249.5963 | 0 | 64.9494 | 12209818.4798 | 767262.5573 | 11918178.9184 | 6615131.1592 | 0 | 313074.7838 | 0 | 12411151.7004 | 32291270.8472 | 22039455.8725 | 98565344.3186 | 961560.8286 | 20807313.0041 | 20807313.0041 | 1478867.319 | 9204646.2715 | 0 | 120334218.1514 | 151825044.746 | 13335.2143 | 45.915 | 2620.8053 | 3306.6561 | 53.4287 | 67.4107
1 | 5500 | 707 | 0.045 | 15 | 15 | 7 | 1.7783e-11 | 5spot_SharedNeighbor | Water | Porous | Wet | R245fa | MinimizeLCOE_Brownfield | IgnoreSilica | 2019 | 117.0669 | 110.8411 | 14.2129 | 4 | 2450.4709 | 3004.3841 | 49.9562 | 61.2484 | 247.9949 | 0 | 59.1916 | 14237522.8388 | 891944.0302 | 14156159.3139 | 8276474.3642 | 0 | 389004.8923 | 0 | 14800931.1214 | 38508986.6894 | 26283174.6961 | 117544197.9464 | 961560.8286 | 20807313.0041 | 20807313.0041 | 1478867.319 | 9204646.2715 | 0 | 139313071.7791 | 170803898.3737 | 17782.7941 | 56.8516 | 2450.4709 | 3004.3841 | 49.9562 | 61.2484
1 | 5500 | 707 | 0.045 | 15 | 15 | 7 | 2.3714e-11 | 5spot_SharedNeighbor | Water | Porous | Wet | R245fa | MinimizeLCOE_Brownfield | IgnoreSilica | 2019 | 143.1615 | 132.8101 | 16.988 | 4 | 2332.0645 | 2795.4918 | 47.5423 | 56.9899 | 245.3968 | 0 | 76.1749 | 16202095.6101 | 1012298.9332 | 16359485.5619 | 10070723.1076 | 0 | 491148.8482 | 0 | 17212943.3038 | 44784547.6164 | 30566373.9786 | 136699616.9599 | 961560.8286 | 20807313.0041 | 20807313.0041 | 1478867.319 | 9204646.2715 | 0 | 158468490.7926 | 189959317.3873 | 23713.7371 | 67.952 | 2332.0645 | 2795.4918 | 47.5423 | 56.9899
1 | 5500 | 707 | 0.045 | 15 | 15 | 7 | 3.1623e-11 | 5spot_SharedNeighbor | Water | Porous | Wet | R245fa | MinimizeLCOE_Brownfield | IgnoreSilica | 2019 | 169.9757 | 154.0137 | 19.6445 | 4 | 2249.9 | 2650.6586 | 45.8673 | 54.0373 | 242.4195 | 0 | 71.1679 | 18013026.1633 | 1122893.1492 | 18417560.4244 | 11892832.8547 | 0 | 605731.5987 | 0 | 19520297.2342 | 50787809.2399 | 34663723.3914 | 155023874.0558 | 961560.8286 | 20807313.0041 | 20807313.0041 | 1478867.319 | 9204646.2715 | 0 | 176792747.8886 | 208283574.4832 | 31622.7766 | 78.578 | 2249.9 | 2650.6586 | 45.8673 | 54.0373
1 | 5500 | 707 | 0.045 | 15 | 15 | 7 | 4.217e-11 | 5spot_SharedNeighbor | Water | Porous | Wet | R245fa | MinimizeLCOE_Brownfield | IgnoreSilica | 2019 | 195.6099 | 172.6406 | 21.9501 | 4 | 2197.9738 | 2556.6382 | 44.8087 | 52.1205 | 239.1296 | 0 | 83.7202 | 19546723.9488 | 1216317.5273 | 20178970.1569 | 13609417.7795 | 0 | 727796.3272 | 0 | 21558898.0385 | 56091830.3581 | 38283826.7913 | 171213780.9276 | 961560.8286 | 20807313.0041 | 20807313.0041 | 1478867.319 | 9204646.2715 | 0 | 192982654.7603 | 224473481.355 | 42169.6503 | 87.8003 | 2197.9738 | 2556.6382 | 44.8087 | 52.1205
1 | 5500 | 707 | 0.045 | 15 | 15 | 7 | 5.6234e-11 | 5spot_SharedNeighbor | Water | Porous | Wet | R245fa | MinimizeLCOE_Brownfield | IgnoreSilica | 2019 | 217.1593 | 186.954 | 23.7104 | 4 | 2167.547 | 2499.5825 | 44.1884 | 50.9574 | 236.0583 | 0 | 61.1292 | 20693850.4811 | 1286060.2766 | 21506639.2948 | 15031546.1068 | 0 | 826437.3183 | 0 | 23144368.0563 | 60216898.1198 | 41099270.3003 | 183805069.9541 | 961560.8286 | 20807313.0041 | 20807313.0041 | 1478867.319 | 9204646.2715 | 0 | 205573943.7869 | 237064770.3815 | 56234.1325 | 94.8417 | 2167.547 | 2499.5825 | 44.1884 | 50.9574
1 | 5500 | 707 | 0.045 | 15 | 15 | 7 | 7.4989e-11 | 5spot_SharedNeighbor | Water | Porous | Wet | R245fa | MinimizeLCOE_Brownfield | IgnoreSilica | 2019 | 223.2681 | 190.7462 | 24.2865 | 4 | 2147.4588 | 2471.6187 | 43.7789 | 50.3873 | 235.1193 | 0 | 83.4027 | 20993594.2426 | 1304265.9509 | 21854934.1805 | 15430865.2707 | 0 | 743365.7888 | 0 | 23527539.9191 | 61213832.7074 | 41779698.6413 | 186848096.7011 | 961560.8286 | 20807313.0041 | 20807313.0041 | 1478867.319 | 9204646.2715 | 0 | 208616970.5339 | 240107797.1285 | 74989.4209 | 97.146 | 2147.4588 | 2471.6187 | 43.7789 | 50.3873
1 | 5500 | 707 | 0.045 | 15 | 15 | 7 | 1e-10 | 5spot_SharedNeighbor | Water | Porous | Wet | R245fa | MinimizeLCOE_Brownfield | IgnoreSilica | 2019 | 228.054 | 193.6409 | 24.7314 | 4 | 2132.1958 | 2450.5245 | 43.4677 | 49.9573 | 234.3685 | 0 | 105.2256 | 21221272.2901 | 1318089.6454 | 22119861.7106 | 15742678.8543 | 0 | 671447.7272 | 0 | 23818606.5887 | 61971128.4759 | 42296568.5641 | 189159653.8563 | 961560.8286 | 20807313.0041 | 20807313.0041 | 1478867.319 | 9204646.2715 | 0 | 210928527.6891 | 242419354.2837 | 100000 | 98.9255 | 2132.1958 | 2450.5245 | 43.4677 | 49.9573
1 | 5500 | 707 | 0.045 | 15 | 15 | 7 | 1.3335e-10 | 5spot_SharedNeighbor | Water | Porous | Wet | R245fa | MinimizeLCOE_Brownfield | IgnoreSilica | 2019 | 231.8271 | 195.8754 | 25.0765 | 4 | 2120.6025 | 2434.5503 | 43.2313 | 49.6316 | 233.7677 | 0 | 122.6688 | 21396375.4688 | 1328718.3597 | 22323828.584 | 15987764.0413 | 0 | 611515.7349 | 0 | 24042798.8536 | 62554430.7608 | 42694684.3593 | 190940116.1623 | 961560.8286 | 20807313.0041 | 20807313.0041 | 1478867.319 | 9204646.2715 | 0 | 212708989.995 | 244199816.5897 | 133352.1432 | 100.3059 | 2120.6025 | 2434.5503 | 43.2313 | 49.6316
1 | 5500 | 707 | 0.045 | 15 | 15 | 7 | 1.7783e-10 | 5spot_SharedNeighbor | Water | Porous | Wet | R245fa | MinimizeLCOE_Brownfield | IgnoreSilica | 2019 | 234.6233 | 197.5022 | 25.3325 | 4 | 2111.8 | 2422.5754 | 43.0519 | 49.3875 | 233.3167 | 0 | 164.7283 | 21523501.1324 | 1336433.3129 | 22472026.0468 | 16168705.0533 | 0 | 560608.1983 | 0 | 24203896.7601 | 62973574.4678 | 42980758.5518 | 192219503.5234 | 961560.8286 | 20807313.0041 | 20807313.0041 | 1478867.319 | 9204646.2715 | 0 | 213988377.3562 | 245479203.9508 | 177827.941 | 101.3299 | 2111.8 | 2422.5754 | 43.0519 | 49.3875
1 | 5500 | 707 | 0.045 | 15 | 15 | 7 | 2.3714e-10 | 5spot_SharedNeighbor | Water | Porous | Wet | R245fa | MinimizeLCOE_Brownfield | IgnoreSilica | 2019 | 236.7982 | 198.752 | 25.5293 | 4 | 2105.1285 | 2413.5077 | 42.9159 | 49.2026 | 232.9631 | 0 | 173.7809 | 21620973.4646 | 1342347.8037 | 22585721.04 | 16309353.9288 | 0 | 519770.5806 | 0 | 24327485.059 | 63295125.8701 | 43200223.9911 | 193201001.738 | 961560.8286 | 20807313.0041 | 20807313.0041 | 1478867.319 | 9204646.2715 | 0 | 214969875.5707 | 246460702.1653 | 237137.3706 | 102.1172 | 2105.1285 | 2413.5077 | 42.9159 | 49.2026
1 | 5500 | 707 | 0.045 | 15 | 15 | 7 | 3.1623e-10 | 5spot_SharedNeighbor | Water | Porous | Wet | R245fa | MinimizeLCOE_Brownfield | IgnoreSilica | 2019 | 238.3593 | 199.6389 | 25.6721 | 4 | 2100.0752 | 2406.739 | 42.8129 | 49.0646 | 232.7071 | 0 | 201.3535 | 21690035.3115 | 1346537.9277 | 22666311.6539 | 16409992.0276 | 0 | 485978.3352 | 0 | 24413553.5498 | 63519058.4282 | 43353062.5634 | 193884529.7974 | 961560.8286 | 20807313.0041 | 20807313.0041 | 1478867.319 | 9204646.2715 | 0 | 215653403.6301 | 247144230.2248 | 316227.766 | 102.6884 | 2100.0752 | 2406.739 | 42.8129 | 49.0646
1 | 5500 | 707 | 0.045 | 15 | 15 | 7 | 4.217e-10 | 5spot_SharedNeighbor | Water | Porous | Wet | R245fa | MinimizeLCOE_Brownfield | IgnoreSilica | 2019 | 239.8138 | 200.4616 | 25.7978 | 4 | 2096.2261 | 2401.3959 | 42.7344 | 48.9557 | 232.4691 | 0 | 209.0151 | 21754020.6457 | 1350419.7124 | 22741003.8106 | 16503781.6149 | 0 | 462273.4964 | 0 | 24496484.7192 | 63734828.3194 | 43500329.9478 | 194543142.2665 | 961560.8286 | 20807313.0041 | 20807313.0041 | 1478867.319 | 9204646.2715 | 0 | 216312016.0992 | 247802842.6939 | 421696.5034 | 103.1912 | 2096.2261 | 2401.3959 | 42.7344 | 48.9557
1 | 5500 | 707 | 0.045 | 15 | 15 | 7 | 5.6234e-10 | 5spot_SharedNeighbor | Water | Porous | Wet | R245fa | MinimizeLCOE_Brownfield | IgnoreSilica | 2019 | 240.6808 | 200.9465 | 25.8767 | 4 | 2093.3999 | 2397.6387 | 42.6768 | 48.8791 | 232.3252 | 0 | 217.2441 | 21791702.1803 | 1352705.5788 | 22785002.1346 | 16559640.8867 | 0 | 441722.9843 | 0 | 24543001.7682 | 63855856.139 | 43582933.9215 | 194912565.5935 | 961560.8286 | 20807313.0041 | 20807313.0041 | 1478867.319 | 9204646.2715 | 0 | 216681439.4262 | 248172266.0209 | 562341.3252 | 103.5069 | 2093.3999 | 2397.6387 | 42.6768 | 48.8791
1 | 5500 | 707 | 0.045 | 15 | 15 | 7 | 7.4989e-10 | 5spot_SharedNeighbor | Water | Porous | Wet | R245fa | MinimizeLCOE_Brownfield | IgnoreSilica | 2019 | 240.805 | 201.0111 | 25.9026 | 4 | 2091.1965 | 2395.1319 | 42.6319 | 48.828 | 232.3017 | 0 | 242.8855 | 21796719.0729 | 1353009.909 | 22790860.679 | 16567569.3821 | 0 | 418734.9094 | 0 | 24541488.6414 | 63851919.2935 | 43580246.9436 | 194900548.8309 | 961560.8286 | 20807313.0041 | 20807313.0041 | 1478867.319 | 9204646.2715 | 0 | 216669422.6636 | 248160249.2583 | 749894.2093 | 103.6103 | 2091.1965 | 2395.1319 | 42.6319 | 48.828
1 | 5500 | 707 | 0.045 | 15 | 15 | 7 | 1e-09 | 5spot_SharedNeighbor | Water | Porous | Wet | R245fa | MinimizeLCOE_Brownfield | IgnoreSilica | 2019 | 241.5575 | 201.4329 | 25.9644 | 4 | 2089.5568 | 2392.7683 | 42.5984 | 48.7798 | 232.1782 | 0 | 256.5661 | 21829471.5163 | 1354996.6592 | 22829111.4757 | 16616093.9728 | 0 | 409257.6169 | 0 | 24585183.1839 | 63965603.5301 | 43657838.771 | 195247556.7259 | 961560.8286 | 20807313.0041 | 20807313.0041 | 1478867.319 | 9204646.2715 | 0 | 217016430.5587 | 248507257.1533 | 1000000 | 103.8576 | 2089.5568 | 2392.7683 | 42.5984 | 48.7798
1 | 5500 | 707 | 0.045 | 15 | 15 | 7 | 1.3335e-09 | 5spot_SharedNeighbor | Water | Porous | Wet | R245fa | MinimizeLCOE_Brownfield | IgnoreSilica | 2019 | 241.913 | 201.6302 | 25.9973 | 4 | 2088.3235 | 2391.1519 | 42.5733 | 48.7469 | 232.1189 | 0 | 252.661 | 21844787.3346 | 1355925.6816 | 22847000.6465 | 16638992.532 | 0 | 399457.3335 | 0 | 24603603.776 | 64013530.1321 | 43690549.6617 | 195393847.0981 | 961560.8286 | 20807313.0041 | 20807313.0041 | 1478867.319 | 9204646.2715 | 0 | 217162720.9308 | 248653547.5254 | 1333521.4322 | 103.989 | 2088.3235 | 2391.1519 | 42.5733 | 48.7469
1 | 5500 | 707 | 0.045 | 15 | 15 | 7 | 1.7783e-09 | 5spot_SharedNeighbor | Water | Porous | Wet | R245fa | MinimizeLCOE_Brownfield | IgnoreSilica | 2019 | 242.1714 | 201.7733 | 26.0214 | 4 | 2087.396 | 2389.9439 | 42.5544 | 48.7222 | 232.0758 | 0 | 250.1137 | 21855892.7811 | 1356599.3011 | 22859972.8949 | 16655636.0733 | 0 | 391893.0701 | 0 | 24616797.707 | 64047858.034 | 43713979.1601 | 195498629.0214 | 961560.8286 | 20807313.0041 | 20807313.0041 | 1478867.319 | 9204646.2715 | 0 | 217267502.8541 | 248758329.4488 | 1778279.41 | 104.0854 | 2087.396 | 2389.9439 | 42.5544 | 48.7222
1 | 5500 | 707 | 0.045 | 15 | 15 | 7 | 2.3714e-09 | 5spot_SharedNeighbor | Water | Porous | Wet | R245fa | MinimizeLCOE_Brownfield | IgnoreSilica | 2019 | 242.3734 | 201.8852 | 26.04 | 4 | 2086.6989 | 2389.0306 | 42.5402 | 48.7036 | 232.042 | 0 | 259.7751 | 21864571.8363 | 1357125.7369 | 22870111.3914 | 16668653.051 | 0 | 386251.5899 | 0 | 24627218.3061 | 64074970.2954 | 43732483.8356 | 195581386.0426 | 961560.8286 | 20807313.0041 | 20807313.0041 | 1478867.319 | 9204646.2715 | 0 | 217350259.8753 | 248841086.47 | 2371373.7057 | 104.1599 | 2086.6989 | 2389.0306 | 42.5402 | 48.7036
1 | 5500 | 707 | 0.045 | 15 | 15 | 7 | 3.1623e-09 | 5spot_SharedNeighbor | Water | Porous | Wet | R245fa | MinimizeLCOE_Brownfield | IgnoreSilica | 2019 | 242.5197 | 201.9661 | 26.0536 | 4 | 2086.1753 | 2388.3489 | 42.5295 | 48.6897 | 232.0175 | 0 | 252.1786 | 21870845.7078 | 1357506.2805 | 22877440.5353 | 16678078.1648 | 0 | 381919.2434 | 0 | 24634658.0734 | 64094327.0437 | 43745695.2141 | 195640470.2629 | 961560.8286 | 20807313.0041 | 20807313.0041 | 1478867.319 | 9204646.2715 | 0 | 217409344.0956 | 248900170.6903 | 3162277.6602 | 104.2143 | 2086.1753 | 2388.3489 | 42.5295 | 48.6897
1 | 5500 | 707 | 0.045 | 15 | 15 | 7 | 4.217e-09 | 5spot_SharedNeighbor | Water | Porous | Wet | R245fa | MinimizeLCOE_Brownfield | IgnoreSilica | 2019 | 243.0385 | 202.2542 | 26.09 | 4 | 2085.7747 | 2387.5269 | 42.5213 | 48.673 | 231.932 | 0 | 259.6957 | 21893188.729 | 1358861.4781 | 22903543.5779 | 16711426.544 | 0 | 383341.0816 | 0 | 24667640.9501 | 64180141.7233 | 43804265.4962 | 195902409.5802 | 961560.8286 | 20807313.0041 | 20807313.0041 | 1478867.319 | 9204646.2715 | 0 | 217671283.413 | 249162110.0076 | 4216965.0343 | 104.3599 | 2085.7747 | 2387.5269 | 42.5213 | 48.673
1 | 5500 | 707 | 0.045 | 15 | 15 | 7 | 5.6234e-09 | 5spot_SharedNeighbor | Water | Porous | Wet | R245fa | MinimizeLCOE_Brownfield | IgnoreSilica | 2019 | 243.3091 | 202.4072 | 26.1098 | 4 | 2085.4905 | 2387.0131 | 42.5155 | 48.6625 | 231.8891 | 0 | 260.8033 | 21905053.8476 | 1359581.1312 | 22917406.637 | 16728856.1645 | 0 | 383368.3913 | 0 | 24684763.807 | 64224691.8844 | 43834671.8966 | 196038393.7597 | 961560.8286 | 20807313.0041 | 20807313.0041 | 1478867.319 | 9204646.2715 | 0 | 217807267.5924 | 249298094.1871 | 5623413.2519 | 104.4393 | 2085.4905 | 2387.0131 | 42.5155 | 48.6625
1 | 5500 | 707 | 0.045 | 15 | 15 | 7 | 7.4989e-09 | 5spot_SharedNeighbor | Water | Porous | Wet | R245fa | MinimizeLCOE_Brownfield | IgnoreSilica | 2019 | 243.346 | 202.4295 | 26.1141 | 4 | 2085.2774 | 2386.7506 | 42.5112 | 48.6571 | 231.8841 | 0 | 263.1325 | 21906782.829 | 1359685.998 | 22919426.8275 | 16731254.1868 | 0 | 381444.8869 | 0 | 24686451.944 | 64229084.0706 | 43837669.6539 | 196051800.3967 | 961560.8286 | 20807313.0041 | 20807313.0041 | 1478867.319 | 9204646.2715 | 0 | 217820674.2294 | 249311500.8241 | 7498942.0933 | 104.4565 | 2085.2774 | 2386.7506 | 42.5112 | 48.6571
1 | 5500 | 707 | 0.045 | 15 | 15 | 7 | 1e-08 | 5spot_SharedNeighbor | Water | Porous | Wet | R245fa | MinimizeLCOE_Brownfield | IgnoreSilica | 2019 | 243.3823 | 202.451 | 26.1179 | 4 | 2085.1173 | 2386.5471 | 42.5079 | 48.653 | 231.879 | 0 | 255.517 | 21908451.9682 | 1359787.2349 | 22921377.1134 | 16733608.1994 | 0 | 380097.7978 | 0 | 24688295.7024 | 64233881.1518 | 43840943.7603 | 196066442.9282 | 961560.8286 | 20807313.0041 | 20807313.0041 | 1478867.319 | 9204646.2715 | 0 | 217835316.7609 | 249326143.3556 | 10000000 | 104.4715 | 2085.1173 | 2386.5471 | 42.5079 | 48.653
1 | 5600 | 707 | 0.045 | 15 | 15 | 7 | 1e-13 | 5spot_SharedNeighbor | Water | Porous | Wet | R245fa | MinimizeLCOE_Brownfield | IgnoreSilica | 2019 | 1.1813 | 0.49642 | 0.053616 | 4 | 113483.6797 | 263767.4784 | 2313.5183 | 5377.2568 | 170.3744 | 0 | 24.1581 | 303970.753 | 18075.0847 | 188021.3352 | 90335.7819 | 0 | 58562.7385 | 0 | 256996.6204 | 668652.4889 | 456369.0631 | 2040983.8657 | 961560.8286 | 21335742.5118 | 21335742.5118 | 1478867.319 | 9416018.0746 | 0 | 24338287.2061 | 56568915.1116 | 100 | 0.21447 | 113483.6797 | 263767.4784 | 2313.5183 | 5377.2568
1 | 5600 | 707 | 0.045 | 15 | 15 | 7 | 1.3335e-13 | 5spot_SharedNeighbor | Water | Porous | Wet | R245fa | MinimizeLCOE_Brownfield | IgnoreSilica | 2019 | 1.5297 | 0.7943 | 0.094032 | 4 | 66842.3912 | 152533.1324 | 1362.6726 | 3109.5942 | 186.1313 | 0 | 27.2534 | 434752.3733 | 28121.2354 | 272376.9474 | 119609.3458 | 0 | 63355.3152 | 0 | 358103.9347 | 931712.9808 | 635913.2542 | 2843945.3868 | 961560.8286 | 21335742.5118 | 21335742.5118 | 1478867.319 | 9416018.0746 | 0 | 25141248.7273 | 57371876.6327 | 133.3521 | 0.37613 | 66842.3912 | 152533.1324 | 1362.6726 | 3109.5942
1 | 5600 | 707 | 0.045 | 15 | 15 | 7 | 1.7783e-13 | 5spot_SharedNeighbor | Water | Porous | Wet | R245fa | MinimizeLCOE_Brownfield | IgnoreSilica | 2019 | 1.9626 | 1.1999 | 0.14543 | 4 | 44802.4402 | 100207.6349 | 913.3583 | 2042.8682 | 199.2954 | 0 | 134.6571 | 579919.0792 | 37535.0238 | 378867.4214 | 151387.5833 | 0 | 68022.5738 | 0 | 474135.3558 | 1233602.9372 | 841959.3527 | 3765429.3271 | 961560.8286 | 21335742.5118 | 21335742.5118 | 1478867.319 | 9416018.0746 | 0 | 26062732.6676 | 58293360.5731 | 177.8279 | 0.58173 | 44802.4402 | 100207.6349 | 913.3583 | 2042.8682
1 | 5600 | 707 | 0.045 | 15 | 15 | 7 | 2.3714e-13 | 5spot_SharedNeighbor | Water | Porous | Wet | R245fa | MinimizeLCOE_Brownfield | IgnoreSilica | 2019 | 2.5266 | 1.7373 | 0.21374 | 4 | 31783.4485 | 69481.4464 | 647.9486 | 1416.4733 | 210.576 | 0 | 166.8502 | 751427.5206 | 48637.1343 | 509441.643 | 191714.0174 | 0 | 73260.6669 | 0 | 614047.5831 | 1597625.8527 | 1090412.4724 | 4876566.8904 | 961560.8286 | 21335742.5118 | 21335742.5118 | 1478867.319 | 9416018.0746 | 0 | 27173870.2309 | 59404498.1364 | 237.1374 | 0.85497 | 31783.4485 | 69481.4464 | 647.9486 | 1416.4733
1 | 5600 | 707 | 0.045 | 15 | 15 | 7 | 3.1623e-13 | 5spot_SharedNeighbor | Water | Porous | Wet | R245fa | MinimizeLCOE_Brownfield | IgnoreSilica | 2019 | 3.2073 | 2.3962 | 0.29816 | 4 | 23833.1299 | 50857.293 | 485.8706 | 1036.7947 | 219.4391 | 0 | 216.8599 | 941456.6897 | 60913.2779 | 658873.2284 | 240007.7835 | 0 | 77117.2368 | 0 | 771563.6043 | 2007450.229 | 1370126.0303 | 6127508.0798 | 961560.8286 | 21335742.5118 | 21335742.5118 | 1478867.319 | 9416018.0746 | 0 | 28424811.4203 | 60655439.3258 | 316.2278 | 1.1927 | 23833.1299 | 50857.293 | 485.8706 | 1036.7947
1 | 5600 | 707 | 0.045 | 15 | 15 | 7 | 4.217e-13 | 5spot_SharedNeighbor | Water | Porous | Wet | R245fa | MinimizeLCOE_Brownfield | IgnoreSilica | 2019 | 4.1043 | 3.2754 | 0.41098 | 4 | 18235.5303 | 37841.6388 | 371.756 | 771.453 | 226.9676 | 0 | 34.5026 | 1172586.8132 | 75811.3828 | 846055.6788 | 303622.8395 | 0 | 81610.6868 | 0 | 967078.0865 | 2516138.806 | 1717316.4366 | 7680220.7302 | 961560.8286 | 21335742.5118 | 21335742.5118 | 1478867.319 | 9416018.0746 | 0 | 29977524.0707 | 62208151.9761 | 421.6965 | 1.6439 | 18235.5303 | 37841.6388 | 371.756 | 771.453
1 | 5600 | 707 | 0.045 | 15 | 15 | 7 | 5.6234e-13 | 5spot_SharedNeighbor | Water | Porous | Wet | R245fa | MinimizeLCOE_Brownfield | IgnoreSilica | 2019 | 5.2615 | 4.4209 | 0.55833 | 4 | 14267.928 | 28699.5798 | 290.871 | 585.0798 | 233.0939 | 0 | 43.9119 | 1448009.2663 | 93520.6251 | 1075465.8867 | 386001.7741 | 0 | 86086.0817 | 0 | 1204742.6172 | 3134493.1633 | 2139355.9913 | 9567675.4056 | 961560.8286 | 21335742.5118 | 21335742.5118 | 1478867.319 | 9416018.0746 | 0 | 31864978.7461 | 64095606.6516 | 562.3413 | 2.2333 | 14267.928 | 28699.5798 | 290.871 | 585.0798
1 | 5600 | 707 | 0.045 | 15 | 15 | 7 | 7.4989e-13 | 5spot_SharedNeighbor | Water | Porous | Wet | R245fa | MinimizeLCOE_Brownfield | IgnoreSilica | 2019 | 6.7574 | 5.9077 | 0.74992 | 4 | 11387.8973 | 22132.5917 | 232.1577 | 451.2028 | 237.9562 | 0 | 39.4274 | 1776134.1545 | 114562.1504 | 1356191.23 | 492490.3068 | 0 | 90701.2072 | 0 | 1493730.8291 | 3886381.2109 | 2652535.0336 | 11862726.1224 | 961560.8286 | 21335742.5118 | 21335742.5118 | 1478867.319 | 9416018.0746 | 0 | 34160029.4629 | 66390657.3683 | 749.8942 | 2.9997 | 11387.8973 | 22132.5917 | 232.1577 | 451.2028
1 | 5600 | 707 | 0.045 | 15 | 15 | 7 | 1e-12 | 5spot_SharedNeighbor | Water | Porous | Wet | R245fa | MinimizeLCOE_Brownfield | IgnoreSilica | 2019 | 8.7259 | 7.8484 | 0.99974 | 4 | 9248.5371 | 17308.3256 | 188.5439 | 352.8536 | 241.4943 | 0 | 37.2796 | 2170268.5265 | 139763.951 | 1702202.5295 | 632445.2855 | 0 | 97282.5484 | 0 | 1849365.5079 | 4811669.6946 | 3284063.4365 | 14687061.48 | 961560.8286 | 21335742.5118 | 21335742.5118 | 1478867.319 | 9416018.0746 | 0 | 36984364.8205 | 69214992.726 | 1000 | 3.9989 | 9248.5371 | 17308.3256 | 188.5439 | 352.8536
1 | 5600 | 707 | 0.045 | 15 | 15 | 7 | 1.3335e-12 | 5spot_SharedNeighbor | Water | Porous | Wet | R245fa | MinimizeLCOE_Brownfield | IgnoreSilica | 2019 | 11.3588 | 10.5303 | 1.3465 | 4 | 7543.8875 | 13528.1322 | 153.7924 | 275.7893 | 245.3104 | 0 | 50.4768 | 2671223.2791 | 171694.515 | 2153467.7717 | 821088.3925 | 0 | 101778.8866 | 0 | 2308508.6095 | 6006265.8617 | 4099399.8671 | 18333427.1832 | 961560.8286 | 21335742.5118 | 21335742.5118 | 1478867.319 | 9416018.0746 | 0 | 40630730.5237 | 72861358.4292 | 1333.5214 | 5.3859 | 7543.8875 | 13528.1322 | 153.7924 | 275.7893
1 | 5600 | 707 | 0.045 | 15 | 15 | 7 | 1.7783e-12 | 5spot_SharedNeighbor | Water | Porous | Wet | R245fa | MinimizeLCOE_Brownfield | IgnoreSilica | 2019 | 14.8011 | 13.9971 | 1.7943 | 4 | 6281.4462 | 10772.2454 | 128.0558 | 219.6068 | 247.8418 | 0 | 48.8298 | 3267077.9094 | 209543.7133 | 2704060.0747 | 1067167.3375 | 0 | 108624.2661 | 0 | 2869024.5874 | 7464613.4585 | 5094752.0679 | 22784863.4147 | 961560.8286 | 21335742.5118 | 21335742.5118 | 1478867.319 | 9416018.0746 | 0 | 45082166.7552 | 77312794.6606 | 1778.2794 | 7.177 | 6281.4462 | 10772.2454 | 128.0558 | 219.6068
1 | 5600 | 707 | 0.045 | 15 | 15 | 7 | 2.3714e-12 | 5spot_SharedNeighbor | Water | Porous | Wet | R245fa | MinimizeLCOE_Brownfield | IgnoreSilica | 2019 | 19.3495 | 18.5842 | 2.3869 | 4 | 5303.8563 | 8679.5855 | 108.1263 | 176.9451 | 249.8239 | 0 | 51.3146 | 3993719.2853 | 255533.3634 | 3392342.8379 | 1392502.6667 | 0 | 116784.5842 | 0 | 3568844.2676 | 9285400.7137 | 6337476.783 | 28342604.5017 | 961560.8286 | 21335742.5118 | 21335742.5118 | 1478867.319 | 9416018.0746 | 0 | 50639907.8422 | 82870535.7477 | 2371.3737 | 9.5478 | 5303.8563 | 8679.5855 | 108.1263 | 176.9451
1 | 5600 | 707 | 0.045 | 15 | 15 | 7 | 3.1623e-12 | 5spot_SharedNeighbor | Water | Porous | Wet | R245fa | MinimizeLCOE_Brownfield | IgnoreSilica | 2019 | 25.3736 | 24.6648 | 3.1727 | 4 | 4538.7509 | 7078.4166 | 92.5286 | 144.3031 | 251.3662 | 0 | 54.4483 | 4881913.8887 | 311530.9254 | 4254481.6547 | 1823587.8362 | 0 | 126810.1624 | 0 | 4445346.5423 | 11565879.837 | 7893950.6438 | 35303501.4905 | 961560.8286 | 21335742.5118 | 21335742.5118 | 1478867.319 | 9416018.0746 | 0 | 57600804.8309 | 89831432.7364 | 3162.2777 | 12.6909 | 4538.7509 | 7078.4166 | 92.5286 | 144.3031
1 | 5600 | 707 | 0.045 | 15 | 15 | 7 | 4.217e-12 | 5spot_SharedNeighbor | Water | Porous | Wet | R245fa | MinimizeLCOE_Brownfield | IgnoreSilica | 2019 | 33.3079 | 32.6771 | 4.2084 | 4 | 3937.1938 | 5851.8689 | 80.265 | 119.2983 | 252.5522 | 0 | 51.3406 | 5961707.6125 | 379330.2757 | 5328188.9445 | 2391380.7331 | 0 | 138855.4202 | 0 | 5537790.5646 | 14408195.092 | 9833889.2091 | 43979337.8517 | 961560.8286 | 21335742.5118 | 21335742.5118 | 1478867.319 | 9416018.0746 | 0 | 66276641.1922 | 98507269.0976 | 4216.965 | 16.8335 | 3937.1938 | 5851.8689 | 80.265 | 119.2983
1 | 5600 | 707 | 0.045 | 15 | 15 | 7 | 5.6234e-12 | 5spot_SharedNeighbor | Water | Porous | Wet | R245fa | MinimizeLCOE_Brownfield | IgnoreSilica | 2019 | 43.7022 | 43.1735 | 5.5653 | 4 | 3460.8889 | 4908.7233 | 70.5549 | 100.071 | 253.4476 | 0 | 48.5407 | 7267966.4618 | 460998.2084 | 6658229.1549 | 3135282.0923 | 0 | 153335.3234 | 0 | 6893566.3839 | 17935645.6661 | 12241446.7077 | 54746469.9985 | 961560.8286 | 21335742.5118 | 21335742.5118 | 1478867.319 | 9416018.0746 | 0 | 77043773.339 | 109274401.2445 | 5623.4133 | 22.2613 | 3460.8889 | 4908.7233 | 70.5549 | 100.071
1 | 5600 | 707 | 0.045 | 15 | 15 | 7 | 7.4989e-12 | 5spot_SharedNeighbor | Water | Porous | Wet | R245fa | MinimizeLCOE_Brownfield | IgnoreSilica | 2019 | 57.1252 | 56.6943 | 7.3132 | 4 | 3083.9788 | 4185.7779 | 62.8711 | 85.3327 | 254.0404 | 0 | 55.6911 | 8824130.5466 | 557859.3635 | 8279735.0614 | 4095458.544 | 0 | 171111.3937 | 0 | 8552035.0146 | 22250640.8443 | 15186519.5812 | 67917490.3492 | 961560.8286 | 21335742.5118 | 21335742.5118 | 1478867.319 | 9416018.0746 | 0 | 90214793.6897 | 122445421.5951 | 7498.9421 | 29.2527 | 3083.9788 | 4185.7779 | 62.8711 | 85.3327
1 | 5600 | 707 | 0.045 | 15 | 15 | 7 | 1e-11 | 5spot_SharedNeighbor | Water | Porous | Wet | R245fa | MinimizeLCOE_Brownfield | IgnoreSilica | 2019 | 74.1043 | 73.6129 | 9.4979 | 4 | 2788.5956 | 3636.956 | 56.8493 | 74.1443 | 254.1589 | 0 | 52.9537 | 10629911.8998 | 669752.8212 | 10203464.7508 | 5306726.277 | 0 | 196682.226 | 0 | 10532549.8102 | 27403534.0831 | 18703475.098 | 83646096.9662 | 961560.8286 | 21335742.5118 | 21335742.5118 | 1478867.319 | 9416018.0746 | 0 | 105943400.3067 | 138174028.2122 | 10000 | 37.9917 | 2788.5956 | 3636.956 | 56.8493 | 74.1443
1 | 5600 | 707 | 0.045 | 15 | 15 | 7 | 1.3335e-11 | 5spot_SharedNeighbor | Water | Porous | Wet | R245fa | MinimizeLCOE_Brownfield | IgnoreSilica | 2019 | 94.8011 | 93.6867 | 12.082 | 4 | 2563.8978 | 3230.813 | 52.2685 | 65.8645 | 253.4923 | 0 | 63.6162 | 12626192.0856 | 792905.7832 | 12374485.06 | 6773632.5434 | 0 | 239452.0554 | 0 | 12794600.3357 | 33288925.5402 | 22720375.7002 | 101610569.1037 | 961560.8286 | 21335742.5118 | 21335742.5118 | 1478867.319 | 9416018.0746 | 0 | 123907872.4442 | 156138500.3497 | 13335.2143 | 48.3279 | 2563.8978 | 3230.813 | 52.2685 | 65.8645
1 | 5600 | 707 | 0.045 | 15 | 15 | 7 | 1.7783e-11 | 5spot_SharedNeighbor | Water | Porous | Wet | R245fa | MinimizeLCOE_Brownfield | IgnoreSilica | 2019 | 118.8185 | 115.869 | 14.9198 | 4 | 2400.3129 | 2940.3762 | 48.9336 | 59.9435 | 251.7771 | 0 | 53.9259 | 14696131.0522 | 920076.8579 | 14667584.175 | 8457090.1828 | 0 | 310430.6433 | 0 | 15230012.0354 | 39625367.211 | 27045127.3414 | 120951819.4989 | 961560.8286 | 21335742.5118 | 21335742.5118 | 1478867.319 | 9416018.0746 | 0 | 143249122.8393 | 175479750.7448 | 17782.7941 | 59.6794 | 2400.3129 | 2940.3762 | 48.9336 | 59.9435
1 | 5600 | 707 | 0.045 | 15 | 15 | 7 | 2.3714e-11 | 5spot_SharedNeighbor | Water | Porous | Wet | R245fa | MinimizeLCOE_Brownfield | IgnoreSilica | 2019 | 144.9863 | 138.4434 | 17.782 | 4 | 2286.937 | 2740.0716 | 46.6223 | 55.8601 | 249.0771 | 0 | 66.9451 | 16690665.201 | 1042167.5803 | 16912294.5582 | 10264366.2686 | 0 | 410744.595 | 0 | 17674892.8992 | 45986445.7047 | 31386694.1204 | 140368270.9275 | 961560.8286 | 21335742.5118 | 21335742.5118 | 1478867.319 | 9416018.0746 | 0 | 162665574.268 | 194896202.1735 | 23713.7371 | 71.1281 | 2286.937 | 2740.0716 | 46.6223 | 55.8601
1 | 5600 | 707 | 0.045 | 15 | 15 | 7 | 3.1623e-11 | 5spot_SharedNeighbor | Water | Porous | Wet | R245fa | MinimizeLCOE_Brownfield | IgnoreSilica | 2019 | 171.7756 | 160.1022 | 20.5049 | 4 | 2208.5834 | 2601.5452 | 45.025 | 53.036 | 245.9908 | 0 | 66.1387 | 18519784.5127 | 1153785.4484 | 18997765.9131 | 12091020.5662 | 0 | 525067.3033 | 0 | 20002095.26 | 52041348.8727 | 35519289.9484 | 158850157.8247 | 961560.8286 | 21335742.5118 | 21335742.5118 | 1478867.319 | 9416018.0746 | 0 | 181147461.1652 | 213378089.0707 | 31622.7766 | 82.0197 | 2208.5834 | 2601.5452 | 45.025 | 53.036
1 | 5600 | 707 | 0.045 | 15 | 15 | 7 | 4.217e-11 | 5spot_SharedNeighbor | Water | Porous | Wet | R245fa | MinimizeLCOE_Brownfield | IgnoreSilica | 2019 | 197.2495 | 178.9929 | 22.8508 | 4 | 2159.3751 | 2511.9946 | 44.0218 | 51.2104 | 242.6071 | 0 | 79.5043 | 20058980.2241 | 1247475.3102 | 20770802.525 | 13801521.2702 | 0 | 647722.636 | 0 | 22045335.7666 | 57357441.5445 | 39147632.4317 | 175076911.7084 | 961560.8286 | 21335742.5118 | 21335742.5118 | 1478867.319 | 9416018.0746 | 0 | 197374215.0488 | 229604842.9543 | 42169.6503 | 91.4034 | 2159.3751 | 2511.9946 | 44.0218 | 51.2104
1 | 5600 | 707 | 0.045 | 15 | 15 | 7 | 5.6234e-11 | 5spot_SharedNeighbor | Water | Porous | Wet | R245fa | MinimizeLCOE_Brownfield | IgnoreSilica | 2019 | 220.0675 | 194.3967 | 24.7361 | 4 | 2130.7611 | 2456.5057 | 43.4384 | 50.0792 | 239.2389 | 0 | 82.5937 | 21280558.4905 | 1321688.5772 | 22188899.6242 | 15310654.5863 | 0 | 768166.296 | 0 | 23739287.3539 | 61764756.0975 | 42155715.1754 | 188529726.2009 | 961560.8286 | 21335742.5118 | 21335742.5118 | 1478867.319 | 9416018.0746 | 0 | 210827029.5414 | 243057657.4468 | 56234.1325 | 98.9445 | 2130.7611 | 2456.5057 | 43.4384 | 50.0792
1 | 5600 | 707 | 0.045 | 15 | 15 | 7 | 7.4989e-11 | 5spot_SharedNeighbor | Water | Porous | Wet | R245fa | MinimizeLCOE_Brownfield | IgnoreSilica | 2019 | 226.8419 | 198.6457 | 25.3539 | 4 | 2112.8895 | 2430.6969 | 43.0741 | 49.553 | 238.1594 | 0 | 83.2295 | 21612684.3221 | 1341844.859 | 22576050.0826 | 15753657.2437 | 0 | 700561.8702 | 0 | 24174071.3673 | 62895974.9137 | 42927795.2617 | 191982639.9202 | 961560.8286 | 21335742.5118 | 21335742.5118 | 1478867.319 | 9416018.0746 | 0 | 214279943.2607 | 246510571.1662 | 74989.4209 | 101.4156 | 2112.8895 | 2430.6969 | 43.0741 | 49.553
1 | 5600 | 707 | 0.045 | 15 | 15 | 7 | 1e-10 | 5spot_SharedNeighbor | Water | Porous | Wet | R245fa | MinimizeLCOE_Brownfield | IgnoreSilica | 2019 | 231.6692 | 201.5835 | 25.7969 | 4 | 2099.3439 | 2411.6943 | 42.798 | 49.1657 | 237.3713 | 0 | 94.0478 | 21841162.8969 | 1355705.8332 | 22842767.1074 | 16067814.1378 | 0 | 634770.3507 | 0 | 24469465.9271 | 63664530.9647 | 43452350.5587 | 194328567.7764 | 961560.8286 | 21335742.5118 | 21335742.5118 | 1478867.319 | 9416018.0746 | 0 | 216625871.1169 | 248856499.0224 | 100000 | 103.1874 | 2099.3439 | 2411.6943 | 42.798 | 49.1657
1 | 5600 | 707 | 0.045 | 15 | 15 | 7 | 1.3335e-10 | 5spot_SharedNeighbor | Water | Porous | Wet | R245fa | MinimizeLCOE_Brownfield | IgnoreSilica | 2019 | 235.4009 | 203.8054 | 26.1351 | 4 | 2089.0758 | 2397.3838 | 42.5886 | 48.8739 | 236.7526 | 0 | 120.1238 | 22013341.6418 | 1366148.5834 | 23043967.3229 | 16310071.1473 | 0 | 579139.3696 | 0 | 24691940.5453 | 64243364.2855 | 43847416.194 | 196095389.0897 | 961560.8286 | 21335742.5118 | 21335742.5118 | 1478867.319 | 9416018.0746 | 0 | 218392692.4301 | 250623320.3356 | 133352.1432 | 104.5403 | 2089.0758 | 2397.3838 | 42.5886 | 48.8739
1 | 5600 | 707 | 0.045 | 15 | 15 | 7 | 1.7783e-10 | 5spot_SharedNeighbor | Water | Porous | Wet | R245fa | MinimizeLCOE_Brownfield | IgnoreSilica | 2019 | 238.2339 | 205.4629 | 26.3901 | 4 | 2081.2949 | 2386.6238 | 42.43 | 48.6546 | 236.2773 | 0 | 143.1208 | 22141442.3876 | 1373916.4711 | 23193773.6868 | 16493603.6979 | 0 | 532754.052 | 0 | 24856841.2152 | 64672402.0027 | 44140243.2518 | 197404976.7652 | 961560.8286 | 21335742.5118 | 21335742.5118 | 1478867.319 | 9416018.0746 | 0 | 219702280.1056 | 251932908.0111 | 177827.941 | 105.5604 | 2081.2949 | 2386.6238 | 42.43 | 48.6546
1 | 5600 | 707 | 0.045 | 15 | 15 | 7 | 2.3714e-10 | 5spot_SharedNeighbor | Water | Porous | Wet | R245fa | MinimizeLCOE_Brownfield | IgnoreSilica | 2019 | 240.4381 | 206.7356 | 26.5861 | 4 | 2075.4038 | 2378.482 | 42.3099 | 48.4886 | 235.9044 | 0 | 183.491 | 22239611.1163 | 1379868.4504 | 23308641.5774 | 16636234.8135 | 0 | 495615.3864 | 0 | 24983388.8242 | 65001652.9228 | 44364963.7702 | 198409976.8613 | 961560.8286 | 21335742.5118 | 21335742.5118 | 1478867.319 | 9416018.0746 | 0 | 220707280.2018 | 252937908.1073 | 237137.3706 | 106.3443 | 2075.4038 | 2378.482 | 42.3099 | 48.4886
1 | 5600 | 707 | 0.045 | 15 | 15 | 7 | 3.1623e-10 | 5spot_SharedNeighbor | Water | Porous | Wet | R245fa | MinimizeLCOE_Brownfield | IgnoreSilica | 2019 | 240.864 | 206.9689 | 26.6521 | 4 | 2070.9073 | 2373.2341 | 42.2182 | 48.3816 | 235.8257 | 0 | 271.8858 | 22257584.288 | 1380958.0846 | 23329678.2201 | 16663556.617 | 0 | 450531.7774 | 0 | 24992100.5049 | 65024318.9292 | 44380433.7853 | 198479162.2064 | 961560.8286 | 21335742.5118 | 21335742.5118 | 1478867.319 | 9416018.0746 | 0 | 220776465.5469 | 253007093.4524 | 316227.766 | 106.6086 | 2070.9073 | 2373.2341 | 42.2182 | 48.3816
1 | 5600 | 707 | 0.045 | 15 | 15 | 7 | 4.217e-10 | 5spot_SharedNeighbor | Water | Porous | Wet | R245fa | MinimizeLCOE_Brownfield | IgnoreSilica | 2019 | 242.5787 | 207.9497 | 26.7935 | 4 | 2067.5215 | 2368.2529 | 42.1492 | 48.28 | 235.5357 | 0 | 203.5044 | 22333099.4994 | 1385535.9659 | 23418085.3835 | 16774285.137 | 0 | 432303.9355 | 0 | 25093890.8693 | 65289156.5772 | 44561190.922 | 199287548.2899 | 961560.8286 | 21335742.5118 | 21335742.5118 | 1478867.319 | 9416018.0746 | 0 | 221584851.6304 | 253815479.5359 | 421696.5034 | 107.1741 | 2067.5215 | 2368.2529 | 42.1492 | 48.28
1 | 5600 | 707 | 0.045 | 15 | 15 | 7 | 5.6234e-10 | 5spot_SharedNeighbor | Water | Porous | Wet | R245fa | MinimizeLCOE_Brownfield | IgnoreSilica | 2019 | 244.3692 | 208.9665 | 26.9312 | 4 | 2065.0838 | 2364.2783 | 42.0995 | 48.199 | 235.2323 | 0 | 206.3911 | 22411273.3606 | 1390274.5562 | 23509640.0883 | 16889911.2876 | 0 | 424936.4547 | 0 | 25204153.9415 | 65576038.4729 | 44756993.7106 | 200163221.8724 | 961560.8286 | 21335742.5118 | 21335742.5118 | 1478867.319 | 9416018.0746 | 0 | 222460525.2129 | 254691153.1184 | 562341.3252 | 107.7247 | 2065.0838 | 2364.2783 | 42.0995 | 48.199
1 | 5600 | 707 | 0.045 | 15 | 15 | 7 | 7.4989e-10 | 5spot_SharedNeighbor | Water | Porous | Wet | R245fa | MinimizeLCOE_Brownfield | IgnoreSilica | 2019 | 244.8218 | 209.2183 | 26.9772 | 4 | 2063.1208 | 2361.8043 | 42.0595 | 48.1486 | 235.1533 | 0 | 257.1219 | 22430622.1859 | 1391447.3328 | 23532306.2932 | 16919077.9295 | 0 | 407048.5306 | 0 | 25225395.8861 | 65631305.6555 | 44794714.6983 | 200331918.512 | 961560.8286 | 21335742.5118 | 21335742.5118 | 1478867.319 | 9416018.0746 | 0 | 222629221.8524 | 254859849.7579 | 749894.2093 | 107.909 | 2063.1208 | 2361.8043 | 42.0595 | 48.1486
1 | 5600 | 707 | 0.045 | 15 | 15 | 7 | 1e-09 | 5spot_SharedNeighbor | Water | Porous | Wet | R245fa | MinimizeLCOE_Brownfield | IgnoreSilica | 2019 | 245.3165 | 209.4946 | 27.0216 | 4 | 2061.6782 | 2359.8718 | 42.0301 | 48.1092 | 235.0677 | 0 | 254.0057 | 22451837.1792 | 1392733.1891 | 23557161.1201 | 16950985.2066 | 0 | 395542.5611 | 0 | 25251821.1099 | 65700058.6672 | 44841640.0415 | 200541779.0747 | 961560.8286 | 21335742.5118 | 21335742.5118 | 1478867.319 | 9416018.0746 | 0 | 222839082.4151 | 255069710.3206 | 1000000 | 108.0863 | 2061.6782 | 2359.8718 | 42.0301 | 48.1092
1 | 5600 | 707 | 0.045 | 15 | 15 | 7 | 1.3335e-09 | 5spot_SharedNeighbor | Water | Porous | Wet | R245fa | MinimizeLCOE_Brownfield | IgnoreSilica | 2019 | 245.7723 | 209.7493 | 27.0603 | 4 | 2060.5928 | 2358.3594 | 42.008 | 48.0783 | 234.9892 | 0 | 261.0905 | 22471390.6016 | 1393918.3057 | 23580071.6136 | 16980384.3929 | 0 | 387730.6525 | 0 | 25277263.2708 | 65766253.9511 | 44886819.683 | 200743832.4711 | 961560.8286 | 21335742.5118 | 21335742.5118 | 1478867.319 | 9416018.0746 | 0 | 223041135.8116 | 255271763.717 | 1333521.4322 | 108.2412 | 2060.5928 | 2358.3594 | 42.008 | 48.0783
1 | 5600 | 707 | 0.045 | 15 | 15 | 7 | 1.7783e-09 | 5spot_SharedNeighbor | Water | Porous | Wet | R245fa | MinimizeLCOE_Brownfield | IgnoreSilica | 2019 | 246.0593 | 209.9087 | 27.0858 | 4 | 2059.776 | 2357.2628 | 41.9913 | 48.056 | 234.9395 | 0 | 261.1277 | 22483622.4414 | 1394659.6523 | 23594404.6293 | 16998836.2532 | 0 | 381125.2797 | 0 | 25292532.8198 | 65805982.1853 | 44913935.0192 | 200865098.2802 | 961560.8286 | 21335742.5118 | 21335742.5118 | 1478867.319 | 9416018.0746 | 0 | 223162401.6207 | 255393029.5262 | 1778279.41 | 108.343 | 2059.776 | 2357.2628 | 41.9913 | 48.056
1 | 5600 | 707 | 0.045 | 15 | 15 | 7 | 2.3714e-09 | 5spot_SharedNeighbor | Water | Porous | Wet | R245fa | MinimizeLCOE_Brownfield | IgnoreSilica | 2019 | 246.8707 | 210.3653 | 27.1436 | 4 | 2059.1728 | 2356.0261 | 41.979 | 48.0308 | 234.8028 | 0 | 251.7481 | 22518654.0689 | 1396782.7837 | 23635458.7553 | 17051130.922 | 0 | 383232.8423 | 0 | 25344251.1552 | 65940542.685 | 45005775.3251 | 201275828.5375 | 961560.8286 | 21335742.5118 | 21335742.5118 | 1478867.319 | 9416018.0746 | 0 | 223573131.8779 | 255803759.7834 | 2371373.7057 | 108.5742 | 2059.1728 | 2356.0261 | 41.979 | 48.0308
1 | 5600 | 707 | 0.045 | 15 | 15 | 7 | 3.1623e-09 | 5spot_SharedNeighbor | Water | Porous | Wet | R245fa | MinimizeLCOE_Brownfield | IgnoreSilica | 2019 | 246.9561 | 210.4178 | 27.1533 | 4 | 2058.7368 | 2355.4841 | 41.9701 | 48.0197 | 234.791 | 0 | 251.6914 | 22522675.3087 | 1397026.4895 | 23640171.7649 | 17056703.0654 | 0 | 379193.7239 | 0 | 25348350.4374 | 65951208.1765 | 45013054.7423 | 201308383.7085 | 961560.8286 | 21335742.5118 | 21335742.5118 | 1478867.319 | 9416018.0746 | 0 | 223605687.0489 | 255836314.9544 | 3162277.6602 | 108.6131 | 2058.7368 | 2355.4841 | 41.9701 | 48.0197
1 | 5600 | 707 | 0.045 | 15 | 15 | 7 | 4.217e-09 | 5spot_SharedNeighbor | Water | Porous | Wet | R245fa | MinimizeLCOE_Brownfield | IgnoreSilica | 2019 | 247.0339 | 210.4648 | 27.1614 | 4 | 2058.4085 | 2355.0665 | 41.9634 | 48.0112 | 234.7798 | 0 | 262.5255 | 22526279.1623 | 1397244.8987 | 23644395.6652 | 17061768.1761 | 0 | 376292.3985 | 0 | 25352332.3173 | 65961568.2112 | 45020125.6788 | 201340006.508 | 961560.8286 | 21335742.5118 | 21335742.5118 | 1478867.319 | 9416018.0746 | 0 | 223637309.8485 | 255867937.754 | 4216965.0343 | 108.6457 | 2058.4085 | 2355.0665 | 41.9634 | 48.0112
1 | 5600 | 707 | 0.045 | 15 | 15 | 7 | 5.6234e-09 | 5spot_SharedNeighbor | Water | Porous | Wet | R245fa | MinimizeLCOE_Brownfield | IgnoreSilica | 2019 | 247.0876 | 210.4974 | 27.1673 | 4 | 2058.1614 | 2354.7557 | 41.9584 | 48.0049 | 234.7722 | 0 | 253.9444 | 22528783.1894 | 1397396.653 | 23647330.557 | 17065268.8181 | 0 | 374048.0215 | 0 | 25355002.6232 | 65968515.7993 | 45024867.5505 | 201361213.2119 | 961560.8286 | 21335742.5118 | 21335742.5118 | 1478867.319 | 9416018.0746 | 0 | 223658516.5524 | 255889144.4579 | 5623413.2519 | 108.6691 | 2058.1614 | 2354.7557 | 41.9584 | 48.0049
1 | 5600 | 707 | 0.045 | 15 | 15 | 7 | 7.4989e-09 | 5spot_SharedNeighbor | Water | Porous | Wet | R245fa | MinimizeLCOE_Brownfield | IgnoreSilica | 2019 | 247.1265 | 210.5211 | 27.1716 | 4 | 2057.9759 | 2354.5235 | 41.9546 | 48.0001 | 234.7667 | 0 | 258.2378 | 22530598.2358 | 1397506.652 | 23649457.9387 | 17067804.1916 | 0 | 372339.8903 | 0 | 25356905.6943 | 65973467.1999 | 45028246.9831 | 201376326.7856 | 961560.8286 | 21335742.5118 | 21335742.5118 | 1478867.319 | 9416018.0746 | 0 | 223673630.1261 | 255904258.0316 | 7498942.0933 | 108.6862 | 2057.9759 | 2354.5235 | 41.9546 | 48.0001
1 | 5600 | 707 | 0.045 | 15 | 15 | 7 | 1e-08 | 5spot_SharedNeighbor | Water | Porous | Wet | R245fa | MinimizeLCOE_Brownfield | IgnoreSilica | 2019 | 247.1607 | 210.5417 | 27.1751 | 4 | 2057.8366 | 2354.3454 | 41.9518 | 47.9965 | 234.7617 | 0 | 255.6841 | 22532177.2314 | 1397602.3451 | 23651308.6652 | 17070033.7285 | 0 | 371111.6601 | 0 | 25358671.1159 | 65978060.4648 | 45031381.9808 | 201390347.1918 | 961560.8286 | 21335742.5118 | 21335742.5118 | 1478867.319 | 9416018.0746 | 0 | 223687650.5322 | 255918278.4377 | 10000000 | 108.7004 | 2057.8366 | 2354.3454 | 41.9518 | 47.9965
1 | 5700 | 707 | 0.045 | 15 | 15 | 7 | 1e-13 | 5spot_SharedNeighbor | Water | Porous | Wet | R245fa | MinimizeLCOE_Brownfield | IgnoreSilica | 2019 | 1.2304 | 0.54295 | 0.061043 | 4 | 102470.1188 | 237533.2508 | 2088.992 | 4842.4366 | 174.7283 | 0 | 18.4516 | 329390.844 | 20543.3407 | 201351.1032 | 95794.8069 | 0 | 59591.0082 | 0 | 275601.7301 | 717059.1681 | 489407.6163 | 2188739.6176 | 961560.8286 | 21870032.1104 | 21870032.1104 | 1478867.319 | 9629733.914 | 0 | 25020332.5566 | 57998965.9001 | 100 | 0.24417 | 102470.1188 | 237533.2508 | 2088.992 | 4842.4366
1 | 5700 | 707 | 0.045 | 15 | 15 | 7 | 1.3335e-13 | 5spot_SharedNeighbor | Water | Porous | Wet | R245fa | MinimizeLCOE_Brownfield | IgnoreSilica | 2019 | 1.5834 | 0.86815 | 0.10351 | 4 | 62422.0034 | 142072.2202 | 1272.557 | 2896.3344 | 190.2043 | 0 | 22.6539 | 462579.494 | 29926.9322 | 292455.1457 | 124320.8448 | 0 | 63778.1079 | 0 | 379493.6046 | 987364.5143 | 673896.5693 | 3013815.2129 | 961560.8286 | 21870032.1104 | 21870032.1104 | 1478867.319 | 9629733.914 | 0 | 25845408.1519 | 58824041.4954 | 133.3521 | 0.41404 | 62422.0034 | 142072.2202 | 1272.557 | 2896.3344
1 | 5700 | 707 | 0.045 | 15 | 15 | 7 | 1.7783e-13 | 5spot_SharedNeighbor | Water | Porous | Wet | R245fa | MinimizeLCOE_Brownfield | IgnoreSilica | 2019 | 2.0209 | 1.2889 | 0.15712 | 4 | 42606.819 | 95079.0041 | 868.5976 | 1938.3141 | 203.1793 | 0 | 138.499 | 609705.0232 | 39464.6896 | 401207.9609 | 156292.0316 | 0 | 67582.7937 | 0 | 496958.4746 | 1292984.0108 | 882488.1555 | 3946683.1399 | 961560.8286 | 21870032.1104 | 21870032.1104 | 1478867.319 | 9629733.914 | 0 | 26778276.079 | 59756909.4225 | 177.8279 | 0.6285 | 42606.819 | 95079.0041 | 868.5976 | 1938.3141
1 | 5700 | 707 | 0.045 | 15 | 15 | 7 | 2.3714e-13 | 5spot_SharedNeighbor | Water | Porous | Wet | R245fa | MinimizeLCOE_Brownfield | IgnoreSilica | 2019 | 2.5849 | 1.8415 | 0.22774 | 4 | 30622.7983 | 66824.0958 | 624.2872 | 1362.2996 | 214.2675 | 0 | 173.5852 | 782706.4196 | 50659.5616 | 533722.5181 | 196663.9537 | 0 | 71613.4829 | 0 | 637792.715 | 1659405.8151 | 1132578.5662 | 5065143.032 | 961560.8286 | 21870032.1104 | 21870032.1104 | 1478867.319 | 9629733.914 | 0 | 27896735.9711 | 60875369.3146 | 237.1374 | 0.91098 | 30622.7983 | 66824.0958 | 624.2872 | 1362.2996
1 | 5700 | 707 | 0.045 | 15 | 15 | 7 | 3.1623e-13 | 5spot_SharedNeighbor | Water | Porous | Wet | R245fa | MinimizeLCOE_Brownfield | IgnoreSilica | 2019 | 3.3045 | 2.5584 | 0.31977 | 4 | 22855.5409 | 48638.7616 | 465.9411 | 991.5669 | 223.4567 | 0 | 224.2492 | 985745.6901 | 63770.7908 | 694314.0528 | 247939.9574 | 0 | 75326.233 | 0 | 806167.7224 | 2097483.046 | 1431575.2779 | 6402322.7706 | 961560.8286 | 21870032.1104 | 21870032.1104 | 1478867.319 | 9629733.914 | 0 | 29233915.7096 | 62212549.0531 | 316.2278 | 1.2791 | 22855.5409 | 48638.7616 | 465.9411 | 991.5669
1 | 5700 | 707 | 0.045 | 15 | 15 | 7 | 4.217e-13 | 5spot_SharedNeighbor | Water | Porous | Wet | R245fa | MinimizeLCOE_Brownfield | IgnoreSilica | 2019 | 4.1969 | 3.4598 | 0.43613 | 4 | 17651.8387 | 36555.9711 | 359.8566 | 745.2429 | 230.7993 | 0 | 34.8397 | 1218617.0745 | 78774.2657 | 883949.4974 | 311731.7942 | 0 | 77717.655 | 0 | 1002608.2118 | 2608580.904 | 1780410.068 | 7962389.4706 | 961560.8286 | 21870032.1104 | 21870032.1104 | 1478867.319 | 9629733.914 | 0 | 30793982.4096 | 63772615.7531 | 421.6965 | 1.7445 | 17651.8387 | 36555.9711 | 359.8566 | 745.2429
1 | 5700 | 707 | 0.045 | 15 | 15 | 7 | 5.6234e-13 | 5spot_SharedNeighbor | Water | Porous | Wet | R245fa | MinimizeLCOE_Brownfield | IgnoreSilica | 2019 | 5.3884 | 4.6749 | 0.59301 | 4 | 13811.2099 | 27714.3562 | 281.5602 | 564.9946 | 237.0084 | 0 | 37.3206 | 1506086.6635 | 97249.226 | 1124607.3769 | 397023.8577 | 0 | 80764.8148 | 0 | 1250235.4562 | 3252856.1984 | 2220141.1949 | 9928964.7885 | 961560.8286 | 21870032.1104 | 21870032.1104 | 1478867.319 | 9629733.914 | 0 | 32760557.7275 | 65739191.0711 | 562.3413 | 2.372 | 13811.2099 | 27714.3562 | 281.5602 | 564.9946
1 | 5700 | 707 | 0.045 | 15 | 15 | 7 | 7.4989e-13 | 5spot_SharedNeighbor | Water | Porous | Wet | R245fa | MinimizeLCOE_Brownfield | IgnoreSilica | 2019 | 6.9205 | 6.244 | 0.796 | 4 | 11036.243 | 21393.871 | 224.9887 | 436.143 | 241.884 | 0 | 45.7687 | 1846840.0563 | 119088.8351 | 1417604.5278 | 506888.6386 | 0 | 83339.4338 | 0 | 1549766.9817 | 4032175.7854 | 2752042.8265 | 12307747.0851 | 961560.8286 | 21870032.1104 | 21870032.1104 | 1478867.319 | 9629733.914 | 0 | 35139340.0241 | 68117973.3677 | 749.8942 | 3.184 | 11036.243 | 21393.871 | 224.9887 | 436.143
1 | 5700 | 707 | 0.045 | 15 | 15 | 7 | 1e-12 | 5spot_SharedNeighbor | Water | Porous | Wet | R245fa | MinimizeLCOE_Brownfield | IgnoreSilica | 2019 | 8.9279 | 8.2835 | 1.0596 | 4 | 8978.1306 | 16758.7847 | 183.0313 | 341.6505 | 245.4145 | 0 | 47.9443 | 2254549.9068 | 145143.601 | 1777285.518 | 650630.5958 | 0 | 87259.2673 | 0 | 1916798.8666 | 4987117.4615 | 3403810.1425 | 15222595.3595 | 961560.8286 | 21870032.1104 | 21870032.1104 | 1478867.319 | 9629733.914 | 0 | 38054188.2986 | 71032821.6421 | 1000 | 4.2385 | 8978.1306 | 16758.7847 | 183.0313 | 341.6505
1 | 5700 | 707 | 0.045 | 15 | 15 | 7 | 1.3335e-12 | 5spot_SharedNeighbor | Water | Porous | Wet | R245fa | MinimizeLCOE_Brownfield | IgnoreSilica | 2019 | 11.6022 | 11.0953 | 1.4248 | 4 | 7335.3692 | 13121.7904 | 149.5414 | 267.5054 | 249.2701 | 0 | 44.2737 | 2771790.2377 | 178092.063 | 2245413.1153 | 843806.1783 | 0 | 87288.0222 | 0 | 2389291.9505 | 6216447.544 | 4242853.184 | 18974982.295 | 961560.8286 | 21870032.1104 | 21870032.1104 | 1478867.319 | 9629733.914 | 0 | 41806575.234 | 74785208.5776 | 1333.5214 | 5.6993 | 7335.3692 | 13121.7904 | 149.5414 | 267.5054
1 | 5700 | 707 | 0.045 | 15 | 15 | 7 | 1.7783e-12 | 5spot_SharedNeighbor | Water | Porous | Wet | R245fa | MinimizeLCOE_Brownfield | IgnoreSilica | 2019 | 15.1178 | 14.7474 | 1.8985 | 4 | 6111.56 | 10454.2226 | 124.5924 | 213.1235 | 251.8195 | 0 | 47.8679 | 3390132.0622 | 217344.1861 | 2819404.2824 | 1097131.683 | 0 | 89259.1772 | 0 | 2969175.8425 | 7725186.4804 | 5272598.5096 | 23580232.2233 | 961560.8286 | 21870032.1104 | 21870032.1104 | 1478867.319 | 9629733.914 | 0 | 46411825.1624 | 79390458.5059 | 1778.2794 | 7.5941 | 6111.56 | 10454.2226 | 124.5924 | 213.1235
1 | 5700 | 707 | 0.045 | 15 | 15 | 7 | 2.3714e-12 | 5spot_SharedNeighbor | Water | Porous | Wet | R245fa | MinimizeLCOE_Brownfield | IgnoreSilica | 2019 | 19.771 | 19.588 | 2.5266 | 4 | 5162.1741 | 8425.3396 | 105.2379 | 171.7619 | 253.8177 | 0 | 50.5365 | 4145503.474 | 265118.8609 | 3538159.9862 | 1432585.5339 | 0 | 91234.1835 | 0 | 3694314.795 | 9611849.2883 | 6560284.643 | 29339050.7647 | 961560.8286 | 21870032.1104 | 21870032.1104 | 1478867.319 | 9629733.914 | 0 | 52170643.7038 | 85149277.0473 | 2371.3737 | 10.1063 | 5162.1741 | 8425.3396 | 105.2379 | 171.7619
1 | 5700 | 707 | 0.045 | 15 | 15 | 7 | 3.1623e-12 | 5spot_SharedNeighbor | Water | Porous | Wet | R245fa | MinimizeLCOE_Brownfield | IgnoreSilica | 2019 | 25.907 | 25.9768 | 3.3557 | 4 | 4421.5416 | 6878.4188 | 90.1391 | 140.2259 | 255.3657 | 0 | 44.9935 | 5064888.3974 | 323040.0612 | 4434581.2818 | 1875087.4998 | 0 | 93076.4849 | 0 | 4598362.7528 | 11963996.6288 | 8165673.5347 | 36518706.6414 | 961560.8286 | 21870032.1104 | 21870032.1104 | 1478867.319 | 9629733.914 | 0 | 59350299.5805 | 92328932.924 | 3162.2777 | 13.423 | 4421.5416 | 6878.4188 | 90.1391 | 140.2259
1 | 5700 | 707 | 0.045 | 15 | 15 | 7 | 4.217e-12 | 5spot_SharedNeighbor | Water | Porous | Wet | R245fa | MinimizeLCOE_Brownfield | IgnoreSilica | 2019 | 33.9922 | 34.3996 | 4.4491 | 4 | 3838.0639 | 5691.1576 | 78.2441 | 116.0219 | 256.5574 | 0 | 45.8774 | 6183441.4053 | 393218.7862 | 5551717.1713 | 2458386.0953 | 0 | 94830.3425 | 0 | 5725821.5822 | 14897413.2295 | 10167790.6404 | 45472619.2527 | 961560.8286 | 21870032.1104 | 21870032.1104 | 1478867.319 | 9629733.914 | 0 | 68304212.1918 | 101282845.5353 | 4216.965 | 17.7965 | 3838.0639 | 5691.1576 | 78.2441 | 116.0219
1 | 5700 | 707 | 0.045 | 15 | 15 | 7 | 5.6234e-12 | 5spot_SharedNeighbor | Water | Porous | Wet | R245fa | MinimizeLCOE_Brownfield | IgnoreSilica | 2019 | 44.5648 | 45.4125 | 5.879 | 4 | 3376.189 | 4778.5746 | 68.8282 | 97.4177 | 257.4537 | 0 | 51.8077 | 7534281.5766 | 477606 | 6933061.7048 | 3221142.4525 | 0 | 96277.9264 | 0 | 7122324.1675 | 18530826.4942 | 12647669.8527 | 56563190.1747 | 961560.8286 | 21870032.1104 | 21870032.1104 | 1478867.319 | 9629733.914 | 0 | 79394783.1137 | 112373416.4572 | 5623.4133 | 23.5161 | 3376.189 | 4778.5746 | 68.8282 | 97.4177
1 | 5700 | 707 | 0.045 | 15 | 15 | 7 | 7.4989e-12 | 5spot_SharedNeighbor | Water | Porous | Wet | R245fa | MinimizeLCOE_Brownfield | IgnoreSilica | 2019 | 58.2311 | 59.6063 | 7.7217 | 4 | 3010.0638 | 4077.7878 | 61.3642 | 83.1312 | 258.0355 | 0 | 50.2059 | 9144772.8196 | 577765.037 | 8618232.1636 | 4206356.8923 | 0 | 98681.1392 | 0 | 8831865.1402 | 22978701.4301 | 15683435.8912 | 70139810.5132 | 961560.8286 | 21870032.1104 | 21870032.1104 | 1478867.319 | 9629733.914 | 0 | 92971403.4523 | 125950036.7958 | 7498.9421 | 30.8869 | 3010.0638 | 4077.7878 | 61.3642 | 83.1312
1 | 5700 | 707 | 0.045 | 15 | 15 | 7 | 1e-11 | 5spot_SharedNeighbor | Water | Porous | Wet | R245fa | MinimizeLCOE_Brownfield | IgnoreSilica | 2019 | 40.6205 | 41.2894 | 5.3628 | 4 | 3497.0704 | 5034.4496 | 71.2925 | 102.6341 | 257.1286 | 0 | 49.629 | 7040811.4556 | 446821.6139 | 6424743.6976 | 2936346.9817 | 0 | 0 | 0 | 6571002.262 | 17096399.9879 | 11668644.2876 | 52184770.2864 | 961560.8286 | 21870032.1104 | 21870032.1104 | 1478867.319 | 9629733.914 | 0 | 75016363.2255 | 107994996.569 | 10000 | 21.4512 | 3497.0704 | 5034.4496 | 71.2925 | 102.6341
1 | 5700 | 707 | 0.045 | 15 | 15 | 7 | 1.3335e-11 | 5spot_SharedNeighbor | Water | Porous | Wet | R245fa | MinimizeLCOE_Brownfield | IgnoreSilica | 2019 | 52.6816 | 53.8303 | 6.9917 | 4 | 3119.0249 | 4298.2397 | 63.5855 | 87.6254 | 257.8064 | 0 | 45.8451 | 8504181.6749 | 537979.6349 | 7943397.1913 | 3806067.6923 | 0 | 0 | 0 | 8108734.2154 | 21097263.0985 | 14399315.5701 | 64396939.0775 | 961560.8286 | 21870032.1104 | 21870032.1104 | 1478867.319 | 9629733.914 | 0 | 87228532.0165 | 120207165.36 | 13335.2143 | 27.9666 | 3119.0249 | 4298.2397 | 63.5855 | 87.6254
1 | 5700 | 707 | 0.045 | 15 | 15 | 7 | 1.7783e-11 | 5spot_SharedNeighbor | Water | Porous | Wet | R245fa | MinimizeLCOE_Brownfield | IgnoreSilica | 2019 | 67.4541 | 69.0801 | 8.9723 | 4 | 2825.2927 | 3744.1906 | 57.5974 | 76.3304 | 258.0974 | 0 | 46.2078 | 10158821.4652 | 640610.1699 | 9697657.518 | 4869348.1514 | 0 | 0 | 0 | 9892910.5488 | 25739323.9329 | 17567617.4744 | 78566289.2605 | 961560.8286 | 21870032.1104 | 21870032.1104 | 1478867.319 | 9629733.914 | 0 | 101397882.1996 | 134376515.5431 | 17782.7941 | 35.8893 | 2825.2927 | 3744.1906 | 57.5974 | 76.3304
1 | 5700 | 707 | 0.045 | 15 | 15 | 7 | 2.3714e-11 | 5spot_SharedNeighbor | Water | Porous | Wet | R245fa | MinimizeLCOE_Brownfield | IgnoreSilica | 2019 | 84.599 | 86.4504 | 11.2284 | 4 | 2602.8466 | 3337.1119 | 53.0625 | 68.0315 | 257.8165 | 0 | 39.7211 | 11921955.6162 | 749520.9627 | 11603746.1512 | 6097523.1843 | 0 | 0 | 0 | 11845370.9066 | 30819225.2794 | 21034754.5249 | 94072096.6255 | 961560.8286 | 21870032.1104 | 21870032.1104 | 1478867.319 | 9629733.914 | 0 | 116903689.5645 | 149882322.908 | 23713.7371 | 44.9138 | 2602.8466 | 3337.1119 | 53.0625 | 68.0315
1 | 5700 | 707 | 0.045 | 15 | 15 | 7 | 3.1623e-11 | 5spot_SharedNeighbor | Water | Porous | Wet | R245fa | MinimizeLCOE_Brownfield | IgnoreSilica | 2019 | 103.2884 | 104.7625 | 13.6069 | 4 | 2439.0472 | 3044.9652 | 49.7233 | 62.0757 | 256.8492 | 0 | 49.0714 | 13675178.9752 | 857415.1474 | 13531610.7706 | 7425222.8182 | 0 | 0 | 0 | 13840876.8075 | 36011122.2989 | 24578330.9235 | 109919757.7414 | 961560.8286 | 21870032.1104 | 21870032.1104 | 1478867.319 | 9629733.914 | 0 | 132751350.6805 | 165729984.024 | 31622.7766 | 54.4275 | 2439.0472 | 3044.9652 | 49.7233 | 62.0757
1 | 5700 | 707 | 0.045 | 15 | 15 | 7 | 4.217e-11 | 5spot_SharedNeighbor | Water | Porous | Wet | R245fa | MinimizeLCOE_Brownfield | IgnoreSilica | 2019 | 198.9474 | 185.5104 | 23.7778 | 4 | 2121.9788 | 2468.7171 | 43.2594 | 50.3281 | 246.0477 | 0 | 79.3751 | 20579297.0729 | 1279100.6434 | 21373679.1872 | 14001144.9044 | 0 | 557319.9534 | 0 | 22538311.2869 | 58640062.7252 | 40023047.7427 | 178991963.5161 | 961560.8286 | 21870032.1104 | 21870032.1104 | 1478867.319 | 9629733.914 | 0 | 201823556.4552 | 234802189.7987 | 42169.6503 | 95.111 | 2121.9788 | 2468.7171 | 43.2594 | 50.3281
1 | 5700 | 707 | 0.045 | 15 | 15 | 7 | 5.6234e-11 | 5spot_SharedNeighbor | Water | Porous | Wet | R245fa | MinimizeLCOE_Brownfield | IgnoreSilica | 2019 | 221.5368 | 201.0269 | 25.6823 | 4 | 2095.1942 | 2416.2189 | 42.7134 | 49.2579 | 242.6038 | 0 | 81.3436 | 21797945.6465 | 1353084.314 | 22792293.0498 | 15497851.5339 | 0 | 680367.7267 | 0 | 24227401.4856 | 63034728.9422 | 43022497.7372 | 192406170.4359 | 961560.8286 | 21870032.1104 | 21870032.1104 | 1478867.319 | 9629733.914 | 0 | 215237763.375 | 248216396.7185 | 56234.1325 | 102.7293 | 2095.1942 | 2416.2189 | 42.7134 | 49.2579
1 | 5700 | 707 | 0.045 | 15 | 15 | 7 | 7.4989e-11 | 5spot_SharedNeighbor | Water | Porous | Wet | R245fa | MinimizeLCOE_Brownfield | IgnoreSilica | 2019 | 230.323 | 206.617 | 26.4389 | 4 | 2079.3878 | 2391.2265 | 42.3911 | 48.7484 | 241.1633 | 0 | 85.1319 | 22230467.8582 | 1379314.1254 | 23297940.6048 | 16073604.885 | 0 | 647613.389 | 0 | 24815286.9363 | 64564286.293 | 44066452.0584 | 197074966.1501 | 961560.8286 | 21870032.1104 | 21870032.1104 | 1478867.319 | 9629733.914 | 0 | 219906559.0892 | 252885192.4327 | 74989.4209 | 105.7554 | 2079.3878 | 2391.2265 | 42.3911 | 48.7484
1 | 5700 | 707 | 0.045 | 15 | 15 | 7 | 1e-10 | 5spot_SharedNeighbor | Water | Porous | Wet | R245fa | MinimizeLCOE_Brownfield | IgnoreSilica | 2019 | 235.236 | 209.6215 | 26.8815 | 4 | 2067.5337 | 2374.2376 | 42.1495 | 48.402 | 240.3296 | 0 | 104.9291 | 22461578.2362 | 1393323.5901 | 23568574.3142 | 16393206.6558 | 0 | 589404.8382 | 0 | 25118374.1774 | 65352857.1227 | 44604667.8532 | 199481986.7878 | 961560.8286 | 21870032.1104 | 21870032.1104 | 1478867.319 | 9629733.914 | 0 | 222313579.7269 | 255292213.0704 | 100000 | 107.526 | 2067.5337 | 2374.2376 | 42.1495 | 48.402
1 | 5700 | 707 | 0.045 | 15 | 15 | 7 | 1.3335e-10 | 5spot_SharedNeighbor | Water | Porous | Wet | R245fa | MinimizeLCOE_Brownfield | IgnoreSilica | 2019 | 238.9749 | 211.8558 | 27.2149 | 4 | 2058.5693 | 2361.5163 | 41.9667 | 48.1427 | 239.6851 | 0 | 128.7086 | 22632851.1081 | 1403703.1721 | 23769337.3144 | 16635866.5417 | 0 | 539379.0656 | 0 | 25342643.5088 | 65936359.9188 | 45002920.5013 | 201263061.1308 | 961560.8286 | 21870032.1104 | 21870032.1104 | 1478867.319 | 9629733.914 | 0 | 224094654.0699 | 257073287.4134 | 133352.1432 | 108.8594 | 2058.5693 | 2361.5163 | 41.9667 | 48.1427
1 | 5700 | 707 | 0.045 | 15 | 15 | 7 | 1.7783e-10 | 5spot_SharedNeighbor | Water | Porous | Wet | R245fa | MinimizeLCOE_Brownfield | IgnoreSilica | 2019 | 241.8271 | 213.5302 | 27.4668 | 4 | 2051.792 | 2351.9606 | 41.8286 | 47.9479 | 239.1877 | 0 | 140.1371 | 22760866.0622 | 1411459.7492 | 23919504.4735 | 16820790.7067 | 0 | 497834.3214 | 0 | 25510077.5721 | 66371989.0061 | 45300246.3047 | 202592768.1958 | 961560.8286 | 21870032.1104 | 21870032.1104 | 1478867.319 | 9629733.914 | 0 | 225424361.1349 | 258402994.4784 | 177827.941 | 109.8671 | 2051.792 | 2351.9606 | 41.8286 | 47.9479
1 | 5700 | 707 | 0.045 | 15 | 15 | 7 | 2.3714e-10 | 5spot_SharedNeighbor | Water | Porous | Wet | R245fa | MinimizeLCOE_Brownfield | IgnoreSilica | 2019 | 244.1239 | 214.8597 | 27.6653 | 4 | 2046.6648 | 2344.6795 | 41.724 | 47.7995 | 238.7842 | 0 | 178.5298 | 22862309.817 | 1417605.4619 | 24038569.1027 | 16969248.497 | 0 | 465555.8441 | 0 | 25643782.6019 | 66719862.067 | 45537676.8168 | 203654610.2086 | 961560.8286 | 21870032.1104 | 21870032.1104 | 1478867.319 | 9629733.914 | 0 | 226486203.1476 | 259464836.4912 | 237137.3706 | 110.6611 | 2046.6648 | 2344.6795 | 41.724 | 47.7995
1 | 5700 | 707 | 0.045 | 15 | 15 | 7 | 3.1623e-10 | 5spot_SharedNeighbor | Water | Porous | Wet | R245fa | MinimizeLCOE_Brownfield | IgnoreSilica | 2019 | 245.9823 | 215.924 | 27.823 | 4 | 2042.7479 | 2339.0737 | 41.6442 | 47.6852 | 238.4566 | 0 | 199.2284 | 22943395.7809 | 1422517.2896 | 24133781.9746 | 17089066.1131 | 0 | 440554.2081 | 0 | 25751432.9928 | 66999946.3021 | 45728840.0624 | 204509534.7235 | 961560.8286 | 21870032.1104 | 21870032.1104 | 1478867.319 | 9629733.914 | 0 | 227341127.6626 | 260319761.0061 | 316227.766 | 111.2918 | 2042.7479 | 2339.0737 | 41.6442 | 47.6852
1 | 5700 | 707 | 0.045 | 15 | 15 | 7 | 4.217e-10 | 5spot_SharedNeighbor | Water | Porous | Wet | R245fa | MinimizeLCOE_Brownfield | IgnoreSilica | 2019 | 247.2346 | 216.6321 | 27.9306 | 4 | 2039.8783 | 2335.062 | 41.5857 | 47.6034 | 238.233 | 0 | 200.9188 | 22997284.999 | 1425781.3847 | 24197080.5185 | 17169740.6029 | 0 | 419899.9541 | 0 | 25821817.1091 | 67183071.3349 | 45853826.6601 | 205068502.5632 | 961560.8286 | 21870032.1104 | 21870032.1104 | 1478867.319 | 9629733.914 | 0 | 227900095.5023 | 260878728.8458 | 421696.5034 | 111.7224 | 2039.8783 | 2335.062 | 41.5857 | 47.6034
1 | 5700 | 707 | 0.045 | 15 | 15 | 7 | 5.6234e-10 | 5spot_SharedNeighbor | Water | Porous | Wet | R245fa | MinimizeLCOE_Brownfield | IgnoreSilica | 2019 | 247.9554 | 217.036 | 27.9974 | 4 | 2037.6562 | 2332.1354 | 41.5404 | 47.5437 | 238.103 | 0 | 226.4574 | 23027996.0192 | 1427641.4678 | 24233161.2033 | 17216150.7528 | 0 | 400525.9485 | 0 | 25859135.4027 | 67280165.8799 | 45920095.6822 | 205364872.3565 | 961560.8286 | 21870032.1104 | 21870032.1104 | 1478867.319 | 9629733.914 | 0 | 228196465.2956 | 261175098.6391 | 562341.3252 | 111.9897 | 2037.6562 | 2332.1354 | 41.5404 | 47.5437
1 | 5700 | 707 | 0.045 | 15 | 15 | 7 | 7.4989e-10 | 5spot_SharedNeighbor | Water | Porous | Wet | R245fa | MinimizeLCOE_Brownfield | IgnoreSilica | 2019 | 248.7466 | 217.4802 | 28.0638 | 4 | 2035.9936 | 2329.7761 | 41.5065 | 47.4956 | 237.9618 | 0 | 253.837 | 23061762.1169 | 1429686.5068 | 24272837.2938 | 17267083.2227 | 0 | 388579.1064 | 0 | 25903779.8162 | 67396321.4859 | 45999374.27 | 205719423.8187 | 961560.8286 | 21870032.1104 | 21870032.1104 | 1478867.319 | 9629733.914 | 0 | 228551016.7578 | 261529650.1013 | 749894.2093 | 112.2553 | 2035.9936 | 2329.7761 | 41.5065 | 47.4956
1 | 5700 | 707 | 0.045 | 15 | 15 | 7 | 1e-09 | 5spot_SharedNeighbor | Water | Porous | Wet | R245fa | MinimizeLCOE_Brownfield | IgnoreSilica | 2019 | 249.2607 | 217.7668 | 28.1083 | 4 | 2034.741 | 2328.0583 | 41.4809 | 47.4606 | 237.8694 | 0 | 261.4126 | 23083535.2888 | 1431005.1505 | 24298424.7874 | 17300083.6995 | 0 | 378443.4286 | 0 | 25931682.0184 | 67468917.2924 | 46048922.3997 | 205941014.0653 | 961560.8286 | 21870032.1104 | 21870032.1104 | 1478867.319 | 9629733.914 | 0 | 228772607.0044 | 261751240.3479 | 1000000 | 112.4333 | 2034.741 | 2328.0583 | 41.4809 | 47.4606
1 | 5700 | 707 | 0.045 | 15 | 15 | 7 | 1.3335e-09 | 5spot_SharedNeighbor | Water | Porous | Wet | R245fa | MinimizeLCOE_Brownfield | IgnoreSilica | 2019 | 250.4252 | 218.4189 | 28.1924 | 4 | 2033.7943 | 2326.2372 | 41.4616 | 47.4235 | 237.6629 | 0 | 269.3325 | 23133039.2991 | 1434003.1185 | 24356611.0951 | 17374911.0864 | 0 | 379335.1505 | 0 | 26004380.9023 | 67658064.8758 | 46178019.512 | 206518365.0396 | 961560.8286 | 21870032.1104 | 21870032.1104 | 1478867.319 | 9629733.914 | 0 | 229349957.9787 | 262328591.3222 | 1333521.4322 | 112.7695 | 2033.7943 | 2326.2372 | 41.4616 | 47.4235
1 | 5700 | 707 | 0.045 | 15 | 15 | 7 | 1.7783e-09 | 5spot_SharedNeighbor | Water | Porous | Wet | R245fa | MinimizeLCOE_Brownfield | IgnoreSilica | 2019 | 250.6445 | 218.5509 | 28.2133 | 4 | 2033.1422 | 2325.3679 | 41.4484 | 47.4058 | 237.6294 | 0 | 246.9195 | 23143056.2117 | 1434609.7214 | 24368386.513 | 17389157.3712 | 0 | 373977.5981 | 0 | 26016583.092 | 67689812.4703 | 46199687.8976 | 206615270.8752 | 961560.8286 | 21870032.1104 | 21870032.1104 | 1478867.319 | 9629733.914 | 0 | 229446863.8143 | 262425497.1578 | 1778279.41 | 112.8533 | 2033.1422 | 2325.3679 | 41.4484 | 47.4058
1 | 5700 | 707 | 0.045 | 15 | 15 | 7 | 2.3714e-09 | 5spot_SharedNeighbor | Water | Porous | Wet | R245fa | MinimizeLCOE_Brownfield | IgnoreSilica | 2019 | 250.7734 | 218.6299 | 28.2268 | 4 | 2032.6492 | 2324.7357 | 41.4383 | 47.3929 | 237.6105 | 0 | 260.0842 | 23149052.6056 | 1434972.8467 | 24375435.8662 | 17397554.6643 | 0 | 369487.6924 | 0 | 26023336.4333 | 67707383.2791 | 46211680.3356 | 206668903.7232 | 961560.8286 | 21870032.1104 | 21870032.1104 | 1478867.319 | 9629733.914 | 0 | 229500496.6622 | 262479130.0057 | 2371373.7057 | 112.9071 | 2032.6492 | 2324.7357 | 41.4383 | 47.3929
1 | 5700 | 707 | 0.045 | 15 | 15 | 7 | 3.1623e-09 | 5spot_SharedNeighbor | Water | Porous | Wet | R245fa | MinimizeLCOE_Brownfield | IgnoreSilica | 2019 | 250.866 | 218.6868 | 28.2366 | 4 | 2032.2775 | 2324.2623 | 41.4307 | 47.3832 | 237.5971 | 0 | 255.5332 | 23153368.3799 | 1435234.1965 | 24380509.6105 | 17403589.6154 | 0 | 366029.1437 | 0 | 26028105.069 | 67719790.291 | 46220148.3761 | 206706774.6821 | 961560.8286 | 21870032.1104 | 21870032.1104 | 1478867.319 | 9629733.914 | 0 | 229538367.6212 | 262517000.9647 | 3162277.6602 | 112.9464 | 2032.2775 | 2324.2623 | 41.4307 | 47.3832
1 | 5700 | 707 | 0.045 | 15 | 15 | 7 | 4.217e-09 | 5spot_SharedNeighbor | Water | Porous | Wet | R245fa | MinimizeLCOE_Brownfield | IgnoreSilica | 2019 | 250.9392 | 218.7315 | 28.2442 | 4 | 2031.9974 | 2323.9035 | 41.425 | 47.3759 | 237.5863 | 0 | 259.9453 | 23156760.4827 | 1435439.6107 | 24384497.5346 | 17408353.7939 | 0 | 363449.6017 | 0 | 26031915.3992 | 67729703.9886 | 46226914.6785 | 206737035.0899 | 961560.8286 | 21870032.1104 | 21870032.1104 | 1478867.319 | 9629733.914 | 0 | 229568628.0289 | 262547261.3724 | 4216965.0343 | 112.9768 | 2031.9974 | 2323.9035 | 41.425 | 47.3759
1 | 5700 | 707 | 0.045 | 15 | 15 | 7 | 5.6234e-09 | 5spot_SharedNeighbor | Water | Porous | Wet | R245fa | MinimizeLCOE_Brownfield | IgnoreSilica | 2019 | 250.9929 | 218.7644 | 28.2498 | 4 | 2031.7866 | 2323.6344 | 41.4207 | 47.3704 | 237.5784 | 0 | 251.7109 | 23159254.5977 | 1435590.6453 | 24387429.781 | 17411852.4511 | 0 | 361487.2056 | 0 | 26034689.7255 | 67736922.2165 | 46231841.2673 | 206759067.89 | 961560.8286 | 21870032.1104 | 21870032.1104 | 1478867.319 | 9629733.914 | 0 | 229590660.8291 | 262569294.1726 | 5623413.2519 | 112.9994 | 2031.7866 | 2323.6344 | 41.4207 | 47.3704
1 | 5700 | 707 | 0.045 | 15 | 15 | 7 | 7.4989e-09 | 5spot_SharedNeighbor | Water | Porous | Wet | R245fa | MinimizeLCOE_Brownfield | IgnoreSilica | 2019 | 251.0318 | 218.7883 | 28.254 | 4 | 2031.6281 | 2323.4331 | 41.4175 | 47.3663 | 237.5728 | 0 | 254.2796 | 23161065.875 | 1435700.3294 | 24389559.2603 | 17414387.1195 | 0 | 359991.6365 | 0 | 26036674.6461 | 67742086.5728 | 46235366.0466 | 206774831.4862 | 961560.8286 | 21870032.1104 | 21870032.1104 | 1478867.319 | 9629733.914 | 0 | 229606424.4252 | 262585057.7688 | 7498942.0933 | 113.016 | 2031.6281 | 2323.4331 | 41.4175 | 47.3663
1 | 5700 | 707 | 0.045 | 15 | 15 | 7 | 1e-08 | 5spot_SharedNeighbor | Water | Porous | Wet | R245fa | MinimizeLCOE_Brownfield | IgnoreSilica | 2019 | 251.0707 | 218.8116 | 28.2577 | 4 | 2031.509 | 2323.2754 | 41.4151 | 47.3631 | 237.5668 | 0 | 255.3418 | 23162835.4171 | 1435807.4859 | 24391639.6902 | 17416913.069 | 0 | 358972.5708 | 0 | 26038805.6109 | 67747630.906 | 46239150.168 | 206791754.9179 | 961560.8286 | 21870032.1104 | 21870032.1104 | 1478867.319 | 9629733.914 | 0 | 229623347.857 | 262601981.2005 | 10000000 | 113.0309 | 2031.509 | 2323.2754 | 41.4151 | 47.3631
1 | 5800 | 707 | 0.045 | 15 | 15 | 7 | 1e-13 | 5spot_SharedNeighbor | Water | Porous | Wet | R245fa | MinimizeLCOE_Brownfield | IgnoreSilica | 2019 | 1.2545 | 0.57201 | 0.066303 | 4 | 96710.6193 | 223910.412 | 1971.5768 | 4564.7166 | 177.7388 | 0 | 22.4951 | 345738.3131 | 22324.9537 | 209472.6285 | 98779.3562 | 0 | 58859.2978 | 0 | 286718.0742 | 745981.6151 | 509147.7807 | 2277022.0192 | 961560.8286 | 22410181.7999 | 22410181.7999 | 1478867.319 | 9845793.7898 | 0 | 25648764.6477 | 59383607.5565 | 100 | 0.26521 | 96710.6193 | 223910.412 | 1971.5768 | 4564.7166
1 | 5800 | 707 | 0.045 | 15 | 15 | 7 | 1.3335e-13 | 5spot_SharedNeighbor | Water | Porous | Wet | R245fa | MinimizeLCOE_Brownfield | IgnoreSilica | 2019 | 1.632 | 0.939 | 0.11273 | 4 | 58863.1607 | 133675.0752 | 1200.0051 | 2725.1472 | 194.0723 | 0 | 116.4715 | 488624.7728 | 31616.5181 | 311399.9309 | 128571.7476 | 0 | 63709.8732 | 0 | 399329.9086 | 1038974.5083 | 709121.4507 | 3171348.7102 | 961560.8286 | 22410181.7999 | 22410181.7999 | 1478867.319 | 9845793.7898 | 0 | 26543091.3387 | 60277934.2475 | 133.3521 | 0.45093 | 58863.1607 | 133675.0752 | 1200.0051 | 2725.1472
1 | 5800 | 707 | 0.045 | 15 | 15 | 7 | 1.7783e-13 | 5spot_SharedNeighbor | Water | Porous | Wet | R245fa | MinimizeLCOE_Brownfield | IgnoreSilica | 2019 | 2.0793 | 1.3805 | 0.16921 | 4 | 40629.9339 | 90470.7869 | 828.2962 | 1844.3694 | 207.052 | 0 | 150.2237 | 639702.5697 | 41407.4008 | 423857.7676 | 161155.6478 | 0 | 66889.3028 | 0 | 519874.9486 | 1352607.9752 | 923182.7364 | 4128678.349 | 961560.8286 | 22410181.7999 | 22410181.7999 | 1478867.319 | 9845793.7898 | 0 | 27500420.9775 | 61235263.8863 | 177.8279 | 0.67685 | 40629.9339 | 90470.7869 | 828.2962 | 1844.3694
1 | 5800 | 707 | 0.045 | 15 | 15 | 7 | 2.3714e-13 | 5spot_SharedNeighbor | Water | Porous | Wet | R245fa | MinimizeLCOE_Brownfield | IgnoreSilica | 2019 | 2.6627 | 1.9682 | 0.24457 | 4 | 29302.8562 | 63786.8049 | 597.3784 | 1300.3803 | 218.2585 | 0 | 186.0514 | 820089.4446 | 53075.7441 | 562912.4536 | 203008.5179 | 0 | 70350.3226 | 0 | 666680.2283 | 1734565.1992 | 1183876.3902 | 5294558.3005 | 961560.8286 | 22410181.7999 | 22410181.7999 | 1478867.319 | 9845793.7898 | 0 | 28666300.929 | 62401143.8378 | 237.1374 | 0.97828 | 29302.8562 | 63786.8049 | 597.3784 | 1300.3803
1 | 5800 | 707 | 0.045 | 15 | 15 | 7 | 3.1623e-13 | 5spot_SharedNeighbor | Water | Porous | Wet | R245fa | MinimizeLCOE_Brownfield | IgnoreSilica | 2019 | 3.3823 | 2.7061 | 0.33984 | 4 | 22080.3223 | 46897.3919 | 450.1372 | 956.0668 | 227.2654 | 0 | 239.4333 | 1025371.0586 | 66326.284 | 726202.122 | 254547.0981 | 0 | 72333.9711 | 0 | 836464.4082 | 2176308.8076 | 1485375.4799 | 6642929.2294 | 961560.8286 | 22410181.7999 | 22410181.7999 | 1478867.319 | 9845793.7898 | 0 | 30014671.8579 | 63749514.7667 | 316.2278 | 1.3593 | 22080.3223 | 46897.3919 | 450.1372 | 956.0668
1 | 5800 | 707 | 0.045 | 15 | 15 | 7 | 4.217e-13 | 5spot_SharedNeighbor | Water | Porous | Wet | R245fa | MinimizeLCOE_Brownfield | IgnoreSilica | 2019 | 4.3166 | 3.6781 | 0.46563 | 4 | 17002.666 | 35115.2935 | 346.6223 | 715.8728 | 234.799 | 0 | 35.5962 | 1272202.8921 | 82221.8299 | 928298.7538 | 321795.0762 | 0 | 73916.4424 | 0 | 1044589.6478 | 2717807.9888 | 1854959.7977 | 8295792.4287 | 961560.8286 | 22410181.7999 | 22410181.7999 | 1478867.319 | 9845793.7898 | 0 | 31667535.0572 | 65402377.966 | 421.6965 | 1.8625 | 17002.666 | 35115.2935 | 346.6223 | 715.8728
1 | 5800 | 707 | 0.045 | 15 | 15 | 7 | 5.6234e-13 | 5spot_SharedNeighbor | Water | Porous | Wet | R245fa | MinimizeLCOE_Brownfield | IgnoreSilica | 2019 | 5.5199 | 4.9426 | 0.62968 | 4 | 13369.7813 | 26763.5182 | 272.5611 | 545.6105 | 240.9316 | 0 | 41.7063 | 1566338.7441 | 101115.4439 | 1175847.5799 | 408574.1845 | 0 | 74543.0754 | 0 | 1297303.4208 | 3375317.3875 | 2303723.4728 | 10302763.3088 | 961560.8286 | 22410181.7999 | 22410181.7999 | 1478867.319 | 9845793.7898 | 0 | 33674505.9374 | 67409348.8461 | 562.3413 | 2.5187 | 13369.7813 | 26763.5182 | 272.5611 | 545.6105
1 | 5800 | 707 | 0.045 | 15 | 15 | 7 | 7.4989e-13 | 5spot_SharedNeighbor | Water | Porous | Wet | R245fa | MinimizeLCOE_Brownfield | IgnoreSilica | 2019 | 7.0863 | 6.595 | 0.8443 | 4 | 10699.4048 | 20688.4368 | 218.1218 | 421.7618 | 245.8038 | 0 | 43.731 | 1919479.4825 | 123736.6937 | 1481009.7013 | 521717.4834 | 0 | 74533.7994 | 0 | 1606986.0925 | 4181048.1746 | 2853651.2911 | 12762162.7185 | 961560.8286 | 22410181.7999 | 22410181.7999 | 1478867.319 | 9845793.7898 | 0 | 36133905.347 | 69868748.2558 | 749.8942 | 3.3772 | 10699.4048 | 20688.4368 | 218.1218 | 421.7618
1 | 5800 | 707 | 0.045 | 15 | 15 | 7 | 1e-12 | 5spot_SharedNeighbor | Water | Porous | Wet | R245fa | MinimizeLCOE_Brownfield | IgnoreSilica | 2019 | 9.1428 | 8.7566 | 1.125 | 4 | 8703.1188 | 16199.8098 | 177.4248 | 330.255 | 249.4652 | 0 | 37.0398 | 2344757.1468 | 150897.9897 | 1858039.6836 | 670260.2478 | 0 | 74749.9277 | 0 | 1988494.9483 | 5173655.959 | 3531126.5 | 15791982.403 | 961560.8286 | 22410181.7999 | 22410181.7999 | 1478867.319 | 9845793.7898 | 0 | 39163725.0315 | 72898567.9402 | 1000 | 4.5 | 8703.1188 | 16199.8098 | 177.4248 | 330.255
1 | 5800 | 707 | 0.045 | 15 | 15 | 7 | 1.3335e-12 | 5spot_SharedNeighbor | Water | Porous | Wet | R245fa | MinimizeLCOE_Brownfield | IgnoreSilica | 2019 | 11.8682 | 11.7056 | 1.5095 | 4 | 7125.63 | 12712.5975 | 145.2656 | 259.1635 | 253.2389 | 0 | 40.178 | 2878784.2451 | 184894.1288 | 2343690.8184 | 868653.7295 | 0 | 69517.0501 | 0 | 2474760.589 | 6438819.4095 | 4394626.5515 | 19653746.5219 | 961560.8286 | 22410181.7999 | 22410181.7999 | 1478867.319 | 9845793.7898 | 0 | 43025489.1504 | 76760332.0591 | 1333.5214 | 6.0381 | 7125.63 | 12712.5975 | 145.2656 | 259.1635
1 | 5800 | 707 | 0.045 | 15 | 15 | 7 | 1.7783e-12 | 5spot_SharedNeighbor | Water | Porous | Wet | R245fa | MinimizeLCOE_Brownfield | IgnoreSilica | 2019 | 15.4468 | 15.5394 | 2.0089 | 4 | 5944.3308 | 10142.4547 | 121.1832 | 206.7677 | 255.7911 | 0 | 52.6214 | 3518097.7553 | 225450.5242 | 2939899.3749 | 1128622.6405 | 0 | 64290.0571 | 0 | 3071780.5372 | 7992142.8491 | 5454801.7166 | 24395085.4549 | 961560.8286 | 22410181.7999 | 22410181.7999 | 1478867.319 | 9845793.7898 | 0 | 47766828.0834 | 81501670.9921 | 1778.2794 | 8.0357 | 5944.3308 | 10142.4547 | 121.1832 | 206.7677
1 | 5800 | 707 | 0.045 | 15 | 15 | 7 | 2.3714e-12 | 5spot_SharedNeighbor | Water | Porous | Wet | R245fa | MinimizeLCOE_Brownfield | IgnoreSilica | 2019 | 20.199 | 20.6384 | 2.6733 | 4 | 5023.1842 | 8177.9963 | 102.4044 | 166.7195 | 257.7998 | 0 | 56.9153 | 4301949.5177 | 274991.6228 | 3689136.3841 | 1474133.7862 | 0 | 56164.9704 | 0 | 3820586.7496 | 9940383.0124 | 6784515.6604 | 30341861.7035 | 961560.8286 | 22410181.7999 | 22410181.7999 | 1478867.319 | 9845793.7898 | 0 | 53713604.332 | 87448447.2407 | 2371.3737 | 10.6931 | 5023.1842 | 8177.9963 | 102.4044 | 166.7195
1 | 5800 | 707 | 0.045 | 15 | 15 | 7 | 3.1623e-12 | 5spot_SharedNeighbor | Water | Porous | Wet | R245fa | MinimizeLCOE_Brownfield | IgnoreSilica | 2019 | 14.4527 | 14.4711 | 1.8795 | 4 | 6154.3292 | 10641.4225 | 125.4643 | 216.9398 | 255.1826 | 0 | 39.5802 | 3345023.0255 | 214485.3055 | 2777060.7079 | 1056337.1453 | 0 | 0 | 0 | 2883233.4118 | 7501581.9051 | 5119983.7924 | 22897705.2936 | 961560.8286 | 22410181.7999 | 22410181.7999 | 1478867.319 | 9845793.7898 | 0 | 46269447.9221 | 80004290.8308 | 3162.2777 | 7.5182 | 6154.3292 | 10641.4225 | 125.4643 | 216.9398
1 | 5800 | 707 | 0.045 | 15 | 15 | 7 | 4.217e-12 | 5spot_SharedNeighbor | Water | Porous | Wet | R245fa | MinimizeLCOE_Brownfield | IgnoreSilica | 2019 | 18.9085 | 19.2482 | 2.5 | 4 | 5194.4993 | 8567.9672 | 105.8969 | 174.6696 | 257.3193 | 0 | 39.7904 | 4094368.6408 | 261890.3578 | 3488961.6119 | 1380211.6715 | 0 | 0 | 0 | 3597918.59 | 9361046.1365 | 6389106.3384 | 28573503.3469 | 961560.8286 | 22410181.7999 | 22410181.7999 | 1478867.319 | 9845793.7898 | 0 | 51945245.9754 | 85680088.8841 | 4216.965 | 10 | 5194.4993 | 8567.9672 | 105.8969 | 174.6696
1 | 5800 | 707 | 0.045 | 15 | 15 | 7 | 5.6234e-12 | 5spot_SharedNeighbor | Water | Porous | Wet | R245fa | MinimizeLCOE_Brownfield | IgnoreSilica | 2019 | 24.7622 | 25.5301 | 3.3159 | 4 | 4447.7879 | 6991.1801 | 90.6742 | 142.5247 | 258.9685 | 0 | 40.9274 | 5002898.7237 | 319141.8689 | 4373476.4376 | 1805792.9644 | 0 | 0 | 0 | 4485510.8979 | 11670379.2516 | 7965273.6415 | 35622473.7856 | 961560.8286 | 22410181.7999 | 22410181.7999 | 1478867.319 | 9845793.7898 | 0 | 58994216.4141 | 92729059.3229 | 5623.4133 | 13.2637 | 4447.7879 | 6991.1801 | 90.6742 | 142.5247
1 | 5800 | 707 | 0.045 | 15 | 15 | 7 | 7.4989e-12 | 5spot_SharedNeighbor | Water | Porous | Wet | R245fa | MinimizeLCOE_Brownfield | IgnoreSilica | 2019 | 32.4259 | 33.7596 | 4.3848 | 4 | 3861.6057 | 5785.0034 | 78.7241 | 117.9351 | 260.2331 | 0 | 41.0329 | 6101428.6006 | 388083.1128 | 5468927.6157 | 2363185.1369 | 0 | 0 | 0 | 5585433.5418 | 14532152.3457 | 9918492.5818 | 44357702.9354 | 961560.8286 | 22410181.7999 | 22410181.7999 | 1478867.319 | 9845793.7898 | 0 | 67729445.5639 | 101464288.4727 | 7498.9421 | 17.5392 | 3861.6057 | 5785.0034 | 78.7241 | 117.9351
1 | 5800 | 707 | 0.045 | 15 | 15 | 7 | 1e-11 | 5spot_SharedNeighbor | Water | Porous | Wet | R245fa | MinimizeLCOE_Brownfield | IgnoreSilica | 2019 | 42.3138 | 44.3784 | 5.764 | 4 | 3400.9266 | 4864.095 | 69.3325 | 99.1612 | 261.1825 | 0 | 42.2885 | 7411754.2285 | 469966.7073 | 6806471.0532 | 3082421.0819 | 0 | 0 | 0 | 6930539.0976 | 18031841.083 | 12307102.0564 | 55040095.3078 | 961560.8286 | 22410181.7999 | 22410181.7999 | 1478867.319 | 9845793.7898 | 0 | 78411837.9363 | 112146680.8451 | 10000 | 23.056 | 3400.9266 | 4864.095 | 69.3325 | 99.1612
1 | 5800 | 707 | 0.045 | 15 | 15 | 7 | 1.3335e-11 | 5spot_SharedNeighbor | Water | Porous | Wet | R245fa | MinimizeLCOE_Brownfield | IgnoreSilica | 2019 | 54.8011 | 57.7616 | 7.5023 | 4 | 3039.3317 | 4163.4884 | 61.9609 | 84.8783 | 261.8262 | 0 | 47.236 | 8942178.6141 | 565189.831 | 8404192.6122 | 3990306.203 | 0 | 0 | 0 | 8541728.2315 | 22223824.709 | 15168217.0179 | 67835637.2187 | 961560.8286 | 22410181.7999 | 22410181.7999 | 1478867.319 | 9845793.7898 | 0 | 91207379.8472 | 124942222.756 | 13335.2143 | 30.009 | 3039.3317 | 4163.4884 | 61.9609 | 84.8783
1 | 5800 | 707 | 0.045 | 15 | 15 | 7 | 1.7783e-11 | 5spot_SharedNeighbor | Water | Porous | Wet | R245fa | MinimizeLCOE_Brownfield | IgnoreSilica | 2019 | 70.0358 | 73.9452 | 9.6042 | 4 | 2758.6872 | 3636.8112 | 56.2396 | 74.1413 | 262.0467 | 0 | 49.2801 | 10664125.0397 | 671868.0626 | 10240301.6333 | 5095266.1716 | 0 | 0 | 0 | 10401908.7538 | 27063632.8524 | 18471485.5238 | 82608588.0372 | 961560.8286 | 22410181.7999 | 22410181.7999 | 1478867.319 | 9845793.7898 | 0 | 105980330.6657 | 139715173.5744 | 17782.7941 | 38.4169 | 2758.6872 | 3636.8112 | 56.2396 | 74.1413
1 | 5800 | 707 | 0.045 | 15 | 15 | 7 | 2.3714e-11 | 5spot_SharedNeighbor | Water | Porous | Wet | R245fa | MinimizeLCOE_Brownfield | IgnoreSilica | 2019 | 87.6005 | 92.206 | 11.976 | 4 | 2546.9703 | 3251.1876 | 51.9234 | 66.2799 | 261.6483 | 0 | 44.3582 | 12483375.1768 | 784112.5777 | 12217774.0658 | 6361785.5934 | 0 | 0 | 0 | 12420348.4914 | 32315199.0108 | 22055787.3358 | 98638382.2517 | 961560.8286 | 22410181.7999 | 22410181.7999 | 1478867.319 | 9845793.7898 | 0 | 122010124.8802 | 155744967.789 | 23713.7371 | 47.904 | 2546.9703 | 3251.1876 | 51.9234 | 66.2799
1 | 5800 | 707 | 0.045 | 15 | 15 | 7 | 3.1623e-11 | 5spot_SharedNeighbor | Water | Porous | Wet | R245fa | MinimizeLCOE_Brownfield | IgnoreSilica | 2019 | 106.5721 | 111.2148 | 14.4449 | 4 | 2391.9804 | 2975.833 | 48.7638 | 60.6664 | 260.5354 | 0 | 49.7116 | 14271808.6954 | 894048.0733 | 14194329.7858 | 7716607.2353 | 0 | 0 | 0 | 14459949.578 | 37621822.6585 | 25677667.0156 | 114836233.0419 | 961560.8286 | 22410181.7999 | 22410181.7999 | 1478867.319 | 9845793.7898 | 0 | 138207975.6704 | 171942818.5791 | 31622.7766 | 57.7797 | 2391.9804 | 2975.833 | 48.7638 | 60.6664
1 | 5800 | 707 | 0.045 | 15 | 15 | 7 | 4.217e-11 | 5spot_SharedNeighbor | Water | Porous | Wet | R245fa | MinimizeLCOE_Brownfield | IgnoreSilica | 2019 | 125.6442 | 129.3819 | 16.8045 | 4 | 2281.9648 | 2783.8362 | 46.5209 | 56.7523 | 258.8097 | 0 | 55.3631 | 15901922.8343 | 993935.9387 | 16020773.7922 | 9061717.7592 | 0 | 0 | 0 | 16371556.6265 | 42595432.0741 | 29072257.6392 | 130017596.6641 | 961560.8286 | 22410181.7999 | 22410181.7999 | 1478867.319 | 9845793.7898 | 0 | 153389339.2927 | 187124182.2014 | 42169.6503 | 67.2181 | 2281.9648 | 2783.8362 | 46.5209 | 56.7523
1 | 5800 | 707 | 0.045 | 15 | 15 | 7 | 5.6234e-11 | 5spot_SharedNeighbor | Water | Porous | Wet | R245fa | MinimizeLCOE_Brownfield | IgnoreSilica | 2019 | 143.6322 | 145.6323 | 18.9152 | 4 | 2204.7468 | 2650.6167 | 44.9467 | 54.0364 | 256.805 | 0 | 56.66 | 17306130.4291 | 1079760.4453 | 17611280.7205 | 10315155.2901 | 0 | 0 | 0 | 18061807.4852 | 46993118.0903 | 32073768.7086 | 143441021.1691 | 961560.8286 | 22410181.7999 | 22410181.7999 | 1478867.319 | 9845793.7898 | 0 | 166812763.7976 | 200547606.7064 | 56234.1325 | 75.6607 | 2204.7468 | 2650.6167 | 44.9467 | 54.0364
1 | 5800 | 707 | 0.045 | 15 | 15 | 7 | 7.4989e-11 | 5spot_SharedNeighbor | Water | Porous | Wet | R245fa | MinimizeLCOE_Brownfield | IgnoreSilica | 2019 | 159.7588 | 159.6481 | 20.7356 | 4 | 2149.5456 | 2556.2719 | 43.8214 | 52.1131 | 254.9289 | 0 | 50.2002 | 18482177.4949 | 1151493.7073 | 18954646.4521 | 11429119.3523 | 0 | 0 | 0 | 19506800.4325 | 50752693.3305 | 34639756.0616 | 154916686.8312 | 961560.8286 | 22410181.7999 | 22410181.7999 | 1478867.319 | 9845793.7898 | 0 | 178288429.4598 | 212023272.3685 | 74989.4209 | 82.9424 | 2149.5456 | 2556.2719 | 43.8214 | 52.1131
1 | 5800 | 707 | 0.045 | 15 | 15 | 7 | 1e-10 | 5spot_SharedNeighbor | Water | Porous | Wet | R245fa | MinimizeLCOE_Brownfield | IgnoreSilica | 2019 | 238.7346 | 217.7407 | 27.9843 | 4 | 2036.6141 | 2337.9872 | 41.5191 | 47.663 | 243.2467 | 0 | 92.7983 | 23081552.5421 | 1430885.0714 | 24296094.5833 | 16716965.8158 | 0 | 533347.4472 | 0 | 25762949.7293 | 67029910.488 | 45749291.235 | 204600996.912 | 961560.8286 | 22410181.7999 | 22410181.7999 | 1478867.319 | 9845793.7898 | 0 | 227972739.5405 | 261707582.4492 | 100000 | 111.9371 | 2036.6141 | 2337.9872 | 41.5191 | 47.663
1 | 5800 | 707 | 0.045 | 15 | 15 | 7 | 1.3335e-10 | 5spot_SharedNeighbor | Water | Porous | Wet | R245fa | MinimizeLCOE_Brownfield | IgnoreSilica | 2019 | 242.5318 | 220.0142 | 28.315 | 4 | 2028.9344 | 2326.7879 | 41.3626 | 47.4347 | 242.5672 | 0 | 114.2167 | 23253981.4578 | 1441326.6169 | 24498822.8417 | 16963271.4029 | 0 | 490376.1128 | 0 | 25992633.5885 | 67627500.775 | 46157158.8851 | 206425071.6808 | 961560.8286 | 22410181.7999 | 22410181.7999 | 1478867.319 | 9845793.7898 | 0 | 229796814.3093 | 263531657.218 | 133352.1432 | 113.2599 | 2028.9344 | 2326.7879 | 41.3626 | 47.4347
1 | 5800 | 707 | 0.045 | 15 | 15 | 7 | 1.7783e-10 | 5spot_SharedNeighbor | Water | Porous | Wet | R245fa | MinimizeLCOE_Brownfield | IgnoreSilica | 2019 | 245.4593 | 221.7342 | 28.5665 | 4 | 2023.1425 | 2318.3736 | 41.2445 | 47.2632 | 242.0372 | 0 | 151.5322 | 23384109.6504 | 1449205.1463 | 24651927.7754 | 17152911.146 | 0 | 454961.9615 | 0 | 26166315.115 | 68079384.48 | 46465578.7991 | 207804394.0737 | 961560.8286 | 22410181.7999 | 22410181.7999 | 1478867.319 | 9845793.7898 | 0 | 231176136.7022 | 264910979.611 | 177827.941 | 114.2659 | 2023.1425 | 2318.3736 | 41.2445 | 47.2632
1 | 5800 | 707 | 0.045 | 15 | 15 | 7 | 2.3714e-10 | 5spot_SharedNeighbor | Water | Porous | Wet | R245fa | MinimizeLCOE_Brownfield | IgnoreSilica | 2019 | 247.7586 | 223.0647 | 28.7608 | 4 | 2018.768 | 2312.0045 | 41.1553 | 47.1333 | 241.6177 | 0 | 173.6201 | 23484568.9563 | 1455286.532 | 24770189.857 | 17301347.7382 | 0 | 426940.045 | 0 | 26300949.9201 | 68429676.6255 | 46704660.3861 | 208873620.0601 | 961560.8286 | 22410181.7999 | 22410181.7999 | 1478867.319 | 9845793.7898 | 0 | 232245362.6886 | 265980205.5974 | 237137.3706 | 115.0431 | 2018.768 | 2312.0045 | 41.1553 | 47.1333
1 | 5800 | 707 | 0.045 | 15 | 15 | 7 | 3.1623e-10 | 5spot_SharedNeighbor | Water | Porous | Wet | R245fa | MinimizeLCOE_Brownfield | IgnoreSilica | 2019 | 249.6144 | 224.1271 | 28.9148 | 4 | 2015.4514 | 2307.1263 | 41.0877 | 47.0339 | 241.2777 | 0 | 206.8486 | 23564674.2981 | 1460135.2393 | 24864531.1852 | 17421095.2316 | 0 | 405525.4984 | 0 | 26409224.9665 | 68711386.086 | 46896932.8815 | 209733505.3868 | 961560.8286 | 22410181.7999 | 22410181.7999 | 1478867.319 | 9845793.7898 | 0 | 233105248.0153 | 266840090.924 | 316227.766 | 115.6591 | 2015.4514 | 2307.1263 | 41.0877 | 47.0339
1 | 5800 | 707 | 0.045 | 15 | 15 | 7 | 4.217e-10 | 5spot_SharedNeighbor | Water | Porous | Wet | R245fa | MinimizeLCOE_Brownfield | IgnoreSilica | 2019 | 250.8861 | 224.8459 | 29.0211 | 4 | 2013.0105 | 2303.6163 | 41.0379 | 46.9623 | 241.0419 | 0 | 205.3533 | 23618807.2996 | 1463411.5954 | 24928304.6177 | 17503094.6721 | 0 | 387703.8292 | 0 | 26481515.5855 | 68899471.4476 | 47025305.0056 | 210307614.0527 | 961560.8286 | 22410181.7999 | 22410181.7999 | 1478867.319 | 9845793.7898 | 0 | 233679356.6812 | 267414199.5899 | 421696.5034 | 116.0845 | 2013.0105 | 2303.6163 | 41.0379 | 46.9623
1 | 5800 | 707 | 0.045 | 15 | 15 | 7 | 5.6234e-10 | 5spot_SharedNeighbor | Water | Porous | Wet | R245fa | MinimizeLCOE_Brownfield | IgnoreSilica | 2019 | 251.8212 | 225.3715 | 29.1001 | 4 | 2011.1031 | 2300.9204 | 40.9991 | 46.9074 | 240.8687 | 0 | 252.0218 | 23658354.3072 | 1465805.0098 | 24974904.712 | 17563140.314 | 0 | 372725.1441 | 0 | 26533622.4999 | 69035042.9504 | 47117835.3419 | 210721430.2793 | 961560.8286 | 22410181.7999 | 22410181.7999 | 1478867.319 | 9845793.7898 | 0 | 234093172.9078 | 267828015.8165 | 562341.3252 | 116.4004 | 2011.1031 | 2300.9204 | 40.9991 | 46.9074
1 | 5800 | 707 | 0.045 | 15 | 15 | 7 | 7.4989e-10 | 5spot_SharedNeighbor | Water | Porous | Wet | R245fa | MinimizeLCOE_Brownfield | IgnoreSilica | 2019 | 252.5445 | 225.7754 | 29.1604 | 4 | 2009.6889 | 2298.9071 | 40.9702 | 46.8663 | 240.7341 | 0 | 258.0855 | 23688735.165 | 1467643.6039 | 25010709.767 | 17609511.0965 | 0 | 361617.8186 | 0 | 26573904.8059 | 69139849.2475 | 47189367.7932 | 211041339.2976 | 961560.8286 | 22410181.7999 | 22410181.7999 | 1478867.319 | 9845793.7898 | 0 | 234413081.9261 | 268147924.8348 | 749894.2093 | 116.6415 | 2009.6889 | 2298.9071 | 40.9702 | 46.8663
1 | 5800 | 707 | 0.045 | 15 | 15 | 7 | 1e-09 | 5spot_SharedNeighbor | Water | Porous | Wet | R245fa | MinimizeLCOE_Brownfield | IgnoreSilica | 2019 | 254.0797 | 226.6375 | 29.2706 | 4 | 2008.6346 | 2296.7639 | 40.9487 | 46.8226 | 240.4532 | 0 | 272.8256 | 23753525.0727 | 1471564.3448 | 25087084.2542 | 17708091.7976 | 0 | 364144.5316 | 0 | 26669919.9004 | 69389660.828 | 47359869.3301 | 211803860.0594 | 961560.8286 | 22410181.7999 | 22410181.7999 | 1478867.319 | 9845793.7898 | 0 | 235175602.6879 | 268910445.5967 | 1000000 | 117.0823 | 2008.6346 | 2296.7639 | 40.9487 | 46.8226
1 | 5800 | 707 | 0.045 | 15 | 15 | 7 | 1.3335e-09 | 5spot_SharedNeighbor | Water | Porous | Wet | R245fa | MinimizeLCOE_Brownfield | IgnoreSilica | 2019 | 254.3233 | 226.7874 | 29.2944 | 4 | 2007.9247 | 2295.8199 | 40.9343 | 46.8034 | 240.4161 | 0 | 250.2693 | 23764782.4782 | 1472245.5519 | 25100356.8647 | 17723953.0288 | 0 | 357939.711 | 0 | 26683518.2775 | 69425041.0158 | 47384017.0353 | 211911853.9632 | 961560.8286 | 22410181.7999 | 22410181.7999 | 1478867.319 | 9845793.7898 | 0 | 235283596.5917 | 269018439.5005 | 1333521.4322 | 117.1775 | 2007.9247 | 2295.8199 | 40.9343 | 46.8034
1 | 5800 | 707 | 0.045 | 15 | 15 | 7 | 1.7783e-09 | 5spot_SharedNeighbor | Water | Porous | Wet | R245fa | MinimizeLCOE_Brownfield | IgnoreSilica | 2019 | 254.4935 | 226.8926 | 29.3114 | 4 | 2007.386 | 2295.1136 | 40.9233 | 46.789 | 240.3904 | 0 | 245.309 | 23772679.8872 | 1472723.4336 | 25109668.4165 | 17735046.2099 | 0 | 353019.3952 | 0 | 26692823.5635 | 69449251.4613 | 47400541.1617 | 211985753.5288 | 961560.8286 | 22410181.7999 | 22410181.7999 | 1478867.319 | 9845793.7898 | 0 | 235357496.1573 | 269092339.0661 | 1778279.41 | 117.2458 | 2007.386 | 2295.1136 | 40.9233 | 46.789
1 | 5800 | 707 | 0.045 | 15 | 15 | 7 | 2.3714e-09 | 5spot_SharedNeighbor | Water | Porous | Wet | R245fa | MinimizeLCOE_Brownfield | IgnoreSilica | 2019 | 254.625 | 226.9736 | 29.3245 | 4 | 2006.978 | 2294.5773 | 40.915 | 46.7781 | 240.3705 | 0 | 245.2755 | 23778757.9908 | 1473091.2238 | 25116835.124 | 17743611.8412 | 0 | 349292.7093 | 0 | 26700019.6668 | 69467974.2458 | 47413319.8469 | 212042902.6486 | 961560.8286 | 22410181.7999 | 22410181.7999 | 1478867.319 | 9845793.7898 | 0 | 235414645.2771 | 269149488.1859 | 2371373.7057 | 117.2981 | 2006.978 | 2294.5773 | 40.915 | 46.7781
1 | 5800 | 707 | 0.045 | 15 | 15 | 7 | 3.1623e-09 | 5spot_SharedNeighbor | Water | Porous | Wet | R245fa | MinimizeLCOE_Brownfield | IgnoreSilica | 2019 | 254.7371 | 227.0417 | 29.3352 | 4 | 2006.6697 | 2294.1641 | 40.9087 | 46.7696 | 240.353 | 0 | 246.5329 | 23783874.61 | 1473400.8319 | 25122868.3001 | 17750897.7851 | 0 | 346596.7317 | 0 | 26706278.9209 | 69484259.5412 | 47424434.8956 | 212092611.6164 | 961560.8286 | 22410181.7999 | 22410181.7999 | 1478867.319 | 9845793.7898 | 0 | 235464354.245 | 269199197.1537 | 3162277.6602 | 117.3409 | 2006.6697 | 2294.1641 | 40.9087 | 46.7696
1 | 5800 | 707 | 0.045 | 15 | 15 | 7 | 4.217e-09 | 5spot_SharedNeighbor | Water | Porous | Wet | R245fa | MinimizeLCOE_Brownfield | IgnoreSilica | 2019 | 254.8297 | 227.0976 | 29.3438 | 4 | 2006.4372 | 2293.8475 | 40.9039 | 46.7632 | 240.3383 | 0 | 243.1266 | 23788067.9856 | 1473654.5728 | 25127812.9561 | 17756912.0306 | 0 | 344641.1106 | 0 | 26711524.5757 | 69497907.6589 | 47433750.0164 | 212134270.9067 | 961560.8286 | 22410181.7999 | 22410181.7999 | 1478867.319 | 9845793.7898 | 0 | 235506013.5352 | 269240856.444 | 4216965.0343 | 117.3752 | 2006.4372 | 2293.8475 | 40.9039 | 46.7632
1 | 5800 | 707 | 0.045 | 15 | 15 | 7 | 5.6234e-09 | 5spot_SharedNeighbor | Water | Porous | Wet | R245fa | MinimizeLCOE_Brownfield | IgnoreSilica | 2019 | 254.8808 | 227.1292 | 29.3491 | 4 | 2006.2621 | 2293.6209 | 40.9004 | 46.7586 | 240.3307 | 0 | 247.7204 | 23790445.7513 | 1473798.4507 | 25130616.7627 | 17760245.0875 | 0 | 342964.1831 | 0 | 26714247.3918 | 69504991.8678 | 47438585.1345 | 212155894.6293 | 961560.8286 | 22410181.7999 | 22410181.7999 | 1478867.319 | 9845793.7898 | 0 | 235527637.2578 | 269262480.1666 | 5623413.2519 | 117.3962 | 2006.2621 | 2293.6209 | 40.9004 | 46.7586
1 | 5800 | 707 | 0.045 | 15 | 15 | 7 | 7.4989e-09 | 5spot_SharedNeighbor | Water | Porous | Wet | R245fa | MinimizeLCOE_Brownfield | IgnoreSilica | 2019 | 254.9345 | 227.1615 | 29.354 | 4 | 2006.1303 | 2293.4407 | 40.8977 | 46.7549 | 240.3222 | 0 | 240.5582 | 23792870.7851 | 1473945.1883 | 25133476.3386 | 17763732.0851 | 0 | 341862.8135 | 0 | 26717296.0121 | 69512923.7526 | 47443998.8089 | 212180105.7842 | 961560.8286 | 22410181.7999 | 22410181.7999 | 1478867.319 | 9845793.7898 | 0 | 235551848.4127 | 269286691.3214 | 7498942.0933 | 117.416 | 2006.1303 | 2293.4407 | 40.8977 | 46.7549
1 | 5800 | 707 | 0.045 | 15 | 15 | 7 | 1e-08 | 5spot_SharedNeighbor | Water | Porous | Wet | R245fa | MinimizeLCOE_Brownfield | IgnoreSilica | 2019 | 254.954 | 227.1742 | 29.3564 | 4 | 2006.0313 | 2293.3186 | 40.8957 | 46.7524 | 240.3196 | 0 | 242.3931 | 23793819.1393 | 1474002.5726 | 25134594.6371 | 17765009.7411 | 0 | 340809.6047 | 0 | 26718211.921 | 69515306.7595 | 47445625.2601 | 212187379.6353 | 961560.8286 | 22410181.7999 | 22410181.7999 | 1478867.319 | 9845793.7898 | 0 | 235559122.2638 | 269293965.1726 | 10000000 | 117.4254 | 2006.0313 | 2293.3186 | 40.8957 | 46.7524
1 | 5900 | 707 | 0.045 | 15 | 15 | 7 | 1e-13 | 5spot_SharedNeighbor | Water | Porous | Wet | R245fa | MinimizeLCOE_Brownfield | IgnoreSilica | 2019 | 1.2934 | 0.62816 | 0.073581 | 4 | 89483.6482 | 206698.6484 | 1824.2452 | 4213.8315 | 181.5253 | 0 | 25.9293 | 369136.1832 | 23861.3989 | 225756.695 | 103386.6151 | 0 | 59030.3596 | 0 | 304656.7882 | 792654.4692 | 541002.9626 | 2419485.4717 | 961560.8286 | 22956191.5802 | 22956191.5802 | 1478867.319 | 10064197.702 | 0 | 26337237.8806 | 60836494.4818 | 100 | 0.29432 | 89483.6482 | 206698.6484 | 1824.2452 | 4213.8315
1 | 5900 | 707 | 0.045 | 15 | 15 | 7 | 1.3335e-13 | 5spot_SharedNeighbor | Water | Porous | Wet | R245fa | MinimizeLCOE_Brownfield | IgnoreSilica | 2019 | 1.6709 | 1.002 | 0.12113 | 4 | 56187.1969 | 127390.7786 | 1145.452 | 2597.0333 | 197.5924 | 0 | 114.9098 | 511300.9684 | 33087.1551 | 328008.1759 | 132032.2983 | 0 | 62913.5434 | 0 | 416263.435 | 1083032.0705 | 739191.6422 | 3305829.2887 | 961560.8286 | 22956191.5802 | 22956191.5802 | 1478867.319 | 10064197.702 | 0 | 27223581.6975 | 61722838.2987 | 133.3521 | 0.48452 | 56187.1969 | 127390.7786 | 1145.452 | 2597.0333
1 | 5900 | 707 | 0.045 | 15 | 15 | 7 | 1.7783e-13 | 5spot_SharedNeighbor | Water | Porous | Wet | R245fa | MinimizeLCOE_Brownfield | IgnoreSilica | 2019 | 2.1376 | 1.4748 | 0.18172 | 4 | 38837.0778 | 86299.9646 | 791.7464 | 1759.3415 | 210.9143 | 0 | 141.392 | 669958.8703 | 43366.1957 | 446849.3431 | 165996.6441 | 0 | 65926.477 | 0 | 542918.0368 | 1412561.3638 | 964102.1561 | 4311679.0868 | 961560.8286 | 22956191.5802 | 22956191.5802 | 1478867.319 | 10064197.702 | 0 | 28229431.4956 | 62728688.0968 | 177.8279 | 0.72687 | 38837.0778 | 86299.9646 | 791.7464 | 1759.3415
1 | 5900 | 707 | 0.045 | 15 | 15 | 7 | 2.3714e-13 | 5spot_SharedNeighbor | Water | Porous | Wet | R245fa | MinimizeLCOE_Brownfield | IgnoreSilica | 2019 | 2.7211 | 2.0788 | 0.25962 | 4 | 28314.2605 | 61535.0541 | 577.2245 | 1254.4753 | 221.9405 | 0 | 184.1344 | 852142.2575 | 55146.624 | 588082.6778 | 207995.194 | 0 | 67927.9426 | 0 | 690804.9314 | 1797332.728 | 1226716.5184 | 5486148.8738 | 961560.8286 | 22956191.5802 | 22956191.5802 | 1478867.319 | 10064197.702 | 0 | 29403901.2826 | 63903157.8838 | 237.1374 | 1.0385 | 28314.2605 | 61535.0541 | 577.2245 | 1254.4753
1 | 5900 | 707 | 0.045 | 15 | 15 | 7 | 3.1623e-13 | 5spot_SharedNeighbor | Water | Porous | Wet | R245fa | MinimizeLCOE_Brownfield | IgnoreSilica | 2019 | 3.4601 | 2.8588 | 0.36067 | 4 | 21352.4423 | 45265.7149 | 435.2984 | 922.8028 | 231.0683 | 0 | 238.2033 | 1065683.4704 | 68925.0125 | 758810.1932 | 261329.4504 | 0 | 68847.4286 | 0 | 867202.2665 | 2256282.4097 | 1539959.1066 | 6887039.3379 | 961560.8286 | 22956191.5802 | 22956191.5802 | 1478867.319 | 10064197.702 | 0 | 30804791.7468 | 65304048.348 | 316.2278 | 1.4427 | 21352.4423 | 45265.7149 | 435.2984 | 922.8028
1 | 5900 | 707 | 0.045 | 15 | 15 | 7 | 4.217e-13 | 5spot_SharedNeighbor | Water | Porous | Wet | R245fa | MinimizeLCOE_Brownfield | IgnoreSilica | 2019 | 4.4138 | 3.8803 | 0.49339 | 4 | 16472.9394 | 33953.5451 | 335.8232 | 692.1889 | 238.6445 | 0 | 34.9447 | 1321004.1774 | 85360.0482 | 968900.5701 | 330377.9889 | 0 | 68686.359 | 0 | 1081988.366 | 2815111.7821 | 1921371.636 | 8592800.9277 | 961560.8286 | 22956191.5802 | 22956191.5802 | 1478867.319 | 10064197.702 | 0 | 32510553.3366 | 67009809.9378 | 421.6965 | 1.9736 | 16472.9394 | 33953.5451 | 335.8232 | 692.1889
1 | 5900 | 707 | 0.045 | 15 | 15 | 7 | 5.6234e-13 | 5spot_SharedNeighbor | Water | Porous | Wet | R245fa | MinimizeLCOE_Brownfield | IgnoreSilica | 2019 | 5.6442 | 5.2121 | 0.66686 | 4 | 12966.1794 | 25899.6603 | 264.3331 | 527.9996 | 244.8155 | 0 | 42.0631 | 1626037.164 | 104944.1671 | 1226867.5287 | 419780.9755 | 0 | 66946.1224 | 0 | 1343384.6235 | 3495211.2242 | 2385553.4799 | 10668725.2853 | 961560.8286 | 22956191.5802 | 22956191.5802 | 1478867.319 | 10064197.702 | 0 | 34586477.6941 | 69085734.2953 | 562.3413 | 2.6674 | 12966.1794 | 25899.6603 | 264.3331 | 527.9996
1 | 5900 | 707 | 0.045 | 15 | 15 | 7 | 7.4989e-13 | 5spot_SharedNeighbor | Water | Porous | Wet | R245fa | MinimizeLCOE_Brownfield | IgnoreSilica | 2019 | 7.2495 | 6.9562 | 0.89425 | 4 | 10381.5994 | 20026.3102 | 211.6429 | 408.2634 | 249.7027 | 0 | 47.7113 | 1993055.9304 | 128441.8674 | 1545544.2754 | 536661.4952 | 0 | 63743.126 | 0 | 1664304.2108 | 4330178.1608 | 2955435.571 | 13217364.637 | 961560.8286 | 22956191.5802 | 22956191.5802 | 1478867.319 | 10064197.702 | 0 | 37135117.0459 | 71634373.6471 | 749.8942 | 3.577 | 10381.5994 | 20026.3102 | 211.6429 | 408.2634
1 | 5900 | 707 | 0.045 | 15 | 15 | 7 | 1e-12 | 5spot_SharedNeighbor | Water | Porous | Wet | R245fa | MinimizeLCOE_Brownfield | IgnoreSilica | 2019 | 9.3495 | 9.2541 | 1.1943 | 4 | 8432.9381 | 15654.6444 | 171.9169 | 319.1411 | 253.6945 | 0 | 48.8054 | 2438098.1403 | 156848.5568 | 1942010.7975 | 689986.999 | 0 | 57658.0529 | 0 | 2060994.9931 | 5362286.2038 | 3659870.5181 | 16367754.2615 | 961560.8286 | 22956191.5802 | 22956191.5802 | 1478867.319 | 10064197.702 | 0 | 40285506.6703 | 74784763.2715 | 1000 | 4.7772 | 8432.9381 | 15654.6444 | 171.9169 | 319.1411
1 | 5900 | 707 | 0.045 | 15 | 15 | 7 | 1.3335e-12 | 5spot_SharedNeighbor | Water | Porous | Wet | R245fa | MinimizeLCOE_Brownfield | IgnoreSilica | 2019 | 12.1358 | 12.3421 | 1.5982 | 4 | 6921.8694 | 12318.2814 | 141.1117 | 251.1248 | 257.1963 | 0 | 44.8439 | 2988668.657 | 191875.4084 | 2445096.3194 | 894262.0753 | 0 | 45188.7925 | 0 | 2560385.5885 | 6661598.094 | 4546677.5813 | 20333752.5165 | 961560.8286 | 22956191.5802 | 22956191.5802 | 1478867.319 | 10064197.702 | 0 | 44251504.9254 | 78750761.5266 | 1333.5214 | 6.393 | 6921.8694 | 12318.2814 | 141.1117 | 251.1248
1 | 5900 | 707 | 0.045 | 15 | 15 | 7 | 1.7783e-12 | 5spot_SharedNeighbor | Water | Porous | Wet | R245fa | MinimizeLCOE_Brownfield | IgnoreSilica | 2019 | 15.8022 | 16.3926 | 2.128 | 4 | 5772.4206 | 9825.3535 | 117.6786 | 200.3031 | 259.7636 | 0 | 43.3718 | 3653875.4458 | 234045.781 | 3068339.4221 | 1162915.8404 | 0 | 22900.3648 | 0 | 3175409.9731 | 8261765.3839 | 5638824.6368 | 25218076.8479 | 961560.8286 | 22956191.5802 | 22956191.5802 | 1478867.319 | 10064197.702 | 0 | 49135829.2567 | 83635085.8579 | 1778.2794 | 8.5122 | 5772.4206 | 9825.3535 | 117.6786 | 200.3031
1 | 5900 | 707 | 0.045 | 15 | 15 | 7 | 2.3714e-12 | 5spot_SharedNeighbor | Water | Porous | Wet | R245fa | MinimizeLCOE_Brownfield | IgnoreSilica | 2019 | 11.5562 | 11.7012 | 1.5198 | 4 | 7122.5575 | 12797.5539 | 145.203 | 260.8954 | 256.6291 | 0 | 44.246 | 2878019.3779 | 184845.5185 | 2342986.6299 | 851779.5534 | 0 | 0 | 0 | 2440476.1211 | 6349618.2566 | 4333744.9317 | 19381470.3891 | 961560.8286 | 22956191.5802 | 22956191.5802 | 1478867.319 | 10064197.702 | 0 | 43299222.7979 | 77798479.3991 | 2371.3737 | 6.0792 | 7122.5575 | 12797.5539 | 145.203 | 260.8954
1 | 5900 | 707 | 0.045 | 15 | 15 | 7 | 3.1623e-12 | 5spot_SharedNeighbor | Water | Porous | Wet | R245fa | MinimizeLCOE_Brownfield | IgnoreSilica | 2019 | 15.0789 | 15.5897 | 2.0248 | 4 | 5939.4466 | 10198.9626 | 121.0837 | 207.9196 | 259.3272 | 0 | 36.3231 | 3526152.1946 | 225960.5711 | 2947501.8218 | 1109829.2112 | 0 | 0 | 0 | 3045683.0815 | 7924242.6225 | 5408458.4168 | 24187827.9195 | 961560.8286 | 22956191.5802 | 22956191.5802 | 1478867.319 | 10064197.702 | 0 | 48105580.3284 | 82604836.9296 | 3162.2777 | 8.0993 | 5939.4466 | 10198.9626 | 121.0837 | 207.9196
1 | 5900 | 707 | 0.045 | 15 | 15 | 7 | 4.217e-12 | 5spot_SharedNeighbor | Water | Porous | Wet | R245fa | MinimizeLCOE_Brownfield | IgnoreSilica | 2019 | 19.7199 | 20.7213 | 2.6914 | 4 | 5024.2757 | 8228.9161 | 102.4267 | 167.7576 | 261.4278 | 0 | 33.5085 | 4314211.2865 | 275765.1193 | 3700997.9688 | 1450112.9871 | 0 | 0 | 0 | 3799024.071 | 9884281.3458 | 6746225.1202 | 30170617.8986 | 961560.8286 | 22956191.5802 | 22956191.5802 | 1478867.319 | 10064197.702 | 0 | 54088370.3074 | 88587626.9086 | 4216.965 | 10.7654 | 5024.2757 | 8228.9161 | 102.4267 | 167.7576
1 | 5900 | 707 | 0.045 | 15 | 15 | 7 | 5.6234e-12 | 5spot_SharedNeighbor | Water | Porous | Wet | R245fa | MinimizeLCOE_Brownfield | IgnoreSilica | 2019 | 25.817 | 27.4698 | 3.5679 | 4 | 4310.7038 | 6728.0642 | 87.8795 | 137.1607 | 263.0493 | 0 | 29.0711 | 5269940.9857 | 335927.7397 | 4637342.4983 | 1897310.9866 | 0 | 0 | 0 | 4734803.662 | 12318987.8868 | 8407962.3626 | 37602276.1216 | 961560.8286 | 22956191.5802 | 22956191.5802 | 1478867.319 | 10064197.702 | 0 | 61520028.5305 | 96019285.1317 | 5623.4133 | 14.2715 | 4310.7038 | 6728.0642 | 87.8795 | 137.1607
1 | 5900 | 707 | 0.045 | 15 | 15 | 7 | 7.4989e-12 | 5spot_SharedNeighbor | Water | Porous | Wet | R245fa | MinimizeLCOE_Brownfield | IgnoreSilica | 2019 | 33.7754 | 36.2837 | 4.7126 | 4 | 3750.7232 | 5580.8682 | 76.4636 | 113.7735 | 264.2894 | 0 | 36.3648 | 6422393.6504 | 408173.6752 | 5793671.7492 | 2481232.8609 | 0 | 0 | 0 | 5891134.0549 | 15327522.3732 | 10461348.9688 | 46785477.3326 | 961560.8286 | 22956191.5802 | 22956191.5802 | 1478867.319 | 10064197.702 | 0 | 70703229.7414 | 105202486.3426 | 7498.9421 | 18.8506 | 3750.7232 | 5580.8682 | 76.4636 | 113.7735
1 | 5900 | 707 | 0.045 | 15 | 15 | 7 | 1e-11 | 5spot_SharedNeighbor | Water | Porous | Wet | R245fa | MinimizeLCOE_Brownfield | IgnoreSilica | 2019 | 44.0506 | 47.6629 | 6.1906 | 4 | 3309.1219 | 4702.3318 | 67.4609 | 95.8634 | 265.2174 | 0 | 43.7939 | 7798225.2421 | 494052.6728 | 7206577.1713 | 3235203.4808 | 0 | 0 | 0 | 7306282.8411 | 19009449.228 | 12974339.7032 | 58024130.3394 | 961560.8286 | 22956191.5802 | 22956191.5802 | 1478867.319 | 10064197.702 | 0 | 81941882.7482 | 116441139.3494 | 10000 | 24.7624 | 3309.1219 | 4702.3318 | 67.4609 | 95.8634
1 | 5900 | 707 | 0.045 | 15 | 15 | 7 | 1.3335e-11 | 5spot_SharedNeighbor | Water | Porous | Wet | R245fa | MinimizeLCOE_Brownfield | IgnoreSilica | 2019 | 56.9742 | 61.9355 | 8.0444 | 4 | 2963.0425 | 4035.197 | 60.4056 | 82.2629 | 265.8222 | 0 | 41.4962 | 9398070.0961 | 593478.078 | 8886615.4697 | 4182770.6525 | 0 | 0 | 0 | 8993764.3756 | 23399930.0305 | 15970933.0663 | 71425561.7686 | 961560.8286 | 22956191.5802 | 22956191.5802 | 1478867.319 | 10064197.702 | 0 | 95343314.1775 | 129842570.7787 | 13335.2143 | 32.1775 | 2963.0425 | 4035.197 | 60.4056 | 82.2629
1 | 5900 | 707 | 0.045 | 15 | 15 | 7 | 1.7783e-11 | 5spot_SharedNeighbor | Water | Porous | Wet | R245fa | MinimizeLCOE_Brownfield | IgnoreSilica | 2019 | 72.6622 | 79.0757 | 10.2706 | 4 | 2695.0643 | 3534.8214 | 54.9425 | 72.0621 | 265.9631 | 0 | 49.0779 | 11186921.7064 | 704169.571 | 10804864.5885 | 5329523.3564 | 0 | 0 | 0 | 10929936.8967 | 28437453.7669 | 19409146.5272 | 86802016.4132 | 961560.8286 | 22956191.5802 | 22956191.5802 | 1478867.319 | 10064197.702 | 0 | 110719768.822 | 145219025.4232 | 17782.7941 | 41.0824 | 2695.0643 | 3534.8214 | 54.9425 | 72.0621
1 | 5900 | 707 | 0.045 | 15 | 15 | 7 | 2.3714e-11 | 5spot_SharedNeighbor | Water | Porous | Wet | R245fa | MinimizeLCOE_Brownfield | IgnoreSilica | 2019 | 90.6205 | 98.22 | 12.7571 | 4 | 2493.7632 | 3169.8416 | 50.8387 | 64.6215 | 265.4391 | 0 | 56.6521 | 13059543.1112 | 819571.6268 | 12851228.7797 | 6633153.7412 | 0 | 0 | 0 | 13011763.931 | 33853940.6687 | 23106010.1353 | 103335211.9941 | 961560.8286 | 22956191.5802 | 22956191.5802 | 1478867.319 | 10064197.702 | 0 | 127252964.403 | 161752221.0042 | 23713.7371 | 51.0285 | 2493.7632 | 3169.8416 | 50.8387 | 64.6215
1 | 5900 | 707 | 0.045 | 15 | 15 | 7 | 3.1623e-11 | 5spot_SharedNeighbor | Water | Porous | Wet | R245fa | MinimizeLCOE_Brownfield | IgnoreSilica | 2019 | 109.8636 | 117.9184 | 15.3156 | 4 | 2347.0936 | 2910.2322 | 47.8487 | 59.329 | 264.175 | 0 | 50.0617 | 14881448.8744 | 931438.3807 | 14874762.5976 | 8014695.0853 | 0 | 0 | 0 | 15093914.5258 | 39271269.4086 | 26803448.3153 | 119870977.1878 | 961560.8286 | 22956191.5802 | 22956191.5802 | 1478867.319 | 10064197.702 | 0 | 143788729.5966 | 178287986.1978 | 31622.7766 | 61.2625 | 2347.0936 | 2910.2322 | 47.8487 | 59.329
1 | 5900 | 707 | 0.045 | 15 | 15 | 7 | 4.217e-11 | 5spot_SharedNeighbor | Water | Porous | Wet | R245fa | MinimizeLCOE_Brownfield | IgnoreSilica | 2019 | 129.0742 | 136.5441 | 17.7348 | 4 | 2243.3898 | 2729.712 | 45.7345 | 55.6489 | 262.2986 | 0 | 48.3556 | 16526573.8809 | 1032138.538 | 16726421.2905 | 9374932.1843 | 0 | 0 | 0 | 17027425.6985 | 44301868.8623 | 30236935.8109 | 135226296.2654 | 961560.8286 | 22956191.5802 | 22956191.5802 | 1478867.319 | 10064197.702 | 0 | 159144048.6743 | 193643305.2755 | 42169.6503 | 70.9391 | 2243.3898 | 2729.712 | 45.7345 | 55.6489
1 | 5900 | 707 | 0.045 | 15 | 15 | 7 | 5.6234e-11 | 5spot_SharedNeighbor | Water | Porous | Wet | R245fa | MinimizeLCOE_Brownfield | IgnoreSilica | 2019 | 147.0863 | 153.1303 | 19.889 | 4 | 2170.3237 | 2603.9701 | 44.245 | 53.0855 | 260.2282 | 0 | 51.1024 | 17939043.0119 | 1118381.1123 | 18333006.563 | 10634355.1847 | 0 | 0 | 0 | 18729666.49 | 48730750.2242 | 33259738.3448 | 148744940.931 | 961560.8286 | 22956191.5802 | 22956191.5802 | 1478867.319 | 10064197.702 | 0 | 172662693.3399 | 207161949.9411 | 56234.1325 | 79.5562 | 2170.3237 | 2603.9701 | 44.245 | 53.0855
1 | 5900 | 707 | 0.045 | 15 | 15 | 7 | 7.4989e-11 | 5spot_SharedNeighbor | Water | Porous | Wet | R245fa | MinimizeLCOE_Brownfield | IgnoreSilica | 2019 | 163.2347 | 167.3803 | 21.7399 | 4 | 2118.1407 | 2514.8683 | 43.1812 | 51.269 | 258.261 | 0 | 52.1754 | 19118526.68 | 1190255.2016 | 19685583.0156 | 11753022.7402 | 0 | 0 | 0 | 20181481.1786 | 52508074.2357 | 35837839.5989 | 160274782.6507 | 961560.8286 | 22956191.5802 | 22956191.5802 | 1478867.319 | 10064197.702 | 0 | 184192535.0595 | 218691791.6607 | 74989.4209 | 86.9595 | 2118.1407 | 2514.8683 | 43.1812 | 51.269
1 | 5900 | 707 | 0.045 | 15 | 15 | 7 | 1e-10 | 5spot_SharedNeighbor | Water | Porous | Wet | R245fa | MinimizeLCOE_Brownfield | IgnoreSilica | 2019 | 176.7185 | 178.7068 | 23.211 | 4 | 2082.5096 | 2454.0927 | 42.4548 | 50.03 | 256.4639 | 0 | 47.5133 | 20036020.2566 | 1246079.2584 | 20744239.3435 | 12677200.1525 | 0 | 0 | 0 | 21334380.2142 | 55507681.0343 | 37885132.8747 | 169430733.1342 | 961560.8286 | 22956191.5802 | 22956191.5802 | 1478867.319 | 10064197.702 | 0 | 193348485.5431 | 227847742.1442 | 100000 | 92.844 | 2082.5096 | 2454.0927 | 42.4548 | 50.03
1 | 5900 | 707 | 0.045 | 15 | 15 | 7 | 1.3335e-10 | 5spot_SharedNeighbor | Water | Porous | Wet | R245fa | MinimizeLCOE_Brownfield | IgnoreSilica | 2019 | 187.9559 | 187.7374 | 24.3839 | 4 | 2057.3239 | 2411.033 | 41.9413 | 49.1522 | 254.8681 | 0 | 47.2543 | 20755906.267 | 1289829.992 | 21578700.6757 | 13440544.6695 | 0 | 0 | 0 | 22255342.8256 | 57903836.8337 | 39520558.4439 | 176744719.7073 | 961560.8286 | 22956191.5802 | 22956191.5802 | 1478867.319 | 10064197.702 | 0 | 200662472.1161 | 235161728.7173 | 133352.1432 | 97.5357 | 2057.3239 | 2411.033 | 41.9413 | 49.1522
1 | 5900 | 707 | 0.045 | 15 | 15 | 7 | 1.7783e-10 | 5spot_SharedNeighbor | Water | Porous | Wet | R245fa | MinimizeLCOE_Brownfield | IgnoreSilica | 2019 | 249.0887 | 230.0506 | 29.6872 | 4 | 1995.2184 | 2285.7418 | 40.6752 | 46.5979 | 244.8314 | 0 | 155.3093 | 24009345.2887 | 1487042.2304 | 25388870.6737 | 17487711.1997 | 0 | 401404.5425 | 0 | 26822005.8346 | 69785357.2318 | 47629940.2564 | 213011677.2577 | 961560.8286 | 22956191.5802 | 22956191.5802 | 1478867.319 | 10064197.702 | 0 | 236929429.6666 | 271428686.2677 | 177827.941 | 118.7486 | 1995.2184 | 2285.7418 | 40.6752 | 46.5979
1 | 5900 | 707 | 0.045 | 15 | 15 | 7 | 2.3714e-10 | 5spot_SharedNeighbor | Water | Porous | Wet | R245fa | MinimizeLCOE_Brownfield | IgnoreSilica | 2019 | 251.3667 | 231.3646 | 29.8748 | 4 | 1991.5881 | 2280.2867 | 40.6012 | 46.4867 | 244.3999 | 0 | 165.1131 | 24107553.9754 | 1492982.8857 | 25504820.5111 | 17634501.1738 | 0 | 377950.0727 | 0 | 26955945.3613 | 70133840.4053 | 47867787.183 | 214075381.5682 | 961560.8286 | 22956191.5802 | 22956191.5802 | 1478867.319 | 10064197.702 | 0 | 237993133.9771 | 272492390.5783 | 237137.3706 | 119.4992 | 1991.5881 | 2280.2867 | 40.6012 | 46.4867
1 | 5900 | 707 | 0.045 | 15 | 15 | 7 | 3.1623e-10 | 5spot_SharedNeighbor | Water | Porous | Wet | R245fa | MinimizeLCOE_Brownfield | IgnoreSilica | 2019 | 253.2056 | 232.4148 | 30.0238 | 4 | 1988.8258 | 2276.0913 | 40.5449 | 46.4012 | 244.0506 | 0 | 180.3558 | 24185928.373 | 1497723.2622 | 25597390.5877 | 17752996.1001 | 0 | 360006.3231 | 0 | 27063677.412 | 70414137.1024 | 48059095.4382 | 214930954.5987 | 961560.8286 | 22956191.5802 | 22956191.5802 | 1478867.319 | 10064197.702 | 0 | 238848707.0076 | 273347963.6088 | 316227.766 | 120.0953 | 1988.8258 | 2276.0913 | 40.5449 | 46.4012
1 | 5900 | 707 | 0.045 | 15 | 15 | 7 | 4.217e-10 | 5spot_SharedNeighbor | Water | Porous | Wet | R245fa | MinimizeLCOE_Brownfield | IgnoreSilica | 2019 | 254.5332 | 233.1623 | 30.1308 | 4 | 1986.7946 | 2273.0401 | 40.5035 | 46.339 | 243.7957 | 0 | 212.7106 | 24241660.1682 | 1501093.8601 | 25663237.1006 | 17838193.2523 | 0 | 345645.5882 | 0 | 27140033.6881 | 70612800.47 | 48194687.2688 | 215537351.3964 | 961560.8286 | 22956191.5802 | 22956191.5802 | 1478867.319 | 10064197.702 | 0 | 239455103.8052 | 273954360.4064 | 421696.5034 | 120.5233 | 1986.7946 | 2273.0401 | 40.5035 | 46.339
1 | 5900 | 707 | 0.045 | 15 | 15 | 7 | 5.6234e-10 | 5spot_SharedNeighbor | Water | Porous | Wet | R245fa | MinimizeLCOE_Brownfield | IgnoreSilica | 2019 | 255.5265 | 233.7181 | 30.2109 | 4 | 1985.2435 | 2270.7305 | 40.4719 | 46.2919 | 243.6046 | 0 | 255.2829 | 24283057.632 | 1503597.3888 | 25712158.606 | 17901874.9142 | 0 | 334020.3585 | 0 | 27196536.4708 | 70759809.1203 | 48295023.6933 | 215986078.184 | 961560.8286 | 22956191.5802 | 22956191.5802 | 1478867.319 | 10064197.702 | 0 | 239903830.5928 | 274403087.194 | 562341.3252 | 120.8435 | 1985.2435 | 2270.7305 | 40.4719 | 46.2919
1 | 5900 | 707 | 0.045 | 15 | 15 | 7 | 7.4989e-10 | 5spot_SharedNeighbor | Water | Porous | Wet | R245fa | MinimizeLCOE_Brownfield | IgnoreSilica | 2019 | 257.4633 | 234.8033 | 30.3493 | 4 | 1984.0786 | 2268.2635 | 40.4481 | 46.2416 | 243.2364 | 0 | 249.6481 | 24363822.6193 | 1508481.3305 | 25807629.2946 | 18026214.3629 | 0 | 337791.9387 | 0 | 27317136.4229 | 71073585.4573 | 48509182.4907 | 216943843.9169 | 961560.8286 | 22956191.5802 | 22956191.5802 | 1478867.319 | 10064197.702 | 0 | 240861596.3257 | 275360852.9269 | 749894.2093 | 121.3972 | 1984.0786 | 2268.2635 | 40.4481 | 46.2416
1 | 5900 | 707 | 0.045 | 15 | 15 | 7 | 1e-09 | 5spot_SharedNeighbor | Water | Porous | Wet | R245fa | MinimizeLCOE_Brownfield | IgnoreSilica | 2019 | 257.8971 | 235.0655 | 30.3866 | 4 | 1983.3487 | 2267.1845 | 40.4332 | 46.2196 | 243.1648 | 0 | 251.2192 | 24383314.0998 | 1509659.9304 | 25830675.0383 | 18054391.8143 | 0 | 332908.8177 | 0 | 27343270.3832 | 71141580.6612 | 48555590.6145 | 217151391.3595 | 961560.8286 | 22956191.5802 | 22956191.5802 | 1478867.319 | 10064197.702 | 0 | 241069143.7683 | 275568400.3695 | 1000000 | 121.5465 | 1983.3487 | 2267.1845 | 40.4332 | 46.2196
1 | 5900 | 707 | 0.045 | 15 | 15 | 7 | 1.3335e-09 | 5spot_SharedNeighbor | Water | Porous | Wet | R245fa | MinimizeLCOE_Brownfield | IgnoreSilica | 2019 | 258.1212 | 235.2052 | 30.4081 | 4 | 1982.7899 | 2266.4255 | 40.4219 | 46.2041 | 243.1303 | 0 | 243.2967 | 24393704.4307 | 1510288.1959 | 25842960.8747 | 18069022.5748 | 0 | 327970.9476 | 0 | 27356139.3393 | 71175063.045 | 48578443.0295 | 217253592.4375 | 961560.8286 | 22956191.5802 | 22956191.5802 | 1478867.319 | 10064197.702 | 0 | 241171344.8464 | 275670601.4476 | 1333521.4322 | 121.6323 | 1982.7899 | 2266.4255 | 40.4219 | 46.2041
1 | 5900 | 707 | 0.045 | 15 | 15 | 7 | 1.7783e-09 | 5spot_SharedNeighbor | Water | Porous | Wet | R245fa | MinimizeLCOE_Brownfield | IgnoreSilica | 2019 | 258.3038 | 235.318 | 30.4252 | 4 | 1982.3637 | 2265.8399 | 40.4132 | 46.1922 | 243.1015 | 0 | 248.3824 | 24402087.1028 | 1510795.06 | 25852873.2178 | 18080927.5842 | 0 | 324286.1115 | 0 | 27366677.9397 | 71202482.3217 | 48597157.2492 | 217337286.5869 | 961560.8286 | 22956191.5802 | 22956191.5802 | 1478867.319 | 10064197.702 | 0 | 241255038.9957 | 275754295.5969 | 1778279.41 | 121.7007 | 1982.3637 | 2265.8399 | 40.4132 | 46.1922
1 | 5900 | 707 | 0.045 | 15 | 15 | 7 | 2.3714e-09 | 5spot_SharedNeighbor | Water | Porous | Wet | R245fa | MinimizeLCOE_Brownfield | IgnoreSilica | 2019 | 258.4501 | 235.4077 | 30.4386 | 4 | 1982.04 | 2265.3909 | 40.4066 | 46.1831 | 243.0782 | 0 | 238.0535 | 24408753.6588 | 1511198.1544 | 25860756.5567 | 18090456.6745 | 0 | 321543.3863 | 0 | 27375156.2879 | 71224541.2445 | 48612212.9173 | 217404618.8803 | 961560.8286 | 22956191.5802 | 22956191.5802 | 1478867.319 | 10064197.702 | 0 | 241322371.2891 | 275821627.8903 | 2371373.7057 | 121.7545 | 1982.04 | 2265.3909 | 40.4066 | 46.1831
1 | 5900 | 707 | 0.045 | 15 | 15 | 7 | 3.1623e-09 | 5spot_SharedNeighbor | Water | Porous | Wet | R245fa | MinimizeLCOE_Brownfield | IgnoreSilica | 2019 | 258.5498 | 235.4693 | 30.4481 | 4 | 1981.795 | 2265.0579 | 40.4016 | 46.1763 | 243.0626 | 0 | 227.7786 | 24413334.6181 | 1511475.141 | 25866173.7729 | 18096956.5228 | 0 | 319339.0925 | 0 | 27380838.8674 | 71239326.1507 | 48622303.9196 | 217449748.0851 | 961560.8286 | 22956191.5802 | 22956191.5802 | 1478867.319 | 10064197.702 | 0 | 241367500.4939 | 275866757.0951 | 3162277.6602 | 121.7924 | 1981.795 | 2265.0579 | 40.4016 | 46.1763
1 | 5900 | 707 | 0.045 | 15 | 15 | 7 | 4.217e-09 | 5spot_SharedNeighbor | Water | Porous | Wet | R245fa | MinimizeLCOE_Brownfield | IgnoreSilica | 2019 | 258.6204 | 235.5132 | 30.4549 | 4 | 1981.6099 | 2264.8093 | 40.3978 | 46.1712 | 243.0516 | 0 | 235.9388 | 24416595.8812 | 1511672.3315 | 25870030.4502 | 18101562.2418 | 0 | 317618.118 | 0 | 27384816.8189 | 71249675.9644 | 48629367.8801 | 217481339.6861 | 961560.8286 | 22956191.5802 | 22956191.5802 | 1478867.319 | 10064197.702 | 0 | 241399092.0949 | 275898348.6961 | 4216965.0343 | 121.8197 | 1981.6099 | 2264.8093 | 40.3978 | 46.1712
1 | 5900 | 707 | 0.045 | 15 | 15 | 7 | 5.6234e-09 | 5spot_SharedNeighbor | Water | Porous | Wet | R245fa | MinimizeLCOE_Brownfield | IgnoreSilica | 2019 | 258.6741 | 235.5466 | 30.4601 | 4 | 1981.4704 | 2264.6216 | 40.395 | 46.1674 | 243.0433 | 0 | 229.9002 | 24419073.5257 | 1511822.1405 | 25872960.4804 | 18105067.3977 | 0 | 316321.7568 | 0 | 27387845.6674 | 71257556.407 | 48634746.4442 | 217505393.8197 | 961560.8286 | 22956191.5802 | 22956191.5802 | 1478867.319 | 10064197.702 | 0 | 241423146.2286 | 275922402.8298 | 5623413.2519 | 121.8404 | 1981.4704 | 2264.6216 | 40.395 | 46.1674
1 | 5900 | 707 | 0.045 | 15 | 15 | 7 | 7.4989e-09 | 5spot_SharedNeighbor | Water | Porous | Wet | R245fa | MinimizeLCOE_Brownfield | IgnoreSilica | 2019 | 258.7324 | 235.5816 | 30.4652 | 4 | 1981.3654 | 2264.4695 | 40.3928 | 46.1643 | 243.0336 | 0 | 233.8771 | 24421674.2622 | 1511979.3916 | 25876036.113 | 18108855.3509 | 0 | 315528.127 | 0 | 27391288.5654 | 71266514.1214 | 48640860.2683 | 217532736.1998 | 961560.8286 | 22956191.5802 | 22956191.5802 | 1478867.319 | 10064197.702 | 0 | 241450488.6086 | 275949745.2098 | 7498942.0933 | 121.8607 | 1981.3654 | 2264.4695 | 40.3928 | 46.1643
1 | 5900 | 707 | 0.045 | 15 | 15 | 7 | 1e-08 | 5spot_SharedNeighbor | Water | Porous | Wet | R245fa | MinimizeLCOE_Brownfield | IgnoreSilica | 2019 | 258.7472 | 235.5918 | 30.4671 | 4 | 1981.2864 | 2264.3728 | 40.3912 | 46.1623 | 243.0319 | 0 | 225.9309 | 24422433.652 | 1512025.3074 | 25876934.1747 | 18109838.6967 | 0 | 314629.7783 | 0 | 27391986.0275 | 71268328.7747 | 48642098.8064 | 217538275.2177 | 961560.8286 | 22956191.5802 | 22956191.5802 | 1478867.319 | 10064197.702 | 0 | 241456027.6265 | 275955284.2277 | 10000000 | 121.8683 | 1981.2864 | 2264.3728 | 40.3912 | 46.1623
1 | 6000 | 707 | 0.045 | 15 | 15 | 7 | 1e-13 | 5spot_SharedNeighbor | Water | Porous | Wet | R245fa | MinimizeLCOE_Brownfield | IgnoreSilica | 2019 | 1.325 | 0.67654 | 0.079973 | 4 | 84418.4287 | 194680.6155 | 1720.9839 | 3968.8277 | 184.9313 | 0 | 26.7173 | 388726.118 | 25133.4697 | 239562.8936 | 106460.6825 | 0 | 58605.8578 | 0 | 319210.7184 | 830520.8102 | 566847.5185 | 2535068.0687 | 961560.8286 | 23508061.4514 | 23508061.4514 | 1478867.319 | 10284945.6504 | 0 | 27004690.3487 | 62276564.7695 | 100 | 0.31989 | 84418.4287 | 194680.6155 | 1720.9839 | 3968.8277
1 | 6000 | 707 | 0.045 | 15 | 15 | 7 | 1.3335e-13 | 5spot_SharedNeighbor | Water | Porous | Wet | R245fa | MinimizeLCOE_Brownfield | IgnoreSilica | 2019 | 1.7098 | 1.0664 | 0.12976 | 4 | 53771.7645 | 121726.9673 | 1096.2102 | 2481.5689 | 201.1115 | 0 | 116.5151 | 534076.5415 | 34571.3128 | 344757.9664 | 135435.4668 | 0 | 61947.8363 | 0 | 433207.7583 | 1127117.724 | 769281.0066 | 3440395.6126 | 961560.8286 | 23508061.4514 | 23508061.4514 | 1478867.319 | 10284945.6504 | 0 | 27910017.8927 | 63181892.3135 | 133.3521 | 0.51905 | 53771.7645 | 121726.9673 | 1096.2102 | 2481.5689
1 | 6000 | 707 | 0.045 | 15 | 15 | 7 | 1.7783e-13 | 5spot_SharedNeighbor | Water | Porous | Wet | R245fa | MinimizeLCOE_Brownfield | IgnoreSilica | 2019 | 2.196 | 1.5717 | 0.19465 | 4 | 37201.6148 | 82502.9158 | 758.4052 | 1681.9335 | 214.7667 | 0 | 146.2864 | 700503.587 | 45342.978 | 470202.971 | 170813.8315 | 0 | 64676.1892 | 0 | 566100.4271 | 1472877.1881 | 1005268.9455 | 4495786.1173 | 961560.8286 | 23508061.4514 | 23508061.4514 | 1478867.319 | 10284945.6504 | 0 | 28965408.3973 | 64237282.8182 | 177.8279 | 0.77861 | 37201.6148 | 82502.9158 | 758.4052 | 1681.9335
1 | 6000 | 707 | 0.045 | 15 | 15 | 7 | 2.3714e-13 | 5spot_SharedNeighbor | Water | Porous | Wet | R245fa | MinimizeLCOE_Brownfield | IgnoreSilica | 2019 | 2.7989 | 2.2135 | 0.27769 | 4 | 27179.152 | 58933.9023 | 554.0838 | 1201.4473 | 225.9112 | 0 | 189.4325 | 890502.3988 | 57624.0566 | 618371.8327 | 214407.1752 | 0 | 65848.466 | 0 | 720234.0324 | 1873901.212 | 1278976.082 | 5719865.2558 | 961560.8286 | 23508061.4514 | 23508061.4514 | 1478867.319 | 10284945.6504 | 0 | 30189487.5358 | 65461361.9566 | 237.1374 | 1.1108 | 27179.152 | 58933.9023 | 554.0838 | 1201.4473
1 | 6000 | 707 | 0.045 | 15 | 15 | 7 | 3.1623e-13 | 5spot_SharedNeighbor | Water | Porous | Wet | R245fa | MinimizeLCOE_Brownfield | IgnoreSilica | 2019 | 3.5573 | 3.0375 | 0.38486 | 4 | 20553.6068 | 43465.8545 | 419.0131 | 886.1102 | 235.054 | 0 | 244.7362 | 1112066.116 | 71913.7381 | 796529.2707 | 269528.4127 | 0 | 65330.4951 | 0 | 902993.5327 | 2349403.9426 | 1603516.4663 | 7171281.9742 | 961560.8286 | 23508061.4514 | 23508061.4514 | 1478867.319 | 10284945.6504 | 0 | 31640904.2542 | 66912778.675 | 316.2278 | 1.5394 | 20553.6068 | 43465.8545 | 419.0131 | 886.1102
1 | 6000 | 707 | 0.045 | 15 | 15 | 7 | 4.217e-13 | 5spot_SharedNeighbor | Water | Porous | Wet | R245fa | MinimizeLCOE_Brownfield | IgnoreSilica | 2019 | 4.5259 | 4.1059 | 0.52428 | 4 | 15921.7966 | 32740.8781 | 324.5874 | 667.4671 | 242.5745 | 0 | 27.0636 | 1374585.7638 | 88804.0283 | 1013704.1596 | 340181.2667 | 0 | 62865.2314 | 0 | 1123254.7754 | 2922478.5145 | 1994651.6371 | 8920525.3768 | 961560.8286 | 23508061.4514 | 23508061.4514 | 1478867.319 | 10284945.6504 | 0 | 33390147.6568 | 68662022.0777 | 421.6965 | 2.0971 | 15921.7966 | 32740.8781 | 324.5874 | 667.4671
1 | 6000 | 707 | 0.045 | 15 | 15 | 7 | 5.6234e-13 | 5spot_SharedNeighbor | Water | Porous | Wet | R245fa | MinimizeLCOE_Brownfield | IgnoreSilica | 2019 | 5.7757 | 5.4996 | 0.70657 | 4 | 12567.9789 | 25047.8907 | 256.2153 | 510.6351 | 248.7173 | 0 | 34.9945 | 1688720.4275 | 108962.2558 | 1280697.5086 | 431747.1672 | 0 | 57922.5928 | 0 | 1391539.4813 | 3620500.2863 | 2471065.8392 | 11051155.5587 | 961560.8286 | 23508061.4514 | 23508061.4514 | 1478867.319 | 10284945.6504 | 0 | 35520777.8387 | 70792652.2596 | 562.3413 | 2.8263 | 12567.9789 | 25047.8907 | 256.2153 | 510.6351
1 | 6000 | 707 | 0.045 | 15 | 15 | 7 | 7.4989e-13 | 5spot_SharedNeighbor | Water | Porous | Wet | R245fa | MinimizeLCOE_Brownfield | IgnoreSilica | 2019 | 7.4152 | 7.3338 | 0.94667 | 4 | 10074.5802 | 19389.3235 | 205.3839 | 395.2776 | 253.5922 | 0 | 32.5844 | 2068806.5963 | 133283.3657 | 1612302.0666 | 552120.3901 | 0 | 50144.1051 | 0 | 1722496.0443 | 4481581.3747 | 3058771.3755 | 13679505.3182 | 961560.8286 | 23508061.4514 | 23508061.4514 | 1478867.319 | 10284945.6504 | 0 | 38149127.5982 | 73421002.019 | 749.8942 | 3.7867 | 10074.5802 | 19389.3235 | 205.3839 | 395.2776
1 | 6000 | 707 | 0.045 | 15 | 15 | 7 | 1e-12 | 5spot_SharedNeighbor | Water | Porous | Wet | R245fa | MinimizeLCOE_Brownfield | IgnoreSilica | 2019 | 9.5838 | 9.7966 | 1.2698 | 4 | 8159.3452 | 15103.7863 | 166.3393 | 307.9111 | 257.8572 | 0 | 29.5391 | 2538259.0503 | 163229.7876 | 2032565.9962 | 712161.4132 | 0 | 33779.1353 | 0 | 2137198.1992 | 5560551.3147 | 3795190.5302 | 16972935.4268 | 961560.8286 | 23508061.4514 | 23508061.4514 | 1478867.319 | 10284945.6504 | 0 | 41442557.7068 | 76714432.1277 | 1000 | 5.0792 | 8159.3452 | 15103.7863 | 166.3393 | 307.9111
1 | 6000 | 707 | 0.045 | 15 | 15 | 7 | 1.3335e-12 | 5spot_SharedNeighbor | Water | Porous | Wet | R245fa | MinimizeLCOE_Brownfield | IgnoreSilica | 2019 | 9.1474 | 9.2666 | 1.2036 | 4 | 8443.7425 | 15770.2512 | 172.1371 | 321.4979 | 256.6905 | 0 | 28.4402 | 2440421.6543 | 156996.6352 | 1944106.2803 | 679329.1376 | 0 | 3429.5541 | 0 | 2037470.472 | 5301080.2255 | 3618096.1802 | 16180930.1393 | 961560.8286 | 23508061.4514 | 23508061.4514 | 1478867.319 | 10284945.6504 | 0 | 40650552.4193 | 75922426.8401 | 1333.5214 | 4.8143 | 8443.7425 | 15770.2512 | 172.1371 | 321.4979
1 | 6000 | 707 | 0.045 | 15 | 15 | 7 | 1.7783e-12 | 5spot_SharedNeighbor | Water | Porous | Wet | R245fa | MinimizeLCOE_Brownfield | IgnoreSilica | 2019 | 9.24 | 9.3829 | 1.2187 | 4 | 8368.368 | 15604.0692 | 170.6005 | 318.1101 | 257.0002 | 0 | 21.2066 | 2462022.4881 | 158373.1551 | 1963599.1289 | 686372.1824 | 0 | 0 | 0 | 2055443.1122 | 5347841.3486 | 3650011.6076 | 16323663.0228 | 961560.8286 | 23508061.4514 | 23508061.4514 | 1478867.319 | 10284945.6504 | 0 | 40793285.3028 | 76065159.7237 | 1778.2794 | 4.8747 | 8368.368 | 15604.0692 | 170.6005 | 318.1101
1 | 6000 | 707 | 0.045 | 15 | 15 | 7 | 2.3714e-12 | 5spot_SharedNeighbor | Water | Porous | Wet | R245fa | MinimizeLCOE_Brownfield | IgnoreSilica | 2019 | 12.0534 | 12.6043 | 1.6371 | 4 | 6862.8536 | 12249.2253 | 139.9086 | 249.717 | 260.8011 | 0 | 23.9941 | 3033462.6832 | 194720.0102 | 2486567.6336 | 894582.6 | 0 | 0 | 0 | 2577639.8415 | 6706490.121 | 4577317.3122 | 20470780.2017 | 961560.8286 | 23508061.4514 | 23508061.4514 | 1478867.319 | 10284945.6504 | 0 | 44940402.4817 | 80212276.9025 | 2371.3737 | 6.5484 | 6862.8536 | 12249.2253 | 139.9086 | 249.717
1 | 6000 | 707 | 0.045 | 15 | 15 | 7 | 3.1623e-12 | 5spot_SharedNeighbor | Water | Porous | Wet | R245fa | MinimizeLCOE_Brownfield | IgnoreSilica | 2019 | 15.7025 | 16.7587 | 2.1767 | 4 | 5740.4688 | 9791.5926 | 117.0272 | 199.6149 | 263.4431 | 0 | 34.4242 | 3711507.7713 | 237692.3169 | 3123035.4697 | 1164368.9449 | 0 | 0 | 0 | 3212275.7561 | 8357682.5889 | 5704290.1002 | 25510852.9479 | 961560.8286 | 23508061.4514 | 23508061.4514 | 1478867.319 | 10284945.6504 | 0 | 49980475.2279 | 85252349.6488 | 3162.2777 | 8.7067 | 5740.4688 | 9791.5926 | 117.0272 | 199.6149
1 | 6000 | 707 | 0.045 | 15 | 15 | 7 | 4.217e-12 | 5spot_SharedNeighbor | Water | Porous | Wet | R245fa | MinimizeLCOE_Brownfield | IgnoreSilica | 2019 | 20.5474 | 22.2838 | 2.8943 | 4 | 4863.35 | 7910.0231 | 99.146 | 161.2565 | 265.5166 | 0 | 38.5431 | 4542553.3805 | 290161.5734 | 3922623.5844 | 1522877.1659 | 0 | 0 | 0 | 4008504.1246 | 10429305.4751 | 7118215.2875 | 31834240.5915 | 961560.8286 | 23508061.4514 | 23508061.4514 | 1478867.319 | 10284945.6504 | 0 | 56303862.8715 | 91575737.2923 | 4216.965 | 11.5772 | 4863.35 | 7910.0231 | 99.146 | 161.2565
1 | 6000 | 707 | 0.045 | 15 | 15 | 7 | 5.6234e-12 | 5spot_SharedNeighbor | Water | Porous | Wet | R245fa | MinimizeLCOE_Brownfield | IgnoreSilica | 2019 | 26.8816 | 29.5153 | 3.8335 | 4 | 4181.6647 | 6481.8836 | 85.2489 | 132.142 | 267.1087 | 0 | 30.0217 | 5545779.0414 | 353247.8969 | 4911588.7077 | 1991888.2206 | 0 | 0 | 0 | 4992976.508 | 12990700.6735 | 8866420.1418 | 39652601.1899 | 961560.8286 | 23508061.4514 | 23508061.4514 | 1478867.319 | 10284945.6504 | 0 | 64122223.4699 | 99394097.8907 | 5623.4133 | 15.3341 | 4181.6647 | 6481.8836 | 85.2489 | 132.142
1 | 6000 | 707 | 0.045 | 15 | 15 | 7 | 7.4989e-12 | 5spot_SharedNeighbor | Water | Porous | Wet | R245fa | MinimizeLCOE_Brownfield | IgnoreSilica | 2019 | 35.1689 | 38.9815 | 5.063 | 4 | 3644.3578 | 5385.9948 | 74.2952 | 109.8008 | 268.3285 | 0 | 36.9176 | 6758495.3445 | 429188.0878 | 6135800.3558 | 2605602.0579 | 0 | 0 | 0 | 6212343.4799 | 16163243.4079 | 11031745.7473 | 49336418.4812 | 961560.8286 | 23508061.4514 | 23508061.4514 | 1478867.319 | 10284945.6504 | 0 | 73806040.7612 | 109077915.182 | 7498.9421 | 20.2521 | 3644.3578 | 5385.9948 | 74.2952 | 109.8008
1 | 6000 | 707 | 0.045 | 15 | 15 | 7 | 1e-11 | 5spot_SharedNeighbor | Water | Porous | Wet | R245fa | MinimizeLCOE_Brownfield | IgnoreSilica | 2019 | 45.817 | 51.1414 | 6.6424 | 4 | 3221.7226 | 4549.2496 | 65.6792 | 92.7426 | 269.2314 | 0 | 24.2875 | 8199372.5202 | 519024.2426 | 7624346.5915 | 3394189.873 | 0 | 0 | 0 | 7697403.9586 | 20027066.1457 | 13668884.1595 | 61130287.4912 | 961560.8286 | 23508061.4514 | 23508061.4514 | 1478867.319 | 10284945.6504 | 0 | 85599909.7713 | 120871784.1921 | 10000 | 26.5696 | 3221.7226 | 4549.2496 | 65.6792 | 92.7426
1 | 6000 | 707 | 0.045 | 15 | 15 | 7 | 1.3335e-11 | 5spot_SharedNeighbor | Water | Porous | Wet | R245fa | MinimizeLCOE_Brownfield | IgnoreSilica | 2019 | 59.2058 | 66.375 | 8.621 | 4 | 2889.7969 | 3912.6448 | 58.9124 | 79.7646 | 269.7927 | 0 | 31.6084 | 9873535.5076 | 622945.7738 | 9392656.9219 | 4384653.9551 | 0 | 0 | 0 | 9466778.9418 | 24630616.9031 | 16810902.1449 | 75182090.1482 | 961560.8286 | 23508061.4514 | 23508061.4514 | 1478867.319 | 10284945.6504 | 0 | 99651712.4282 | 134923586.8491 | 13335.2143 | 34.484 | 2889.7969 | 3912.6448 | 58.9124 | 79.7646
1 | 6000 | 707 | 0.045 | 15 | 15 | 7 | 1.7783e-11 | 5spot_SharedNeighbor | Water | Porous | Wet | R245fa | MinimizeLCOE_Brownfield | IgnoreSilica | 2019 | 75.3152 | 84.4695 | 10.9712 | 4 | 2634.4025 | 3438.1431 | 53.7059 | 70.0912 | 269.8448 | 0 | 36.6064 | 11726318.6996 | 737457.2727 | 11390547.3993 | 5571812.1435 | 0 | 0 | 0 | 11476192.8509 | 29858699.7071 | 20379176.085 | 91140204.1581 | 961560.8286 | 23508061.4514 | 23508061.4514 | 1478867.319 | 10284945.6504 | 0 | 115609826.4381 | 150881700.859 | 17782.7941 | 43.8846 | 2634.4025 | 3438.1431 | 53.7059 | 70.0912
1 | 6000 | 707 | 0.045 | 15 | 15 | 7 | 2.3714e-11 | 5spot_SharedNeighbor | Water | Porous | Wet | R245fa | MinimizeLCOE_Brownfield | IgnoreSilica | 2019 | 93.6757 | 104.5249 | 13.576 | 4 | 2442.8421 | 3092.3671 | 49.8006 | 63.0421 | 269.1862 | 0 | 41.4522 | 13653013.5197 | 856053.4016 | 13507052.5405 | 6913766.5643 | 0 | 0 | 0 | 13622655.5502 | 35443355.3507 | 24190818.315 | 108186715.2421 | 961560.8286 | 23508061.4514 | 23508061.4514 | 1478867.319 | 10284945.6504 | 0 | 132656337.5221 | 167928211.943 | 23713.7371 | 54.3041 | 2442.8421 | 3092.3671 | 49.8006 | 63.0421
1 | 6000 | 707 | 0.045 | 15 | 15 | 7 | 3.1623e-11 | 5spot_SharedNeighbor | Water | Porous | Wet | R245fa | MinimizeLCOE_Brownfield | IgnoreSilica | 2019 | 113.1615 | 124.8834 | 16.2202 | 4 | 2304.2025 | 2847.8421 | 46.9743 | 58.0571 | 267.7667 | 0 | 44.5747 | 15504626.4488 | 969617.1347 | 15573581.5967 | 8319980.7824 | 0 | 0 | 0 | 15743444.3254 | 40961212.7103 | 27956869.3435 | 125029332.342 | 961560.8286 | 23508061.4514 | 23508061.4514 | 1478867.319 | 10284945.6504 | 0 | 149498954.622 | 184770829.0428 | 31622.7766 | 64.881 | 2304.2025 | 2847.8421 | 46.9743 | 58.0571
1 | 6000 | 707 | 0.045 | 15 | 15 | 7 | 4.217e-11 | 5spot_SharedNeighbor | Water | Porous | Wet | R245fa | MinimizeLCOE_Brownfield | IgnoreSilica | 2019 | 132.4648 | 143.9091 | 18.6914 | 4 | 2206.6224 | 2678.3893 | 44.985 | 54.6026 | 265.741 | 0 | 41.7155 | 17159394.805 | 1070801.1143 | 17444374.3295 | 9691285.5858 | 0 | 0 | 0 | 17692683.7755 | 46032733.9154 | 31418286.7754 | 140509560.301 | 961560.8286 | 23508061.4514 | 23508061.4514 | 1478867.319 | 10284945.6504 | 0 | 164979182.581 | 200251057.0019 | 42169.6503 | 74.7655 | 2206.6224 | 2678.3893 | 44.985 | 54.6026
1 | 6000 | 707 | 0.045 | 15 | 15 | 7 | 5.6234e-11 | 5spot_SharedNeighbor | Water | Porous | Wet | R245fa | MinimizeLCOE_Brownfield | IgnoreSilica | 2019 | 150.5279 | 160.8561 | 20.8925 | 4 | 2137.296 | 2559.3599 | 43.5717 | 52.176 | 263.607 | 0 | 52.2646 | 18582155.0447 | 1157585.9757 | 19069300.3811 | 10958976.5834 | 0 | 0 | 0 | 19409527.0141 | 50499607.8493 | 34467020.0203 | 154144172.8686 | 961560.8286 | 23508061.4514 | 23508061.4514 | 1478867.319 | 10284945.6504 | 0 | 178613795.1486 | 213885669.5695 | 56234.1325 | 83.57 | 2137.296 | 2559.3599 | 43.5717 | 52.176
1 | 6000 | 707 | 0.045 | 15 | 15 | 7 | 7.4989e-11 | 5spot_SharedNeighbor | Water | Porous | Wet | R245fa | MinimizeLCOE_Brownfield | IgnoreSilica | 2019 | 166.5527 | 175.1972 | 22.7552 | 4 | 2088.3768 | 2475.8918 | 42.5744 | 50.4744 | 261.5657 | 0 | 38.2563 | 19753519.3515 | 1228898.479 | 20417683.8201 | 12071724.4144 | 0 | 0 | 0 | 20854012.1653 | 54257861.9081 | 37032105.6398 | 165615805.7781 | 961560.8286 | 23508061.4514 | 23508061.4514 | 1478867.319 | 10284945.6504 | 0 | 190085428.0581 | 225357302.479 | 74989.4209 | 91.0207 | 2088.3768 | 2475.8918 | 42.5744 | 50.4744
1 | 6000 | 707 | 0.045 | 15 | 15 | 7 | 1e-10 | 5spot_SharedNeighbor | Water | Porous | Wet | R245fa | MinimizeLCOE_Brownfield | IgnoreSilica | 2019 | 180.0358 | 186.6623 | 24.2443 | 4 | 2054.6567 | 2418.37 | 41.887 | 49.3017 | 259.6942 | 0 | 48.7815 | 20670722.6249 | 1284655.2429 | 21479788.5704 | 12997124.3795 | 0 | 0 | 0 | 22008593.4189 | 57261845.4928 | 39082386.1621 | 174785115.8915 | 961560.8286 | 23508061.4514 | 23508061.4514 | 1478867.319 | 10284945.6504 | 0 | 199254738.1715 | 234526612.5923 | 100000 | 96.9771 | 2054.6567 | 2418.37 | 41.887 | 49.3017
1 | 6000 | 707 | 0.045 | 15 | 15 | 7 | 1.3335e-10 | 5spot_SharedNeighbor | Water | Porous | Wet | R245fa | MinimizeLCOE_Brownfield | IgnoreSilica | 2019 | 191.0421 | 195.6149 | 25.4071 | 4 | 2031.2493 | 2378.3168 | 41.4098 | 48.4852 | 258.0762 | 0 | 48.4076 | 21375985.8374 | 1327480.8413 | 22300068.3656 | 13746182.1766 | 0 | 0 | 0 | 22912389.7161 | 59613338.064 | 40687328.1603 | 181962773.1614 | 961560.8286 | 23508061.4514 | 23508061.4514 | 1478867.319 | 10284945.6504 | 0 | 206432395.4414 | 241704269.8622 | 133352.1432 | 101.6283 | 2031.2493 | 2378.3168 | 41.4098 | 48.4852
1 | 6000 | 707 | 0.045 | 15 | 15 | 7 | 1.7783e-10 | 5spot_SharedNeighbor | Water | Porous | Wet | R245fa | MinimizeLCOE_Brownfield | IgnoreSilica | 2019 | 199.7394 | 202.4635 | 26.2966 | 4 | 2014.8396 | 2350.167 | 41.0752 | 47.9113 | 256.7685 | 0 | 39.9712 | 21909418.0674 | 1359845.8308 | 22922505.9481 | 14334128.2266 | 0 | 0 | 0 | 23605100.2484 | 61415628.7746 | 41917428.6036 | 187464055.6996 | 961560.8286 | 23508061.4514 | 23508061.4514 | 1478867.319 | 10284945.6504 | 0 | 211933677.9797 | 247205552.4005 | 177827.941 | 105.1864 | 2014.8396 | 2350.167 | 41.0752 | 47.9113
1 | 6000 | 707 | 0.045 | 15 | 15 | 7 | 2.3714e-10 | 5spot_SharedNeighbor | Water | Porous | Wet | R245fa | MinimizeLCOE_Brownfield | IgnoreSilica | 2019 | 206.5527 | 207.6593 | 26.9714 | 4 | 2003.2568 | 2330.194 | 40.8391 | 47.5042 | 255.7088 | 0 | 42.3095 | 22310752.2513 | 1384181.2775 | 23391919.5477 | 14791613.8522 | 0 | 0 | 0 | 24132602.1022 | 62788080.3926 | 42854155.034 | 191653304.4574 | 961560.8286 | 23508061.4514 | 23508061.4514 | 1478867.319 | 10284945.6504 | 0 | 216122926.7374 | 251394801.1583 | 237137.3706 | 107.8858 | 2003.2568 | 2330.194 | 40.8391 | 47.5042
1 | 6000 | 707 | 0.045 | 15 | 15 | 7 | 3.1623e-10 | 5spot_SharedNeighbor | Water | Porous | Wet | R245fa | MinimizeLCOE_Brownfield | IgnoreSilica | 2019 | 256.8159 | 240.8177 | 31.1536 | 4 | 1962.8213 | 2245.8691 | 40.0148 | 45.7851 | 246.7615 | 0 | 177.1576 | 24809536.7865 | 1535425.7587 | 26335126.3406 | 18088906.0979 | 0 | 302531.6078 | 0 | 27717895.3707 | 72116278.0324 | 49220841.5985 | 220126541.5932 | 961560.8286 | 23508061.4514 | 23508061.4514 | 1478867.319 | 10284945.6504 | 0 | 244596163.8732 | 279868038.2941 | 316227.766 | 124.6146 | 1962.8213 | 2245.8691 | 40.0148 | 45.7851
1 | 6000 | 707 | 0.045 | 15 | 15 | 7 | 4.217e-10 | 5spot_SharedNeighbor | Water | Porous | Wet | R245fa | MinimizeLCOE_Brownfield | IgnoreSilica | 2019 | 258.0876 | 241.5302 | 31.2538 | 4 | 1961.1786 | 2243.3193 | 39.9813 | 45.7331 | 246.5089 | 0 | 198.6807 | 24862135.7656 | 1538604.5577 | 26397446.1019 | 18170377.8427 | 0 | 290527.1964 | 0 | 27791045.6711 | 72306600.1089 | 49350740.3264 | 220707477.5707 | 961560.8286 | 23508061.4514 | 23508061.4514 | 1478867.319 | 10284945.6504 | 0 | 245177099.8508 | 280448974.2716 | 421696.5034 | 125.0152 | 1961.1786 | 2243.3193 | 39.9813 | 45.7331
1 | 6000 | 707 | 0.045 | 15 | 15 | 7 | 5.6234e-10 | 5spot_SharedNeighbor | Water | Porous | Wet | R245fa | MinimizeLCOE_Brownfield | IgnoreSilica | 2019 | 259.2149 | 242.1553 | 31.34 | 4 | 1959.9286 | 2241.2935 | 39.9558 | 45.6918 | 246.2832 | 0 | 236.7269 | 24908239.4115 | 1541390.6536 | 26452082.1216 | 18242557.6239 | 0 | 282501.4599 | 0 | 27856440.7955 | 72476744.8082 | 49466867.5798 | 221226824.454 | 961560.8286 | 23508061.4514 | 23508061.4514 | 1478867.319 | 10284945.6504 | 0 | 245696446.734 | 280968321.1549 | 562341.3252 | 125.3599 | 1959.9286 | 2241.2935 | 39.9558 | 45.6918
1 | 6000 | 707 | 0.045 | 15 | 15 | 7 | 7.4989e-10 | 5spot_SharedNeighbor | Water | Porous | Wet | R245fa | MinimizeLCOE_Brownfield | IgnoreSilica | 2019 | 261.3419 | 243.3697 | 31.4898 | 4 | 1959.217 | 2239.2429 | 39.9413 | 45.65 | 245.8801 | 0 | 243.3128 | 24997721.6488 | 1546797.7415 | 26558156.6739 | 18379394.2499 | 0 | 295095.3572 | 0 | 27993094.6118 | 72832290.0066 | 49709534.4834 | 222312084.7731 | 961560.8286 | 23508061.4514 | 23508061.4514 | 1478867.319 | 10284945.6504 | 0 | 246781707.0531 | 282053581.474 | 749894.2093 | 125.9594 | 1959.217 | 2239.2429 | 39.9413 | 45.65
1 | 6000 | 707 | 0.045 | 15 | 15 | 7 | 1e-09 | 5spot_SharedNeighbor | Water | Porous | Wet | R245fa | MinimizeLCOE_Brownfield | IgnoreSilica | 2019 | 261.6755 | 243.5764 | 31.519 | 4 | 1958.6901 | 2238.4571 | 39.9305 | 45.634 | 245.826 | 0 | 239.8845 | 25012941.7422 | 1547717.3808 | 26576203.1462 | 18401107.6502 | 0 | 291467.6572 | 0 | 28013480.6548 | 72885330.3089 | 49745735.5796 | 222473984.1198 | 961560.8286 | 23508061.4514 | 23508061.4514 | 1478867.319 | 10284945.6504 | 0 | 246943606.3998 | 282215480.8207 | 1000000 | 126.0759 | 1958.6901 | 2238.4571 | 39.9305 | 45.634
1 | 6000 | 707 | 0.045 | 15 | 15 | 7 | 1.3335e-09 | 5spot_SharedNeighbor | Water | Porous | Wet | R245fa | MinimizeLCOE_Brownfield | IgnoreSilica | 2019 | 261.9191 | 243.7276 | 31.5405 | 4 | 1958.2822 | 2237.8583 | 39.9222 | 45.6218 | 245.7866 | 0 | 236.3213 | 25024067.2136 | 1548389.6017 | 26589395.391 | 18416967.7055 | 0 | 288445.9672 | 0 | 28028233.6928 | 72923714.6874 | 49771933.7066 | 222591147.9657 | 961560.8286 | 23508061.4514 | 23508061.4514 | 1478867.319 | 10284945.6504 | 0 | 247060770.2458 | 282332644.6666 | 1333521.4322 | 126.162 | 1958.2822 | 2237.8583 | 39.9222 | 45.6218
1 | 6000 | 707 | 0.045 | 15 | 15 | 7 | 1.7783e-09 | 5spot_SharedNeighbor | Water | Porous | Wet | R245fa | MinimizeLCOE_Brownfield | IgnoreSilica | 2019 | 262.1165 | 243.8489 | 31.5577 | 4 | 1957.969 | 2237.393 | 39.9158 | 45.6123 | 245.7541 | 0 | 231.8237 | 25032997.8017 | 1548929.1975 | 26599985.4792 | 18429806.1695 | 0 | 286193.938 | 0 | 28040185.9085 | 72954811.9008 | 49793158.1938 | 222686068.5889 | 961560.8286 | 23508061.4514 | 23508061.4514 | 1478867.319 | 10284945.6504 | 0 | 247155690.8689 | 282427565.2897 | 1778279.41 | 126.2306 | 1957.969 | 2237.393 | 39.9158 | 45.6123
1 | 6000 | 707 | 0.045 | 15 | 15 | 7 | 2.3714e-09 | 5spot_SharedNeighbor | Water | Porous | Wet | R245fa | MinimizeLCOE_Brownfield | IgnoreSilica | 2019 | 262.248 | 243.9307 | 31.5695 | 4 | 1957.73 | 2237.0494 | 39.911 | 45.6053 | 245.733 | 0 | 232.4525 | 25039017.7444 | 1549292.9259 | 26607124.2954 | 18438374.368 | 0 | 284262.0726 | 0 | 28048047.8484 | 72975267.0558 | 49807119.2574 | 222748505.5678 | 961560.8286 | 23508061.4514 | 23508061.4514 | 1478867.319 | 10284945.6504 | 0 | 247218127.8478 | 282490002.2687 | 2371373.7057 | 126.2779 | 1957.73 | 2237.0494 | 39.911 | 45.6053
1 | 6000 | 707 | 0.045 | 15 | 15 | 7 | 3.1623e-09 | 5spot_SharedNeighbor | Water | Porous | Wet | R245fa | MinimizeLCOE_Brownfield | IgnoreSilica | 2019 | 262.3601 | 243.9994 | 31.5793 | 4 | 1957.5485 | 2236.7815 | 39.9073 | 45.5998 | 245.7145 | 0 | 231.3451 | 25044072.3613 | 1549598.3267 | 26613118.516 | 18445659.2431 | 0 | 282904.2589 | 0 | 28054787.5553 | 72992802.3908 | 49819087.4838 | 222802030.136 | 961560.8286 | 23508061.4514 | 23508061.4514 | 1478867.319 | 10284945.6504 | 0 | 247271652.416 | 282543526.8368 | 3162277.6602 | 126.317 | 1957.5485 | 2236.7815 | 39.9073 | 45.5998
1 | 6000 | 707 | 0.045 | 15 | 15 | 7 | 4.217e-09 | 5spot_SharedNeighbor | Water | Porous | Wet | R245fa | MinimizeLCOE_Brownfield | IgnoreSilica | 2019 | 262.4332 | 244.0449 | 31.5859 | 4 | 1957.411 | 2236.5855 | 39.9045 | 45.5958 | 245.7028 | 0 | 227.1649 | 25047421.0745 | 1549800.6556 | 26617089.7956 | 18450426.6029 | 0 | 281752.3371 | 0 | 28059131.2816 | 73004103.8755 | 49826800.9794 | 222836526.6021 | 961560.8286 | 23508061.4514 | 23508061.4514 | 1478867.319 | 10284945.6504 | 0 | 247306148.8821 | 282578023.303 | 4216965.0343 | 126.3435 | 1957.411 | 2236.5855 | 39.9045 | 45.5958
1 | 6000 | 707 | 0.045 | 15 | 15 | 7 | 5.6234e-09 | 5spot_SharedNeighbor | Water | Porous | Wet | R245fa | MinimizeLCOE_Brownfield | IgnoreSilica | 2019 | 262.4844 | 244.077 | 31.5906 | 4 | 1957.3072 | 2236.4399 | 39.9024 | 45.5929 | 245.6947 | 0 | 231.4346 | 25049779.6182 | 1549943.1581 | 26619886.8564 | 18453761.5277 | 0 | 280836.967 | 0 | 28062141.1697 | 73011934.9869 | 49832145.8738 | 222860430.1579 | 961560.8286 | 23508061.4514 | 23508061.4514 | 1478867.319 | 10284945.6504 | 0 | 247330052.4379 | 282601926.8588 | 5623413.2519 | 126.3624 | 1957.3072 | 2236.4399 | 39.9024 | 45.5929
1 | 6000 | 707 | 0.045 | 15 | 15 | 7 | 7.4989e-09 | 5spot_SharedNeighbor | Water | Porous | Wet | R245fa | MinimizeLCOE_Brownfield | IgnoreSilica | 2019 | 262.5381 | 244.1095 | 31.5952 | 4 | 1957.229 | 2236.3214 | 39.9008 | 45.5904 | 245.6856 | 0 | 226.4182 | 25052169.2678 | 1550087.5395 | 26622720.8363 | 18457246.5054 | 0 | 280296.3938 | 0 | 28065383.0117 | 73020369.5948 | 49837902.667 | 222886175.8164 | 961560.8286 | 23508061.4514 | 23508061.4514 | 1478867.319 | 10284945.6504 | 0 | 247355798.0964 | 282627672.5173 | 7498942.0933 | 126.3806 | 1957.229 | 2236.3214 | 39.9008 | 45.5904
1 | 6000 | 707 | 0.045 | 15 | 15 | 7 | 1e-08 | 5spot_SharedNeighbor | Water | Porous | Wet | R245fa | MinimizeLCOE_Brownfield | IgnoreSilica | 2019 | 262.5723 | 244.1305 | 31.5982 | 4 | 1957.17 | 2236.2358 | 39.8996 | 45.5887 | 245.68 | 0 | 228.1615 | 25053717.8506 | 1550181.1039 | 26624557.3777 | 18459475.1274 | 0 | 279826.3852 | 0 | 28067425.5594 | 73025683.8851 | 49841529.7793 | 222902397.0686 | 961560.8286 | 23508061.4514 | 23508061.4514 | 1478867.319 | 10284945.6504 | 0 | 247372019.3486 | 282643893.7694 | 10000000 | 126.3927 | 1957.17 | 2236.2358 | 39.8996 | 45.5887
1 | 6100 | 707 | 0.045 | 15 | 15 | 7 | 1e-13 | 5spot_SharedNeighbor | Water | Porous | Wet | R245fa | MinimizeLCOE_Brownfield | IgnoreSilica | 2019 | 1.3639 | 0.73326 | 0.087367 | 4 | 79253.1492 | 182417.5767 | 1615.6826 | 3718.829 | 188.6997 | 0 | 30.835 | 411170.1666 | 26590.5822 | 255500.3111 | 110007.7943 | 0 | 58498.0122 | 0 | 336089.0779 | 874434.8393 | 596819.7457 | 2669110.5293 | 961560.8286 | 24065791.4134 | 24065791.4134 | 1478867.319 | 10508037.6352 | 0 | 27696462.7714 | 63749159.1391 | 100 | 0.34947 | 79253.1492 | 182417.5767 | 1615.6826 | 3718.829
1 | 6100 | 707 | 0.045 | 15 | 15 | 7 | 1.3335e-13 | 5spot_SharedNeighbor | Water | Porous | Wet | R245fa | MinimizeLCOE_Brownfield | IgnoreSilica | 2019 | 1.7681 | 1.1529 | 0.14101 | 4 | 50792.2017 | 114709.5895 | 1035.4677 | 2338.5101 | 205.2853 | 0 | 120.5331 | 563943.7786 | 36499.8032 | 366949.1793 | 140242.9558 | 0 | 61807.9474 | 0 | 456083.0291 | 1186634.4861 | 809902.4197 | 3622063.5992 | 961560.8286 | 24065791.4134 | 24065791.4134 | 1478867.319 | 10508037.6352 | 0 | 28649415.8413 | 64702112.209 | 133.3521 | 0.56405 | 50792.2017 | 114709.5895 | 1035.4677 | 2338.5101
1 | 6100 | 707 | 0.045 | 15 | 15 | 7 | 1.7783e-13 | 5spot_SharedNeighbor | Water | Porous | Wet | R245fa | MinimizeLCOE_Brownfield | IgnoreSilica | 2019 | 2.2543 | 1.6716 | 0.20805 | 4 | 35699.6055 | 79022.3596 | 727.7847 | 1610.9777 | 218.6098 | 0 | 150.094 | 731404.0454 | 47342.0861 | 493968.7609 | 175648.4453 | 0 | 63120.2087 | 0 | 589478.5831 | 1533702.3545 | 1046783.3714 | 4681447.8552 | 961560.8286 | 24065791.4134 | 24065791.4134 | 1478867.319 | 10508037.6352 | 0 | 29708800.0973 | 65761496.465 | 177.8279 | 0.83219 | 35699.6055 | 79022.3596 | 727.7847 | 1610.9777
1 | 6100 | 707 | 0.045 | 15 | 15 | 7 | 2.3714e-13 | 5spot_SharedNeighbor | Water | Porous | Wet | R245fa | MinimizeLCOE_Brownfield | IgnoreSilica | 2019 | 2.8766 | 2.353 | 0.2965 | 4 | 26124.5693 | 56522.7053 | 532.5847 | 1152.2918 | 229.8689 | 0 | 194.5921 | 929520.7142 | 60142.943 | 649359.1334 | 220958.4636 | 0 | 63278.3813 | 0 | 750071.2578 | 1951531.5522 | 1331960.3843 | 5956822.8298 | 961560.8286 | 24065791.4134 | 24065791.4134 | 1478867.319 | 10508037.6352 | 0 | 30984175.0719 | 67036871.4396 | 237.1374 | 1.186 | 26124.5693 | 56522.7053 | 532.5847 | 1152.2918
1 | 6100 | 707 | 0.045 | 15 | 15 | 7 | 3.1623e-13 | 5spot_SharedNeighbor | Water | Porous | Wet | R245fa | MinimizeLCOE_Brownfield | IgnoreSilica | 2019 | 3.6351 | 3.2009 | 0.40733 | 4 | 19914.969 | 42042.1515 | 405.9936 | 857.0861 | 238.8421 | 0 | 249.5482 | 1153757.2804 | 74598.9764 | 830610.0336 | 276422.7218 | 0 | 60571.3314 | 0 | 934424.534 | 2431180.9606 | 1659330.9614 | 7420896.7995 | 961560.8286 | 24065791.4134 | 24065791.4134 | 1478867.319 | 10508037.6352 | 0 | 32448249.0416 | 68500945.4093 | 316.2278 | 1.6293 | 19914.969 | 42042.1515 | 405.9936 | 857.0861
1 | 6100 | 707 | 0.045 | 15 | 15 | 7 | 4.217e-13 | 5spot_SharedNeighbor | Water | Porous | Wet | R245fa | MinimizeLCOE_Brownfield | IgnoreSilica | 2019 | 4.6379 | 4.3398 | 0.55647 | 4 | 15400.4143 | 31597.4642 | 313.9583 | 644.157 | 246.4934 | 0 | 37.5853 | 1429258.5881 | 92316.411 | 1059653.9957 | 350163.1149 | 0 | 55811.9723 | 0 | 1165009.592 | 3031115.982 | 2068798.9409 | 9252128.5968 | 961560.8286 | 24065791.4134 | 24065791.4134 | 1478867.319 | 10508037.6352 | 0 | 34279480.8388 | 70332177.2065 | 421.6965 | 2.2259 | 15400.4143 | 31597.4642 | 313.9583 | 644.157
1 | 6100 | 707 | 0.045 | 15 | 15 | 7 | 5.6234e-13 | 5spot_SharedNeighbor | Water | Porous | Wet | R245fa | MinimizeLCOE_Brownfield | IgnoreSilica | 2019 | 5.9265 | 5.82 | 0.7508 | 4 | 12152.6863 | 24157.4665 | 247.7489 | 492.4826 | 252.6804 | 0 | 41.8243 | 1757505.4133 | 113369.0892 | 1340062.1245 | 445390.0331 | 0 | 46803.9807 | 0 | 1444220.9499 | 3757566.6613 | 2564616.4566 | 11469534.7086 | 961560.8286 | 24065791.4134 | 24065791.4134 | 1478867.319 | 10508037.6352 | 0 | 36496886.9507 | 72549583.3184 | 562.3413 | 3.0032 | 12152.6863 | 24157.4665 | 247.7489 | 492.4826
1 | 6100 | 707 | 0.045 | 15 | 15 | 7 | 7.4989e-13 | 5spot_SharedNeighbor | Water | Porous | Wet | R245fa | MinimizeLCOE_Brownfield | IgnoreSilica | 2019 | 7.6005 | 7.7482 | 1.0042 | 4 | 9757.7295 | 18733.1673 | 198.9245 | 381.901 | 257.5071 | 0 | 40.6144 | 2150671.2426 | 138512.6018 | 1684796.1685 | 569389.813 | 0 | 30898.0018 | 0 | 1783964.4528 | 4641509.5648 | 3167925.6515 | 14167667.4969 | 961560.8286 | 24065791.4134 | 24065791.4134 | 1478867.319 | 10508037.6352 | 0 | 39195019.7389 | 75247716.1066 | 749.8942 | 4.0168 | 9757.7295 | 18733.1673 | 198.9245 | 381.901
1 | 6100 | 707 | 0.045 | 15 | 15 | 7 | 1e-12 | 5spot_SharedNeighbor | Water | Porous | Wet | R245fa | MinimizeLCOE_Brownfield | IgnoreSilica | 2019 | 6.8816 | 6.9216 | 0.899 | 4 | 10554.8241 | 20580.589 | 215.1744 | 419.5631 | 255.7673 | 0 | 43.0326 | 1986068.0316 | 127995.1077 | 1539401.9508 | 516137.2035 | 0 | 4367.7119 | 0 | 1627848.3022 | 4235327.3646 | 2890697.9536 | 12927843.6259 | 961560.8286 | 24065791.4134 | 24065791.4134 | 1478867.319 | 10508037.6352 | 0 | 37955195.868 | 74007892.2357 | 1000 | 3.596 | 10554.8241 | 20580.589 | 215.1744 | 419.5631
1 | 6100 | 707 | 0.045 | 15 | 15 | 7 | 1.3335e-12 | 5spot_SharedNeighbor | Water | Porous | Wet | R245fa | MinimizeLCOE_Brownfield | IgnoreSilica | 2019 | 7.4347 | 7.5578 | 0.98163 | 4 | 9890.436 | 19072.2717 | 201.6299 | 388.8141 | 257.1403 | 0 | 36.962 | 2113217.6637 | 136120.5801 | 1651585.5903 | 557116.0404 | 0 | 0 | 0 | 1738635.5511 | 4523573.0607 | 3087431.5641 | 13807680.0503 | 961560.8286 | 24065791.4134 | 24065791.4134 | 1478867.319 | 10508037.6352 | 0 | 38835032.2924 | 74887728.6601 | 1333.5214 | 3.9265 | 9890.436 | 19072.2717 | 201.6299 | 388.8141
1 | 6100 | 707 | 0.045 | 15 | 15 | 7 | 1.7783e-12 | 5spot_SharedNeighbor | Water | Porous | Wet | R245fa | MinimizeLCOE_Brownfield | IgnoreSilica | 2019 | 9.6468 | 10.1487 | 1.3182 | 4 | 8025.9435 | 14863.6862 | 163.6197 | 303.0163 | 261.5822 | 0 | 34.7405 | 2602419.5101 | 167315.2493 | 2090809.6454 | 721902.5752 | 0 | 0 | 0 | 2177154.3222 | 5664508.9506 | 3866143.7528 | 17290254.0055 | 961560.8286 | 24065791.4134 | 24065791.4134 | 1478867.319 | 10508037.6352 | 0 | 42317606.2475 | 78370302.6152 | 1778.2794 | 5.2726 | 8025.9435 | 14863.6862 | 163.6197 | 303.0163
1 | 6100 | 707 | 0.045 | 15 | 15 | 7 | 2.3714e-12 | 5spot_SharedNeighbor | Water | Porous | Wet | R245fa | MinimizeLCOE_Brownfield | IgnoreSilica | 2019 | 12.5574 | 13.5589 | 1.7611 | 4 | 6619.3241 | 11737.3126 | 134.9439 | 239.281 | 264.9489 | 0 | 38.5935 | 3194330.2789 | 204929.715 | 2636120.4523 | 938932.6566 | 0 | 0 | 0 | 2719982.1101 | 7076835.5054 | 4830085.6469 | 21601216.3651 | 961560.8286 | 24065791.4134 | 24065791.4134 | 1478867.319 | 10508037.6352 | 0 | 46628568.6072 | 82681264.9749 | 2371.3737 | 7.0443 | 6619.3241 | 11737.3126 | 134.9439 | 239.281
1 | 6100 | 707 | 0.045 | 15 | 15 | 7 | 3.1623e-12 | 5spot_SharedNeighbor | Water | Porous | Wet | R245fa | MinimizeLCOE_Brownfield | IgnoreSilica | 2019 | 16.3675 | 18.0332 | 2.3422 | 4 | 5545.7194 | 9393.8701 | 113.057 | 191.5067 | 267.5545 | 0 | 39.6067 | 3909412.0332 | 250206.1632 | 3311639.4062 | 1223409.4095 | 0 | 0 | 0 | 3390920.1347 | 8822478.6172 | 6021522.9401 | 26929588.7042 | 961560.8286 | 24065791.4134 | 24065791.4134 | 1478867.319 | 10508037.6352 | 0 | 51956940.9463 | 88009637.314 | 3162.2777 | 9.3688 | 5545.7194 | 9393.8701 | 113.057 | 191.5067
1 | 6100 | 707 | 0.045 | 15 | 15 | 7 | 4.217e-12 | 5spot_SharedNeighbor | Water | Porous | Wet | R245fa | MinimizeLCOE_Brownfield | IgnoreSilica | 2019 | 21.3905 | 23.942 | 3.1097 | 4 | 4710.8129 | 7609.2569 | 96.0363 | 155.125 | 269.5852 | 0 | 52.8417 | 4779922.0745 | 305111.8114 | 4154442.7202 | 1598753.3506 | 0 | 0 | 0 | 4226909.6831 | 10997551.9371 | 7506055.1742 | 33568746.7512 | 961560.8286 | 24065791.4134 | 24065791.4134 | 1478867.319 | 10508037.6352 | 0 | 58596098.9932 | 94648795.3609 | 4216.965 | 12.4386 | 4710.8129 | 7609.2569 | 96.0363 | 155.125
1 | 6100 | 707 | 0.045 | 15 | 15 | 7 | 5.6234e-12 | 5spot_SharedNeighbor | Water | Porous | Wet | R245fa | MinimizeLCOE_Brownfield | IgnoreSilica | 2019 | 28.005 | 31.7313 | 4.1214 | 4 | 4055.994 | 6242.9382 | 82.6869 | 127.2707 | 271.1554 | 0 | 36.4855 | 5838537.0135 | 371610.5755 | 5204446.4074 | 2093314.2768 | 0 | 0 | 0 | 5268084.2266 | 13706474.5248 | 9354950.5031 | 41837417.5277 | 961560.8286 | 24065791.4134 | 24065791.4134 | 1478867.319 | 10508037.6352 | 0 | 66864769.7697 | 102917466.1374 | 5623.4133 | 16.4854 | 4055.994 | 6242.9382 | 82.6869 | 127.2707
1 | 6100 | 707 | 0.045 | 15 | 15 | 7 | 7.4989e-12 | 5spot_SharedNeighbor | Water | Porous | Wet | R245fa | MinimizeLCOE_Brownfield | IgnoreSilica | 2019 | 36.6018 | 41.8604 | 5.437 | 4 | 3542.4132 | 5200.1748 | 72.2169 | 106.0126 | 272.3491 | 0 | 34.3461 | 7109950.1522 | 451137.5914 | 6495716.4209 | 2736269.4305 | 0 | 0 | 0 | 6549298.7021 | 17039931.7769 | 11630103.5733 | 52012407.6473 | 961560.8286 | 24065791.4134 | 24065791.4134 | 1478867.319 | 10508037.6352 | 0 | 77039759.8894 | 113092456.2571 | 7498.9421 | 21.7478 | 3542.4132 | 5200.1748 | 72.2169 | 106.0126
1 | 6100 | 707 | 0.045 | 15 | 15 | 7 | 1e-11 | 5spot_SharedNeighbor | Water | Porous | Wet | R245fa | MinimizeLCOE_Brownfield | IgnoreSilica | 2019 | 47.6394 | 54.8583 | 7.1252 | 4 | 3137.5369 | 4402.5133 | 63.9629 | 89.7512 | 273.2251 | 0 | 42.6023 | 8619565.8106 | 545150.9229 | 8064524.2873 | 3561631.0794 | 0 | 0 | 0 | 8108440.1191 | 21096497.92 | 14398793.3201 | 64394603.4593 | 961560.8286 | 24065791.4134 | 24065791.4134 | 1478867.319 | 10508037.6352 | 0 | 89421955.7014 | 125474652.0691 | 10000 | 28.5007 | 3137.5369 | 4402.5133 | 63.9629 | 89.7512
1 | 6100 | 707 | 0.045 | 15 | 15 | 7 | 1.3335e-11 | 5spot_SharedNeighbor | Water | Porous | Wet | R245fa | MinimizeLCOE_Brownfield | IgnoreSilica | 2019 | 61.4636 | 71.061 | 9.2296 | 4 | 2819.9476 | 3796.4961 | 57.4884 | 77.3967 | 273.735 | 0 | 54.934 | 10365738.5267 | 653414.4988 | 9919496.5062 | 4593922.564 | 0 | 0 | 0 | 9957703.1173 | 25907900.9056 | 17682674.7222 | 79080850.8409 | 961560.8286 | 24065791.4134 | 24065791.4134 | 1478867.319 | 10508037.6352 | 0 | 104108203.0829 | 140160899.4507 | 13335.2143 | 36.9185 | 2819.9476 | 3796.4961 | 57.4884 | 77.3967
1 | 6100 | 707 | 0.045 | 15 | 15 | 7 | 1.7783e-11 | 5spot_SharedNeighbor | Water | Porous | Wet | R245fa | MinimizeLCOE_Brownfield | IgnoreSilica | 2019 | 78.0265 | 90.1777 | 11.7126 | 4 | 2576.041 | 3345.5715 | 52.5161 | 68.204 | 273.6893 | 0 | 45.8298 | 12286687.624 | 771998.3576 | 12002287.8885 | 5824717.4706 | 0 | 0 | 0 | 12045419.6229 | 31339711.0034 | 21389996.7265 | 95660818.6936 | 961560.8286 | 24065791.4134 | 24065791.4134 | 1478867.319 | 10508037.6352 | 0 | 120688170.9356 | 156740867.3034 | 17782.7941 | 46.8503 | 2576.041 | 3345.5715 | 52.5161 | 68.204
1 | 6100 | 707 | 0.045 | 15 | 15 | 7 | 2.3714e-11 | 5spot_SharedNeighbor | Water | Porous | Wet | R245fa | MinimizeLCOE_Brownfield | IgnoreSilica | 2019 | 96.7379 | 111.1045 | 14.4306 | 4 | 2394.2269 | 3018.8145 | 48.8096 | 61.5426 | 272.8893 | 0 | 44.4441 | 14261689.4167 | 893427.0905 | 14183062.8988 | 7201670.5823 | 0 | 0 | 0 | 14250541.4954 | 37076985.7831 | 25305804.6528 | 113173181.9196 | 961560.8286 | 24065791.4134 | 24065791.4134 | 1478867.319 | 10508037.6352 | 0 | 138200534.1617 | 174253230.5294 | 23713.7371 | 57.7224 | 2394.2269 | 3018.8145 | 48.8096 | 61.5426
1 | 6100 | 707 | 0.045 | 15 | 15 | 7 | 3.1623e-11 | 5spot_SharedNeighbor | Water | Porous | Wet | R245fa | MinimizeLCOE_Brownfield | IgnoreSilica | 2019 | 116.4601 | 132.1149 | 17.1595 | 4 | 2263.1591 | 2788.4177 | 46.1376 | 56.8457 | 271.3097 | 0 | 52.2736 | 16141400.0565 | 1008586.6395 | 16290939.6986 | 8632262.5428 | 0 | 0 | 0 | 16408543.6856 | 42691664.8148 | 29137938.4621 | 130311335.8999 | 961560.8286 | 24065791.4134 | 24065791.4134 | 1478867.319 | 10508037.6352 | 0 | 155338688.1419 | 191391384.5096 | 31622.7766 | 68.638 | 2263.1591 | 2788.4177 | 46.1376 | 56.8457
1 | 6100 | 707 | 0.045 | 15 | 15 | 7 | 4.217e-11 | 5spot_SharedNeighbor | Water | Porous | Wet | R245fa | MinimizeLCOE_Brownfield | IgnoreSilica | 2019 | 135.8559 | 151.526 | 19.6807 | 4 | 2171.3484 | 2629.3192 | 44.2659 | 53.6022 | 269.1316 | 0 | 46.3263 | 17804366.0773 | 1110166.2134 | 18179187.6839 | 10014806.1261 | 0 | 0 | 0 | 18372325.1792 | 47801021.4343 | 32625179.3417 | 145907052.0559 | 961560.8286 | 24065791.4134 | 24065791.4134 | 1478867.319 | 10508037.6352 | 0 | 170934404.2979 | 206987100.6656 | 42169.6503 | 78.7227 | 2171.3484 | 2629.3192 | 44.2659 | 53.6022
1 | 6100 | 707 | 0.045 | 15 | 15 | 7 | 5.6234e-11 | 5spot_SharedNeighbor | Water | Porous | Wet | R245fa | MinimizeLCOE_Brownfield | IgnoreSilica | 2019 | 153.9385 | 168.8028 | 21.9246 | 4 | 2105.6182 | 2516.7161 | 42.9259 | 51.3067 | 266.9427 | 0 | 54.5371 | 19234688.2007 | 1197326.9843 | 19819308.1376 | 11288642.8475 | 0 | 0 | 0 | 20100586.8064 | 52297603.6729 | 35694189.115 | 159632345.7645 | 961560.8286 | 24065791.4134 | 24065791.4134 | 1478867.319 | 10508037.6352 | 0 | 184659698.0066 | 220712394.3743 | 56234.1325 | 87.6986 | 2105.6182 | 2516.7161 | 42.9259 | 51.3067
1 | 6100 | 707 | 0.045 | 15 | 15 | 7 | 7.4989e-11 | 5spot_SharedNeighbor | Water | Porous | Wet | R245fa | MinimizeLCOE_Brownfield | IgnoreSilica | 2019 | 169.8442 | 183.2183 | 23.797 | 4 | 2059.7471 | 2438.5001 | 41.9907 | 49.7121 | 264.8273 | 0 | 50.7841 | 20396907.8181 | 1268017.4344 | 21162153.8017 | 12394628.4059 | 0 | 0 | 0 | 21536465.9095 | 56033466.5598 | 38243992.2997 | 171035632.2291 | 961560.8286 | 24065791.4134 | 24065791.4134 | 1478867.319 | 10508037.6352 | 0 | 196062984.4712 | 232115680.8389 | 74989.4209 | 95.1879 | 2059.7471 | 2438.5001 | 41.9907 | 49.7121
1 | 6100 | 707 | 0.045 | 15 | 15 | 7 | 1e-10 | 5spot_SharedNeighbor | Water | Porous | Wet | R245fa | MinimizeLCOE_Brownfield | IgnoreSilica | 2019 | 183.2347 | 194.7309 | 25.2923 | 4 | 2028.0623 | 2384.4232 | 41.3448 | 48.6097 | 262.8936 | 0 | 63.8151 | 21306759.98 | 1323279.0322 | 22219417.7084 | 13314913.4785 | 0 | 0 | 0 | 22684104.3776 | 59019386.441 | 40281943.9731 | 180149804.9909 | 961560.8286 | 24065791.4134 | 24065791.4134 | 1478867.319 | 10508037.6352 | 0 | 205177157.233 | 241229853.6007 | 100000 | 101.1691 | 2028.0623 | 2384.4232 | 41.3448 | 48.6097
1 | 6100 | 707 | 0.045 | 15 | 15 | 7 | 1.3335e-10 | 5spot_SharedNeighbor | Water | Porous | Wet | R245fa | MinimizeLCOE_Brownfield | IgnoreSilica | 2019 | 194.0608 | 203.6548 | 26.4513 | 4 | 2006.1068 | 2346.8524 | 40.8972 | 47.8438 | 261.2622 | 0 | 47.4794 | 22001690.0888 | 1365441.9825 | 23030346.3115 | 14052656.3002 | 0 | 0 | 0 | 23575552.5264 | 61338751.6629 | 41864958.3953 | 187229397.2677 | 961560.8286 | 24065791.4134 | 24065791.4134 | 1478867.319 | 10508037.6352 | 0 | 212256749.5098 | 248309445.8775 | 133352.1432 | 105.8053 | 2006.1068 | 2346.8524 | 40.8972 | 47.8438
1 | 6100 | 707 | 0.045 | 15 | 15 | 7 | 1.7783e-10 | 5spot_SharedNeighbor | Water | Porous | Wet | R245fa | MinimizeLCOE_Brownfield | IgnoreSilica | 2019 | 202.6279 | 210.468 | 27.3362 | 4 | 1990.748 | 2320.4632 | 40.5841 | 47.3058 | 259.9293 | 0 | 62.1407 | 22526526.9423 | 1397259.9152 | 23644686.0788 | 14632096.0042 | 0 | 0 | 0 | 24258221.8868 | 63114917.3039 | 43077227.9417 | 192650936.0728 | 961560.8286 | 24065791.4134 | 24065791.4134 | 1478867.319 | 10508037.6352 | 0 | 217678288.3149 | 253730984.6826 | 177827.941 | 109.345 | 1990.748 | 2320.4632 | 40.5841 | 47.3058
1 | 6100 | 707 | 0.045 | 15 | 15 | 7 | 2.3714e-10 | 5spot_SharedNeighbor | Water | Porous | Wet | R245fa | MinimizeLCOE_Brownfield | IgnoreSilica | 2019 | 209.3495 | 215.6416 | 28.0082 | 4 | 1979.8913 | 2301.6961 | 40.3628 | 46.9232 | 258.8483 | 0 | 57.8114 | 22921891.2386 | 1421214.6883 | 24108527.2362 | 15083825.839 | 0 | 0 | 0 | 24778829.0108 | 64469430.2494 | 44001710.8596 | 196785429.1219 | 961560.8286 | 24065791.4134 | 24065791.4134 | 1478867.319 | 10508037.6352 | 0 | 221812781.364 | 257865477.7317 | 237137.3706 | 112.0328 | 1979.8913 | 2301.6961 | 40.3628 | 46.9232
1 | 6100 | 707 | 0.045 | 15 | 15 | 7 | 3.1623e-10 | 5spot_SharedNeighbor | Water | Porous | Wet | R245fa | MinimizeLCOE_Brownfield | IgnoreSilica | 2019 | 214.5453 | 219.5378 | 28.5143 | 4 | 1972.1749 | 2288.2685 | 40.2055 | 46.6494 | 257.9919 | 0 | 57.9511 | 23217895.0374 | 1439141.564 | 24456381.446 | 15431861.2598 | 0 | 0 | 0 | 25172658.9298 | 65494094.913 | 44701065.5472 | 199913098.6972 | 961560.8286 | 24065791.4134 | 24065791.4134 | 1478867.319 | 10508037.6352 | 0 | 224940450.9393 | 260993147.307 | 316227.766 | 114.057 | 1972.1749 | 2288.2685 | 40.2055 | 46.6494
1 | 6100 | 707 | 0.045 | 15 | 15 | 7 | 4.217e-10 | 5spot_SharedNeighbor | Water | Porous | Wet | R245fa | MinimizeLCOE_Brownfield | IgnoreSilica | 2019 | 218.5406 | 222.4697 | 28.8951 | 4 | 1966.6135 | 2278.5413 | 40.0921 | 46.4511 | 257.321 | 0 | 56.4521 | 23439662.4349 | 1452568.1716 | 24717318.3328 | 15698080.01 | 0 | 0 | 0 | 25469975.2902 | 66267651.0949 | 45229033.5363 | 202274288.8708 | 961560.8286 | 24065791.4134 | 24065791.4134 | 1478867.319 | 10508037.6352 | 0 | 227301641.1128 | 263354337.4805 | 421696.5034 | 115.5802 | 1966.6135 | 2278.5413 | 40.0921 | 46.4511
1 | 6100 | 707 | 0.045 | 15 | 15 | 7 | 5.6234e-10 | 5spot_SharedNeighbor | Water | Porous | Wet | R245fa | MinimizeLCOE_Brownfield | IgnoreSilica | 2019 | 221.6022 | 224.6789 | 29.182 | 4 | 1962.5645 | 2271.4252 | 40.0095 | 46.3061 | 256.7998 | 0 | 62.0899 | 23606234.7381 | 1462650.6705 | 24913491.5896 | 15901450.3604 | 0 | 0 | 0 | 25694692.6699 | 66852319.6209 | 45628081.819 | 204058921.4685 | 961560.8286 | 24065791.4134 | 24065791.4134 | 1478867.319 | 10508037.6352 | 0 | 229086273.7105 | 265138970.0782 | 562341.3252 | 116.728 | 1962.5645 | 2271.4252 | 40.0095 | 46.3061
1 | 6100 | 707 | 0.045 | 15 | 15 | 7 | 7.4989e-10 | 5spot_SharedNeighbor | Water | Porous | Wet | R245fa | MinimizeLCOE_Brownfield | IgnoreSilica | 2019 | 223.9191 | 226.3287 | 29.3963 | 4 | 1959.6171 | 2266.2264 | 39.9494 | 46.2001 | 256.4013 | 0 | 62.4026 | 23730321.7014 | 1470160.2354 | 25059729.4119 | 16054812.4453 | 0 | 0 | 0 | 25862859.2796 | 67289854.6437 | 45926708.4626 | 205394446.1799 | 961560.8286 | 24065791.4134 | 24065791.4134 | 1478867.319 | 10508037.6352 | 0 | 230421798.422 | 266474494.7897 | 749894.2093 | 117.5851 | 1959.6171 | 2266.2264 | 39.9494 | 46.2001
1 | 6100 | 707 | 0.045 | 15 | 15 | 7 | 1e-09 | 5spot_SharedNeighbor | Water | Porous | Wet | R245fa | MinimizeLCOE_Brownfield | IgnoreSilica | 2019 | 225.6636 | 227.5591 | 29.5561 | 4 | 1957.4643 | 2262.4159 | 39.9056 | 46.1224 | 256.099 | 0 | 64.7993 | 23822702.9935 | 1475750.2859 | 25168656.8249 | 16170182.0947 | 0 | 0 | 0 | 25988543.9576 | 67616860.3943 | 46149896.6067 | 206392593.1576 | 961560.8286 | 24065791.4134 | 24065791.4134 | 1478867.319 | 10508037.6352 | 0 | 231419945.3997 | 267472641.7674 | 1000000 | 118.2243 | 1957.4643 | 2262.4159 | 39.9056 | 46.1224
1 | 6100 | 707 | 0.045 | 15 | 15 | 7 | 1.3335e-09 | 5spot_SharedNeighbor | Water | Porous | Wet | R245fa | MinimizeLCOE_Brownfield | IgnoreSilica | 2019 | 226.9937 | 228.4899 | 29.677 | 4 | 1955.8615 | 2259.5708 | 39.8729 | 46.0644 | 255.8672 | 0 | 60.6826 | 23892496.3212 | 1479973.111 | 25250981.6645 | 16258030.5153 | 0 | 0 | 0 | 26083777.8287 | 67864639.3917 | 46319010.8637 | 207148909.6961 | 961560.8286 | 24065791.4134 | 24065791.4134 | 1478867.319 | 10508037.6352 | 0 | 232176261.9382 | 268228958.3059 | 1333521.4322 | 118.7079 | 1955.8615 | 2259.5708 | 39.8729 | 46.0644
1 | 6100 | 707 | 0.045 | 15 | 15 | 7 | 1.7783e-09 | 5spot_SharedNeighbor | Water | Porous | Wet | R245fa | MinimizeLCOE_Brownfield | IgnoreSilica | 2019 | 227.9948 | 229.1864 | 29.7674 | 4 | 1954.6764 | 2257.4627 | 39.8487 | 46.0214 | 255.6919 | 0 | 55.6003 | 23944672.7911 | 1483129.8015 | 25312543.9182 | 16324092.5904 | 0 | 0 | 0 | 26155131.2495 | 68050286.356 | 46445718.7315 | 207715575.4382 | 961560.8286 | 24065791.4134 | 24065791.4134 | 1478867.319 | 10508037.6352 | 0 | 232742927.6803 | 268795624.048 | 1778279.41 | 119.0698 | 1954.6764 | 2257.4627 | 39.8487 | 46.0214
1 | 6100 | 707 | 0.045 | 15 | 15 | 7 | 2.3714e-09 | 5spot_SharedNeighbor | Water | Porous | Wet | R245fa | MinimizeLCOE_Brownfield | IgnoreSilica | 2019 | 228.7453 | 229.7064 | 29.835 | 4 | 1953.8 | 2255.9008 | 39.8309 | 45.9896 | 255.5601 | 0 | 56.4062 | 23983592.7121 | 1485484.3384 | 25358474.6419 | 16373597.7509 | 0 | 0 | 0 | 26208448.2829 | 68189006.34 | 46540397.971 | 208139002.0372 | 961560.8286 | 24065791.4134 | 24065791.4134 | 1478867.319 | 10508037.6352 | 0 | 233166354.2792 | 269219050.647 | 2371373.7057 | 119.3399 | 1953.8 | 2255.9008 | 39.8309 | 45.9896
1 | 6100 | 707 | 0.045 | 15 | 15 | 7 | 3.1623e-09 | 5spot_SharedNeighbor | Water | Porous | Wet | R245fa | MinimizeLCOE_Brownfield | IgnoreSilica | 2019 | 229.2984 | 230.0884 | 29.8846 | 4 | 1953.1602 | 2254.7594 | 39.8178 | 45.9663 | 255.4629 | 0 | 57.3693 | 24012176.4187 | 1487213.4956 | 25392212.5061 | 16410071.4467 | 0 | 0 | 0 | 26247652.8082 | 68291008.473 | 46610016.5227 | 208450351.6711 | 961560.8286 | 24065791.4134 | 24065791.4134 | 1478867.319 | 10508037.6352 | 0 | 233477703.9131 | 269530400.2808 | 3162277.6602 | 119.5384 | 1953.1602 | 2254.7594 | 39.8178 | 45.9663
1 | 6100 | 707 | 0.045 | 15 | 15 | 7 | 4.217e-09 | 5spot_SharedNeighbor | Water | Porous | Wet | R245fa | MinimizeLCOE_Brownfield | IgnoreSilica | 2019 | 229.7394 | 230.392 | 29.924 | 4 | 1952.6552 | 2253.857 | 39.8075 | 45.9479 | 255.385 | 0 | 59.191 | 24034878.3096 | 1488586.7931 | 25419011.1266 | 16439142.949 | 0 | 0 | 0 | 26278831.4796 | 68372128.9803 | 46665382.9358 | 208697962.5741 | 961560.8286 | 24065791.4134 | 24065791.4134 | 1478867.319 | 10508037.6352 | 0 | 233725314.8162 | 269778011.1839 | 4216965.0343 | 119.6962 | 1952.6552 | 2253.857 | 39.8075 | 45.9479
1 | 6100 | 707 | 0.045 | 15 | 15 | 7 | 5.6234e-09 | 5spot_SharedNeighbor | Water | Porous | Wet | R245fa | MinimizeLCOE_Brownfield | IgnoreSilica | 2019 | 266.1534 | 252.633 | 32.7307 | 4 | 1933.655 | 2209.0286 | 39.4202 | 45.034 | 248.3158 | 0 | 213.7792 | 25676222.7269 | 1587778.9829 | 27363825.2486 | 18796660.238 | 0 | 231844.3284 | 0 | 28725969.2947 | 74739079.5983 | 51010957.5603 | 228132337.9782 | 961560.8286 | 24065791.4134 | 24065791.4134 | 1478867.319 | 10508037.6352 | 0 | 253159690.2202 | 289212386.5879 | 5623413.2519 | 130.9229 | 1933.655 | 2209.0286 | 39.4202 | 45.034
1 | 6100 | 707 | 0.045 | 15 | 15 | 7 | 7.4989e-09 | 5spot_SharedNeighbor | Water | Porous | Wet | R245fa | MinimizeLCOE_Brownfield | IgnoreSilica | 2019 | 266.2038 | 252.6637 | 32.7348 | 4 | 1933.6041 | 2208.9432 | 39.4191 | 45.0323 | 248.3072 | 0 | 262.1203 | 25678460.7354 | 1587914.1053 | 27366486.6407 | 18799929.4436 | 0 | 231638.9631 | 0 | 28729127.6564 | 74747297.0075 | 51016566.111 | 228157420.663 | 961560.8286 | 24065791.4134 | 24065791.4134 | 1478867.319 | 10508037.6352 | 0 | 253184772.905 | 289237469.2727 | 7498942.0933 | 130.9393 | 1933.6041 | 2208.9432 | 39.4191 | 45.0323
1 | 6100 | 707 | 0.045 | 15 | 15 | 7 | 1e-08 | 5spot_SharedNeighbor | Water | Porous | Wet | R245fa | MinimizeLCOE_Brownfield | IgnoreSilica | 2019 | 266.2381 | 252.6848 | 32.7377 | 4 | 1933.5658 | 2208.8808 | 39.4184 | 45.031 | 248.3014 | 0 | 253.8323 | 25679997.2374 | 1588006.8733 | 27368313.831 | 18802153.5298 | 0 | 231445.2214 | 0 | 28731267.5102 | 74752864.4683 | 51020366.0174 | 228174414.6887 | 961560.8286 | 24065791.4134 | 24065791.4134 | 1478867.319 | 10508037.6352 | 0 | 253201766.9308 | 289254463.2985 | 10000000 | 130.9507 | 1933.5658 | 2208.8808 | 39.4184 | 45.031
1 | 6200 | 707 | 0.045 | 15 | 15 | 7 | 1e-13 | 5spot_SharedNeighbor | Water | Porous | Wet | R245fa | MinimizeLCOE_Brownfield | IgnoreSilica | 2019 | 1.4176 | 0.80685 | 0.096768 | 4 | 73456.2389 | 168637.1998 | 1497.5048 | 3437.8974 | 193.1781 | 0 | 27.5687 | 439534.1317 | 28431.5605 | 275814.7888 | 114620.5056 | 0 | 59116.9168 | 0 | 357831.9823 | 931005.4165 | 635430.327 | 2841785.6292 | 961560.8286 | 24629381.4663 | 24629381.4663 | 1478867.319 | 10733473.6564 | 0 | 28432727.9241 | 65274450.3659 | 100 | 0.38707 | 73456.2389 | 168637.1998 | 1497.5048 | 3437.8974
1 | 6200 | 707 | 0.045 | 15 | 15 | 7 | 1.3335e-13 | 5spot_SharedNeighbor | Water | Porous | Wet | R245fa | MinimizeLCOE_Brownfield | IgnoreSilica | 2019 | 1.8264 | 1.2419 | 0.15269 | 4 | 48130.3736 | 108452.7753 | 981.2028 | 2210.9565 | 209.4323 | 0 | 123.5313 | 594054.1967 | 38450.8413 | 389450.2661 | 145014.73 | 0 | 61387.9848 | 0 | 479059.6274 | 1246414.8818 | 850703.7681 | 3804536.2961 | 961560.8286 | 24629381.4663 | 24629381.4663 | 1478867.319 | 10733473.6564 | 0 | 29395478.5911 | 66237201.0328 | 133.3521 | 0.61075 | 48130.3736 | 108452.7753 | 981.2028 | 2210.9565
1 | 6200 | 707 | 0.045 | 15 | 15 | 7 | 1.7783e-13 | 5spot_SharedNeighbor | Water | Porous | Wet | R245fa | MinimizeLCOE_Brownfield | IgnoreSilica | 2019 | 2.3126 | 1.7747 | 0.22192 | 4 | 34313.3285 | 75816.01 | 699.5236 | 1545.6119 | 222.4442 | 0 | 158.6437 | 762697.6902 | 49365.9213 | 518175.0072 | 180508.0144 | 0 | 61235.5807 | 0 | 613073.0634 | 1595090.3523 | 1088681.9412 | 4868827.5706 | 961560.8286 | 24629381.4663 | 24629381.4663 | 1478867.319 | 10733473.6564 | 0 | 30459769.8656 | 67301492.3073 | 177.8279 | 0.88769 | 34313.3285 | 75816.01 | 699.5236 | 1545.6119
1 | 6200 | 707 | 0.045 | 15 | 15 | 7 | 2.3714e-13 | 5spot_SharedNeighbor | Water | Porous | Wet | R245fa | MinimizeLCOE_Brownfield | IgnoreSilica | 2019 | 2.935 | 2.4751 | 0.31332 | 4 | 25330.1212 | 54726.0404 | 516.3888 | 1115.6644 | 233.5357 | 0 | 203.0438 | 963109.23 | 62310.4601 | 676173.0343 | 226106.0399 | 0 | 59591.1069 | 0 | 775043.0498 | 2016503.0323 | 1376304.7545 | 6155140.7077 | 961560.8286 | 24629381.4663 | 24629381.4663 | 1478867.319 | 10733473.6564 | 0 | 31746083.0027 | 68587805.4445 | 237.1374 | 1.2533 | 25330.1212 | 54726.0404 | 516.3888 | 1115.6644
1 | 6200 | 707 | 0.045 | 15 | 15 | 7 | 3.1623e-13 | 5spot_SharedNeighbor | Water | Porous | Wet | R245fa | MinimizeLCOE_Brownfield | IgnoreSilica | 2019 | 3.7365 | 3.397 | 0.43409 | 4 | 19184.5169 | 40402.4389 | 391.1023 | 823.6584 | 242.844 | 0 | 33.4517 | 1203022.7414 | 77770.6357 | 871090.3614 | 285164.2448 | 0 | 55508.1955 | 0 | 972096.9097 | 2529196.7546 | 1726228.7548 | 7720078.5979 | 961560.8286 | 24629381.4663 | 24629381.4663 | 1478867.319 | 10733473.6564 | 0 | 33311020.8928 | 70152743.3346 | 316.2278 | 1.7363 | 19184.5169 | 40402.4389 | 391.1023 | 823.6584
1 | 6200 | 707 | 0.045 | 15 | 15 | 7 | 4.217e-13 | 5spot_SharedNeighbor | Water | Porous | Wet | R245fa | MinimizeLCOE_Brownfield | IgnoreSilica | 2019 | 4.7622 | 4.5971 | 0.59186 | 4 | 14868.4683 | 30430.1785 | 303.1138 | 620.3603 | 250.4734 | 0 | 39.3498 | 1488391.6921 | 96113.4013 | 1109608.6504 | 361262.4329 | 0 | 47229.9015 | 0 | 1210016.3705 | 3148214.3875 | 2148721.0088 | 9609557.8451 | 961560.8286 | 24629381.4663 | 24629381.4663 | 1478867.319 | 10733473.6564 | 0 | 35200500.14 | 72042222.5818 | 421.6965 | 2.3675 | 14868.4683 | 30430.1785 | 303.1138 | 620.3603
1 | 6200 | 707 | 0.045 | 15 | 15 | 7 | 5.6234e-13 | 5spot_SharedNeighbor | Water | Porous | Wet | R245fa | MinimizeLCOE_Brownfield | IgnoreSilica | 2019 | 6.0728 | 6.1482 | 0.79635 | 4 | 11762.6786 | 23328.5336 | 239.7981 | 475.5837 | 256.6119 | 0 | 37.633 | 1826805.1947 | 117806.4341 | 1400171.8294 | 459019.3503 | 0 | 31123.4672 | 0 | 1495621.2475 | 3891299.6919 | 2655891.9979 | 11877739.213 | 961560.8286 | 24629381.4663 | 24629381.4663 | 1478867.319 | 10733473.6564 | 0 | 37468681.508 | 74310403.9498 | 562.3413 | 3.1854 | 11762.6786 | 23328.5336 | 239.7981 | 475.5837
1 | 6200 | 707 | 0.045 | 15 | 15 | 7 | 7.4989e-13 | 5spot_SharedNeighbor | Water | Porous | Wet | R245fa | MinimizeLCOE_Brownfield | IgnoreSilica | 2019 | 5.9802 | 6.0389 | 0.78434 | 4 | 11865.7402 | 23608.6082 | 241.8992 | 481.2934 | 256.2798 | 0 | 39.2067 | 1803842.4842 | 116336.3766 | 1380221.5061 | 452106.8712 | 0 | 4458.5567 | 0 | 1465216.66 | 3812193.192 | 2601900.1863 | 11636275.833 | 961560.8286 | 24629381.4663 | 24629381.4663 | 1478867.319 | 10733473.6564 | 0 | 37227218.1279 | 74068940.5697 | 749.8942 | 3.1374 | 11865.7402 | 23608.6082 | 241.8992 | 481.2934
1 | 6200 | 707 | 0.045 | 15 | 15 | 7 | 1e-12 | 5spot_SharedNeighbor | Water | Porous | Wet | R245fa | MinimizeLCOE_Brownfield | IgnoreSilica | 2019 | 6.0191 | 6.0855 | 0.7904 | 4 | 11791.8215 | 23444.6517 | 240.3922 | 477.9509 | 256.436 | 0 | 36.1261 | 1813653.0764 | 116964.4769 | 1388741.1494 | 455022.7291 | 0 | 0 | 0 | 1472008.7584 | 3829864.8389 | 2613961.4484 | 11690216.4776 | 961560.8286 | 24629381.4663 | 24629381.4663 | 1478867.319 | 10733473.6564 | 0 | 37281158.7726 | 74122881.2144 | 1000 | 3.1616 | 11791.8215 | 23444.6517 | 240.3922 | 477.9509
1 | 6200 | 707 | 0.045 | 15 | 15 | 7 | 1.3335e-12 | 5spot_SharedNeighbor | Water | Porous | Wet | R245fa | MinimizeLCOE_Brownfield | IgnoreSilica | 2019 | 7.7442 | 8.13 | 1.056 | 4 | 9507.4304 | 18229.8399 | 193.8218 | 371.6399 | 261.3092 | 0 | 36.2267 | 2224959.44 | 143255.2167 | 1750883.548 | 583956.191 | 0 | 0 | 0 | 1834191.2143 | 4772189.2954 | 3257117.2528 | 14566552.1582 | 961560.8286 | 24629381.4663 | 24629381.4663 | 1478867.319 | 10733473.6564 | 0 | 40157494.4532 | 76999216.895 | 1333.5214 | 4.2238 | 9507.4304 | 18229.8399 | 193.8218 | 371.6399
1 | 6200 | 707 | 0.045 | 15 | 15 | 7 | 1.7783e-12 | 5spot_SharedNeighbor | Water | Porous | Wet | R245fa | MinimizeLCOE_Brownfield | IgnoreSilica | 2019 | 10.0675 | 10.9436 | 1.4214 | 4 | 7715.6775 | 14195.5413 | 157.2945 | 289.3953 | 265.8162 | 0 | 43.7973 | 2744938.3169 | 176384.2739 | 2220821.9284 | 758917.6822 | 0 | 0 | 0 | 2301414.2585 | 5987807.8158 | 4086801.8714 | 18277086.1471 | 961560.8286 | 24629381.4663 | 24629381.4663 | 1478867.319 | 10733473.6564 | 0 | 43868028.4421 | 80709750.8838 | 1778.2794 | 5.6856 | 7715.6775 | 14195.5413 | 157.2945 | 289.3953
1 | 6200 | 707 | 0.045 | 15 | 15 | 7 | 2.3714e-12 | 5spot_SharedNeighbor | Water | Porous | Wet | R245fa | MinimizeLCOE_Brownfield | IgnoreSilica | 2019 | 13.0689 | 14.5698 | 1.8924 | 4 | 6389.8593 | 11257.0079 | 130.2659 | 229.4893 | 269.0735 | 0 | 46.593 | 3361161.1867 | 215508.1758 | 2792201.4809 | 985027.6435 | 0 | 0 | 0 | 2868020.4099 | 7462000.7946 | 5092968.8711 | 22776888.5625 | 961560.8286 | 24629381.4663 | 24629381.4663 | 1478867.319 | 10733473.6564 | 0 | 48367830.8575 | 85209553.2992 | 2371.3737 | 7.5695 | 6389.8593 | 11257.0079 | 130.2659 | 229.4893
1 | 6200 | 707 | 0.045 | 15 | 15 | 7 | 3.1623e-12 | 5spot_SharedNeighbor | Water | Porous | Wet | R245fa | MinimizeLCOE_Brownfield | IgnoreSilica | 2019 | 17.0474 | 19.3897 | 2.5184 | 4 | 5360.9268 | 9018.1828 | 109.2897 | 183.8479 | 271.6455 | 0 | 32.9266 | 4115698.8353 | 263237.1782 | 3509475.0091 | 1285159.256 | 0 | 0 | 0 | 3577692.4087 | 9308421.7617 | 6353189.1213 | 28412873.5702 | 961560.8286 | 24629381.4663 | 24629381.4663 | 1478867.319 | 10733473.6564 | 0 | 54003815.8652 | 90845538.307 | 3162.2777 | 10.0736 | 5360.9268 | 9018.1828 | 109.2897 | 183.8479
1 | 6200 | 707 | 0.045 | 15 | 15 | 7 | 4.217e-12 | 5spot_SharedNeighbor | Water | Porous | Wet | R245fa | MinimizeLCOE_Brownfield | IgnoreSilica | 2019 | 22.2601 | 25.716 | 3.3401 | 4 | 4564.5476 | 7322.0986 | 93.0545 | 149.2709 | 273.6364 | 0 | 43.1693 | 5028737.6606 | 320766.8587 | 4398935.5524 | 1678717.9577 | 0 | 0 | 0 | 4456591.6315 | 11595137.2525 | 7913919.4311 | 35392806.3446 | 961560.8286 | 24629381.4663 | 24629381.4663 | 1478867.319 | 10733473.6564 | 0 | 60983748.6395 | 97825471.0813 | 4216.965 | 13.3603 | 4564.5476 | 7322.0986 | 93.0545 | 149.2709
1 | 6200 | 707 | 0.045 | 15 | 15 | 7 | 5.6234e-12 | 5spot_SharedNeighbor | Water | Porous | Wet | R245fa | MinimizeLCOE_Brownfield | IgnoreSilica | 2019 | 29.1326 | 34.066 | 4.4246 | 4 | 3937.606 | 6019.2507 | 80.2734 | 122.7106 | 275.1784 | 0 | 39.5052 | 6140744.0284 | 390545.2458 | 5508598.9948 | 2197975.3827 | 0 | 0 | 0 | 5552766.8242 | 14447160.2475 | 9860483.7283 | 44098274.4518 | 961560.8286 | 24629381.4663 | 24629381.4663 | 1478867.319 | 10733473.6564 | 0 | 69689216.7467 | 106530939.1885 | 5623.4133 | 17.6984 | 3937.606 | 6019.2507 | 80.2734 | 122.7106
1 | 6200 | 707 | 0.045 | 15 | 15 | 7 | 7.4989e-12 | 5spot_SharedNeighbor | Water | Porous | Wet | R245fa | MinimizeLCOE_Brownfield | IgnoreSilica | 2019 | 38.0459 | 44.9007 | 5.8318 | 4 | 3445.7433 | 5025.0783 | 70.2461 | 102.443 | 276.3475 | 0 | 40.2956 | 7473737.3153 | 473831.5643 | 6870479.1215 | 2871547.5888 | 0 | 0 | 0 | 6898942.2801 | 17949632.6451 | 12250993.1083 | 54789163.6233 | 961560.8286 | 24629381.4663 | 24629381.4663 | 1478867.319 | 10733473.6564 | 0 | 80380105.9183 | 117221828.36 | 7498.9421 | 23.3274 | 3445.7433 | 5025.0783 | 70.2461 | 102.443
1 | 6200 | 707 | 0.045 | 15 | 15 | 7 | 1e-11 | 5spot_SharedNeighbor | Water | Porous | Wet | R245fa | MinimizeLCOE_Brownfield | IgnoreSilica | 2019 | 49.4958 | 58.8067 | 7.638 | 4 | 3056.9299 | 4262.8005 | 62.3197 | 86.903 | 277.1957 | 0 | 38.5231 | 9057176.087 | 572328.6522 | 8525618.2379 | 3736623.9134 | 0 | 0 | 0 | 8537781.2873 | 22213555.5698 | 15161208.1193 | 67804291.8669 | 961560.8286 | 24629381.4663 | 24629381.4663 | 1478867.319 | 10733473.6564 | 0 | 93395234.1619 | 130236956.6036 | 10000 | 30.552 | 3056.9299 | 4262.8005 | 62.3197 | 86.903
1 | 6200 | 707 | 0.045 | 15 | 15 | 7 | 1.3335e-11 | 5spot_SharedNeighbor | Water | Porous | Wet | R245fa | MinimizeLCOE_Brownfield | IgnoreSilica | 2019 | 63.7559 | 76.0212 | 9.8739 | 4 | 2753.0226 | 3685.8309 | 56.1241 | 75.1406 | 277.6476 | 0 | 39.1655 | 10876863.2329 | 685016.9415 | 10469659.0253 | 4811934.5786 | 0 | 0 | 0 | 10468954.7736 | 27238072.8429 | 18590544.4017 | 83141045.7965 | 961560.8286 | 24629381.4663 | 24629381.4663 | 1478867.319 | 10733473.6564 | 0 | 108731988.0915 | 145573710.5333 | 13335.2143 | 39.4955 | 2753.0226 | 3685.8309 | 56.1241 | 75.1406
1 | 6200 | 707 | 0.045 | 15 | 15 | 7 | 1.7783e-11 | 5spot_SharedNeighbor | Water | Porous | Wet | R245fa | MinimizeLCOE_Brownfield | IgnoreSilica | 2019 | 80.7474 | 96.1654 | 12.4903 | 4 | 2520.3441 | 3257.7532 | 51.3806 | 66.4137 | 277.4955 | 0 | 47.5341 | 12863847.3391 | 807532.5338 | 12635709.7587 | 6085497.5901 | 0 | 0 | 0 | 12633109.0164 | 32868758.2538 | 22433602.8936 | 100328057.3854 | 961560.8286 | 24629381.4663 | 24629381.4663 | 1478867.319 | 10733473.6564 | 0 | 125918999.6804 | 162760722.1222 | 17782.7941 | 49.961 | 2520.3441 | 3257.7532 | 51.3806 | 66.4137
1 | 6200 | 707 | 0.045 | 15 | 15 | 7 | 2.3714e-11 | 5spot_SharedNeighbor | Water | Porous | Wet | R245fa | MinimizeLCOE_Brownfield | IgnoreSilica | 2019 | 99.8099 | 117.9784 | 15.3234 | 4 | 2347.6835 | 2948.7531 | 47.8607 | 60.1143 | 276.5469 | 0 | 53.0108 | 14886855.8796 | 931769.8187 | 14880811.8433 | 7497963.9444 | 0 | 0 | 0 | 14896986.5795 | 38758903.2878 | 26453747.9098 | 118307039.2631 | 961560.8286 | 24629381.4663 | 24629381.4663 | 1478867.319 | 10733473.6564 | 0 | 143897981.5581 | 180739703.9998 | 23713.7371 | 61.2936 | 2347.6835 | 2948.7531 | 47.8607 | 60.1143
1 | 6200 | 707 | 0.045 | 15 | 15 | 7 | 3.1623e-11 | 5spot_SharedNeighbor | Water | Porous | Wet | R245fa | MinimizeLCOE_Brownfield | IgnoreSilica | 2019 | 119.7588 | 139.6253 | 18.135 | 4 | 2223.8046 | 2731.6868 | 45.3353 | 55.6891 | 274.8026 | 0 | 48.913 | 16792456.438 | 1048387.5851 | 17027701.6314 | 8952084.696 | 0 | 0 | 0 | 17090045.8367 | 44464793.6166 | 30348135.3035 | 135723605.1073 | 961560.8286 | 24629381.4663 | 24629381.4663 | 1478867.319 | 10733473.6564 | 0 | 161314547.4023 | 198156269.8441 | 31622.7766 | 72.5399 | 2223.8046 | 2731.6868 | 45.3353 | 55.6891
1 | 6200 | 707 | 0.045 | 15 | 15 | 7 | 4.217e-11 | 5spot_SharedNeighbor | Water | Porous | Wet | R245fa | MinimizeLCOE_Brownfield | IgnoreSilica | 2019 | 139.2252 | 159.3935 | 20.7025 | 4 | 2137.4485 | 2582.3425 | 43.5748 | 52.6445 | 272.4823 | 0 | 47.8881 | 18461079.9115 | 1150207.9815 | 18930460.6907 | 10343947.8973 | 0 | 0 | 0 | 19065421.6276 | 49604316.2193 | 33855965.0864 | 151411399.4142 | 961560.8286 | 24629381.4663 | 24629381.4663 | 1478867.319 | 10733473.6564 | 0 | 177002341.7092 | 213844064.151 | 42169.6503 | 82.8101 | 2137.4485 | 2582.3425 | 43.5748 | 52.6445
1 | 6200 | 707 | 0.045 | 15 | 15 | 7 | 5.6234e-11 | 5spot_SharedNeighbor | Water | Porous | Wet | R245fa | MinimizeLCOE_Brownfield | IgnoreSilica | 2019 | 157.3032 | 176.9618 | 22.9844 | 4 | 2075.207 | 2475.9332 | 42.3059 | 50.4752 | 270.2368 | 0 | 45.931 | 19895753.447 | 1237549.5407 | 20582033.8203 | 11621659.1747 | 0 | 0 | 0 | 20801428.4332 | 54121049.8236 | 36938728.581 | 165198202.8205 | 961560.8286 | 24629381.4663 | 24629381.4663 | 1478867.319 | 10733473.6564 | 0 | 190789145.1155 | 227630867.5573 | 56234.1325 | 91.9374 | 2075.207 | 2475.9332 | 42.3059 | 50.4752
1 | 6200 | 707 | 0.045 | 15 | 15 | 7 | 7.4989e-11 | 5spot_SharedNeighbor | Water | Porous | Wet | R245fa | MinimizeLCOE_Brownfield | IgnoreSilica | 2019 | 173.0689 | 191.4172 | 24.8619 | 4 | 2032.2722 | 2402.7362 | 41.4306 | 48.983 | 268.0505 | 0 | 61.6919 | 21046456.8357 | 1307475.9294 | 21916416.9892 | 12719952.9961 | 0 | 0 | 0 | 22226218.0727 | 57828060.2008 | 39468839.3349 | 176513420.3588 | 961560.8286 | 24629381.4663 | 24629381.4663 | 1478867.319 | 10733473.6564 | 0 | 202104362.6538 | 238946085.0955 | 74989.4209 | 99.4475 | 2032.2722 | 2402.7362 | 41.4306 | 48.983
1 | 6200 | 707 | 0.045 | 15 | 15 | 7 | 1e-10 | 5spot_SharedNeighbor | Water | Porous | Wet | R245fa | MinimizeLCOE_Brownfield | IgnoreSilica | 2019 | 186.3869 | 202.9806 | 26.3638 | 4 | 2002.4557 | 2351.8153 | 40.8228 | 47.9449 | 266.0536 | 0 | 52.6289 | 21949487.5261 | 1362276.0618 | 22969329.8217 | 13635883.8655 | 0 | 0 | 0 | 23367621.1373 | 60797756.841 | 41495718.313 | 185578073.5663 | 961560.8286 | 24629381.4663 | 24629381.4663 | 1478867.319 | 10733473.6564 | 0 | 211169015.8613 | 248010738.3031 | 100000 | 105.455 | 2002.4557 | 2351.8153 | 40.8228 | 47.9449
1 | 6200 | 707 | 0.045 | 15 | 15 | 7 | 1.3335e-10 | 5spot_SharedNeighbor | Water | Porous | Wet | R245fa | MinimizeLCOE_Brownfield | IgnoreSilica | 2019 | 196.9937 | 211.8372 | 27.5141 | 4 | 1981.9186 | 2316.672 | 40.4041 | 47.2285 | 264.42 | 0 | 50.5721 | 22631425.011 | 1403616.7562 | 23767664.9702 | 14359380.6106 | 0 | 0 | 0 | 24243214.0657 | 63075870.0319 | 43050577.3763 | 192531748.8219 | 961560.8286 | 24629381.4663 | 24629381.4663 | 1478867.319 | 10733473.6564 | 0 | 218122691.1168 | 254964413.5586 | 133352.1432 | 110.0563 | 1981.9186 | 2316.672 | 40.4041 | 47.2285
1 | 6200 | 707 | 0.045 | 15 | 15 | 7 | 1.7783e-10 | 5spot_SharedNeighbor | Water | Porous | Wet | R245fa | MinimizeLCOE_Brownfield | IgnoreSilica | 2019 | 205.4662 | 218.6331 | 28.3968 | 4 | 1967.4994 | 2291.8473 | 40.1101 | 46.7224 | 263.0571 | 0 | 55.3025 | 23149297.1504 | 1434987.6556 | 24375723.3571 | 14932557.5032 | 0 | 0 | 0 | 24918100.6099 | 64831786.3816 | 44249026.3655 | 197891479.0233 | 961560.8286 | 24629381.4663 | 24629381.4663 | 1478867.319 | 10733473.6564 | 0 | 223482421.3183 | 260324143.7601 | 177827.941 | 113.587 | 1967.4994 | 2291.8473 | 40.1101 | 46.7224
1 | 6200 | 707 | 0.045 | 15 | 15 | 7 | 2.3714e-10 | 5spot_SharedNeighbor | Water | Porous | Wet | R245fa | MinimizeLCOE_Brownfield | IgnoreSilica | 2019 | 212.0775 | 223.7639 | 29.0632 | 4 | 1957.3675 | 2274.2783 | 39.9036 | 46.3642 | 261.9589 | 0 | 50.2658 | 23537300.0222 | 1458478.3513 | 24832288.0625 | 15377502.1382 | 0 | 0 | 0 | 25430171.7439 | 66164090.4322 | 45158351.2561 | 201958182.0064 | 961560.8286 | 24629381.4663 | 24629381.4663 | 1478867.319 | 10733473.6564 | 0 | 227549124.3014 | 264390846.7432 | 237137.3706 | 116.2526 | 1957.3675 | 2274.2783 | 39.9036 | 46.3642
1 | 6200 | 707 | 0.045 | 15 | 15 | 7 | 3.1623e-10 | 5spot_SharedNeighbor | Water | Porous | Wet | R245fa | MinimizeLCOE_Brownfield | IgnoreSilica | 2019 | 217.1984 | 227.6291 | 29.5652 | 4 | 1950.1355 | 2261.6652 | 39.7561 | 46.1071 | 261.0875 | 0 | 55.0329 | 23827952.7651 | 1476067.9342 | 25174848.2737 | 15719600.772 | 0 | 0 | 0 | 25817403.2006 | 67171587.2503 | 45845988.5364 | 205033448.7324 | 961560.8286 | 24629381.4663 | 24629381.4663 | 1478867.319 | 10733473.6564 | 0 | 230624391.0274 | 267466113.4691 | 316227.766 | 118.2607 | 1950.1355 | 2261.6652 | 39.7561 | 46.1071
1 | 6200 | 707 | 0.045 | 15 | 15 | 7 | 4.217e-10 | 5spot_SharedNeighbor | Water | Porous | Wet | R245fa | MinimizeLCOE_Brownfield | IgnoreSilica | 2019 | 221.1347 | 230.537 | 29.9429 | 4 | 1944.9309 | 2252.531 | 39.65 | 45.9209 | 260.4056 | 0 | 63.9141 | 24045718.3396 | 1489242.5221 | 25431808.3119 | 15981675.4395 | 0 | 0 | 0 | 26109893.3991 | 67932586.7488 | 46365386.3311 | 207356311.092 | 961560.8286 | 24629381.4663 | 24629381.4663 | 1478867.319 | 10733473.6564 | 0 | 232947253.387 | 269788975.8288 | 421696.5034 | 119.7715 | 1944.9309 | 2252.531 | 39.65 | 45.9209
1 | 6200 | 707 | 0.045 | 15 | 15 | 7 | 5.6234e-10 | 5spot_SharedNeighbor | Water | Porous | Wet | R245fa | MinimizeLCOE_Brownfield | IgnoreSilica | 2019 | 224.1238 | 232.7085 | 30.2249 | 4 | 1941.1767 | 2245.9064 | 39.5735 | 45.7858 | 259.8809 | 0 | 58.1679 | 24207832.6555 | 1499048.0359 | 25623268.2591 | 16180186.25 | 0 | 0 | 0 | 26329030.7282 | 68502737.1279 | 46754525.6803 | 209096628.7369 | 961560.8286 | 24629381.4663 | 24629381.4663 | 1478867.319 | 10733473.6564 | 0 | 234687571.0319 | 271529293.4736 | 562341.3252 | 120.8996 | 1941.1767 | 2245.9064 | 39.5735 | 45.7858
1 | 6200 | 707 | 0.045 | 15 | 15 | 7 | 7.4989e-10 | 5spot_SharedNeighbor | Water | Porous | Wet | R245fa | MinimizeLCOE_Brownfield | IgnoreSilica | 2019 | 226.4166 | 234.3515 | 30.4383 | 4 | 1938.4088 | 2241.0022 | 39.5171 | 45.6859 | 259.4742 | 0 | 54.9303 | 24330208.8276 | 1506448.7269 | 25767890.8364 | 16331952.4973 | 0 | 0 | 0 | 26495235.3464 | 68935167.4512 | 47049668.2615 | 210416571.9471 | 961560.8286 | 24629381.4663 | 24629381.4663 | 1478867.319 | 10733473.6564 | 0 | 236007514.2421 | 272849236.6839 | 749894.2093 | 121.7532 | 1938.4088 | 2241.0022 | 39.5171 | 45.6859
1 | 6200 | 707 | 0.045 | 15 | 15 | 7 | 1e-09 | 5spot_SharedNeighbor | Water | Porous | Wet | R245fa | MinimizeLCOE_Brownfield | IgnoreSilica | 2019 | 228.1385 | 235.5734 | 30.597 | 4 | 1936.393 | 2237.4169 | 39.476 | 45.6128 | 259.1665 | 0 | 57.4532 | 24421066.6383 | 1511942.6523 | 25875317.5333 | 16445823.0008 | 0 | 0 | 0 | 26619118.4316 | 69257485.8271 | 47269657.176 | 211400411.2594 | 961560.8286 | 24629381.4663 | 24629381.4663 | 1478867.319 | 10733473.6564 | 0 | 236991353.5544 | 273833075.9962 | 1000000 | 122.388 | 1936.393 | 2237.4169 | 39.476 | 45.6128
1 | 6200 | 707 | 0.045 | 15 | 15 | 7 | 1.3335e-09 | 5spot_SharedNeighbor | Water | Porous | Wet | R245fa | MinimizeLCOE_Brownfield | IgnoreSilica | 2019 | 229.4421 | 236.4913 | 30.7162 | 4 | 1934.9031 | 2234.7585 | 39.4456 | 45.5586 | 258.9323 | 0 | 59.5428 | 24489237.0511 | 1516064.3448 | 25955948.599 | 16531954.7729 | 0 | 0 | 0 | 26712349.8594 | 69500054.8779 | 47435215.5375 | 212140825.0425 | 961560.8286 | 24629381.4663 | 24629381.4663 | 1478867.319 | 10733473.6564 | 0 | 237731767.3375 | 274573489.7793 | 1333521.4322 | 122.865 | 1934.9031 | 2234.7585 | 39.4456 | 45.5586
1 | 6200 | 707 | 0.045 | 15 | 15 | 7 | 1.7783e-09 | 5spot_SharedNeighbor | Water | Porous | Wet | R245fa | MinimizeLCOE_Brownfield | IgnoreSilica | 2019 | 230.4185 | 237.175 | 30.805 | 4 | 1933.8067 | 2232.7978 | 39.4233 | 45.5186 | 258.7562 | 0 | 59.1118 | 24539959.4636 | 1519130.8882 | 26015958.5186 | 16596424.9964 | 0 | 0 | 0 | 26781874.8081 | 69680944.5327 | 47558676.4438 | 212692969.6514 | 961560.8286 | 24629381.4663 | 24629381.4663 | 1478867.319 | 10733473.6564 | 0 | 238283911.9463 | 275125634.3881 | 1778279.41 | 123.2201 | 1933.8067 | 2232.7978 | 39.4233 | 45.5186
1 | 6200 | 707 | 0.045 | 15 | 15 | 7 | 2.3714e-09 | 5spot_SharedNeighbor | Water | Porous | Wet | R245fa | MinimizeLCOE_Brownfield | IgnoreSilica | 2019 | 231.1541 | 237.6879 | 30.8716 | 4 | 1932.9919 | 2231.3379 | 39.4067 | 45.4888 | 258.623 | 0 | 66.8366 | 24577983.2933 | 1521429.5887 | 26060953.6879 | 16644982.0228 | 0 | 0 | 0 | 26834085.9512 | 69816787.217 | 47651391.8671 | 213107613.628 | 961560.8286 | 24629381.4663 | 24629381.4663 | 1478867.319 | 10733473.6564 | 0 | 238698555.923 | 275540278.3648 | 2371373.7057 | 123.4866 | 1932.9919 | 2231.3379 | 39.4067 | 45.4888
1 | 6200 | 707 | 0.045 | 15 | 15 | 7 | 3.1623e-09 | 5spot_SharedNeighbor | Water | Porous | Wet | R245fa | MinimizeLCOE_Brownfield | IgnoreSilica | 2019 | 231.707 | 238.072 | 30.9215 | 4 | 1932.3859 | 2230.2504 | 39.3943 | 45.4667 | 258.5227 | 0 | 62.7226 | 24606450.5858 | 1523150.4891 | 26094645.2534 | 16681463.5443 | 0 | 0 | 0 | 26873226.8503 | 69918623.8078 | 47720897.4329 | 213418457.9637 | 961560.8286 | 24629381.4663 | 24629381.4663 | 1478867.319 | 10733473.6564 | 0 | 239009400.2586 | 275851122.7004 | 3162277.6602 | 123.6862 | 1932.3859 | 2230.2504 | 39.3943 | 45.4667
1 | 6200 | 707 | 0.045 | 15 | 15 | 7 | 4.217e-09 | 5spot_SharedNeighbor | Water | Porous | Wet | R245fa | MinimizeLCOE_Brownfield | IgnoreSilica | 2019 | 232.1164 | 238.3558 | 30.9584 | 4 | 1931.9404 | 2229.4503 | 39.3852 | 45.4504 | 258.4484 | 0 | 59.0119 | 24627473.0268 | 1524421.2975 | 26119528.4679 | 16708468.9417 | 0 | 0 | 0 | 26902157.7762 | 69993896.1423 | 47772272.3479 | 213648218.0001 | 961560.8286 | 24629381.4663 | 24629381.4663 | 1478867.319 | 10733473.6564 | 0 | 239239160.2951 | 276080882.7369 | 4216965.0343 | 123.8336 | 1931.9404 | 2229.4503 | 39.3852 | 45.4504
1 | 6200 | 707 | 0.045 | 15 | 15 | 7 | 5.6234e-09 | 5spot_SharedNeighbor | Water | Porous | Wet | R245fa | MinimizeLCOE_Brownfield | IgnoreSilica | 2019 | 232.4453 | 238.5831 | 30.9879 | 4 | 1931.5857 | 2228.8121 | 39.378 | 45.4373 | 258.3884 | 0 | 60.0908 | 24644306.2557 | 1525438.845 | 26139454.815 | 16730161.3399 | 0 | 0 | 0 | 26925350.8897 | 70054239.8662 | 47813458.1793 | 213832410.191 | 961560.8286 | 24629381.4663 | 24629381.4663 | 1478867.319 | 10733473.6564 | 0 | 239423352.4859 | 276265074.9277 | 5623413.2519 | 123.9517 | 1931.5857 | 2228.8121 | 39.378 | 45.4373
1 | 6200 | 707 | 0.045 | 15 | 15 | 7 | 7.4989e-09 | 5spot_SharedNeighbor | Water | Porous | Wet | R245fa | MinimizeLCOE_Brownfield | IgnoreSilica | 2019 | 232.6816 | 238.7464 | 31.0091 | 4 | 1931.3315 | 2228.3547 | 39.3728 | 45.428 | 258.3454 | 0 | 63.7847 | 24656390.5814 | 1526169.315 | 26153760.5728 | 16745747.1064 | 0 | 0 | 0 | 26942006.3544 | 70097573.9688 | 47843034.5948 | 213964682.4935 | 961560.8286 | 24629381.4663 | 24629381.4663 | 1478867.319 | 10733473.6564 | 0 | 239555624.7885 | 276397347.2303 | 7498942.0933 | 124.0365 | 1931.3315 | 2228.3547 | 39.3728 | 45.428
1 | 6200 | 707 | 0.045 | 15 | 15 | 7 | 1e-08 | 5spot_SharedNeighbor | Water | Porous | Wet | R245fa | MinimizeLCOE_Brownfield | IgnoreSilica | 2019 | 232.8474 | 238.8609 | 31.024 | 4 | 1931.1532 | 2228.0339 | 39.3692 | 45.4215 | 258.3152 | 0 | 59.4535 | 24664869.0253 | 1526681.8114 | 26163798.0512 | 16756681.4891 | 0 | 0 | 0 | 26953691.847 | 70127977.2235 | 47863785.4409 | 214057484.8884 | 961560.8286 | 24629381.4663 | 24629381.4663 | 1478867.319 | 10733473.6564 | 0 | 239648427.1834 | 276490149.6251 | 10000000 | 124.096 | 1931.1532 | 2228.0339 | 39.3692 | 45.4215
1 | 6300 | 707 | 0.045 | 15 | 15 | 7 | 1e-13 | 5spot_SharedNeighbor | Water | Porous | Wet | R245fa | MinimizeLCOE_Brownfield | IgnoreSilica | 2019 | 1.4565 | 0.86667 | 0.10465 | 4 | 69603.0716 | 159519.2584 | 1418.9528 | 3252.0158 | 196.912 | 0 | 30.2195 | 462030.9692 | 29891.3437 | 292057.7144 | 118028.5696 | 0 | 58675.3743 | 0 | 374666.7488 | 974806.0257 | 665325.1428 | 2975481.8887 | 961560.8286 | 25198831.6101 | 25198831.6101 | 1478867.319 | 10961253.7139 | 0 | 29135874.3274 | 66774826.9705 | 100 | 0.4186 | 69603.0716 | 159519.2584 | 1418.9528 | 3252.0158
1 | 6300 | 707 | 0.045 | 15 | 15 | 7 | 1.3335e-13 | 5spot_SharedNeighbor | Water | Porous | Wet | R245fa | MinimizeLCOE_Brownfield | IgnoreSilica | 2019 | 1.8653 | 1.3122 | 0.16223 | 4 | 46387.6455 | 104390.7858 | 945.6749 | 2128.1474 | 212.9355 | 0 | 119.5201 | 617375.1674 | 39961.4894 | 406985.2374 | 148340.3281 | 0 | 59794.926 | 0 | 496258.2878 | 1291162.2683 | 881244.7788 | 3941122.4831 | 961560.8286 | 25198831.6101 | 25198831.6101 | 1478867.319 | 10961253.7139 | 0 | 30101514.9218 | 67740467.5649 | 133.3521 | 0.64891 | 46387.6455 | 104390.7858 | 945.6749 | 2128.1474
1 | 6300 | 707 | 0.045 | 15 | 15 | 7 | 1.7783e-13 | 5spot_SharedNeighbor | Water | Porous | Wet | R245fa | MinimizeLCOE_Brownfield | IgnoreSilica | 2019 | 2.371 | 1.8809 | 0.2363 | 4 | 33028.1605 | 72849.0053 | 673.3237 | 1485.1255 | 226.2702 | 0 | 155.2311 | 794420.9244 | 51416.8148 | 542849.9508 | 185398.2685 | 0 | 58994.8828 | 0 | 636901.5281 | 1657087.1296 | 1130996.0157 | 5058065.5147 | 961560.8286 | 25198831.6101 | 25198831.6101 | 1478867.319 | 10961253.7139 | 0 | 31218457.9534 | 68857410.5965 | 177.8279 | 0.94521 | 33028.1605 | 72849.0053 | 673.3237 | 1485.1255
1 | 6300 | 707 | 0.045 | 15 | 15 | 7 | 2.3714e-13 | 5spot_SharedNeighbor | Water | Porous | Wet | R245fa | MinimizeLCOE_Brownfield | IgnoreSilica | 2019 | 3.0128 | 2.6237 | 0.33355 | 4 | 24402.1349 | 52612.9133 | 497.4705 | 1072.5854 | 237.4748 | 0 | 200.9162 | 1003357.2879 | 64906.7164 | 708466.3006 | 232755.2058 | 0 | 55908.8428 | 0 | 805503.7979 | 2095755.6505 | 1430396.2949 | 6397050.0967 | 961560.8286 | 25198831.6101 | 25198831.6101 | 1478867.319 | 10961253.7139 | 0 | 32557442.5354 | 70196395.1785 | 237.1374 | 1.3342 | 24402.1349 | 52612.9133 | 497.4705 | 1072.5854
1 | 6300 | 707 | 0.045 | 15 | 15 | 7 | 3.1623e-13 | 5spot_SharedNeighbor | Water | Porous | Wet | R245fa | MinimizeLCOE_Brownfield | IgnoreSilica | 2019 | 3.8265 | 3.5872 | 0.46029 | 4 | 18553.9978 | 38997.2693 | 378.2483 | 795.0121 | 246.7282 | 0 | 39.1093 | 1249989.67 | 80792.9064 | 909884.2755 | 293221.6916 | 0 | 49090.2585 | 0 | 1007361.7328 | 2620948.5904 | 1788851.268 | 8000140.3932 | 961560.8286 | 25198831.6101 | 25198831.6101 | 1478867.319 | 10961253.7139 | 0 | 34160532.8319 | 71799485.475 | 316.2278 | 1.8411 | 18553.9978 | 38997.2693 | 378.2483 | 795.0121
1 | 6300 | 707 | 0.045 | 15 | 15 | 7 | 4.217e-13 | 5spot_SharedNeighbor | Water | Porous | Wet | R245fa | MinimizeLCOE_Brownfield | IgnoreSilica | 2019 | 4.8742 | 4.8498 | 0.62694 | 4 | 14397.5217 | 29406.5236 | 293.513 | 599.4918 | 254.3685 | 0 | 39.1357 | 1545556.4808 | 99782.128 | 1158144.5448 | 371680.3498 | 0 | 35782.9632 | 0 | 1252269.122 | 3258147.3797 | 2223752.5349 | 9945115.5033 | 961560.8286 | 25198831.6101 | 25198831.6101 | 1478867.319 | 10961253.7139 | 0 | 36105507.9421 | 73744460.5851 | 421.6965 | 2.5078 | 14397.5217 | 29406.5236 | 293.513 | 599.4918
1 | 6300 | 707 | 0.045 | 15 | 15 | 7 | 5.6234e-13 | 5spot_SharedNeighbor | Water | Porous | Wet | R245fa | MinimizeLCOE_Brownfield | IgnoreSilica | 2019 | 5.481 | 5.5884 | 0.72583 | 4 | 12785.6866 | 25749.791 | 260.6535 | 524.9443 | 257.527 | 0 | 35.5929 | 1707914.5561 | 110192.2109 | 1297232.3702 | 417340.5885 | 0 | 6118.6515 | 0 | 1380131.3671 | 3590818.7133 | 2450807.5558 | 10960556.0134 | 961560.8286 | 25198831.6101 | 25198831.6101 | 1478867.319 | 10961253.7139 | 0 | 37120948.4522 | 74759901.0952 | 562.3413 | 2.9033 | 12785.6866 | 25749.791 | 260.6535 | 524.9443
1 | 6300 | 707 | 0.045 | 15 | 15 | 7 | 7.4989e-13 | 5spot_SharedNeighbor | Water | Porous | Wet | R245fa | MinimizeLCOE_Brownfield | IgnoreSilica | 2019 | 4.8742 | 4.8514 | 0.63012 | 4 | 14281.788 | 29215.0331 | 291.1536 | 595.588 | 254.4125 | 0 | 33.5086 | 1545927.515 | 99805.9344 | 1158460.3371 | 371708.7206 | 0 | 0 | 0 | 1238601.9778 | 3222588.274 | 2199482.7146 | 9836575.4734 | 961560.8286 | 25198831.6101 | 25198831.6101 | 1478867.319 | 10961253.7139 | 0 | 35996967.9122 | 73635920.5552 | 749.8942 | 2.5205 | 14281.788 | 29215.0331 | 291.1536 | 595.588
1 | 6300 | 707 | 0.045 | 15 | 15 | 7 | 1e-12 | 5spot_SharedNeighbor | Water | Porous | Wet | R245fa | MinimizeLCOE_Brownfield | IgnoreSilica | 2019 | 6.2775 | 6.5622 | 0.85231 | 4 | 11296.8574 | 22337.0771 | 230.3017 | 455.3715 | 260.7571 | 0 | 27.9792 | 1912727.5054 | 123304.7762 | 1475103.0173 | 477399.7522 | 0 | 0 | 0 | 1555528.6699 | 4047166.5164 | 2762274.3084 | 12353504.5458 | 961560.8286 | 25198831.6101 | 25198831.6101 | 1478867.319 | 10961253.7139 | 0 | 38513896.9845 | 76152849.6276 | 1000 | 3.4093 | 11296.8574 | 22337.0771 | 230.3017 | 455.3715
1 | 6300 | 707 | 0.045 | 15 | 15 | 7 | 1.3335e-12 | 5spot_SharedNeighbor | Water | Porous | Wet | R245fa | MinimizeLCOE_Brownfield | IgnoreSilica | 2019 | 8.0756 | 8.7545 | 1.1371 | 4 | 9133.4441 | 17408.9036 | 186.1976 | 354.904 | 265.4649 | 0 | 28.607 | 2344355.9594 | 150872.4055 | 1857679.6615 | 613071.4819 | 0 | 0 | 0 | 1936732.0082 | 5038979.4071 | 3439206.986 | 15380897.9096 | 961560.8286 | 25198831.6101 | 25198831.6101 | 1478867.319 | 10961253.7139 | 0 | 41541290.3483 | 79180242.9914 | 1333.5214 | 4.5483 | 9133.4441 | 17408.9036 | 186.1976 | 354.904
1 | 6300 | 707 | 0.045 | 15 | 15 | 7 | 1.7783e-12 | 5spot_SharedNeighbor | Water | Porous | Wet | R245fa | MinimizeLCOE_Brownfield | IgnoreSilica | 2019 | 10.4768 | 11.7624 | 1.5277 | 4 | 7434.9444 | 13594.2034 | 151.5714 | 277.1362 | 269.978 | 0 | 40.204 | 2888656.8905 | 185521.5534 | 2352782.3253 | 796041.3374 | 0 | 0 | 0 | 2426970.8216 | 6314480.2376 | 4309762.5118 | 19274215.6777 | 961560.8286 | 25198831.6101 | 25198831.6101 | 1478867.319 | 10961253.7139 | 0 | 45434608.1164 | 83073560.7595 | 1778.2794 | 6.111 | 7434.9444 | 13594.2034 | 151.5714 | 277.1362
1 | 6300 | 707 | 0.045 | 15 | 15 | 7 | 2.3714e-12 | 5spot_SharedNeighbor | Water | Porous | Wet | R245fa | MinimizeLCOE_Brownfield | IgnoreSilica | 2019 | 13.6025 | 15.659 | 2.0338 | 4 | 6168.4513 | 10795.0363 | 125.7522 | 220.0714 | 273.1862 | 0 | 46.5509 | 3537255.793 | 226663.6705 | 2957985.8098 | 1034063.862 | 0 | 0 | 0 | 3024827.9628 | 7869981.8816 | 5371424.3461 | 24022203.3258 | 961560.8286 | 25198831.6101 | 25198831.6101 | 1478867.319 | 10961253.7139 | 0 | 50182595.7646 | 87821548.4076 | 2371.3737 | 8.1354 | 6168.4513 | 10795.0363 | 125.7522 | 220.0714
1 | 6300 | 707 | 0.045 | 15 | 15 | 7 | 3.1623e-12 | 5spot_SharedNeighbor | Water | Porous | Wet | R245fa | MinimizeLCOE_Brownfield | IgnoreSilica | 2019 | 17.7396 | 20.8313 | 2.7056 | 4 | 5185.635 | 8663.4574 | 105.7162 | 176.6163 | 275.7142 | 0 | 37.5808 | 4330446.2112 | 276789.1837 | 3716709.3292 | 1349615.5013 | 0 | 0 | 0 | 3772688.4879 | 9815761.5607 | 6699458.9589 | 29961469.2329 | 961560.8286 | 25198831.6101 | 25198831.6101 | 1478867.319 | 10961253.7139 | 0 | 56121861.6716 | 93760814.3147 | 3162.2777 | 10.8226 | 5185.635 | 8663.4574 | 105.7162 | 176.6163
1 | 6300 | 707 | 0.045 | 15 | 15 | 7 | 4.217e-12 | 5spot_SharedNeighbor | Water | Porous | Wet | R245fa | MinimizeLCOE_Brownfield | IgnoreSilica | 2019 | 23.1615 | 27.6224 | 3.5877 | 4 | 4423.5036 | 7046.2932 | 90.1791 | 143.6482 | 277.6707 | 0 | 47.0994 | 5290715.7829 | 337232.8601 | 4657938.6558 | 1763538.1098 | 0 | 0 | 0 | 4699275.9094 | 12226551.9622 | 8344872.9447 | 37320126.225 | 961560.8286 | 25198831.6101 | 25198831.6101 | 1478867.319 | 10961253.7139 | 0 | 63480518.6637 | 101119471.3068 | 4216.965 | 14.3507 | 4423.5036 | 7046.2932 | 90.1791 | 143.6482
1 | 6300 | 707 | 0.045 | 15 | 15 | 7 | 5.6234e-12 | 5spot_SharedNeighbor | Water | Porous | Wet | R245fa | MinimizeLCOE_Brownfield | IgnoreSilica | 2019 | 30.2916 | 36.5626 | 4.7489 | 4 | 3823.842 | 5805.3144 | 77.9542 | 118.3492 | 279.1822 | 0 | 47.1877 | 6457459.2909 | 410367.2312 | 5829268.9609 | 2308195.4786 | 0 | 0 | 0 | 5852063.475 | 15225868.7387 | 10391968.2745 | 46475191.4498 | 961560.8286 | 25198831.6101 | 25198831.6101 | 1478867.319 | 10961253.7139 | 0 | 72635583.8885 | 110274536.5316 | 5623.4133 | 18.9954 | 3823.842 | 5805.3144 | 77.9542 | 118.3492
1 | 6300 | 707 | 0.045 | 15 | 15 | 7 | 7.4989e-12 | 5spot_SharedNeighbor | Water | Porous | Wet | R245fa | MinimizeLCOE_Brownfield | IgnoreSilica | 2019 | 39.5541 | 48.1816 | 6.258 | 4 | 3351.637 | 4855.2747 | 68.3277 | 98.9813 | 280.3282 | 0 | 41.2487 | 7858561.9509 | 497810.5189 | 7269256.1779 | 3015903.5269 | 0 | 0 | 0 | 7270197.5481 | 18915562.6976 | 12910260.2171 | 57737552.6375 | 961560.8286 | 25198831.6101 | 25198831.6101 | 1478867.319 | 10961253.7139 | 0 | 83897945.0762 | 121536897.7193 | 7498.9421 | 25.0319 | 3351.637 | 4855.2747 | 68.3277 | 98.9813
1 | 6300 | 707 | 0.045 | 15 | 15 | 7 | 1e-11 | 5spot_SharedNeighbor | Water | Porous | Wet | R245fa | MinimizeLCOE_Brownfield | IgnoreSilica | 2019 | 51.3905 | 63.0097 | 8.1839 | 4 | 2979.4604 | 4129.2466 | 60.7403 | 84.1803 | 281.1423 | 0 | 54.9015 | 9513979.7365 | 600665.0071 | 9009710.6983 | 3919950.5617 | 0 | 0 | 0 | 8987279.3414 | 23383057.3019 | 15959417.0823 | 71374059.7293 | 961560.8286 | 25198831.6101 | 25198831.6101 | 1478867.319 | 10961253.7139 | 0 | 97534452.1681 | 135173404.8111 | 10000 | 32.7356 | 2979.4604 | 4129.2466 | 60.7403 | 84.1803
1 | 6300 | 707 | 0.045 | 15 | 15 | 7 | 1.3335e-11 | 5spot_SharedNeighbor | Water | Porous | Wet | R245fa | MinimizeLCOE_Brownfield | IgnoreSilica | 2019 | 66.0922 | 81.2877 | 10.5579 | 4 | 2688.5924 | 3579.843 | 54.8106 | 72.9799 | 281.5288 | 0 | 39.6192 | 11409346.7085 | 717900.8121 | 11045991.1011 | 5039892.3234 | 0 | 0 | 0 | 11003121.0686 | 28627863.9699 | 19539105.4032 | 87383221.3867 | 961560.8286 | 25198831.6101 | 25198831.6101 | 1478867.319 | 10961253.7139 | 0 | 113543613.8255 | 151182566.4685 | 13335.2143 | 42.2316 | 2688.5924 | 3579.843 | 54.8106 | 72.9799
1 | 6300 | 707 | 0.045 | 15 | 15 | 7 | 1.7783e-11 | 5spot_SharedNeighbor | Water | Porous | Wet | R245fa | MinimizeLCOE_Brownfield | IgnoreSilica | 2019 | 83.5099 | 102.4888 | 13.3116 | 4 | 2466.7088 | 3173.5932 | 50.2872 | 64.698 | 281.2607 | 0 | 57.915 | 13462487.068 | 844345.9351 | 13296146.7629 | 6356987.6983 | 0 | 0 | 0 | 13244387.3111 | 34459178.9861 | 23519097.7233 | 105182631.4848 | 961560.8286 | 25198831.6101 | 25198831.6101 | 1478867.319 | 10961253.7139 | 0 | 131343023.9235 | 168981976.5666 | 17782.7941 | 53.2463 | 2466.7088 | 3173.5932 | 50.2872 | 64.698
1 | 6300 | 707 | 0.045 | 15 | 15 | 7 | 2.3714e-11 | 5spot_SharedNeighbor | Water | Porous | Wet | R245fa | MinimizeLCOE_Brownfield | IgnoreSilica | 2019 | 102.9058 | 125.1792 | 16.2587 | 4 | 2302.9183 | 2881.6703 | 46.9481 | 58.7467 | 280.1564 | 0 | 52.3576 | 15530873.1152 | 971224.2209 | 15603084.9062 | 7804092.714 | 0 | 0 | 0 | 15564617.233 | 40495941.2982 | 27639312.0444 | 123609145.5319 | 961560.8286 | 25198831.6101 | 25198831.6101 | 1478867.319 | 10961253.7139 | 0 | 149769537.9706 | 187408490.6137 | 23713.7371 | 65.0347 | 2302.9183 | 2881.6703 | 46.9481 | 58.7467
1 | 6300 | 707 | 0.045 | 15 | 15 | 7 | 3.1623e-11 | 5spot_SharedNeighbor | Water | Porous | Wet | R245fa | MinimizeLCOE_Brownfield | IgnoreSilica | 2019 | 123.03 | 147.3988 | 19.1446 | 4 | 2186.1262 | 2677.6344 | 44.5671 | 54.5872 | 278.2474 | 0 | 58.2448 | 17456049.2734 | 1088912.0033 | 17781972.5432 | 9277937.8829 | 0 | 0 | 0 | 17785899.9641 | 46275263.3168 | 31583818.0753 | 141249853.0589 | 961560.8286 | 25198831.6101 | 25198831.6101 | 1478867.319 | 10961253.7139 | 0 | 167410245.4976 | 205049198.1407 | 31622.7766 | 76.5785 | 2186.1262 | 2677.6344 | 44.5671 | 54.5872
1 | 6300 | 707 | 0.045 | 15 | 15 | 7 | 4.217e-11 | 5spot_SharedNeighbor | Water | Porous | Wet | R245fa | MinimizeLCOE_Brownfield | IgnoreSilica | 2019 | 142.589 | 167.5953 | 21.7678 | 4 | 2104.459 | 2536.7368 | 42.9022 | 51.7148 | 275.8313 | 0 | 57.9961 | 19136097.0531 | 1191324.9424 | 19705804.1981 | 10681833.0164 | 0 | 0 | 0 | 19778873.0919 | 51460570.5804 | 35122896.8301 | 157077399.7124 | 961560.8286 | 25198831.6101 | 25198831.6101 | 1478867.319 | 10961253.7139 | 0 | 183237792.1512 | 220876744.7942 | 42169.6503 | 87.0712 | 2104.459 | 2536.7368 | 42.9022 | 51.7148
1 | 6300 | 707 | 0.045 | 15 | 15 | 7 | 5.6234e-11 | 5spot_SharedNeighbor | Water | Porous | Wet | R245fa | MinimizeLCOE_Brownfield | IgnoreSilica | 2019 | 160.6937 | 185.4137 | 24.0821 | 4 | 2045.754 | 2436.4896 | 41.7055 | 49.6711 | 273.4796 | 0 | 53.1598 | 20571615.4507 | 1278633.9116 | 21364766.2143 | 11964163.4492 | 0 | 0 | 0 | 21519879.8201 | 55990312.9575 | 38214539.0794 | 170903910.8827 | 961560.8286 | 25198831.6101 | 25198831.6101 | 1478867.319 | 10961253.7139 | 0 | 197064303.3214 | 234703255.9645 | 56234.1325 | 96.3284 | 2045.754 | 2436.4896 | 41.7055 | 49.6711
1 | 6300 | 707 | 0.045 | 15 | 15 | 7 | 7.4989e-11 | 5spot_SharedNeighbor | Water | Porous | Wet | R245fa | MinimizeLCOE_Brownfield | IgnoreSilica | 2019 | 176.348 | 199.9107 | 25.965 | 4 | 2005.5598 | 2367.9602 | 40.886 | 48.2741 | 271.2184 | 0 | 55.7886 | 21711183.0283 | 1347820.9276 | 22690995.3602 | 13056060.9775 | 0 | 0 | 0 | 22934363.5145 | 59670509.38 | 40726348.7582 | 182137281.9464 | 961560.8286 | 25198831.6101 | 25198831.6101 | 1478867.319 | 10961253.7139 | 0 | 208297674.3852 | 245936627.0282 | 74989.4209 | 103.8601 | 2005.5598 | 2367.9602 | 40.886 | 48.2741
1 | 6300 | 707 | 0.045 | 15 | 15 | 7 | 1e-10 | 5spot_SharedNeighbor | Water | Porous | Wet | R245fa | MinimizeLCOE_Brownfield | IgnoreSilica | 2019 | 189.4032 | 211.3817 | 27.4549 | 4 | 1977.7788 | 2320.5129 | 40.3197 | 47.3068 | 269.212 | 0 | 48.3623 | 22596547.5881 | 1401503.2717 | 23726768.8365 | 13955183.9924 | 0 | 0 | 0 | 24055201.4386 | 62586699.7429 | 42716708.6026 | 191038613.4729 | 961560.8286 | 25198831.6101 | 25198831.6101 | 1478867.319 | 10961253.7139 | 0 | 217199005.9116 | 254837958.5547 | 100000 | 109.8197 | 1977.7788 | 2320.5129 | 40.3197 | 47.3068
1 | 6300 | 707 | 0.045 | 15 | 15 | 7 | 1.3335e-10 | 5spot_SharedNeighbor | Water | Porous | Wet | R245fa | MinimizeLCOE_Brownfield | IgnoreSilica | 2019 | 199.9025 | 220.2215 | 28.6031 | 4 | 1958.508 | 2287.4847 | 39.9268 | 46.6335 | 267.5397 | 0 | 53.7219 | 23269680.685 | 1442277.1835 | 24517289.0524 | 14671517.585 | 0 | 0 | 0 | 24921298.1573 | 64840105.7442 | 44254704.5013 | 197916872.9087 | 961560.8286 | 25198831.6101 | 25198831.6101 | 1478867.319 | 10961253.7139 | 0 | 224077265.3475 | 261716217.9905 | 133352.1432 | 114.4122 | 1958.508 | 2287.4847 | 39.9268 | 46.6335
1 | 6300 | 707 | 0.045 | 15 | 15 | 7 | 1.7783e-10 | 5spot_SharedNeighbor | Water | Porous | Wet | R245fa | MinimizeLCOE_Brownfield | IgnoreSilica | 2019 | 208.2311 | 226.9499 | 29.477 | 4 | 1945.0623 | 2264.2856 | 39.6527 | 46.1605 | 266.1562 | 0 | 49.5931 | 23776985.2434 | 1472983.9539 | 25114744.8521 | 15234622.1518 | 0 | 0 | 0 | 25583741.1185 | 66563646.4434 | 45431056.4438 | 203177780.2068 | 961560.8286 | 25198831.6101 | 25198831.6101 | 1478867.319 | 10961253.7139 | 0 | 229338172.6455 | 266977125.2886 | 177827.941 | 117.9079 | 1945.0623 | 2264.2856 | 39.6527 | 46.1605
1 | 6300 | 707 | 0.045 | 15 | 15 | 7 | 2.3714e-10 | 5spot_SharedNeighbor | Water | Porous | Wet | R245fa | MinimizeLCOE_Brownfield | IgnoreSilica | 2019 | 214.7576 | 232.0455 | 30.1388 | 4 | 1935.5693 | 2247.7827 | 39.4592 | 45.8241 | 265.0375 | 0 | 53.6331 | 24158383.9332 | 1496057.322 | 25564853.3298 | 15673060.0599 | 0 | 0 | 0 | 26088018.3115 | 67875672.2581 | 46326541.0218 | 207182586.2363 | 961560.8286 | 25198831.6101 | 25198831.6101 | 1478867.319 | 10961253.7139 | 0 | 233342978.675 | 270981931.3181 | 237137.3706 | 120.5552 | 1935.5693 | 2247.7827 | 39.4592 | 45.8241
1 | 6300 | 707 | 0.045 | 15 | 15 | 7 | 3.1623e-10 | 5spot_SharedNeighbor | Water | Porous | Wet | R245fa | MinimizeLCOE_Brownfield | IgnoreSilica | 2019 | 219.7905 | 235.8671 | 30.6352 | 4 | 1928.8304 | 2235.9853 | 39.3218 | 45.5836 | 264.1544 | 0 | 60.3987 | 24442883.4889 | 1513261.7701 | 25901119.5102 | 16009205.2641 | 0 | 0 | 0 | 26467923.313 | 68864107.1428 | 47001168.1409 | 210199668.6299 | 961560.8286 | 25198831.6101 | 25198831.6101 | 1478867.319 | 10961253.7139 | 0 | 236360061.0687 | 273999013.7117 | 316227.766 | 122.5406 | 1928.8304 | 2235.9853 | 39.3218 | 45.5836
1 | 6300 | 707 | 0.045 | 15 | 15 | 7 | 4.217e-10 | 5spot_SharedNeighbor | Water | Porous | Wet | R245fa | MinimizeLCOE_Brownfield | IgnoreSilica | 2019 | 223.6562 | 238.7382 | 31.0081 | 4 | 1923.9834 | 2227.4444 | 39.223 | 45.4095 | 263.4641 | 0 | 62.0444 | 24655787.0188 | 1526132.8312 | 26153046.0403 | 16266344.5238 | 0 | 0 | 0 | 26754511.0615 | 69609749.6773 | 47510084.4921 | 212475655.6451 | 961560.8286 | 25198831.6101 | 25198831.6101 | 1478867.319 | 10961253.7139 | 0 | 238636048.0838 | 276275000.7269 | 421696.5034 | 124.0323 | 1923.9834 | 2227.4444 | 39.223 | 45.4095
1 | 6300 | 707 | 0.045 | 15 | 15 | 7 | 5.6234e-10 | 5spot_SharedNeighbor | Water | Porous | Wet | R245fa | MinimizeLCOE_Brownfield | IgnoreSilica | 2019 | 226.6064 | 240.8922 | 31.2878 | 4 | 1920.4718 | 2221.2194 | 39.1514 | 45.2826 | 262.9303 | 0 | 52.9853 | 24815037.7861 | 1535758.2186 | 26341643.2928 | 16462119.2958 | 0 | 0 | 0 | 26970277.8514 | 70171130.6047 | 47893238.5102 | 214189205.5596 | 961560.8286 | 25198831.6101 | 25198831.6101 | 1478867.319 | 10961253.7139 | 0 | 240349597.9983 | 277988550.6414 | 562341.3252 | 125.1513 | 1920.4718 | 2221.2194 | 39.1514 | 45.2826
1 | 6300 | 707 | 0.045 | 15 | 15 | 7 | 7.4989e-10 | 5spot_SharedNeighbor | Water | Porous | Wet | R245fa | MinimizeLCOE_Brownfield | IgnoreSilica | 2019 | 228.8574 | 242.5138 | 31.4985 | 4 | 1917.8999 | 2216.6364 | 39.099 | 45.1891 | 262.5189 | 0 | 53.9023 | 24934670.4895 | 1542987.8465 | 26483409.8267 | 16611260.3518 | 0 | 0 | 0 | 27133208.1206 | 70595041.7436 | 48182566.5731 | 215483144.9518 | 961560.8286 | 25198831.6101 | 25198831.6101 | 1478867.319 | 10961253.7139 | 0 | 241643537.3906 | 279282490.0336 | 749894.2093 | 125.9938 | 1917.8999 | 2216.6364 | 39.099 | 45.1891
1 | 6300 | 707 | 0.045 | 15 | 15 | 7 | 1e-09 | 5spot_SharedNeighbor | Water | Porous | Wet | R245fa | MinimizeLCOE_Brownfield | IgnoreSilica | 2019 | 230.5474 | 243.7193 | 31.655 | 4 | 1916.0279 | 2213.2869 | 39.0608 | 45.1208 | 262.2079 | 0 | 70.8535 | 25023454.0943 | 1548352.5561 | 26588668.356 | 16723125.4149 | 0 | 0 | 0 | 27254604.1643 | 70910889.3475 | 48398139.0528 | 216447232.986 | 961560.8286 | 25198831.6101 | 25198831.6101 | 1478867.319 | 10961253.7139 | 0 | 242607625.4247 | 280246578.0678 | 1000000 | 126.6201 | 1916.0279 | 2213.2869 | 39.0608 | 45.1208
1 | 6300 | 707 | 0.045 | 15 | 15 | 7 | 1.3335e-09 | 5spot_SharedNeighbor | Water | Porous | Wet | R245fa | MinimizeLCOE_Brownfield | IgnoreSilica | 2019 | 231.8191 | 244.6193 | 31.7719 | 4 | 1914.6518 | 2210.8171 | 39.0328 | 45.0705 | 261.9726 | 0 | 62.2628 | 25089662.9919 | 1552352.8401 | 26667190.0345 | 16807191.9722 | 0 | 0 | 0 | 27345395.1571 | 71147108.8869 | 48559363.7422 | 217168265.6248 | 961560.8286 | 25198831.6101 | 25198831.6101 | 1478867.319 | 10961253.7139 | 0 | 243328658.0635 | 280967610.7066 | 1333521.4322 | 127.0877 | 1914.6518 | 2210.8171 | 39.0328 | 45.0705
1 | 6300 | 707 | 0.045 | 15 | 15 | 7 | 1.7783e-09 | 5spot_SharedNeighbor | Water | Porous | Wet | R245fa | MinimizeLCOE_Brownfield | IgnoreSilica | 2019 | 232.7937 | 245.3037 | 31.8608 | 4 | 1913.6138 | 2208.9527 | 39.0116 | 45.0325 | 261.7914 | 0 | 63.7752 | 25139969.4588 | 1555392.1083 | 26726867.2426 | 16871282.8802 | 0 | 0 | 0 | 27414469.5591 | 71326826.3117 | 48682024.5775 | 217716832.1381 | 961560.8286 | 25198831.6101 | 25198831.6101 | 1478867.319 | 10961253.7139 | 0 | 243877224.5769 | 281516177.2199 | 1778279.41 | 127.4433 | 1913.6138 | 2208.9527 | 39.0116 | 45.0325
1 | 6300 | 707 | 0.045 | 15 | 15 | 7 | 2.3714e-09 | 5spot_SharedNeighbor | Water | Porous | Wet | R245fa | MinimizeLCOE_Brownfield | IgnoreSilica | 2019 | 233.5099 | 245.8048 | 31.9259 | 4 | 1912.8606 | 2207.5974 | 38.9963 | 45.0049 | 261.6579 | 0 | 69.301 | 25176769.1366 | 1557615.2514 | 26770530.069 | 16918366.3885 | 0 | 0 | 0 | 27465079.5298 | 71458503.074 | 48771896.6734 | 218118760.1228 | 961560.8286 | 25198831.6101 | 25198831.6101 | 1478867.319 | 10961253.7139 | 0 | 244279152.5615 | 281918105.2046 | 2371373.7057 | 127.7036 | 1912.8606 | 2207.5974 | 38.9963 | 45.0049
1 | 6300 | 707 | 0.045 | 15 | 15 | 7 | 3.1623e-09 | 5spot_SharedNeighbor | Water | Porous | Wet | R245fa | MinimizeLCOE_Brownfield | IgnoreSilica | 2019 | 234.0654 | 246.1918 | 31.9762 | 4 | 1912.2834 | 2206.5569 | 38.9845 | 44.9836 | 261.554 | 0 | 54.5157 | 25205178.739 | 1559331.4686 | 26804242.893 | 16954865.6206 | 0 | 0 | 0 | 27504211.3013 | 71560315.9164 | 48841386.0304 | 218429531.9693 | 961560.8286 | 25198831.6101 | 25198831.6101 | 1478867.319 | 10961253.7139 | 0 | 244589924.408 | 282228877.051 | 3162277.6602 | 127.9046 | 1912.2834 | 2206.5569 | 38.9845 | 44.9836
1 | 6300 | 707 | 0.045 | 15 | 15 | 7 | 4.217e-09 | 5spot_SharedNeighbor | Water | Porous | Wet | R245fa | MinimizeLCOE_Brownfield | IgnoreSilica | 2019 | 234.4721 | 246.4746 | 32.0129 | 4 | 1911.8636 | 2205.7995 | 38.9759 | 44.9682 | 261.4779 | 0 | 61.9252 | 25225931.7625 | 1560585.1182 | 26828872.5381 | 16981587.3591 | 0 | 0 | 0 | 27532820.9434 | 71634752.3365 | 48892190.4166 | 218656740.4743 | 961560.8286 | 25198831.6101 | 25198831.6101 | 1478867.319 | 10961253.7139 | 0 | 244817132.913 | 282456085.5561 | 4216965.0343 | 128.0516 | 1911.8636 | 2205.7995 | 38.9759 | 44.9682
1 | 6300 | 707 | 0.045 | 15 | 15 | 7 | 5.6234e-09 | 5spot_SharedNeighbor | Water | Porous | Wet | R245fa | MinimizeLCOE_Brownfield | IgnoreSilica | 2019 | 234.7816 | 246.6893 | 32.0408 | 4 | 1911.5463 | 2205.2263 | 38.9695 | 44.9565 | 261.4199 | 0 | 61.6662 | 25241683.7205 | 1561536.6432 | 26847568.4236 | 17001915.6089 | 0 | 0 | 0 | 27554554.7145 | 71691299.1508 | 48930784.7793 | 218829343.0409 | 961560.8286 | 25198831.6101 | 25198831.6101 | 1478867.319 | 10961253.7139 | 0 | 244989735.4796 | 282628688.1227 | 5623413.2519 | 128.1631 | 1911.5463 | 2205.2263 | 38.9695 | 44.9565
1 | 6300 | 707 | 0.045 | 15 | 15 | 7 | 7.4989e-09 | 5spot_SharedNeighbor | Water | Porous | Wet | R245fa | MinimizeLCOE_Brownfield | IgnoreSilica | 2019 | 235.0058 | 246.8447 | 32.061 | 4 | 1911.3171 | 2204.8122 | 38.9648 | 44.9481 | 261.3779 | 0 | 61.0453 | 25253081.3131 | 1562225.1243 | 26861096.9479 | 17016636.5206 | 0 | 0 | 0 | 27570285.5633 | 71732227.5925 | 48958719.2818 | 218954272.3435 | 961560.8286 | 25198831.6101 | 25198831.6101 | 1478867.319 | 10961253.7139 | 0 | 245114664.7822 | 282753617.4253 | 7498942.0933 | 128.2439 | 1911.3171 | 2204.8122 | 38.9648 | 44.9481
1 | 6300 | 707 | 0.045 | 15 | 15 | 7 | 1e-08 | 5spot_SharedNeighbor | Water | Porous | Wet | R245fa | MinimizeLCOE_Brownfield | IgnoreSilica | 2019 | 235.1884 | 246.9709 | 32.0774 | 4 | 1911.1317 | 2204.4769 | 38.961 | 44.9412 | 261.3436 | 0 | 68.687 | 25262339.2549 | 1562784.3514 | 26872086.2817 | 17028625.9705 | 0 | 0 | 0 | 27583075.9848 | 71765505.6456 | 48981432.2368 | 219055849.7258 | 961560.8286 | 25198831.6101 | 25198831.6101 | 1478867.319 | 10961253.7139 | 0 | 245216242.1646 | 282855194.8076 | 10000000 | 128.3094 | 1911.1317 | 2204.4769 | 38.961 | 44.9412
1 | 6400 | 707 | 0.045 | 15 | 15 | 7 | 1e-13 | 5spot_SharedNeighbor | Water | Porous | Wet | R245fa | MinimizeLCOE_Brownfield | IgnoreSilica | 2019 | 1.4908 | 0.92288 | 0.11217 | 4 | 66491.381 | 152176.3676 | 1355.5167 | 3102.3211 | 200.421 | 0 | 24.4178 | 482749.0604 | 31235.396 | 307113.6055 | 121030.2262 | 0 | 57811.1388 | 0 | 389976.3765 | 1014638.5366 | 692511.6499 | 3097065.99 | 961560.8286 | 25774141.8447 | 25774141.8447 | 1478867.319 | 11191377.8078 | 0 | 29832768.6634 | 68277155.6349 | 100 | 0.44867 | 66491.381 | 152176.3676 | 1355.5167 | 3102.3211
1 | 6400 | 707 | 0.045 | 15 | 15 | 7 | 1.3335e-13 | 5spot_SharedNeighbor | Water | Porous | Wet | R245fa | MinimizeLCOE_Brownfield | IgnoreSilica | 2019 | 1.9237 | 1.4064 | 0.17471 | 4 | 44162.2902 | 99175.1983 | 900.308 | 2021.8206 | 217.0516 | 0 | 123.0878 | 648059.7146 | 41948.5105 | 430193.884 | 153108.1018 | 0 | 58838.6938 | 0 | 519538.0728 | 1351731.4936 | 922584.5197 | 4126002.9908 | 961560.8286 | 25774141.8447 | 25774141.8447 | 1478867.319 | 11191377.8078 | 0 | 30861705.6641 | 69306092.6357 | 133.3521 | 0.69882 | 44162.2902 | 99175.1983 | 900.308 | 2021.8206
1 | 6400 | 707 | 0.045 | 15 | 15 | 7 | 1.7783e-13 | 5spot_SharedNeighbor | Water | Porous | Wet | R245fa | MinimizeLCOE_Brownfield | IgnoreSilica | 2019 | 2.4488 | 2.0136 | 0.25404 | 4 | 31520.8172 | 69354.1697 | 642.5945 | 1413.8786 | 230.4948 | 0 | 160.2326 | 833299.0121 | 53929.2811 | 573269.9634 | 191836.3753 | 0 | 56985.2574 | 0 | 666634.7568 | 1734446.8916 | 1183795.6429 | 5294197.1806 | 961560.8286 | 25774141.8447 | 25774141.8447 | 1478867.319 | 11191377.8078 | 0 | 32029899.854 | 70474286.8255 | 177.8279 | 1.0162 | 31520.8172 | 69354.1697 | 642.5945 | 1413.8786
1 | 6400 | 707 | 0.045 | 15 | 15 | 7 | 2.3714e-13 | 5spot_SharedNeighbor | Water | Porous | Wet | R245fa | MinimizeLCOE_Brownfield | IgnoreSilica | 2019 | 3.0906 | 2.7778 | 0.35461 | 4 | 23531.3335 | 50634.6822 | 479.7181 | 1032.2565 | 241.4019 | 0 | 204.0893 | 1044369.1197 | 67551.1226 | 741548.7217 | 239519.6806 | 0 | 51493.9735 | 0 | 836348.2211 | 2176006.5126 | 1485169.1573 | 6642006.509 | 961560.8286 | 25774141.8447 | 25774141.8447 | 1478867.319 | 11191377.8078 | 0 | 33377709.1824 | 71822096.1539 | 237.1374 | 1.4184 | 23531.3335 | 50634.6822 | 479.7181 | 1032.2565
1 | 6400 | 707 | 0.045 | 15 | 15 | 7 | 3.1623e-13 | 5spot_SharedNeighbor | Water | Porous | Wet | R245fa | MinimizeLCOE_Brownfield | IgnoreSilica | 2019 | 3.9385 | 3.8116 | 0.49107 | 4 | 17850.1721 | 37422.1003 | 363.8999 | 762.9001 | 250.7982 | 0 | 39.8791 | 1304505.4514 | 84299.2409 | 955151.7334 | 303111.1706 | 0 | 41348.0674 | 0 | 1048482.1088 | 2727935.3739 | 1861871.9462 | 8326705.0926 | 961560.8286 | 25774141.8447 | 25774141.8447 | 1478867.319 | 11191377.8078 | 0 | 35062407.766 | 73506794.7375 | 316.2278 | 1.9643 | 17850.1721 | 37422.1003 | 363.8999 | 762.9001
1 | 6400 | 707 | 0.045 | 15 | 15 | 7 | 4.217e-13 | 5spot_SharedNeighbor | Water | Porous | Wet | R245fa | MinimizeLCOE_Brownfield | IgnoreSilica | 2019 | 5.0058 | 5.1369 | 0.66673 | 4 | 13888.1135 | 28303.4218 | 283.128 | 577.0035 | 258.3621 | 0 | 41.7421 | 1609461.455 | 103881.2878 | 1212676.9527 | 383827.4376 | 0 | 16551.8242 | 0 | 1297295.5934 | 3375297.022 | 2303709.5729 | 10302701.1456 | 961560.8286 | 25774141.8447 | 25774141.8447 | 1478867.319 | 11191377.8078 | 0 | 37038403.819 | 75482790.7905 | 421.6965 | 2.6669 | 13888.1135 | 28303.4218 | 283.128 | 577.0035
1 | 6400 | 707 | 0.045 | 15 | 15 | 7 | 5.6234e-13 | 5spot_SharedNeighbor | Water | Porous | Wet | R245fa | MinimizeLCOE_Brownfield | IgnoreSilica | 2019 | 4.4138 | 4.4008 | 0.57158 | 4 | 15693.028 | 32507.9926 | 319.9236 | 662.7194 | 254.6367 | 0 | 35.9101 | 1443355.8214 | 93221.7884 | 1071539.2933 | 339001.091 | 0 | 5038.9232 | 0 | 1151341.1978 | 2995553.6241 | 2044526.9009 | 9143578.6401 | 961560.8286 | 25774141.8447 | 25774141.8447 | 1478867.319 | 11191377.8078 | 0 | 35879281.3135 | 74323668.285 | 562.3413 | 2.2863 | 15693.028 | 32507.9926 | 319.9236 | 662.7194
1 | 6400 | 707 | 0.045 | 15 | 15 | 7 | 7.4989e-13 | 5spot_SharedNeighbor | Water | Porous | Wet | R245fa | MinimizeLCOE_Brownfield | IgnoreSilica | 2019 | 5.0789 | 5.2301 | 0.67931 | 4 | 13663.3671 | 27811.7285 | 278.5462 | 566.9797 | 258.8132 | 0 | 32.0863 | 1629993.4226 | 105197.8311 | 1230257.2595 | 389408.2707 | 0 | 0 | 0 | 1308394.1457 | 3404173.1787 | 2323418.1432 | 10390842.2516 | 961560.8286 | 25774141.8447 | 25774141.8447 | 1478867.319 | 11191377.8078 | 0 | 37126544.925 | 75570931.8965 | 749.8942 | 2.7172 | 13663.3671 | 27811.7285 | 278.5462 | 566.9797
1 | 6400 | 707 | 0.045 | 15 | 15 | 7 | 1e-12 | 5spot_SharedNeighbor | Water | Porous | Wet | R245fa | MinimizeLCOE_Brownfield | IgnoreSilica | 2019 | 6.5332 | 7.0582 | 0.91674 | 4 | 10844.5082 | 21328.5063 | 221.08 | 434.8105 | 265.0194 | 0 | 32.0564 | 2013635.1402 | 129757.429 | 1563649.1138 | 500124.2344 | 0 | 0 | 0 | 1640794.7078 | 4269011.2564 | 2913687.9019 | 13030659.7834 | 961560.8286 | 25774141.8447 | 25774141.8447 | 1478867.319 | 11191377.8078 | 0 | 39766362.4568 | 78210749.4283 | 1000 | 3.667 | 10844.5082 | 21328.5063 | 221.08 | 434.8105
1 | 6400 | 707 | 0.045 | 15 | 15 | 7 | 1.3335e-12 | 5spot_SharedNeighbor | Water | Porous | Wet | R245fa | MinimizeLCOE_Brownfield | IgnoreSilica | 2019 | 8.3969 | 9.3954 | 1.2203 | 4 | 8796.3133 | 16672.3259 | 179.3247 | 339.8879 | 269.542 | 0 | 27.9856 | 2464341.5787 | 158520.9281 | 1965693.1805 | 642160.8608 | 0 | 0 | 0 | 2039979.4538 | 5307608.0814 | 3622551.576 | 16200855.6593 | 961560.8286 | 25774141.8447 | 25774141.8447 | 1478867.319 | 11191377.8078 | 0 | 42936558.3327 | 81380945.3042 | 1333.5214 | 4.8812 | 8796.3133 | 16672.3259 | 179.3247 | 339.8879
1 | 6400 | 707 | 0.045 | 15 | 15 | 7 | 1.7783e-12 | 5spot_SharedNeighbor | Water | Porous | Wet | R245fa | MinimizeLCOE_Brownfield | IgnoreSilica | 2019 | 10.8984 | 12.6385 | 1.6415 | 4 | 7166.8559 | 13021.8397 | 146.1061 | 265.4678 | 274.1222 | 0 | 39.9222 | 3039276.2722 | 195089.1423 | 2491955.5671 | 835157.5355 | 0 | 0 | 0 | 2558976.6216 | 6657932.2512 | 4544175.5683 | 20322562.958 | 961560.8286 | 25774141.8447 | 25774141.8447 | 1478867.319 | 11191377.8078 | 0 | 47058265.6314 | 85502652.6029 | 1778.2794 | 6.5661 | 7166.8559 | 13021.8397 | 146.1061 | 265.4678
1 | 6400 | 707 | 0.045 | 15 | 15 | 7 | 2.3714e-12 | 5spot_SharedNeighbor | Water | Porous | Wet | R245fa | MinimizeLCOE_Brownfield | IgnoreSilica | 2019 | 14.158 | 16.8333 | 2.1864 | 4 | 5954.8382 | 10350.7774 | 121.3974 | 211.0146 | 277.2852 | 0 | 31.3453 | 3723203.4945 | 238432.2031 | 3134148.056 | 1086281.0372 | 0 | 0 | 0 | 3191005.2684 | 8302341.1433 | 5666518.4263 | 25341929.629 | 961560.8286 | 25774141.8447 | 25774141.8447 | 1478867.319 | 11191377.8078 | 0 | 52077632.3023 | 90522019.2739 | 2371.3737 | 8.7454 | 5954.8382 | 10350.7774 | 121.3974 | 211.0146
1 | 6400 | 707 | 0.045 | 15 | 15 | 7 | 3.1623e-12 | 5spot_SharedNeighbor | Water | Porous | Wet | R245fa | MinimizeLCOE_Brownfield | IgnoreSilica | 2019 | 18.448 | 22.3704 | 2.9055 | 4 | 5018.1681 | 8326.0207 | 102.3021 | 169.7372 | 279.7622 | 0 | 36.9745 | 4555069.7084 | 290950.2767 | 3934811.4211 | 1417313.1934 | 0 | 0 | 0 | 3977276.3938 | 10348057.3252 | 7062761.7558 | 31586240.0744 | 961560.8286 | 25774141.8447 | 25774141.8447 | 1478867.319 | 11191377.8078 | 0 | 58321942.7477 | 96766329.7193 | 3162.2777 | 11.6222 | 5018.1681 | 8326.0207 | 102.3021 | 169.7372
1 | 6400 | 707 | 0.045 | 15 | 15 | 7 | 4.217e-12 | 5spot_SharedNeighbor | Water | Porous | Wet | R245fa | MinimizeLCOE_Brownfield | IgnoreSilica | 2019 | 24.0849 | 29.6594 | 3.8523 | 4 | 4288.3872 | 6783.3106 | 87.4246 | 138.287 | 281.6846 | 0 | 35.7335 | 5565013.3168 | 354454.9502 | 4930773.9231 | 1852705.9459 | 0 | 0 | 0 | 4954149.773 | 12889681.4736 | 8797472.4622 | 39344251.8448 | 961560.8286 | 25774141.8447 | 25774141.8447 | 1478867.319 | 11191377.8078 | 0 | 66079954.5182 | 104524341.4897 | 4216.965 | 15.409 | 4288.3872 | 6783.3106 | 87.4246 | 138.287
1 | 6400 | 707 | 0.045 | 15 | 15 | 7 | 5.6234e-12 | 5spot_SharedNeighbor | Water | Porous | Wet | R245fa | MinimizeLCOE_Brownfield | IgnoreSilica | 2019 | 31.4831 | 39.2367 | 5.0962 | 4 | 3714.2591 | 5600.1993 | 75.7202 | 114.1676 | 283.1662 | 0 | 51.0884 | 6789943.2067 | 431153.13 | 6167916.931 | 2424504.7172 | 0 | 0 | 0 | 6167272.0141 | 16045976.6994 | 10951708.8092 | 48978475.5077 | 961560.8286 | 25774141.8447 | 25774141.8447 | 1478867.319 | 11191377.8078 | 0 | 75714178.181 | 114158565.1526 | 5623.4133 | 20.3847 | 3714.2591 | 5600.1993 | 75.7202 | 114.1676
1 | 6400 | 707 | 0.045 | 15 | 15 | 7 | 7.4989e-12 | 5spot_SharedNeighbor | Water | Porous | Wet | R245fa | MinimizeLCOE_Brownfield | IgnoreSilica | 2019 | 41.0912 | 51.6791 | 6.7122 | 4 | 3261.3302 | 4693.2066 | 66.4866 | 95.6774 | 284.2866 | 0 | 45.4467 | 8260679.6308 | 522838.0982 | 7688408.3099 | 3167284.0876 | 0 | 0 | 0 | 7659291.9493 | 19927906.5153 | 13601205.6742 | 60827614.2654 | 961560.8286 | 25774141.8447 | 25774141.8447 | 1478867.319 | 11191377.8078 | 0 | 87563316.9387 | 126007703.9103 | 7498.9421 | 26.849 | 3261.3302 | 4693.2066 | 66.4866 | 95.6774
1 | 6400 | 707 | 0.045 | 15 | 15 | 7 | 1e-11 | 5spot_SharedNeighbor | Water | Porous | Wet | R245fa | MinimizeLCOE_Brownfield | IgnoreSilica | 2019 | 53.3273 | 67.4949 | 8.7664 | 4 | 2904.7528 | 4001.1032 | 59.2173 | 81.5679 | 285.0635 | 0 | 47.1706 | 9992031.5637 | 630284.3282 | 9519219.3354 | 4112768.3755 | 0 | 0 | 0 | 9459178.4051 | 24610841.8659 | 16797405.2757 | 75121729.1497 | 961560.8286 | 25774141.8447 | 25774141.8447 | 1478867.319 | 11191377.8078 | 0 | 101857431.823 | 140301818.7946 | 10000 | 35.0658 | 2904.7528 | 4001.1032 | 59.2173 | 81.5679
1 | 6400 | 707 | 0.045 | 15 | 15 | 7 | 1.3335e-11 | 5spot_SharedNeighbor | Water | Porous | Wet | R245fa | MinimizeLCOE_Brownfield | IgnoreSilica | 2019 | 68.4869 | 86.9041 | 11.2874 | 4 | 2626.2336 | 3477.7246 | 53.5393 | 70.8981 | 285.3766 | 0 | 47.6579 | 11966584.6877 | 752272.2511 | 11652437.997 | 5279946.6249 | 0 | 0 | 0 | 11563984.2087 | 30087114.8116 | 20535074.0873 | 91837414.6682 | 961560.8286 | 25774141.8447 | 25774141.8447 | 1478867.319 | 11191377.8078 | 0 | 118573117.3416 | 157017504.3131 | 13335.2143 | 45.1495 | 2626.2336 | 3477.7246 | 53.5393 | 70.8981
1 | 6400 | 707 | 0.045 | 15 | 15 | 7 | 1.7783e-11 | 5spot_SharedNeighbor | Water | Porous | Wet | R245fa | MinimizeLCOE_Brownfield | IgnoreSilica | 2019 | 86.3164 | 109.1762 | 14.1801 | 4 | 2414.9424 | 3092.7278 | 49.2319 | 63.0494 | 284.9828 | 0 | 42.5007 | 14084379.512 | 882544.3562 | 13985792.6764 | 6640512.2114 | 0 | 0 | 0 | 13881359.2149 | 36116449.2188 | 24650218.7107 | 110241255.9005 | 961560.8286 | 25774141.8447 | 25774141.8447 | 1478867.319 | 11191377.8078 | 0 | 136976958.5739 | 175421345.5455 | 17782.7941 | 56.7206 | 2414.9424 | 3092.7278 | 49.2319 | 63.0494
1 | 6400 | 707 | 0.045 | 15 | 15 | 7 | 2.3714e-11 | 5spot_SharedNeighbor | Water | Porous | Wet | R245fa | MinimizeLCOE_Brownfield | IgnoreSilica | 2019 | 106.0191 | 132.7199 | 17.2381 | 4 | 2259.8186 | 2817.3688 | 46.0695 | 57.4359 | 283.7165 | 0 | 48.7825 | 16194228.4638 | 1011817.7797 | 16350599.2468 | 8120297.5488 | 0 | 0 | 0 | 16254007.7853 | 42289594.1018 | 28863516.9387 | 129084061.8649 | 961560.8286 | 25774141.8447 | 25774141.8447 | 1478867.319 | 11191377.8078 | 0 | 155819764.5383 | 194264151.5098 | 23713.7371 | 68.9523 | 2259.8186 | 2817.3688 | 46.0695 | 57.4359
1 | 6400 | 707 | 0.045 | 15 | 15 | 7 | 3.1623e-11 | 5spot_SharedNeighbor | Water | Porous | Wet | R245fa | MinimizeLCOE_Brownfield | IgnoreSilica | 2019 | 126.3164 | 155.495 | 20.1962 | 4 | 2149.7704 | 2625.6574 | 43.826 | 53.5276 | 281.6382 | 0 | 47.2713 | 18136828.5148 | 1130442.393 | 18559138.8816 | 9613319.5983 | 0 | 0 | 0 | 18501494.4612 | 48137093.4096 | 32854555.3704 | 146932872.6288 | 961560.8286 | 25774141.8447 | 25774141.8447 | 1478867.319 | 11191377.8078 | 0 | 173668575.3021 | 212112962.2737 | 31622.7766 | 80.7847 | 2149.7704 | 2625.6574 | 43.826 | 53.5276
1 | 6400 | 707 | 0.045 | 15 | 15 | 7 | 4.217e-11 | 5spot_SharedNeighbor | Water | Porous | Wet | R245fa | MinimizeLCOE_Brownfield | IgnoreSilica | 2019 | 145.9459 | 176.0905 | 22.8712 | 4 | 2072.609 | 2492.8362 | 42.2529 | 50.8198 | 279.1329 | 0 | 52.2199 | 19825575.5561 | 1233281.348 | 20500927.5277 | 11027590.6261 | 0 | 0 | 0 | 20509076.2726 | 53360409.4712 | 36419575.9109 | 162876436.7126 | 961560.8286 | 25774141.8447 | 25774141.8447 | 1478867.319 | 11191377.8078 | 0 | 189612139.386 | 228056526.3575 | 42169.6503 | 91.4848 | 2072.609 | 2492.8362 | 42.2529 | 50.8198
1 | 6400 | 707 | 0.045 | 15 | 15 | 7 | 5.6234e-11 | 5spot_SharedNeighbor | Water | Porous | Wet | R245fa | MinimizeLCOE_Brownfield | IgnoreSilica | 2019 | 163.9385 | 194.0029 | 25.1977 | 4 | 2017.6719 | 2399.0994 | 41.133 | 48.9089 | 276.6921 | 0 | 54.7046 | 21249676.8024 | 1319813.9589 | 22152935.6719 | 12304581.6438 | 0 | 0 | 0 | 22240533.15 | 57865305.0957 | 39494259.7409 | 176627106.0636 | 961560.8286 | 25774141.8447 | 25774141.8447 | 1478867.319 | 11191377.8078 | 0 | 203362808.737 | 241807195.7085 | 56234.1325 | 100.7908 | 2017.6719 | 2399.0994 | 41.133 | 48.9089
1 | 6400 | 707 | 0.045 | 15 | 15 | 7 | 7.4989e-11 | 5spot_SharedNeighbor | Water | Porous | Wet | R245fa | MinimizeLCOE_Brownfield | IgnoreSilica | 2019 | 179.5347 | 208.5736 | 27.0902 | 4 | 1979.8998 | 2334.6812 | 40.3629 | 47.5956 | 274.3501 | 0 | 51.7689 | 22381077.3474 | 1388444.2491 | 23474271.2776 | 13393067.3446 | 0 | 0 | 0 | 23648375.4853 | 61528222.0639 | 41994275.8372 | 187807733.6051 | 961560.8286 | 25774141.8447 | 25774141.8447 | 1478867.319 | 11191377.8078 | 0 | 214543436.2785 | 252987823.25 | 74989.4209 | 108.3608 | 1979.8998 | 2334.6812 | 40.3629 | 47.5956
1 | 6400 | 707 | 0.045 | 15 | 15 | 7 | 1e-10 | 5spot_SharedNeighbor | Water | Porous | Wet | R245fa | MinimizeLCOE_Brownfield | IgnoreSilica | 2019 | 192.3721 | 219.9872 | 28.5726 | 4 | 1953.8985 | 2290.2727 | 39.8329 | 46.6903 | 272.3357 | 0 | 54.9411 | 23251942.7516 | 1441203.1747 | 24496424.9157 | 14278401.0017 | 0 | 0 | 0 | 24752509.0191 | 64400951.0299 | 43954972.3851 | 196576404.2779 | 961560.8286 | 25774141.8447 | 25774141.8447 | 1478867.319 | 11191377.8078 | 0 | 223312106.9513 | 261756493.9228 | 100000 | 114.2905 | 1953.8985 | 2290.2727 | 39.8329 | 46.6903
1 | 6400 | 707 | 0.045 | 15 | 15 | 7 | 1.3335e-10 | 5spot_SharedNeighbor | Water | Porous | Wet | R245fa | MinimizeLCOE_Brownfield | IgnoreSilica | 2019 | 202.7205 | 228.7608 | 29.7122 | 4 | 1935.906 | 2259.3795 | 39.4661 | 46.0605 | 270.6334 | 0 | 59.1145 | 23912794.374 | 1481201.1722 | 25274929.2721 | 14984126.2257 | 0 | 0 | 0 | 25604689.9072 | 66618150.8943 | 45468256.8515 | 203344148.697 | 961560.8286 | 25774141.8447 | 25774141.8447 | 1478867.319 | 11191377.8078 | 0 | 230079851.3703 | 268524238.3419 | 133352.1432 | 118.8487 | 1935.906 | 2259.3795 | 39.4661 | 46.0605
1 | 6400 | 707 | 0.045 | 15 | 15 | 7 | 1.7783e-10 | 5spot_SharedNeighbor | Water | Porous | Wet | R245fa | MinimizeLCOE_Brownfield | IgnoreSilica | 2019 | 210.9495 | 235.4481 | 30.5807 | 4 | 1923.3264 | 2237.6124 | 39.2096 | 45.6168 | 269.2229 | 0 | 63.0443 | 24411757.9239 | 1511379.8067 | 25864309.2395 | 15540356.0309 | 0 | 0 | 0 | 26257843.1704 | 68317521.7051 | 46628112.3484 | 208531280.2249 | 961560.8286 | 25774141.8447 | 25774141.8447 | 1478867.319 | 11191377.8078 | 0 | 235266982.8983 | 273711369.8698 | 177827.941 | 122.323 | 1923.3264 | 2237.6124 | 39.2096 | 45.6168
1 | 6400 | 707 | 0.045 | 15 | 15 | 7 | 2.3714e-10 | 5spot_SharedNeighbor | Water | Porous | Wet | R245fa | MinimizeLCOE_Brownfield | IgnoreSilica | 2019 | 217.3615 | 240.4789 | 31.2342 | 4 | 1914.492 | 2222.2031 | 39.0295 | 45.3026 | 268.0898 | 0 | 58.5584 | 24784514.2151 | 1533913.4608 | 26305484.49 | 15970554.8497 | 0 | 0 | 0 | 26751842.1361 | 69602805.6807 | 47505345.0717 | 212454459.9042 | 961560.8286 | 25774141.8447 | 25774141.8447 | 1478867.319 | 11191377.8078 | 0 | 239190162.5775 | 277634549.5491 | 237137.3706 | 124.9366 | 1914.492 | 2222.2031 | 39.0295 | 45.3026
1 | 6400 | 707 | 0.045 | 15 | 15 | 7 | 3.1623e-10 | 5spot_SharedNeighbor | Water | Porous | Wet | R245fa | MinimizeLCOE_Brownfield | IgnoreSilica | 2019 | 222.3332 | 244.2706 | 31.7266 | 4 | 1908.1934 | 2211.1281 | 38.9011 | 45.0768 | 267.1907 | 0 | 60.681 | 25064021.7145 | 1550803.6528 | 26636777.5625 | 16302440.8754 | 0 | 0 | 0 | 27126077.084 | 70576488.2491 | 48169903.4318 | 215426512.57 | 961560.8286 | 25774141.8447 | 25774141.8447 | 1478867.319 | 11191377.8078 | 0 | 242162215.2434 | 280606602.2149 | 316227.766 | 126.9065 | 1908.1934 | 2211.1281 | 38.9011 | 45.0768
1 | 6400 | 707 | 0.045 | 15 | 15 | 7 | 4.217e-10 | 5spot_SharedNeighbor | Water | Porous | Wet | R245fa | MinimizeLCOE_Brownfield | IgnoreSilica | 2019 | 226.1311 | 247.1014 | 32.0943 | 4 | 1903.6851 | 2203.1494 | 38.8092 | 44.9142 | 266.4921 | 0 | 58.9503 | 25271902.4261 | 1563362.0097 | 26883438.3952 | 16554539.5743 | 0 | 0 | 0 | 27406564.538 | 71306259.0686 | 48667987.0114 | 217654053.0233 | 961560.8286 | 25774141.8447 | 25774141.8447 | 1478867.319 | 11191377.8078 | 0 | 244389755.6967 | 282834142.6682 | 421696.5034 | 128.3772 | 1903.6851 | 2203.1494 | 38.8092 | 44.9142
1 | 6400 | 707 | 0.045 | 15 | 15 | 7 | 5.6234e-10 | 5spot_SharedNeighbor | Water | Porous | Wet | R245fa | MinimizeLCOE_Brownfield | IgnoreSilica | 2019 | 229.04 | 249.2312 | 32.3709 | 4 | 1900.4069 | 2197.312 | 38.7424 | 44.7952 | 265.9501 | 0 | 61.9396 | 25427876.327 | 1572782.6357 | 27068656.5443 | 16747003.5437 | 0 | 0 | 0 | 27618364.4298 | 71857318.9408 | 49044096.6973 | 219336099.1187 | 961560.8286 | 25774141.8447 | 25774141.8447 | 1478867.319 | 11191377.8078 | 0 | 246071801.7921 | 284516188.7636 | 562341.3252 | 129.4837 | 1900.4069 | 2197.312 | 38.7424 | 44.7952
1 | 6400 | 707 | 0.045 | 15 | 15 | 7 | 7.4989e-10 | 5spot_SharedNeighbor | Water | Porous | Wet | R245fa | MinimizeLCOE_Brownfield | IgnoreSilica | 2019 | 231.2468 | 250.8253 | 32.578 | 4 | 1898.0189 | 2193.0371 | 38.6937 | 44.708 | 265.535 | 0 | 66.4154 | 25544366.76 | 1579817.4147 | 27207070.2051 | 16892736.1012 | 0 | 0 | 0 | 27777356.2876 | 72270983.1411 | 49326431.014 | 220598760.9236 | 961560.8286 | 25774141.8447 | 25774141.8447 | 1478867.319 | 11191377.8078 | 0 | 247334463.597 | 285778850.5685 | 749894.2093 | 130.3119 | 1898.0189 | 2193.0371 | 38.6937 | 44.708
1 | 6400 | 707 | 0.045 | 15 | 15 | 7 | 1e-09 | 5spot_SharedNeighbor | Water | Porous | Wet | R245fa | MinimizeLCOE_Brownfield | IgnoreSilica | 2019 | 232.9058 | 252.0115 | 32.732 | 4 | 1896.2789 | 2189.9085 | 38.6582 | 44.6442 | 265.2208 | 0 | 63.2877 | 25630919.81 | 1585043.6912 | 27309957.4922 | 17002176.7876 | 0 | 0 | 0 | 27895958.1346 | 72579560.8184 | 49537041.6194 | 221540658.3534 | 961560.8286 | 25774141.8447 | 25774141.8447 | 1478867.319 | 11191377.8078 | 0 | 248276361.0267 | 286720747.9983 | 1000000 | 130.9282 | 1896.2789 | 2189.9085 | 38.6582 | 44.6442
1 | 6400 | 707 | 0.045 | 15 | 15 | 7 | 1.3335e-09 | 5spot_SharedNeighbor | Water | Porous | Wet | R245fa | MinimizeLCOE_Brownfield | IgnoreSilica | 2019 | 234.158 | 252.8999 | 32.8474 | 4 | 1894.9966 | 2187.5947 | 38.6321 | 44.5971 | 264.9824 | 0 | 54.5062 | 25695662.8867 | 1588952.6944 | 27386943.9274 | 17084702.7075 | 0 | 0 | 0 | 27984942.2642 | 72811079.2706 | 49695057.7202 | 222247341.471 | 961560.8286 | 25774141.8447 | 25774141.8447 | 1478867.319 | 11191377.8078 | 0 | 248983044.1444 | 287427431.1159 | 1333521.4322 | 131.3897 | 1894.9966 | 2187.5947 | 38.6321 | 44.5971
1 | 6400 | 707 | 0.045 | 15 | 15 | 7 | 1.7783e-09 | 5spot_SharedNeighbor | Water | Porous | Wet | R245fa | MinimizeLCOE_Brownfield | IgnoreSilica | 2019 | 235.1178 | 253.5758 | 32.9352 | 4 | 1894.0308 | 2185.8491 | 38.6124 | 44.5615 | 264.7987 | 0 | 62.3555 | 25744882.5858 | 1591924.2484 | 27445485.7382 | 17147744.903 | 0 | 0 | 0 | 28052714.6154 | 72987409.0263 | 49815406.4017 | 222785567.5189 | 961560.8286 | 25774141.8447 | 25774141.8447 | 1478867.319 | 11191377.8078 | 0 | 249521270.1923 | 287965657.1638 | 1778279.41 | 131.7409 | 1894.0308 | 2185.8491 | 38.6124 | 44.5615
1 | 6400 | 707 | 0.045 | 15 | 15 | 7 | 2.3714e-09 | 5spot_SharedNeighbor | Water | Porous | Wet | R245fa | MinimizeLCOE_Brownfield | IgnoreSilica | 2019 | 235.817 | 254.0664 | 32.9989 | 4 | 1893.3358 | 2184.5905 | 38.5982 | 44.5358 | 264.6647 | 0 | 51.5977 | 25780583.3191 | 1594079.5147 | 27487955.8496 | 17193657.6294 | 0 | 0 | 0 | 28101947.762 | 73115503.5746 | 49902833.563 | 223176561.2124 | 961560.8286 | 25774141.8447 | 25774141.8447 | 1478867.319 | 11191377.8078 | 0 | 249912263.8857 | 288356650.8573 | 2371373.7057 | 131.9957 | 1893.3358 | 2184.5905 | 38.5982 | 44.5358
1 | 6400 | 707 | 0.045 | 15 | 15 | 7 | 3.1623e-09 | 5spot_SharedNeighbor | Water | Porous | Wet | R245fa | MinimizeLCOE_Brownfield | IgnoreSilica | 2019 | 236.3675 | 254.4508 | 33.0489 | 4 | 1892.7958 | 2183.6105 | 38.5872 | 44.5159 | 264.5588 | 0 | 63.5998 | 25808545.4038 | 1595767.5353 | 27521224.4853 | 17229781.5809 | 0 | 0 | 0 | 28140574.4121 | 73216002.1947 | 49971425.9363 | 223483321.5484 | 961560.8286 | 25774141.8447 | 25774141.8447 | 1478867.319 | 11191377.8078 | 0 | 250219024.2217 | 288663411.1933 | 3162277.6602 | 132.1955 | 1892.7958 | 2183.6105 | 38.5872 | 44.5159
1 | 6400 | 707 | 0.045 | 15 | 15 | 7 | 4.217e-09 | 5spot_SharedNeighbor | Water | Porous | Wet | R245fa | MinimizeLCOE_Brownfield | IgnoreSilica | 2019 | 236.7574 | 254.7228 | 33.0842 | 4 | 1892.415 | 2182.9192 | 38.5794 | 44.5018 | 264.4838 | 0 | 58.3234 | 25828322.9027 | 1596961.4351 | 27544757.694 | 17255369.5858 | 0 | 0 | 0 | 28167910.5309 | 73287125.1684 | 50019968.8272 | 223700416.1441 | 961560.8286 | 25774141.8447 | 25774141.8447 | 1478867.319 | 11191377.8078 | 0 | 250436118.8174 | 288880505.789 | 4216965.0343 | 132.3368 | 1892.415 | 2182.9192 | 38.5794 | 44.5018
1 | 6400 | 707 | 0.045 | 15 | 15 | 7 | 5.6234e-09 | 5spot_SharedNeighbor | Water | Porous | Wet | R245fa | MinimizeLCOE_Brownfield | IgnoreSilica | 2019 | 237.0669 | 254.938 | 33.1121 | 4 | 1892.1156 | 2182.3746 | 38.5733 | 44.4907 | 264.4241 | 0 | 57.8973 | 25843964.8978 | 1597905.6698 | 27563371.4828 | 17275671.6229 | 0 | 0 | 0 | 28189556.3326 | 73343443.1043 | 50058406.9758 | 223872320.086 | 961560.8286 | 25774141.8447 | 25774141.8447 | 1478867.319 | 11191377.8078 | 0 | 250608022.7594 | 289052409.7309 | 5623413.2519 | 132.4486 | 1892.1156 | 2182.3746 | 38.5733 | 44.4907
1 | 6400 | 707 | 0.045 | 15 | 15 | 7 | 7.4989e-09 | 5spot_SharedNeighbor | Water | Porous | Wet | R245fa | MinimizeLCOE_Brownfield | IgnoreSilica | 2019 | 237.2986 | 255.0988 | 33.133 | 4 | 1891.8925 | 2181.9684 | 38.5688 | 44.4824 | 264.3793 | 0 | 59.0934 | 25855656.0314 | 1598611.3985 | 27577284.605 | 17290868.6881 | 0 | 0 | 0 | 28205744.0819 | 73385560.3075 | 50087152.8324 | 224000877.9447 | 961560.8286 | 25774141.8447 | 25774141.8447 | 1478867.319 | 11191377.8078 | 0 | 250736580.6181 | 289180967.5896 | 7498942.0933 | 132.5322 | 1891.8925 | 2181.9684 | 38.5688 | 44.4824
1 | 6400 | 707 | 0.045 | 15 | 15 | 7 | 1e-08 | 5spot_SharedNeighbor | Water | Porous | Wet | R245fa | MinimizeLCOE_Brownfield | IgnoreSilica | 2019 | 237.4541 | 255.2071 | 33.1471 | 4 | 1891.7421 | 2181.695 | 38.5657 | 44.4768 | 264.3494 | 0 | 63.1385 | 25863520.6125 | 1599086.1343 | 27586644.3 | 17301078.4388 | 0 | 0 | 0 | 28216628.4994 | 73413879.329 | 50106481.1464 | 224087318.4602 | 961560.8286 | 25774141.8447 | 25774141.8447 | 1478867.319 | 11191377.8078 | 0 | 250823021.1336 | 289267408.1051 | 10000000 | 132.5884 | 1891.7421 | 2181.695 | 38.5657 | 44.4768
1 | 6500 | 707 | 0.045 | 15 | 15 | 7 | 1e-13 | 5spot_SharedNeighbor | Water | Porous | Wet | R245fa | MinimizeLCOE_Brownfield | IgnoreSilica | 2019 | 1.5297 | 0.98561 | 0.12051 | 4 | 63372.865 | 144814.7671 | 1291.9416 | 2952.2449 | 204.142 | 0 | 27.8691 | 505439.7687 | 32707.0695 | 323705.4776 | 124357.0349 | 0 | 57038.9621 | 0 | 406866.842 | 1058584.0631 | 722505.3748 | 3231204.5929 | 961560.8286 | 26355312.1702 | 26355312.1702 | 1478867.319 | 11423845.938 | 0 | 30548077.5918 | 69806103.019 | 100 | 0.48204 | 63372.865 | 144814.7671 | 1291.9416 | 2952.2449
1 | 6500 | 707 | 0.045 | 15 | 15 | 7 | 1.3335e-13 | 5spot_SharedNeighbor | Water | Porous | Wet | R245fa | MinimizeLCOE_Brownfield | IgnoreSilica | 2019 | 1.9626 | 1.4809 | 0.18491 | 4 | 42698.4259 | 95775.3208 | 870.4652 | 1952.5095 | 220.5489 | 0 | 127.9532 | 671919.8084 | 43493.1236 | 448344.3724 | 156435.5335 | 0 | 56761.3961 | 0 | 537012.1513 | 1397195.4613 | 953614.6118 | 4264776.4584 | 961560.8286 | 26355312.1702 | 26355312.1702 | 1478867.319 | 11423845.938 | 0 | 31581649.4573 | 70839674.8845 | 133.3521 | 0.73964 | 42698.4259 | 95775.3208 | 870.4652 | 1952.5095
1 | 6500 | 707 | 0.045 | 15 | 15 | 7 | 1.7783e-13 | 5spot_SharedNeighbor | Water | Porous | Wet | R245fa | MinimizeLCOE_Brownfield | IgnoreSilica | 2019 | 2.5071 | 2.1276 | 0.26961 | 4 | 30419.028 | 66821.6735 | 620.133 | 1362.2502 | 234.2979 | 0 | 165.3851 | 866109.2707 | 56048.7824 | 599090.4404 | 196861.9786 | 0 | 53842.2999 | 0 | 691061.5811 | 1798000.4779 | 1227172.2714 | 5488187.1026 | 961560.8286 | 26355312.1702 | 26355312.1702 | 1478867.319 | 11423845.938 | 0 | 32805060.1015 | 72063085.5287 | 177.8279 | 1.0784 | 30419.028 | 66821.6735 | 620.133 | 1362.2502
1 | 6500 | 707 | 0.045 | 15 | 15 | 7 | 2.3714e-13 | 5spot_SharedNeighbor | Water | Porous | Wet | R245fa | MinimizeLCOE_Brownfield | IgnoreSilica | 2019 | 3.1684 | 2.9374 | 0.37653 | 4 | 22711.5812 | 48777.0728 | 463.0063 | 994.3866 | 245.3172 | 0 | 210.7961 | 1086188.3364 | 70246.4427 | 775459.0185 | 246393.5423 | 0 | 46175.8246 | 0 | 867540.6341 | 2257162.773 | 1540559.9726 | 6889726.5442 | 961560.8286 | 26355312.1702 | 26355312.1702 | 1478867.319 | 11423845.938 | 0 | 34206599.5431 | 73464624.9703 | 237.1374 | 1.5061 | 22711.5812 | 48777.0728 | 463.0063 | 994.3866
1 | 6500 | 707 | 0.045 | 15 | 15 | 7 | 3.1623e-13 | 5spot_SharedNeighbor | Water | Porous | Wet | R245fa | MinimizeLCOE_Brownfield | IgnoreSilica | 2019 | 4.0311 | 4.0206 | 0.52007 | 4 | 17272.0755 | 36143.4122 | 352.1146 | 736.8323 | 254.6813 | 0 | 39.6703 | 1354436.7637 | 87509.1419 | 996829.0068 | 311722.7096 | 0 | 30744.0437 | 0 | 1084684.2497 | 2822125.9183 | 1926158.9281 | 8614210.762 | 961560.8286 | 26355312.1702 | 26355312.1702 | 1478867.319 | 11423845.938 | 0 | 35931083.7608 | 75189109.1881 | 316.2278 | 2.0803 | 17272.0755 | 36143.4122 | 352.1146 | 736.8323
1 | 6500 | 707 | 0.045 | 15 | 15 | 7 | 4.217e-13 | 5spot_SharedNeighbor | Water | Porous | Wet | R245fa | MinimizeLCOE_Brownfield | IgnoreSilica | 2019 | 4.2164 | 4.257 | 0.55289 | 4 | 16380.2592 | 34131.4851 | 333.9337 | 695.8165 | 256.2563 | 0 | 37.0565 | 1409988.5515 | 91078.6313 | 1043432.0588 | 325847.8905 | 0 | 6126.3722 | 0 | 1121824.6667 | 2918757.6649 | 1992112.0808 | 8909167.9168 | 961560.8286 | 26355312.1702 | 26355312.1702 | 1478867.319 | 11423845.938 | 0 | 36226040.9157 | 75484066.3429 | 421.6965 | 2.2116 | 16380.2592 | 34131.4851 | 333.9337 | 695.8165
1 | 6500 | 707 | 0.045 | 15 | 15 | 7 | 5.6234e-13 | 5spot_SharedNeighbor | Water | Porous | Wet | R245fa | MinimizeLCOE_Brownfield | IgnoreSilica | 2019 | 4.1238 | 4.1402 | 0.53775 | 4 | 16747.68 | 34998.8075 | 341.4241 | 713.498 | 255.5341 | 0 | 31.3513 | 1382668.1684 | 89323.3814 | 1020482.3576 | 318806.7606 | 0 | 0 | 0 | 1096399.4605 | 2852606.4938 | 1946962.5472 | 8707249.1694 | 961560.8286 | 26355312.1702 | 26355312.1702 | 1478867.319 | 11423845.938 | 0 | 36024122.1683 | 75282147.5955 | 562.3413 | 2.151 | 16747.68 | 34998.8075 | 341.4241 | 713.498
1 | 6500 | 707 | 0.045 | 15 | 15 | 7 | 7.4989e-13 | 5spot_SharedNeighbor | Water | Porous | Wet | R245fa | MinimizeLCOE_Brownfield | IgnoreSilica | 2019 | 5.2958 | 5.6426 | 0.73288 | 4 | 13065.0503 | 26456.7119 | 266.3487 | 539.3559 | 263.2282 | 0 | 34.3014 | 1719568.3772 | 110938.8905 | 1307283.2223 | 408474.6215 | 0 | 0 | 0 | 1383043.3935 | 3598395.2086 | 2455978.6695 | 10983682.3831 | 961560.8286 | 26355312.1702 | 26355312.1702 | 1478867.319 | 11423845.938 | 0 | 38300555.382 | 77558580.8092 | 749.8942 | 2.9315 | 13065.0503 | 26456.7119 | 266.3487 | 539.3559
1 | 6500 | 707 | 0.045 | 15 | 15 | 7 | 1e-12 | 5spot_SharedNeighbor | Water | Porous | Wet | R245fa | MinimizeLCOE_Brownfield | IgnoreSilica | 2019 | 6.789 | 7.5781 | 0.98427 | 4 | 10425.0805 | 20396.3975 | 212.5294 | 415.8082 | 269.2344 | 0 | 37.8729 | 2117232.351 | 136377.0143 | 1655141.9335 | 523453.6241 | 0 | 0 | 0 | 1728559.9199 | 4497358.3353 | 3069539.4753 | 13727662.6534 | 961560.8286 | 26355312.1702 | 26355312.1702 | 1478867.319 | 11423845.938 | 0 | 41044535.6523 | 80302561.0795 | 1000 | 3.9371 | 10425.0805 | 20396.3975 | 212.5294 | 415.8082
1 | 6500 | 707 | 0.045 | 15 | 15 | 7 | 1.3335e-12 | 5spot_SharedNeighbor | Water | Porous | Wet | R245fa | MinimizeLCOE_Brownfield | IgnoreSilica | 2019 | 8.7259 | 10.0766 | 1.3088 | 4 | 8476.2806 | 15975.2262 | 172.8004 | 325.6766 | 273.5866 | 0 | 30.2355 | 2589334.6561 | 166482.1991 | 2078916.7558 | 672609.3006 | 0 | 0 | 0 | 2147863.7355 | 5588300.8524 | 3814130.1598 | 17057637.6593 | 961560.8286 | 26355312.1702 | 26355312.1702 | 1478867.319 | 11423845.938 | 0 | 44374510.6582 | 83632536.0854 | 1333.5214 | 5.2351 | 8476.2806 | 15975.2262 | 172.8004 | 325.6766
1 | 6500 | 707 | 0.045 | 15 | 15 | 7 | 1.7783e-12 | 5spot_SharedNeighbor | Water | Porous | Wet | R245fa | MinimizeLCOE_Brownfield | IgnoreSilica | 2019 | 11.3394 | 13.5864 | 1.7646 | 4 | 6907.1479 | 12468.9039 | 140.8116 | 254.1955 | 278.2567 | 0 | 41.7063 | 3198905.5702 | 205219.9567 | 2640387.7801 | 877002.8467 | 0 | 0 | 0 | 2699391.2999 | 7023262.4411 | 4793520.9297 | 21437690.8244 | 961560.8286 | 26355312.1702 | 26355312.1702 | 1478867.319 | 11423845.938 | 0 | 48754563.8233 | 88012589.2505 | 1778.2794 | 7.0586 | 6907.1479 | 12468.9039 | 140.8116 | 254.1955
1 | 6500 | 707 | 0.045 | 15 | 15 | 7 | 2.3714e-12 | 5spot_SharedNeighbor | Water | Porous | Wet | R245fa | MinimizeLCOE_Brownfield | IgnoreSilica | 2019 | 14.7085 | 18.0641 | 2.3462 | 4 | 5755.7521 | 9938.8658 | 117.3388 | 202.6172 | 281.3496 | 0 | 43.1294 | 3914156.71 | 250506.0275 | 3316175.6759 | 1139759.485 | 0 | 0 | 0 | 3362033.1803 | 8747320.6874 | 5970226.1086 | 26700177.8747 | 961560.8286 | 26355312.1702 | 26355312.1702 | 1478867.319 | 11423845.938 | 0 | 54017050.8735 | 93275076.3007 | 2371.3737 | 9.3849 | 5755.7521 | 9938.8658 | 117.3388 | 202.6172
1 | 6500 | 707 | 0.045 | 15 | 15 | 7 | 3.1623e-12 | 5spot_SharedNeighbor | Water | Porous | Wet | R245fa | MinimizeLCOE_Brownfield | IgnoreSilica | 2019 | 19.1669 | 24.0077 | 3.1182 | 4 | 4858.7201 | 8006.2213 | 99.0516 | 163.2177 | 283.7864 | 0 | 33.0925 | 4789225.2618 | 305697.4457 | 4163557.1957 | 1488064.5947 | 0 | 0 | 0 | 4191152.3542 | 10904518.7021 | 7442558.0797 | 33284773.634 | 961560.8286 | 26355312.1702 | 26355312.1702 | 1478867.319 | 11423845.938 | 0 | 60601646.6329 | 99859672.0601 | 3162.2777 | 12.4728 | 4858.7201 | 8006.2213 | 99.0516 | 163.2177
1 | 6500 | 707 | 0.045 | 15 | 15 | 7 | 4.217e-12 | 5spot_SharedNeighbor | Water | Porous | Wet | R245fa | MinimizeLCOE_Brownfield | IgnoreSilica | 2019 | 25.04 | 31.8526 | 4.1371 | 4 | 4157.7293 | 6530.0362 | 84.7609 | 133.1236 | 285.6796 | 0 | 35.0889 | 5854395.6844 | 372604.7101 | 5220361.4033 | 1947455.247 | 0 | 0 | 0 | 5223978.6475 | 13591720.8554 | 9276628.7658 | 41487145.3136 | 961560.8286 | 26355312.1702 | 26355312.1702 | 1478867.319 | 11423845.938 | 0 | 68804018.3124 | 108062043.7396 | 4216.965 | 16.5485 | 4157.7293 | 6530.0362 | 84.7609 | 133.1236
1 | 6500 | 707 | 0.045 | 15 | 15 | 7 | 5.6234e-12 | 5spot_SharedNeighbor | Water | Porous | Wet | R245fa | MinimizeLCOE_Brownfield | IgnoreSilica | 2019 | 32.7011 | 42.097 | 5.4677 | 4 | 3608.8459 | 5403.8473 | 73.5712 | 110.1647 | 287.1287 | 0 | 46.3636 | 7138525.6685 | 452921.1392 | 6525073.7952 | 2547045.7435 | 0 | 0 | 0 | 6498790.8751 | 16908520.7716 | 11540412.862 | 51611290.855 | 961560.8286 | 26355312.1702 | 26355312.1702 | 1478867.319 | 11423845.938 | 0 | 78928163.8539 | 118186189.2811 | 5623.4133 | 21.8707 | 3608.8459 | 5403.8473 | 73.5712 | 110.1647
1 | 6500 | 707 | 0.045 | 15 | 15 | 7 | 7.4989e-12 | 5spot_SharedNeighbor | Water | Porous | Wet | R245fa | MinimizeLCOE_Brownfield | IgnoreSilica | 2019 | 42.6622 | 55.4197 | 7.1981 | 4 | 3174.2682 | 4537.757 | 64.7118 | 92.5083 | 288.2224 | 0 | 44.4004 | 8682315.1118 | 549049.9295 | 8130476.4852 | 3326719.0352 | 0 | 0 | 0 | 8068538.619 | 20992682.4019 | 14327937.0958 | 64077718.6783 | 961560.8286 | 26355312.1702 | 26355312.1702 | 1478867.319 | 11423845.938 | 0 | 91394591.6772 | 130652617.1044 | 7498.9421 | 28.7923 | 3174.2682 | 4537.757 | 64.7118 | 92.5083
1 | 6500 | 707 | 0.045 | 15 | 15 | 7 | 1e-11 | 5spot_SharedNeighbor | Water | Porous | Wet | R245fa | MinimizeLCOE_Brownfield | IgnoreSilica | 2019 | 55.3152 | 72.2979 | 9.3903 | 4 | 2832.3674 | 3877.5446 | 57.7416 | 79.049 | 288.9581 | 0 | 44.8269 | 10494116.1193 | 661355.5289 | 10057390.4493 | 4316210.9264 | 0 | 0 | 0 | 9956338.4793 | 25904350.3974 | 17680251.4274 | 79070013.328 | 961560.8286 | 26355312.1702 | 26355312.1702 | 1478867.319 | 11423845.938 | 0 | 106386886.3269 | 145644911.7541 | 10000 | 37.5611 | 2832.3674 | 3877.5446 | 57.7416 | 79.049
1 | 6500 | 707 | 0.045 | 15 | 15 | 7 | 1.3335e-11 | 5spot_SharedNeighbor | Water | Porous | Wet | R245fa | MinimizeLCOE_Brownfield | IgnoreSilica | 2019 | 70.8984 | 92.844 | 12.0589 | 4 | 2566.3512 | 3380.2342 | 52.3185 | 68.9106 | 289.1888 | 0 | 49.376 | 12544986.026 | 787906.2578 | 12285353.752 | 5529435.4606 | 0 | 0 | 0 | 12147595.7836 | 31605552.4144 | 21571438.952 | 96472268.6465 | 961560.8286 | 26355312.1702 | 26355312.1702 | 1478867.319 | 11423845.938 | 0 | 123789141.6453 | 163047167.0725 | 13335.2143 | 48.2355 | 2566.3512 | 3380.2342 | 52.3185 | 68.9106
1 | 6500 | 707 | 0.045 | 15 | 15 | 7 | 1.7783e-11 | 5spot_SharedNeighbor | Water | Porous | Wet | R245fa | MinimizeLCOE_Brownfield | IgnoreSilica | 2019 | 89.1474 | 116.2282 | 15.0961 | 4 | 2365.0502 | 3015.186 | 48.2147 | 61.4686 | 288.6604 | 0 | 40.7081 | 14728678.8158 | 922072.5788 | 14703950.0019 | 6934834.0868 | 0 | 0 | 0 | 14542918.8385 | 37837691.655 | 25825002.0413 | 115495148.0181 | 961560.8286 | 26355312.1702 | 26355312.1702 | 1478867.319 | 11423845.938 | 0 | 142812021.017 | 182070046.4442 | 17782.7941 | 60.3844 | 2365.0502 | 3015.186 | 48.2147 | 61.4686
1 | 6500 | 707 | 0.045 | 15 | 15 | 7 | 2.3714e-11 | 5spot_SharedNeighbor | Water | Porous | Wet | R245fa | MinimizeLCOE_Brownfield | IgnoreSilica | 2019 | 109.1428 | 140.6155 | 18.2636 | 4 | 2218.286 | 2755.6671 | 45.2228 | 56.178 | 287.2263 | 0 | 41.3793 | 16877554.2724 | 1053586.7484 | 17124242.9368 | 8447213.9935 | 0 | 0 | 0 | 16966013.2009 | 44142086.141 | 30127880.8204 | 134738578.1133 | 961560.8286 | 26355312.1702 | 26355312.1702 | 1478867.319 | 11423845.938 | 0 | 162055451.1122 | 201313476.5394 | 23713.7371 | 73.0544 | 2218.286 | 2755.6671 | 45.2228 | 56.178
1 | 6500 | 707 | 0.045 | 15 | 15 | 7 | 3.1623e-11 | 5spot_SharedNeighbor | Water | Porous | Wet | R245fa | MinimizeLCOE_Brownfield | IgnoreSilica | 2019 | 129.5884 | 163.9008 | 21.288 | 4 | 2114.7664 | 2575.8021 | 43.1124 | 52.5112 | 284.9772 | 0 | 46.5387 | 18833212.6443 | 1172880.5426 | 19357516.8333 | 9957289.9184 | 0 | 0 | 0 | 19235150.976 | 50045917.1676 | 34157366.8077 | 152759334.8898 | 961560.8286 | 26355312.1702 | 26355312.1702 | 1478867.319 | 11423845.938 | 0 | 180076207.8887 | 219334233.3159 | 31622.7766 | 85.1518 | 2114.7664 | 2575.8021 | 43.1124 | 52.5112
1 | 6500 | 707 | 0.045 | 15 | 15 | 7 | 4.217e-11 | 5spot_SharedNeighbor | Water | Porous | Wet | R245fa | MinimizeLCOE_Brownfield | IgnoreSilica | 2019 | 149.2595 | 184.8565 | 24.0097 | 4 | 2041.9243 | 2450.6962 | 41.6274 | 49.9608 | 282.3911 | 0 | 42.5472 | 20527327.2984 | 1275942.8887 | 21313385.9963 | 11379174.4323 | 0 | 0 | 0 | 21253373.9401 | 55296919.3258 | 37741283.6779 | 168787407.5595 | 961560.8286 | 26355312.1702 | 26355312.1702 | 1478867.319 | 11423845.938 | 0 | 196104280.5583 | 235362305.9856 | 42169.6503 | 96.039 | 2041.9243 | 2450.6962 | 41.6274 | 49.9608
1 | 6500 | 707 | 0.045 | 15 | 15 | 7 | 5.6234e-11 | 5spot_SharedNeighbor | Water | Porous | Wet | R245fa | MinimizeLCOE_Brownfield | IgnoreSilica | 2019 | 167.1595 | 202.8568 | 26.3477 | 4 | 1990.5008 | 2363.0006 | 40.5791 | 48.173 | 279.8586 | 0 | 47.5872 | 21939897.3749 | 1361694.4262 | 22958122.2148 | 12651644.302 | 0 | 0 | 0 | 22975429.744 | 59777355.2852 | 40799273.284 | 182463416.6311 | 961560.8286 | 26355312.1702 | 26355312.1702 | 1478867.319 | 11423845.938 | 0 | 209780289.63 | 249038315.0572 | 56234.1325 | 105.3907 | 1990.5008 | 2363.0006 | 40.5791 | 48.173
1 | 6500 | 707 | 0.045 | 15 | 15 | 7 | 7.4989e-11 | 5spot_SharedNeighbor | Water | Porous | Wet | R245fa | MinimizeLCOE_Brownfield | IgnoreSilica | 2019 | 182.6474 | 217.4614 | 28.2446 | 4 | 1955.0522 | 2302.5352 | 39.8564 | 46.9403 | 277.4603 | 0 | 58.4746 | 23060330.5125 | 1429599.8036 | 24271154.9885 | 13733490.1932 | 0 | 0 | 0 | 24372884.4441 | 63413245.7576 | 43280843.2415 | 193561548.941 | 961560.8286 | 26355312.1702 | 26355312.1702 | 1478867.319 | 11423845.938 | 0 | 220878421.9398 | 260136447.3671 | 74989.4209 | 112.9783 | 1955.0522 | 2302.5352 | 39.8564 | 46.9403
1 | 6500 | 707 | 0.045 | 15 | 15 | 7 | 1e-10 | 5spot_SharedNeighbor | Water | Porous | Wet | R245fa | MinimizeLCOE_Brownfield | IgnoreSilica | 2019 | 195.2912 | 228.807 | 29.7182 | 4 | 1930.7527 | 2261.0055 | 39.361 | 46.0937 | 275.4256 | 0 | 50.9191 | 23916256.314 | 1481410.6216 | 25279013.8877 | 14605952.0445 | 0 | 0 | 0 | 25460226.8184 | 66242287.571 | 45211722.4101 | 202196869.6673 | 961560.8286 | 26355312.1702 | 26355312.1702 | 1478867.319 | 11423845.938 | 0 | 229513742.6662 | 268771768.0934 | 100000 | 118.8727 | 1930.7527 | 2261.0055 | 39.361 | 46.0937
1 | 6500 | 707 | 0.045 | 15 | 15 | 7 | 1.3335e-10 | 5spot_SharedNeighbor | Water | Porous | Wet | R245fa | MinimizeLCOE_Brownfield | IgnoreSilica | 2019 | 205.5005 | 237.5095 | 30.8485 | 4 | 1913.9639 | 2232.1159 | 39.0187 | 45.5047 | 273.6926 | 0 | 51.2152 | 24564764.8443 | 1520630.4895 | 26045310.877 | 15301505.7373 | 0 | 0 | 0 | 26298562.6598 | 68423465.4638 | 46700421.1406 | 208854661.2123 | 961560.8286 | 26355312.1702 | 26355312.1702 | 1478867.319 | 11423845.938 | 0 | 236171534.2112 | 275429559.6384 | 133352.1432 | 123.3939 | 1913.9639 | 2232.1159 | 39.0187 | 45.5047
1 | 6500 | 707 | 0.045 | 15 | 15 | 7 | 1.7783e-10 | 5spot_SharedNeighbor | Water | Porous | Wet | R245fa | MinimizeLCOE_Brownfield | IgnoreSilica | 2019 | 213.6025 | 244.1226 | 31.7074 | 4 | 1902.2549 | 2211.7883 | 38.78 | 45.0903 | 272.261 | 0 | 60.8583 | 25053135.8861 | 1550145.942 | 26623867.1956 | 15848708.1629 | 0 | 0 | 0 | 26939584.3028 | 70091272.2873 | 47838733.5677 | 213945447.3443 | 961560.8286 | 26355312.1702 | 26355312.1702 | 1478867.319 | 11423845.938 | 0 | 241262320.3432 | 280520345.7704 | 177827.941 | 126.8297 | 1902.2549 | 2211.7883 | 38.78 | 45.0903
1 | 6500 | 707 | 0.045 | 15 | 15 | 7 | 2.3714e-10 | 5spot_SharedNeighbor | Water | Porous | Wet | R245fa | MinimizeLCOE_Brownfield | IgnoreSilica | 2019 | 219.9368 | 249.1079 | 32.3549 | 4 | 1894.0079 | 2197.3468 | 38.6119 | 44.7959 | 271.1075 | 0 | 51.4712 | 25418856.8124 | 1572237.9143 | 27057942.4944 | 16272950.0042 | 0 | 0 | 0 | 27425575.0178 | 71355720.4374 | 48701745.412 | 217805028.0925 | 961560.8286 | 26355312.1702 | 26355312.1702 | 1478867.319 | 11423845.938 | 0 | 245121901.0914 | 284379926.5186 | 237137.3706 | 129.4197 | 1894.0079 | 2197.3468 | 38.6119 | 44.7959
1 | 6500 | 707 | 0.045 | 15 | 15 | 7 | 3.1623e-10 | 5spot_SharedNeighbor | Water | Porous | Wet | R245fa | MinimizeLCOE_Brownfield | IgnoreSilica | 2019 | 224.8205 | 252.8412 | 32.8398 | 4 | 1888.1596 | 2187.0197 | 38.4927 | 44.5854 | 270.1983 | 0 | 62.7061 | 25691386.8916 | 1588694.5308 | 27381858.6514 | 16598058.2638 | 0 | 0 | 0 | 27791399.3517 | 72307520.3133 | 49351368.3848 | 220710286.3875 | 961560.8286 | 26355312.1702 | 26355312.1702 | 1478867.319 | 11423845.938 | 0 | 248027159.3863 | 287285184.8135 | 316227.766 | 131.3592 | 1888.1596 | 2187.0197 | 38.4927 | 44.5854
1 | 6500 | 707 | 0.045 | 15 | 15 | 7 | 4.217e-10 | 5spot_SharedNeighbor | Water | Porous | Wet | R245fa | MinimizeLCOE_Brownfield | IgnoreSilica | 2019 | 228.5601 | 255.6348 | 33.2027 | 4 | 1883.9711 | 2179.5652 | 38.4073 | 44.4334 | 269.4904 | 0 | 57.2374 | 25894595.179 | 1600961.8711 | 27623629.4381 | 16846021.302 | 0 | 0 | 0 | 28066431.0382 | 73023096.3447 | 49839763.7298 | 222894498.9029 | 961560.8286 | 26355312.1702 | 26355312.1702 | 1478867.319 | 11423845.938 | 0 | 250211371.9018 | 289469397.329 | 421696.5034 | 132.8106 | 1883.9711 | 2179.5652 | 38.4073 | 44.4334
1 | 6500 | 707 | 0.045 | 15 | 15 | 7 | 5.6234e-10 | 5spot_SharedNeighbor | Water | Porous | Wet | R245fa | MinimizeLCOE_Brownfield | IgnoreSilica | 2019 | 231.4099 | 257.726 | 33.4743 | 4 | 1880.943 | 2174.1386 | 38.3456 | 44.3228 | 268.9441 | 0 | 71.1386 | 26046297.3338 | 1610118.0437 | 27804256.4751 | 17034467.4086 | 0 | 0 | 0 | 28273104.3119 | 73560817.8083 | 50206769.6778 | 224535831.0591 | 961560.8286 | 26355312.1702 | 26355312.1702 | 1478867.319 | 11423845.938 | 0 | 251852704.058 | 291110729.4852 | 562341.3252 | 133.897 | 1880.943 | 2174.1386 | 38.3456 | 44.3228
1 | 6500 | 707 | 0.045 | 15 | 15 | 7 | 7.4989e-10 | 5spot_SharedNeighbor | Water | Porous | Wet | R245fa | MinimizeLCOE_Brownfield | IgnoreSilica | 2019 | 233.5831 | 259.2973 | 33.6783 | 4 | 1878.7239 | 2170.1428 | 38.3003 | 44.2413 | 268.5235 | 0 | 66.5681 | 26160061.0803 | 1616983.3754 | 27939787.6282 | 17177550.8971 | 0 | 0 | 0 | 28428809.3626 | 73965930.4109 | 50483267.3533 | 225772390.1078 | 961560.8286 | 26355312.1702 | 26355312.1702 | 1478867.319 | 11423845.938 | 0 | 253089263.1066 | 292347288.5339 | 749894.2093 | 134.7134 | 1878.7239 | 2170.1428 | 38.3003 | 44.2413
1 | 6500 | 707 | 0.045 | 15 | 15 | 7 | 1e-09 | 5spot_SharedNeighbor | Water | Porous | Wet | R245fa | MinimizeLCOE_Brownfield | IgnoreSilica | 2019 | 235.2226 | 260.4703 | 33.8307 | 4 | 1877.1023 | 2167.2087 | 38.2673 | 44.1815 | 268.204 | 0 | 63.1063 | 26244865.4924 | 1622100.5233 | 28040860.7149 | 17285374.9507 | 0 | 0 | 0 | 28545348.6557 | 74269141.746 | 50690215.3199 | 226697907.4029 | 961560.8286 | 26355312.1702 | 26355312.1702 | 1478867.319 | 11423845.938 | 0 | 254014780.4017 | 293272805.829 | 1000000 | 135.3228 | 1877.1023 | 2167.2087 | 38.2673 | 44.1815
1 | 6500 | 707 | 0.045 | 15 | 15 | 7 | 1.3335e-09 | 5spot_SharedNeighbor | Water | Porous | Wet | R245fa | MinimizeLCOE_Brownfield | IgnoreSilica | 2019 | 236.4406 | 261.3353 | 33.943 | 4 | 1875.9249 | 2165.0712 | 38.2433 | 44.1379 | 267.9656 | 0 | 59.5252 | 26307326.5014 | 1625869.1483 | 28115327.133 | 17365404.8263 | 0 | 0 | 0 | 28631431.7675 | 74493112.3449 | 50843079.8558 | 227381551.5773 | 961560.8286 | 26355312.1702 | 26355312.1702 | 1478867.319 | 11423845.938 | 0 | 254698424.5761 | 293956450.0033 | 1333521.4322 | 135.7722 | 1875.9249 | 2165.0712 | 38.2433 | 44.1379
1 | 6500 | 707 | 0.045 | 15 | 15 | 7 | 1.7783e-09 | 5spot_SharedNeighbor | Water | Porous | Wet | R245fa | MinimizeLCOE_Brownfield | IgnoreSilica | 2019 | 237.381 | 261.9983 | 34.0292 | 4 | 1875.0335 | 2163.4481 | 38.2251 | 44.1048 | 267.7806 | 0 | 65.5105 | 26355168.4769 | 1628755.5477 | 28172377.8317 | 17427086.7743 | 0 | 0 | 0 | 28697521.5659 | 74665064.4435 | 50960440.6963 | 227906415.3364 | 961560.8286 | 26355312.1702 | 26355312.1702 | 1478867.319 | 11423845.938 | 0 | 255223288.3352 | 294481313.7624 | 1778279.41 | 136.1167 | 1875.0335 | 2163.4481 | 38.2251 | 44.1048
1 | 6500 | 707 | 0.045 | 15 | 15 | 7 | 2.3714e-09 | 5spot_SharedNeighbor | Water | Porous | Wet | R245fa | MinimizeLCOE_Brownfield | IgnoreSilica | 2019 | 238.0802 | 262.4892 | 34.0929 | 4 | 1874.3796 | 2162.2548 | 38.2118 | 44.0805 | 267.6427 | 0 | 55.2865 | 26390566.8359 | 1630891.101 | 28214597.0909 | 17472932.7067 | 0 | 0 | 0 | 28746505.2164 | 74792509.8541 | 51047424.8078 | 228295427.6127 | 961560.8286 | 26355312.1702 | 26355312.1702 | 1478867.319 | 11423845.938 | 0 | 255612300.6115 | 294870326.0388 | 2371373.7057 | 136.3717 | 1874.3796 | 2162.2548 | 38.2118 | 44.0805
1 | 6500 | 707 | 0.045 | 15 | 15 | 7 | 3.1623e-09 | 5spot_SharedNeighbor | Water | Porous | Wet | R245fa | MinimizeLCOE_Brownfield | IgnoreSilica | 2019 | 238.6138 | 262.8623 | 34.1414 | 4 | 1873.8864 | 2161.353 | 38.2017 | 44.0621 | 267.5372 | 0 | 54.9121 | 26417462.3573 | 1632513.6292 | 28246679.2771 | 17507905.1562 | 0 | 0 | 0 | 28783778.5638 | 74889487.4581 | 51113614.0152 | 228591440.457 | 961560.8286 | 26355312.1702 | 26355312.1702 | 1478867.319 | 11423845.938 | 0 | 255908313.4559 | 295166338.8831 | 3162277.6602 | 136.5655 | 1873.8864 | 2161.353 | 38.2017 | 44.0621
1 | 6500 | 707 | 0.045 | 15 | 15 | 7 | 4.217e-09 | 5spot_SharedNeighbor | Water | Porous | Wet | R245fa | MinimizeLCOE_Brownfield | IgnoreSilica | 2019 | 239.0011 | 263.1327 | 34.1765 | 4 | 1873.5306 | 2160.7017 | 38.1945 | 44.0488 | 267.4606 | 0 | 60.4676 | 26436944.4153 | 1633688.8947 | 28269920.5998 | 17533286.3112 | 0 | 0 | 0 | 28810797.6862 | 74959785.6723 | 51161593.9909 | 228806017.5703 | 961560.8286 | 26355312.1702 | 26355312.1702 | 1478867.319 | 11423845.938 | 0 | 256122890.5692 | 295380915.9964 | 4216965.0343 | 136.706 | 1873.5306 | 2160.7017 | 38.1945 | 44.0488
1 | 6500 | 707 | 0.045 | 15 | 15 | 7 | 5.6234e-09 | 5spot_SharedNeighbor | Water | Porous | Wet | R245fa | MinimizeLCOE_Brownfield | IgnoreSilica | 2019 | 239.2984 | 263.3397 | 34.2034 | 4 | 1873.2594 | 2160.2049 | 38.1889 | 44.0387 | 267.4017 | 0 | 56.531 | 26451855.7976 | 1634588.4147 | 28287710.5631 | 17552762.37 | 0 | 0 | 0 | 28831497.6867 | 75013642.8275 | 51198352.606 | 228970410.2656 | 961560.8286 | 26355312.1702 | 26355312.1702 | 1478867.319 | 11423845.938 | 0 | 256287283.2645 | 295545308.6917 | 5623413.2519 | 136.8136 | 1873.2594 | 2160.2049 | 38.1889 | 44.0387
1 | 6500 | 707 | 0.045 | 15 | 15 | 7 | 7.4989e-09 | 5spot_SharedNeighbor | Water | Porous | Wet | R245fa | MinimizeLCOE_Brownfield | IgnoreSilica | 2019 | 239.5347 | 263.5038 | 34.2247 | 4 | 1873.0457 | 2159.8125 | 38.1846 | 44.0307 | 267.3546 | 0 | 59.8082 | 26463670.1625 | 1635301.0984 | 28301806.4275 | 17568238.1076 | 0 | 0 | 0 | 28847916.1604 | 75056360.3282 | 51227508.178 | 229100800.4626 | 961560.8286 | 26355312.1702 | 26355312.1702 | 1478867.319 | 11423845.938 | 0 | 256417673.4615 | 295675698.8887 | 7498942.0933 | 136.8988 | 1873.0457 | 2159.8125 | 38.1846 | 44.0307
1 | 6500 | 707 | 0.045 | 15 | 15 | 7 | 1e-08 | 5spot_SharedNeighbor | Water | Porous | Wet | R245fa | MinimizeLCOE_Brownfield | IgnoreSilica | 2019 | 239.7005 | 263.6189 | 34.2397 | 4 | 1872.8957 | 2159.5372 | 38.1815 | 44.0251 | 267.3217 | 0 | 54.9304 | 26471962.4968 | 1635801.3154 | 28311700.5279 | 17579096.4399 | 0 | 0 | 0 | 28859438.7042 | 75086339.6235 | 51247969.663 | 229192308.7708 | 961560.8286 | 26355312.1702 | 26355312.1702 | 1478867.319 | 11423845.938 | 0 | 256509181.7697 | 295767207.1969 | 10000000 | 136.9586 | 1872.8957 | 2159.5372 | 38.1815 | 44.0251
1 | 6600 | 707 | 0.045 | 15 | 15 | 7 | 1e-13 | 5spot_SharedNeighbor | Water | Porous | Wet | R245fa | MinimizeLCOE_Brownfield | IgnoreSilica | 2019 | 1.5834 | 1.0669 | 0.13112 | 4 | 59693.737 | 136110.733 | 1216.9376 | 2774.8014 | 208.5209 | 0 | 19.8814 | 534228.931 | 34573.7428 | 344904.0934 | 128749.6716 | 0 | 56840.1919 | 0 | 428725.686 | 1115456.2913 | 761321.8391 | 3404800.4472 | 961560.8286 | 26942342.5866 | 26942342.5866 | 1478867.319 | 11658658.1045 | 0 | 31308703.8624 | 71388571.8726 | 100 | 0.52449 | 59693.737 | 136110.733 | 1216.9376 | 2774.8014
1 | 6600 | 707 | 0.045 | 15 | 15 | 7 | 1.3335e-13 | 5spot_SharedNeighbor | Water | Porous | Wet | R245fa | MinimizeLCOE_Brownfield | IgnoreSilica | 2019 | 2.0209 | 1.5808 | 0.19827 | 4 | 40799.1661 | 91336.8051 | 831.7462 | 1862.0243 | 224.6374 | 0 | 127.2456 | 703324.2229 | 45525.4883 | 472366.5833 | 161228.0495 | 0 | 55176.801 | 0 | 560672.2465 | 1458754.1758 | 995629.6994 | 4452677.2667 | 961560.8286 | 26942342.5866 | 26942342.5866 | 1478867.319 | 11658658.1045 | 0 | 32356580.6819 | 72436448.692 | 133.3521 | 0.79307 | 40799.1661 | 91336.8051 | 831.7462 | 1862.0243
1 | 6600 | 707 | 0.045 | 15 | 15 | 7 | 1.7783e-13 | 5spot_SharedNeighbor | Water | Porous | Wet | R245fa | MinimizeLCOE_Brownfield | IgnoreSilica | 2019 | 2.5655 | 2.2454 | 0.28576 | 4 | 29384.8455 | 64448.7941 | 599.0498 | 1313.8758 | 238.0937 | 0 | 164.1536 | 899483.0224 | 58203.908 | 625488.3198 | 201952.3886 | 0 | 50195.8424 | 0 | 715776.1577 | 1862302.7365 | 1271059.8841 | 5684462.2596 | 961560.8286 | 26942342.5866 | 26942342.5866 | 1478867.319 | 11658658.1045 | 0 | 33588365.6748 | 73668233.6849 | 177.8279 | 1.1431 | 29384.8455 | 64448.7941 | 599.0498 | 1313.8758
1 | 6600 | 707 | 0.045 | 15 | 15 | 7 | 2.3714e-13 | 5spot_SharedNeighbor | Water | Porous | Wet | R245fa | MinimizeLCOE_Brownfield | IgnoreSilica | 2019 | 3.2656 | 3.128 | 0.40257 | 4 | 21788.4777 | 46678.4144 | 444.1876 | 951.6026 | 249.4761 | 0 | 213.0102 | 1135226.414 | 73405.5805 | 815441.5579 | 254884.2346 | 0 | 39785.0761 | 0 | 904309.7166 | 2352828.3831 | 1605853.7173 | 7181734.68 | 961560.8286 | 26942342.5866 | 26942342.5866 | 1478867.319 | 11658658.1045 | 0 | 35085638.0952 | 75165506.1054 | 237.1374 | 1.6103 | 21788.4777 | 46678.4144 | 444.1876 | 951.6026
1 | 6600 | 707 | 0.045 | 15 | 15 | 7 | 3.1623e-13 | 5spot_SharedNeighbor | Water | Porous | Wet | R245fa | MinimizeLCOE_Brownfield | IgnoreSilica | 2019 | 4.1432 | 4.2634 | 0.55369 | 4 | 16623.7426 | 34720.3951 | 338.8975 | 707.8222 | 258.7179 | 0 | 40.1096 | 1411498.3727 | 91175.62 | 1044702.0294 | 322045.4617 | 0 | 8551.506 | 0 | 1122409.4661 | 2920279.1928 | 1993150.5548 | 8913812.2036 | 961560.8286 | 26942342.5866 | 26942342.5866 | 1478867.319 | 11658658.1045 | 0 | 36817715.6188 | 76897583.6289 | 316.2278 | 2.2148 | 16623.7426 | 34720.3951 | 338.8975 | 707.8222
1 | 6600 | 707 | 0.045 | 15 | 15 | 7 | 4.217e-13 | 5spot_SharedNeighbor | Water | Porous | Wet | R245fa | MinimizeLCOE_Brownfield | IgnoreSilica | 2019 | 3.674 | 3.655 | 0.47472 | 4 | 18873.3184 | 39980.4749 | 384.7581 | 815.0561 | 254.3474 | 0 | 204.8002 | 1266562.2601 | 81859.0101 | 923618.7467 | 286076.4026 | 0 | 3567.1074 | 0 | 999056.5755 | 2599340.2747 | 1774103.1486 | 7934183.5255 | 961560.8286 | 26942342.5866 | 26942342.5866 | 1478867.319 | 11658658.1045 | 0 | 35838086.9407 | 75917954.9508 | 421.6965 | 1.8989 | 18873.3184 | 39980.4749 | 384.7581 | 815.0561
1 | 6600 | 707 | 0.045 | 15 | 15 | 7 | 5.6234e-13 | 5spot_SharedNeighbor | Water | Porous | Wet | R245fa | MinimizeLCOE_Brownfield | IgnoreSilica | 2019 | 4.2869 | 4.4538 | 0.57848 | 4 | 16027.4297 | 33348.6976 | 326.7408 | 679.8583 | 259.9595 | 0 | 37.5981 | 1455584.9843 | 94007.099 | 1081861.7891 | 333152.7157 | 0 | 0 | 0 | 1156196.5694 | 3008186.3051 | 2053148.9653 | 9182138.428 | 961560.8286 | 26942342.5866 | 26942342.5866 | 1478867.319 | 11658658.1045 | 0 | 37086041.8432 | 77165909.8533 | 562.3413 | 2.3139 | 16027.4297 | 33348.6976 | 326.7408 | 679.8583
1 | 6600 | 707 | 0.045 | 15 | 15 | 7 | 7.4989e-13 | 5spot_SharedNeighbor | Water | Porous | Wet | R245fa | MinimizeLCOE_Brownfield | IgnoreSilica | 2019 | 5.5005 | 6.0591 | 0.78698 | 4 | 12539.863 | 25272.0408 | 255.6421 | 515.2047 | 267.5307 | 0 | 31.0369 | 1808110.9723 | 116609.6626 | 1383927.5916 | 427104.2926 | 0 | 0 | 0 | 1456943.4824 | 3790668.0811 | 2587208.8558 | 11570572.9383 | 961560.8286 | 26942342.5866 | 26942342.5866 | 1478867.319 | 11658658.1045 | 0 | 39474476.3535 | 79554344.3637 | 749.8942 | 3.1479 | 12539.863 | 25272.0408 | 255.6421 | 515.2047
1 | 6600 | 707 | 0.045 | 15 | 15 | 7 | 1e-12 | 5spot_SharedNeighbor | Water | Porous | Wet | R245fa | MinimizeLCOE_Brownfield | IgnoreSilica | 2019 | 7.0669 | 8.1531 | 1.059 | 4 | 10007.4308 | 19469.544 | 204.015 | 396.913 | 273.4667 | 0 | 31.9889 | 2229430.7679 | 143540.59 | 1754870.251 | 549151.8757 | 0 | 0 | 0 | 1824027.459 | 4745745.2888 | 3239068.6749 | 14485834.9074 | 961560.8286 | 26942342.5866 | 26942342.5866 | 1478867.319 | 11658658.1045 | 0 | 42389738.3226 | 82469606.3327 | 1000 | 4.2358 | 10007.4308 | 19469.544 | 204.015 | 396.913
1 | 6600 | 707 | 0.045 | 15 | 15 | 7 | 1.3335e-12 | 5spot_SharedNeighbor | Water | Porous | Wet | R245fa | MinimizeLCOE_Brownfield | IgnoreSilica | 2019 | 9.0742 | 10.828 | 1.4064 | 4 | 8157.5325 | 15282.1934 | 166.3023 | 311.5482 | 277.7417 | 0 | 32.555 | 2724401.9166 | 175077.9622 | 2202034.7162 | 705693.3616 | 0 | 0 | 0 | 2264811.1031 | 5892573.9137 | 4021802.7764 | 17986395.7498 | 961560.8286 | 26942342.5866 | 26942342.5866 | 1478867.319 | 11658658.1045 | 0 | 45890299.165 | 85970167.1751 | 1333.5214 | 5.6255 | 8157.5325 | 15282.1934 | 166.3023 | 311.5482
1 | 6600 | 707 | 0.045 | 15 | 15 | 7 | 1.7783e-12 | 5spot_SharedNeighbor | Water | Porous | Wet | R245fa | MinimizeLCOE_Brownfield | IgnoreSilica | 2019 | 11.7802 | 14.5856 | 1.8944 | 4 | 6663.7567 | 11952.9357 | 135.8497 | 243.6768 | 282.3569 | 0 | 38.3216 | 3363752.89 | 215672.435 | 2794633.8437 | 920182.6565 | 0 | 0 | 0 | 2844754.3118 | 7401467.18 | 5051653.4353 | 22592116.7521 | 961560.8286 | 26942342.5866 | 26942342.5866 | 1478867.319 | 11658658.1045 | 0 | 50496020.1674 | 90575888.1775 | 1778.2794 | 7.5777 | 6663.7567 | 11952.9357 | 135.8497 | 243.6768
1 | 6600 | 707 | 0.045 | 15 | 15 | 7 | 2.3714e-12 | 5spot_SharedNeighbor | Water | Porous | Wet | R245fa | MinimizeLCOE_Brownfield | IgnoreSilica | 2019 | 15.2958 | 19.4142 | 2.5216 | 4 | 5559.0193 | 9532.7066 | 113.3281 | 194.3371 | 285.409 | 0 | 38.0666 | 4119383.2147 | 263469.8017 | 3513019.6142 | 1198030.8096 | 0 | 0 | 0 | 3546622.3416 | 9227583.8207 | 6298015.5655 | 28166125.1679 | 961560.8286 | 26942342.5866 | 26942342.5866 | 1478867.319 | 11658658.1045 | 0 | 56070028.5832 | 96149896.5933 | 2371.3737 | 10.0863 | 5559.0193 | 9532.7066 | 113.3281 | 194.3371
1 | 6600 | 707 | 0.045 | 15 | 15 | 7 | 3.1623e-12 | 5spot_SharedNeighbor | Water | Porous | Wet | R245fa | MinimizeLCOE_Brownfield | IgnoreSilica | 2019 | 19.922 | 25.7882 | 3.3495 | 4 | 4702.6949 | 7694.2192 | 95.8708 | 156.8571 | 287.797 | 0 | 42.4437 | 5038756.3658 | 321396.8807 | 4408811.2246 | 1564270.0845 | 0 | 0 | 0 | 4419961.4767 | 11499833.1036 | 7848872.3912 | 35101901.5271 | 961560.8286 | 26942342.5866 | 26942342.5866 | 1478867.319 | 11658658.1045 | 0 | 63005804.9424 | 103085672.9525 | 3162.2777 | 13.3978 | 4702.6949 | 7694.2192 | 95.8708 | 156.8571
1 | 6600 | 707 | 0.045 | 15 | 15 | 7 | 4.217e-12 | 5spot_SharedNeighbor | Water | Porous | Wet | R245fa | MinimizeLCOE_Brownfield | IgnoreSilica | 2019 | 25.9996 | 34.1787 | 4.4392 | 4 | 4033.5811 | 6290.7156 | 82.23 | 128.2447 | 289.6485 | 0 | 37.1434 | 6155191.3233 | 391449.9232 | 5523184.695 | 2045992.7359 | 0 | 0 | 0 | 5505169.2842 | 14323321.2121 | 9775961.0421 | 43720270.2159 | 961560.8286 | 26942342.5866 | 26942342.5866 | 1478867.319 | 11658658.1045 | 0 | 71624173.6311 | 111704041.6412 | 4216.965 | 17.757 | 4033.5811 | 6290.7156 | 82.23 | 128.2447
1 | 6600 | 707 | 0.045 | 15 | 15 | 7 | 5.6234e-12 | 5spot_SharedNeighbor | Water | Porous | Wet | R245fa | MinimizeLCOE_Brownfield | IgnoreSilica | 2019 | 33.9682 | 45.1922 | 5.8697 | 4 | 3506.0405 | 5213.1035 | 71.4754 | 106.2762 | 291.0721 | 0 | 35.718 | 7508251.5064 | 475983.3248 | 6906148.0106 | 2678045.7112 | 0 | 0 | 0 | 6851687.1357 | 17826684.4528 | 12167078.4408 | 54413878.5823 | 961560.8286 | 26942342.5866 | 26942342.5866 | 1478867.319 | 11658658.1045 | 0 | 82317781.9975 | 122397650.0076 | 5623.4133 | 23.4788 | 3506.0405 | 5213.1035 | 71.4754 | 106.2762
1 | 6600 | 707 | 0.045 | 15 | 15 | 7 | 7.4989e-12 | 5spot_SharedNeighbor | Water | Porous | Wet | R245fa | MinimizeLCOE_Brownfield | IgnoreSilica | 2019 | 44.2675 | 59.4274 | 7.7186 | 4 | 3090.1328 | 4388.2878 | 62.9965 | 89.4612 | 292.1346 | 0 | 45.7736 | 9125211.2881 | 576551.1272 | 8597541.231 | 3494956.7081 | 0 | 0 | 0 | 8499761.5382 | 22114635.9816 | 15093693.4678 | 67502351.3419 | 961560.8286 | 26942342.5866 | 26942342.5866 | 1478867.319 | 11658658.1045 | 0 | 95406254.7571 | 135486122.7673 | 7498.9421 | 30.8745 | 3090.1328 | 4388.2878 | 62.9965 | 89.4612
1 | 6600 | 707 | 0.045 | 15 | 15 | 7 | 1e-11 | 5spot_SharedNeighbor | Water | Porous | Wet | R245fa | MinimizeLCOE_Brownfield | IgnoreSilica | 2019 | 57.3421 | 77.4336 | 10.0573 | 4 | 2762.3602 | 3758.6463 | 56.3144 | 76.6251 | 292.824 | 0 | 46.3662 | 11020660.8234 | 693901.1327 | 10624984.1552 | 4530664.0257 | 0 | 0 | 0 | 10479381.9534 | 27265202.226 | 18609060.7632 | 83223855.0797 | 961560.8286 | 26942342.5866 | 26942342.5866 | 1478867.319 | 11658658.1045 | 0 | 111127758.4949 | 151207626.505 | 10000 | 40.2293 | 2762.3602 | 3758.6463 | 56.3144 | 76.6251
1 | 6600 | 707 | 0.045 | 15 | 15 | 7 | 1.3335e-11 | 5spot_SharedNeighbor | Water | Porous | Wet | R245fa | MinimizeLCOE_Brownfield | IgnoreSilica | 2019 | 73.381 | 99.2104 | 12.8858 | 4 | 2507.9911 | 3285.5915 | 51.1288 | 66.9812 | 292.9632 | 0 | 44.2982 | 13153458.6828 | 825347.6054 | 12954789.1014 | 5793953.4021 | 0 | 0 | 0 | 12763744.0288 | 33208643.759 | 22665581.7349 | 101365518.3143 | 961560.8286 | 26942342.5866 | 26942342.5866 | 1478867.319 | 11658658.1045 | 0 | 129269421.7295 | 169349289.7396 | 13335.2143 | 51.543 | 2507.9911 | 3285.5915 | 51.1288 | 66.9812
1 | 6600 | 707 | 0.045 | 15 | 15 | 7 | 1.7783e-11 | 5spot_SharedNeighbor | Water | Porous | Wet | R245fa | MinimizeLCOE_Brownfield | IgnoreSilica | 2019 | 91.9849 | 123.6527 | 16.0604 | 4 | 2317.0133 | 2940.9061 | 47.2354 | 59.9543 | 292.2928 | 0 | 45.6737 | 15395234.3725 | 962918.2643 | 15450677.3329 | 7240188.3153 | 0 | 0 | 0 | 15229117.1311 | 39623038.8537 | 27043538.1897 | 120944712.4595 | 961560.8286 | 26942342.5866 | 26942342.5866 | 1478867.319 | 11658658.1045 | 0 | 148848615.8747 | 188928483.8848 | 17782.7941 | 64.2416 | 2317.0133 | 2940.9061 | 47.2354 | 59.9543
1 | 6600 | 707 | 0.045 | 15 | 15 | 7 | 2.3714e-11 | 5spot_SharedNeighbor | Water | Porous | Wet | R245fa | MinimizeLCOE_Brownfield | IgnoreSilica | 2019 | 112.2601 | 148.868 | 19.3354 | 4 | 2178.2633 | 2696.4807 | 44.4068 | 54.9714 | 290.6859 | 0 | 53.9612 | 17580353.7669 | 1096498.3503 | 17923626.0844 | 8783883.1568 | 0 | 0 | 0 | 17699900.9298 | 46051511.4703 | 31431102.8424 | 140566876.6008 | 961560.8286 | 26942342.5866 | 26942342.5866 | 1478867.319 | 11658658.1045 | 0 | 168470780.016 | 208550648.0262 | 23713.7371 | 77.3418 | 2178.2633 | 2696.4807 | 44.4068 | 54.9714
1 | 6600 | 707 | 0.045 | 15 | 15 | 7 | 3.1623e-11 | 5spot_SharedNeighbor | Water | Porous | Wet | R245fa | MinimizeLCOE_Brownfield | IgnoreSilica | 2019 | 132.8428 | 172.627 | 22.4213 | 4 | 2080.9931 | 2527.8873 | 42.4239 | 51.5344 | 288.264 | 0 | 48.9417 | 19545626.344 | 1216250.7417 | 20177703.891 | 10309276.9789 | 0 | 0 | 0 | 19987054.6027 | 52002216.1676 | 35492581.0731 | 158730709.7989 | 961560.8286 | 26942342.5866 | 26942342.5866 | 1478867.319 | 11658658.1045 | 0 | 186634613.2142 | 226714481.2243 | 31622.7766 | 89.6854 | 2080.9931 | 2527.8873 | 42.4239 | 51.5344
1 | 6600 | 707 | 0.045 | 15 | 15 | 7 | 4.217e-11 | 5spot_SharedNeighbor | Water | Porous | Wet | R245fa | MinimizeLCOE_Brownfield | IgnoreSilica | 2019 | 152.5574 | 193.9392 | 25.1894 | 4 | 2012.2197 | 2410.0043 | 41.0218 | 49.1312 | 285.6016 | 0 | 50.4334 | 21244677.596 | 1319510.4837 | 22147114.283 | 11739597.3921 | 0 | 0 | 0 | 22015850.9044 | 57280727.9812 | 39095273.8484 | 174842752.4888 | 961560.8286 | 26942342.5866 | 26942342.5866 | 1478867.319 | 11658658.1045 | 0 | 202746655.904 | 242826523.9141 | 42169.6503 | 100.7577 | 2012.2197 | 2410.0043 | 41.0218 | 49.1312
1 | 6600 | 707 | 0.045 | 15 | 15 | 7 | 5.6234e-11 | 5spot_SharedNeighbor | Water | Porous | Wet | R245fa | MinimizeLCOE_Brownfield | IgnoreSilica | 2019 | 170.4379 | 212.0712 | 27.5445 | 4 | 1963.9652 | 2327.7394 | 40.0381 | 47.4541 | 282.9672 | 0 | 53.0699 | 22649331.0819 | 1404701.7832 | 23788663.7682 | 13011744.0849 | 0 | 0 | 0 | 23733231.8801 | 61749000.9967 | 42144961.9954 | 188481635.5903 | 961560.8286 | 26942342.5866 | 26942342.5866 | 1478867.319 | 11658658.1045 | 0 | 216385539.0056 | 256465407.0157 | 56234.1325 | 110.1779 | 1963.9652 | 2327.7394 | 40.0381 | 47.4541
1 | 6600 | 707 | 0.045 | 15 | 15 | 7 | 7.4989e-11 | 5spot_SharedNeighbor | Water | Porous | Wet | R245fa | MinimizeLCOE_Brownfield | IgnoreSilica | 2019 | 185.6442 | 226.5606 | 29.4264 | 4 | 1930.9801 | 2271.4894 | 39.3656 | 46.3074 | 280.562 | 0 | 53.0396 | 23747749.0649 | 1471214.824 | 25080274.5451 | 14074994.1583 | 0 | 0 | 0 | 25105950.711 | 65320533.8114 | 44582606.529 | 199383323.6437 | 961560.8286 | 26942342.5866 | 26942342.5866 | 1478867.319 | 11658658.1045 | 0 | 227287227.0589 | 267367095.069 | 74989.4209 | 117.7056 | 1930.9801 | 2271.4894 | 39.3656 | 46.3074
1 | 6600 | 707 | 0.045 | 15 | 15 | 7 | 1e-10 | 5spot_SharedNeighbor | Water | Porous | Wet | R245fa | MinimizeLCOE_Brownfield | IgnoreSilica | 2019 | 198.1385 | 237.8355 | 30.8908 | 4 | 1908.3079 | 2232.6751 | 38.9034 | 45.5161 | 278.4863 | 0 | 49.4031 | 24588925.311 | 1522091.0607 | 26073903.2572 | 14936768.123 | 0 | 0 | 0 | 26177458.2232 | 68108376.5619 | 46485366.4907 | 207892889.0277 | 961560.8286 | 26942342.5866 | 26942342.5866 | 1478867.319 | 11658658.1045 | 0 | 235796792.4429 | 275876660.453 | 100000 | 123.5633 | 1908.3079 | 2232.6751 | 38.9034 | 45.5161
1 | 6600 | 707 | 0.045 | 15 | 15 | 7 | 1.3335e-10 | 5spot_SharedNeighbor | Water | Porous | Wet | R245fa | MinimizeLCOE_Brownfield | IgnoreSilica | 2019 | 208.2311 | 246.4718 | 32.0125 | 4 | 1892.6433 | 2205.6447 | 38.5841 | 44.965 | 276.7196 | 0 | 49.8395 | 25225730.9082 | 1560572.9851 | 26828634.1539 | 15623613.3623 | 0 | 0 | 0 | 27003035.0497 | 70256358.1152 | 47951408.0374 | 214449352.6118 | 961560.8286 | 26942342.5866 | 26942342.5866 | 1478867.319 | 11658658.1045 | 0 | 242353256.0271 | 282433124.0372 | 133352.1432 | 128.0501 | 1892.6433 | 2205.6447 | 38.5841 | 44.965
1 | 6600 | 707 | 0.045 | 15 | 15 | 7 | 1.7783e-10 | 5spot_SharedNeighbor | Water | Porous | Wet | R245fa | MinimizeLCOE_Brownfield | IgnoreSilica | 2019 | 216.2043 | 252.996 | 32.8599 | 4 | 1881.7709 | 2186.7007 | 38.3624 | 44.5789 | 275.2685 | 0 | 49.971 | 25702669.1484 | 1589375.6954 | 27395276.406 | 16161078.2266 | 0 | 0 | 0 | 27630875.7958 | 71889870.9487 | 49066314.1116 | 219435460.3325 | 961560.8286 | 26942342.5866 | 26942342.5866 | 1478867.319 | 11658658.1045 | 0 | 247339363.7477 | 287419231.7579 | 177827.941 | 131.4397 | 1881.7709 | 2186.7007 | 38.3624 | 44.5789
1 | 6600 | 707 | 0.045 | 15 | 15 | 7 | 2.3714e-10 | 5spot_SharedNeighbor | Water | Porous | Wet | R245fa | MinimizeLCOE_Brownfield | IgnoreSilica | 2019 | 222.4453 | 257.9149 | 33.4988 | 4 | 1874.1072 | 2173.2215 | 38.2062 | 44.3041 | 274.0987 | 0 | 55.4354 | 26059981.6781 | 1610943.9027 | 27820555.7153 | 16577982.6553 | 0 | 0 | 0 | 28107090.9411 | 73128885.0715 | 49911966.7097 | 223217406.6737 | 961560.8286 | 26942342.5866 | 26942342.5866 | 1478867.319 | 11658658.1045 | 0 | 251121310.0889 | 291201178.0991 | 237137.3706 | 133.9952 | 1874.1072 | 2173.2215 | 38.2062 | 44.3041
1 | 6600 | 707 | 0.045 | 15 | 15 | 7 | 3.1623e-10 | 5spot_SharedNeighbor | Water | Porous | Wet | R245fa | MinimizeLCOE_Brownfield | IgnoreSilica | 2019 | 227.2495 | 261.5901 | 33.9761 | 4 | 1868.6866 | 2163.5985 | 38.0957 | 44.1079 | 273.1786 | 0 | 62.6011 | 26325715.5714 | 1626978.6148 | 28137254.4173 | 16897012.3082 | 0 | 0 | 0 | 28464914.7555 | 74059869.237 | 50547382.5324 | 226059127.4367 | 961560.8286 | 26942342.5866 | 26942342.5866 | 1478867.319 | 11658658.1045 | 0 | 253963030.8519 | 294042898.862 | 316227.766 | 135.9046 | 1868.6866 | 2163.5985 | 38.0957 | 44.1079
1 | 6600 | 707 | 0.045 | 15 | 15 | 7 | 4.217e-10 | 5spot_SharedNeighbor | Water | Porous | Wet | R245fa | MinimizeLCOE_Brownfield | IgnoreSilica | 2019 | 230.93 | 264.3407 | 34.3334 | 4 | 1864.8075 | 2156.6506 | 38.0166 | 43.9662 | 272.462 | 0 | 67.5095 | 26523918.3004 | 1638935.3319 | 28373700.004 | 17140604.9973 | 0 | 0 | 0 | 28734091.8671 | 74760212.8655 | 51025381.4494 | 228196844.8155 | 961560.8286 | 26942342.5866 | 26942342.5866 | 1478867.319 | 11658658.1045 | 0 | 256100748.2308 | 296180616.2409 | 421696.5034 | 137.3336 | 1864.8075 | 2156.6506 | 38.0166 | 43.9662
1 | 6600 | 707 | 0.045 | 15 | 15 | 7 | 5.6234e-10 | 5spot_SharedNeighbor | Water | Porous | Wet | R245fa | MinimizeLCOE_Brownfield | IgnoreSilica | 2019 | 233.7365 | 266.3997 | 34.6008 | 4 | 1862.0036 | 2151.591 | 37.9595 | 43.8631 | 271.9088 | 0 | 53.464 | 26671905.822 | 1647861.0768 | 28550368.5434 | 17325785.5936 | 0 | 0 | 0 | 28936409.204 | 75286601.075 | 51384652.2187 | 229803583.5335 | 961560.8286 | 26942342.5866 | 26942342.5866 | 1478867.319 | 11658658.1045 | 0 | 257707486.9487 | 297787354.9588 | 562341.3252 | 138.4033 | 1862.0036 | 2151.591 | 37.9595 | 43.8631
1 | 6600 | 707 | 0.045 | 15 | 15 | 7 | 7.4989e-10 | 5spot_SharedNeighbor | Water | Porous | Wet | R245fa | MinimizeLCOE_Brownfield | IgnoreSilica | 2019 | 235.8559 | 267.9314 | 34.7998 | 4 | 1859.9665 | 2147.8985 | 37.9179 | 43.7878 | 271.4873 | 0 | 53.3038 | 26781783.4724 | 1654487.318 | 28681611.1633 | 17464867.5674 | 0 | 0 | 0 | 29087272.3132 | 75679115.939 | 51652551.6787 | 231001689.452 | 961560.8286 | 26942342.5866 | 26942342.5866 | 1478867.319 | 11658658.1045 | 0 | 258905592.8672 | 298985460.8773 | 749894.2093 | 139.1991 | 1859.9665 | 2147.8985 | 37.9179 | 43.7878
1 | 6600 | 707 | 0.045 | 15 | 15 | 7 | 1e-09 | 5spot_SharedNeighbor | Water | Porous | Wet | R245fa | MinimizeLCOE_Brownfield | IgnoreSilica | 2019 | 237.4736 | 269.0875 | 34.9499 | 4 | 1858.4622 | 2145.1572 | 37.8873 | 43.7319 | 271.1632 | 0 | 63.4728 | 26864605.0233 | 1659481.3975 | 28780576.0301 | 17570883.6184 | 0 | 0 | 0 | 29201462.967 | 75976216.5965 | 51855328.9823 | 231908554.6151 | 961560.8286 | 26942342.5866 | 26942342.5866 | 1478867.319 | 11658658.1045 | 0 | 259812458.0303 | 299892326.0405 | 1000000 | 139.7997 | 1858.4622 | 2145.1572 | 37.8873 | 43.7319
1 | 6600 | 707 | 0.045 | 15 | 15 | 7 | 1.3335e-09 | 5spot_SharedNeighbor | Water | Porous | Wet | R245fa | MinimizeLCOE_Brownfield | IgnoreSilica | 2019 | 238.6916 | 269.9508 | 35.0621 | 4 | 1857.3565 | 2143.1345 | 37.8647 | 43.6907 | 270.918 | 0 | 60.1876 | 26926389.4701 | 1663206.6609 | 28854425.1989 | 17650593.2967 | 0 | 0 | 0 | 29286899.7043 | 76198505.4615 | 52007045.7002 | 232587065.4926 | 961560.8286 | 26942342.5866 | 26942342.5866 | 1478867.319 | 11658658.1045 | 0 | 260490968.9078 | 300570836.9179 | 1333521.4322 | 140.2482 | 1857.3565 | 2143.1345 | 37.8647 | 43.6907
1 | 6600 | 707 | 0.045 | 15 | 15 | 7 | 1.7783e-09 | 5spot_SharedNeighbor | Water | Porous | Wet | R245fa | MinimizeLCOE_Brownfield | IgnoreSilica | 2019 | 239.6079 | 270.596 | 35.1459 | 4 | 1856.5395 | 2141.6361 | 37.8481 | 43.6601 | 270.7328 | 0 | 56.6952 | 26972526.6112 | 1665988.314 | 28909583.7677 | 17710449.0116 | 0 | 0 | 0 | 29350833.6048 | 76364848.3558 | 52120578.1436 | 233094807.8087 | 961560.8286 | 26942342.5866 | 26942342.5866 | 1478867.319 | 11658658.1045 | 0 | 260998711.2239 | 301078579.234 | 1778279.41 | 140.5834 | 1856.5395 | 2141.6361 | 37.8481 | 43.6601
1 | 6600 | 707 | 0.045 | 15 | 15 | 7 | 2.3714e-09 | 5spot_SharedNeighbor | Water | Porous | Wet | R245fa | MinimizeLCOE_Brownfield | IgnoreSilica | 2019 | 240.2916 | 271.0753 | 35.2081 | 4 | 1855.9382 | 2140.5307 | 37.8358 | 43.6376 | 270.5943 | 0 | 68.5333 | 27006781.5761 | 1668053.4889 | 28950543.5002 | 17755094.3961 | 0 | 0 | 0 | 29398384.4549 | 76488565.9139 | 52205017.9191 | 233472441.2493 | 961560.8286 | 26942342.5866 | 26942342.5866 | 1478867.319 | 11658658.1045 | 0 | 261376344.6645 | 301456212.6746 | 2371373.7057 | 140.8325 | 1855.9382 | 2140.5307 | 37.8358 | 43.6376
1 | 6600 | 707 | 0.045 | 15 | 15 | 7 | 3.1623e-09 | 5spot_SharedNeighbor | Water | Porous | Wet | R245fa | MinimizeLCOE_Brownfield | IgnoreSilica | 2019 | 240.8058 | 271.4345 | 35.2548 | 4 | 1855.4909 | 2139.7068 | 37.8267 | 43.6208 | 270.4899 | 0 | 66.6411 | 27032437.9868 | 1669600.2209 | 28981225.4197 | 17788654.6814 | 0 | 0 | 0 | 29434048.1405 | 76581355.508 | 52268348.7237 | 233755670.681 | 961560.8286 | 26942342.5866 | 26942342.5866 | 1478867.319 | 11658658.1045 | 0 | 261659574.0962 | 301739442.1063 | 3162277.6602 | 141.0191 | 1855.4909 | 2139.7068 | 37.8267 | 43.6208
1 | 6600 | 707 | 0.045 | 15 | 15 | 7 | 4.217e-09 | 5spot_SharedNeighbor | Water | Porous | Wet | R245fa | MinimizeLCOE_Brownfield | IgnoreSilica | 2019 | 241.2079 | 271.7142 | 35.2911 | 4 | 1855.145 | 2139.0684 | 37.8196 | 43.6078 | 270.408 | 0 | 64.5404 | 27052415.1002 | 1670804.5389 | 29005117.8168 | 17814886.0385 | 0 | 0 | 0 | 29461857.1628 | 76653708.8798 | 52317731.3867 | 233976520.9237 | 961560.8286 | 26942342.5866 | 26942342.5866 | 1478867.319 | 11658658.1045 | 0 | 261880424.3389 | 301960292.349 | 4216965.0343 | 141.1644 | 1855.145 | 2139.0684 | 37.8196 | 43.6078
1 | 6600 | 707 | 0.045 | 15 | 15 | 7 | 5.6234e-09 | 5spot_SharedNeighbor | Water | Porous | Wet | R245fa | MinimizeLCOE_Brownfield | IgnoreSilica | 2019 | 241.4831 | 271.9059 | 35.316 | 4 | 1854.9081 | 2138.6313 | 37.8148 | 43.5989 | 270.3521 | 0 | 70.5776 | 27066100.4424 | 1671629.5431 | 29021486.4495 | 17832848.7047 | 0 | 0 | 0 | 29480905.4045 | 76703268.4972 | 52351556.8439 | 234127795.8853 | 961560.8286 | 26942342.5866 | 26942342.5866 | 1478867.319 | 11658658.1045 | 0 | 262031699.3005 | 302111567.3106 | 5623413.2519 | 141.264 | 1854.9081 | 2138.6313 | 37.8148 | 43.5989
1 | 6600 | 707 | 0.045 | 15 | 15 | 7 | 7.4989e-09 | 5spot_SharedNeighbor | Water | Porous | Wet | R245fa | MinimizeLCOE_Brownfield | IgnoreSilica | 2019 | 241.707 | 272.0612 | 35.3362 | 4 | 1854.7174 | 2138.2786 | 37.8109 | 43.5917 | 270.3064 | 0 | 64.8397 | 27077186.7246 | 1672297.8571 | 29034747.0915 | 17847453.5922 | 0 | 0 | 0 | 29496357.2535 | 76743471.0388 | 52378995.9046 | 234250509.4622 | 961560.8286 | 26942342.5866 | 26942342.5866 | 1478867.319 | 11658658.1045 | 0 | 262154412.8774 | 302234280.8875 | 7498942.0933 | 141.3447 | 1854.7174 | 2138.2786 | 37.8109 | 43.5917
1 | 6600 | 707 | 0.045 | 15 | 15 | 7 | 1e-08 | 5spot_SharedNeighbor | Water | Porous | Wet | R245fa | MinimizeLCOE_Brownfield | IgnoreSilica | 2019 | 241.8728 | 272.1761 | 35.3511 | 4 | 1854.5765 | 2138.0181 | 37.8081 | 43.5864 | 270.2726 | 0 | 59.5516 | 27085386.2502 | 1672792.1437 | 29044555.1799 | 17858264.5411 | 0 | 0 | 0 | 29507789.2648 | 76773214.7872 | 52399296.6241 | 234341298.7911 | 961560.8286 | 26942342.5866 | 26942342.5866 | 1478867.319 | 11658658.1045 | 0 | 262245202.2063 | 302325070.2164 | 10000000 | 141.4044 | 1854.5765 | 2138.0181 | 37.8081 | 43.5864
1 | 6700 | 707 | 0.045 | 15 | 15 | 7 | 1e-13 | 5spot_SharedNeighbor | Water | Porous | Wet | R245fa | MinimizeLCOE_Brownfield | IgnoreSilica | 2019 | 1.632 | 1.1448 | 0.14141 | 4 | 56683.2926 | 129008.1235 | 1155.5656 | 2630.0051 | 212.6387 | 0 | 102.9488 | 561170.6206 | 36320.0797 | 364884.9443 | 132738.875 | 0 | 56105.3845 | 0 | 448975.7626 | 1168142.8366 | 797281.4889 | 3565619.9921 | 961560.8286 | 27535233.0938 | 27535233.0938 | 1478867.319 | 11895814.3074 | 0 | 32062413.9145 | 72972328.6348 | 100 | 0.56564 | 56683.2926 | 129008.1235 | 1155.5656 | 2630.0051
1 | 6700 | 707 | 0.045 | 15 | 15 | 7 | 1.3335e-13 | 5spot_SharedNeighbor | Water | Porous | Wet | R245fa | MinimizeLCOE_Brownfield | IgnoreSilica | 2019 | 2.0793 | 1.6856 | 0.21235 | 4 | 39019.6768 | 87182.2181 | 795.4689 | 1777.3274 | 228.7056 | 0 | 131.6348 | 735676.3912 | 47618.431 | 497265.4364 | 166599.4325 | 0 | 53217.2624 | 0 | 585147.0119 | 1522432.4947 | 1039091.4605 | 4647047.9205 | 961560.8286 | 27535233.0938 | 27535233.0938 | 1478867.319 | 11895814.3074 | 0 | 33143841.843 | 74053756.5632 | 133.3521 | 0.84941 | 39019.6768 | 87182.2181 | 795.4689 | 1777.3274
1 | 6700 | 707 | 0.045 | 15 | 15 | 7 | 1.7783e-13 | 5spot_SharedNeighbor | Water | Porous | Wet | R245fa | MinimizeLCOE_Brownfield | IgnoreSilica | 2019 | 2.6433 | 2.3921 | 0.30568 | 4 | 28154.7299 | 61613.2195 | 573.9723 | 1256.0688 | 242.2633 | 0 | 170.3007 | 940321.0008 | 60839.986 | 657967.286 | 208599.1078 | 0 | 46284.0961 | 0 | 746464.4759 | 1942147.4454 | 1325555.5386 | 5928178.9366 | 961560.8286 | 27535233.0938 | 27535233.0938 | 1478867.319 | 11895814.3074 | 0 | 34424972.859 | 75334887.5792 | 177.8279 | 1.2227 | 28154.7299 | 61613.2195 | 573.9723 | 1256.0688
1 | 6700 | 707 | 0.045 | 15 | 15 | 7 | 2.3714e-13 | 5spot_SharedNeighbor | Water | Porous | Wet | R245fa | MinimizeLCOE_Brownfield | IgnoreSilica | 2019 | 3.3434 | 3.3008 | 0.42651 | 4 | 21060.1922 | 45039.7339 | 429.3405 | 918.1959 | 253.3635 | 0 | 219.2909 | 1178963.8029 | 76221.9372 | 851294.0328 | 262059.3189 | 0 | 31203.3832 | 0 | 935899.5653 | 2435018.6894 | 1661950.2901 | 7432611.0198 | 961560.8286 | 27535233.0938 | 27535233.0938 | 1478867.319 | 11895814.3074 | 0 | 35929404.9422 | 76839319.6625 | 237.1374 | 1.706 | 21060.1922 | 45039.7339 | 429.3405 | 918.1959
1 | 6700 | 707 | 0.045 | 15 | 15 | 7 | 3.1623e-13 | 5spot_SharedNeighbor | Water | Porous | Wet | R245fa | MinimizeLCOE_Brownfield | IgnoreSilica | 2019 | 3.5768 | 3.6101 | 0.46887 | 4 | 19386.0973 | 41199.1083 | 395.2118 | 839.8995 | 256.2176 | 0 | 219.9756 | 1255610.8216 | 81154.5302 | 914540.142 | 280052.2356 | 0 | 6854.5695 | 0 | 989902.7966 | 2575524.0197 | 1757848.0652 | 7861487.1804 | 961560.8286 | 27535233.0938 | 27535233.0938 | 1478867.319 | 11895814.3074 | 0 | 36358281.1029 | 77268195.8231 | 316.2278 | 1.8755 | 19386.0973 | 41199.1083 | 395.2118 | 839.8995
1 | 6700 | 707 | 0.045 | 15 | 15 | 7 | 4.217e-13 | 5spot_SharedNeighbor | Water | Porous | Wet | R245fa | MinimizeLCOE_Brownfield | IgnoreSilica | 2019 | 3.4795 | 3.4827 | 0.45234 | 4 | 19968.6174 | 42578.8718 | 407.0873 | 868.0279 | 255.1342 | 0 | 182.9439 | 1224266.9113 | 79137.8441 | 888613.6864 | 272574.3063 | 0 | 0 | 0 | 961191.1718 | 2500822.2615 | 1706862.5803 | 7633468.7617 | 961560.8286 | 27535233.0938 | 27535233.0938 | 1478867.319 | 11895814.3074 | 0 | 36130262.6841 | 77040177.4044 | 421.6965 | 1.8094 | 19968.6174 | 42578.8718 | 407.0873 | 868.0279
1 | 6700 | 707 | 0.045 | 15 | 15 | 7 | 5.6234e-13 | 5spot_SharedNeighbor | Water | Porous | Wet | R245fa | MinimizeLCOE_Brownfield | IgnoreSilica | 2019 | 4.4721 | 4.8122 | 0.62502 | 4 | 15284.4656 | 31647.86 | 311.5945 | 645.1844 | 264.5023 | 0 | 34.5719 | 1537107.0752 | 99239.9761 | 1150955.7823 | 349574.5028 | 0 | 0 | 0 | 1223382.1612 | 3182989.4333 | 2172455.6921 | 9715704.623 | 961560.8286 | 27535233.0938 | 27535233.0938 | 1478867.319 | 11895814.3074 | 0 | 38212498.5454 | 79122413.2657 | 562.3413 | 2.5001 | 15284.4656 | 31647.86 | 311.5945 | 645.1844
1 | 6700 | 707 | 0.045 | 15 | 15 | 7 | 7.4989e-13 | 5spot_SharedNeighbor | Water | Porous | Wet | R245fa | MinimizeLCOE_Brownfield | IgnoreSilica | 2019 | 5.722 | 6.5195 | 0.84678 | 4 | 12017.7238 | 24095.8627 | 244.9976 | 491.2268 | 271.8681 | 0 | 40.8826 | 1903951.6944 | 122743.3624 | 1467429.8268 | 447589.3878 | 0 | 0 | 0 | 1537268.5658 | 3999657.4712 | 2729848.4088 | 12208488.7172 | 961560.8286 | 27535233.0938 | 27535233.0938 | 1478867.319 | 11895814.3074 | 0 | 40705282.6397 | 81615197.3599 | 749.8942 | 3.3871 | 12017.7238 | 24095.8627 | 244.9976 | 491.2268
1 | 6700 | 707 | 0.045 | 15 | 15 | 7 | 1e-12 | 5spot_SharedNeighbor | Water | Porous | Wet | R245fa | MinimizeLCOE_Brownfield | IgnoreSilica | 2019 | 7.3421 | 8.7539 | 1.137 | 4 | 9622.0481 | 18617.3384 | 196.1585 | 379.5396 | 277.638 | 0 | 37.9323 | 2344233.8639 | 150864.6193 | 1857570.0955 | 575429.2868 | 0 | 0 | 0 | 1921958.1675 | 5000540.9041 | 3412971.9179 | 15263568.8551 | 961560.8286 | 27535233.0938 | 27535233.0938 | 1478867.319 | 11895814.3074 | 0 | 43760362.7775 | 84670277.4978 | 1000 | 4.5479 | 9622.0481 | 18617.3384 | 196.1585 | 379.5396
1 | 6700 | 707 | 0.045 | 15 | 15 | 7 | 1.3335e-12 | 5spot_SharedNeighbor | Water | Porous | Wet | R245fa | MinimizeLCOE_Brownfield | IgnoreSilica | 2019 | 9.4421 | 11.6963 | 1.5191 | 4 | 7822.5305 | 14554.9083 | 159.4729 | 296.7215 | 282.4158 | 0 | 36.1179 | 2877156.7185 | 184790.6929 | 2342192.4352 | 742445.7112 | 0 | 0 | 0 | 2397168.3675 | 6236940.3654 | 4256839.9557 | 19037534.2464 | 961560.8286 | 27535233.0938 | 27535233.0938 | 1478867.319 | 11895814.3074 | 0 | 47534328.1688 | 88444242.8891 | 1333.5214 | 6.0766 | 7822.5305 | 14554.9083 | 159.4729 | 296.7215
1 | 6700 | 707 | 0.045 | 15 | 15 | 7 | 1.7783e-12 | 5spot_SharedNeighbor | Water | Porous | Wet | R245fa | MinimizeLCOE_Brownfield | IgnoreSilica | 2019 | 12.2406 | 15.6692 | 2.0352 | 4 | 6426.9898 | 11452.3831 | 131.0229 | 233.4723 | 286.4454 | 0 | 40.9295 | 3538880.5475 | 226766.5494 | 2959520.2376 | 966489.75 | 0 | 0 | 0 | 2999746.263 | 7804724.4437 | 5326884.8039 | 23823012.5951 | 961560.8286 | 27535233.0938 | 27535233.0938 | 1478867.319 | 11895814.3074 | 0 | 52319806.5175 | 93229721.2377 | 1778.2794 | 8.1406 | 6426.9898 | 11452.3831 | 131.0229 | 233.4723
1 | 6700 | 707 | 0.045 | 15 | 15 | 7 | 2.3714e-12 | 5spot_SharedNeighbor | Water | Porous | Wet | R245fa | MinimizeLCOE_Brownfield | IgnoreSilica | 2019 | 15.8754 | 20.8317 | 2.7057 | 4 | 5375.1817 | 9155.1803 | 109.5803 | 186.6407 | 289.4319 | 0 | 31.7778 | 4330494.414 | 276792.2241 | 3716755.9881 | 1257788.8018 | 0 | 0 | 0 | 3736914.2569 | 9722684.35 | 6635931.85 | 29677361.8849 | 961560.8286 | 27535233.0938 | 27535233.0938 | 1478867.319 | 11895814.3074 | 0 | 58174155.8073 | 99084070.5276 | 2371.3737 | 10.8227 | 5375.1817 | 9155.1803 | 109.5803 | 186.6407
1 | 6700 | 707 | 0.045 | 15 | 15 | 7 | 3.1623e-12 | 5spot_SharedNeighbor | Water | Porous | Wet | R245fa | MinimizeLCOE_Brownfield | IgnoreSilica | 2019 | 20.6742 | 27.6703 | 3.5939 | 4 | 4555.3167 | 7401.1025 | 92.8663 | 150.8815 | 291.7773 | 0 | 43.6076 | 5297229.0183 | 337642.0144 | 4664397.8839 | 1643141.7222 | 0 | 0 | 0 | 4657540.1491 | 12117964.0752 | 8270759.4806 | 36988674.3438 | 961560.8286 | 27535233.0938 | 27535233.0938 | 1478867.319 | 11895814.3074 | 0 | 65485468.2662 | 106395382.9864 | 3162.2777 | 14.3756 | 4555.3167 | 7401.1025 | 92.8663 | 150.8815
1 | 6700 | 707 | 0.045 | 15 | 15 | 7 | 4.217e-12 | 5spot_SharedNeighbor | Water | Porous | Wet | R245fa | MinimizeLCOE_Brownfield | IgnoreSilica | 2019 | 26.9937 | 36.6944 | 4.766 | 4 | 3912.7463 | 6058.6785 | 79.7666 | 123.5144 | 293.5979 | 0 | 39.2 | 6474008.8655 | 411402.4105 | 5846077.3902 | 2151229.1382 | 0 | 0 | 0 | 5804259.9437 | 15101493.7561 | 10307079.7932 | 46095551.2974 | 961560.8286 | 27535233.0938 | 27535233.0938 | 1478867.319 | 11895814.3074 | 0 | 74592345.2198 | 115502259.94 | 4216.965 | 19.0639 | 3912.7463 | 6058.6785 | 79.7666 | 123.5144
1 | 6700 | 707 | 0.045 | 15 | 15 | 7 | 5.6234e-12 | 5spot_SharedNeighbor | Water | Porous | Wet | R245fa | MinimizeLCOE_Brownfield | IgnoreSilica | 2019 | 35.2421 | 48.4862 | 6.2975 | 4 | 3407.7423 | 5031.7846 | 69.4714 | 102.5797 | 294.9897 | 0 | 45.5052 | 7893904.5323 | 500011.3899 | 7305997.0432 | 2814825.9929 | 0 | 0 | 0 | 7220748.1937 | 18786905.6209 | 12822449.1186 | 57344841.8915 | 961560.8286 | 27535233.0938 | 27535233.0938 | 1478867.319 | 11895814.3074 | 0 | 85841635.814 | 126751550.5342 | 5623.4133 | 25.1902 | 3407.7423 | 5031.7846 | 69.4714 | 102.5797
1 | 6700 | 707 | 0.045 | 15 | 15 | 7 | 7.4989e-12 | 5spot_SharedNeighbor | Water | Porous | Wet | R245fa | MinimizeLCOE_Brownfield | IgnoreSilica | 2019 | 45.9265 | 63.7579 | 8.2811 | 4 | 3008.0613 | 4243.1037 | 61.3234 | 86.5014 | 296.0235 | 0 | 43.7033 | 9594374.2796 | 605648.5963 | 9095191.658 | 3674530.9883 | 0 | 0 | 0 | 8958200.7537 | 23307400.7814 | 15907779.9525 | 71143127.0098 | 961560.8286 | 27535233.0938 | 27535233.0938 | 1478867.319 | 11895814.3074 | 0 | 99639920.9322 | 140549835.6524 | 7498.9421 | 33.1243 | 3008.0613 | 4243.1037 | 61.3234 | 86.5014
1 | 6700 | 707 | 0.045 | 15 | 15 | 7 | 1e-11 | 5spot_SharedNeighbor | Water | Porous | Wet | R245fa | MinimizeLCOE_Brownfield | IgnoreSilica | 2019 | 59.4226 | 82.9556 | 10.7745 | 4 | 2694.2223 | 3643.4493 | 54.9254 | 74.2766 | 296.6598 | 0 | 44.3615 | 11575930.8128 | 728180.357 | 11226936.787 | 4758260.2344 | 0 | 0 | 0 | 11032830.1946 | 28705161.0216 | 19591862.2293 | 87619161.6367 | 961560.8286 | 27535233.0938 | 27535233.0938 | 1478867.319 | 11895814.3074 | 0 | 116115955.5591 | 157025870.2793 | 10000 | 43.0981 | 2694.2223 | 3643.4493 | 54.9254 | 74.2766
1 | 6700 | 707 | 0.045 | 15 | 15 | 7 | 1.3335e-11 | 5spot_SharedNeighbor | Water | Porous | Wet | R245fa | MinimizeLCOE_Brownfield | IgnoreSilica | 2019 | 75.8754 | 105.9599 | 13.7624 | 4 | 2451.753 | 3194.8993 | 49.9823 | 65.1323 | 296.6983 | 0 | 40.9589 | 13786659.6421 | 864263.1493 | 13655194.4977 | 6069902.2233 | 0 | 0 | 0 | 13406647.6099 | 34881346.9993 | 23807236.067 | 106471250.1887 | 961560.8286 | 27535233.0938 | 27535233.0938 | 1478867.319 | 11895814.3074 | 0 | 134968044.1111 | 175877958.8314 | 13335.2143 | 55.0496 | 2451.753 | 3194.8993 | 49.9823 | 65.1323
1 | 6700 | 707 | 0.045 | 15 | 15 | 7 | 1.7783e-11 | 5spot_SharedNeighbor | Water | Porous | Wet | R245fa | MinimizeLCOE_Brownfield | IgnoreSilica | 2019 | 94.8742 | 131.54 | 17.0848 | 4 | 2270.2806 | 2868.9098 | 46.2827 | 58.4866 | 295.8758 | 0 | 49.8408 | 16091143.3191 | 1005512.5266 | 16234204.8318 | 7561055.9918 | 0 | 0 | 0 | 15947847.501 | 41493027.8443 | 28319844.1002 | 126652636.1148 | 961560.8286 | 27535233.0938 | 27535233.0938 | 1478867.319 | 11895814.3074 | 0 | 155149430.0373 | 196059344.7575 | 17782.7941 | 68.3393 | 2270.2806 | 2868.9098 | 46.2827 | 58.4866
1 | 6700 | 707 | 0.045 | 15 | 15 | 7 | 2.3714e-11 | 5spot_SharedNeighbor | Water | Porous | Wet | R245fa | MinimizeLCOE_Brownfield | IgnoreSilica | 2019 | 115.3884 | 157.525 | 20.4598 | 4 | 2139.5115 | 2639.392 | 43.6168 | 53.8076 | 294.0925 | 0 | 49.9144 | 18305954.4164 | 1140753.103 | 18752724.0234 | 9132662.1223 | 0 | 0 | 0 | 18459516.5294 | 48027875.442 | 32780011.8633 | 146599497.4999 | 961560.8286 | 27535233.0938 | 27535233.0938 | 1478867.319 | 11895814.3074 | 0 | 175096291.4223 | 216006206.1426 | 23713.7371 | 81.8394 | 2139.5115 | 2639.392 | 43.6168 | 53.8076
1 | 6700 | 707 | 0.045 | 15 | 15 | 7 | 3.1623e-11 | 5spot_SharedNeighbor | Water | Porous | Wet | R245fa | MinimizeLCOE_Brownfield | IgnoreSilica | 2019 | 136.0728 | 181.689 | 23.5983 | 4 | 2048.3781 | 2481.7763 | 41.759 | 50.5944 | 291.4985 | 0 | 44.3004 | 20274858.3279 | 1260599.3305 | 21020725.0589 | 10670493.9049 | 0 | 0 | 0 | 20758403.8827 | 54009108.7686 | 36862326.5107 | 164856515.7842 | 961560.8286 | 27535233.0938 | 27535233.0938 | 1478867.319 | 11895814.3074 | 0 | 193353309.7066 | 234263224.4268 | 31622.7766 | 94.3934 | 2048.3781 | 2481.7763 | 41.759 | 50.5944
1 | 6700 | 707 | 0.045 | 15 | 15 | 7 | 4.217e-11 | 5spot_SharedNeighbor | Water | Porous | Wet | R245fa | MinimizeLCOE_Brownfield | IgnoreSilica | 2019 | 155.8754 | 203.393 | 26.4173 | 4 | 1983.2976 | 2370.448 | 40.4322 | 48.3248 | 288.7587 | 0 | 46.1563 | 21981426.8903 | 1364213.1088 | 23006659.9421 | 12111391.7661 | 0 | 0 | 0 | 22800839.7658 | 59323107.9754 | 40489240.1612 | 181076879.6096 | 961560.8286 | 27535233.0938 | 27535233.0938 | 1478867.319 | 11895814.3074 | 0 | 209573673.5321 | 250483588.2523 | 42169.6503 | 105.6693 | 1983.2976 | 2370.448 | 40.4322 | 48.3248
1 | 6700 | 707 | 0.045 | 15 | 15 | 7 | 5.6234e-11 | 5spot_SharedNeighbor | Water | Porous | Wet | R245fa | MinimizeLCOE_Brownfield | IgnoreSilica | 2019 | 173.622 | 221.5093 | 28.7703 | 4 | 1938.3901 | 2293.8773 | 39.5167 | 46.7638 | 286.038 | 0 | 61.9071 | 23367106.3452 | 1448175.7633 | 24631916.8172 | 13374780.3052 | 0 | 0 | 0 | 24500571.9001 | 63745462.3256 | 43507587.8755 | 194575601.3321 | 961560.8286 | 27535233.0938 | 27535233.0938 | 1478867.319 | 11895814.3074 | 0 | 223072395.2545 | 263982309.9747 | 56234.1325 | 115.0813 | 1938.3901 | 2293.8773 | 39.5167 | 46.7638
1 | 6700 | 707 | 0.045 | 15 | 15 | 7 | 7.4989e-11 | 5spot_SharedNeighbor | Water | Porous | Wet | R245fa | MinimizeLCOE_Brownfield | IgnoreSilica | 2019 | 188.5795 | 235.9119 | 30.641 | 4 | 1907.595 | 2241.3793 | 38.8889 | 45.6935 | 283.6323 | 0 | 50.9109 | 24446214.5028 | 1513463.1711 | 25905059.2006 | 14421571.9259 | 0 | 0 | 0 | 25851660.4322 | 67260717.5398 | 45906821.7905 | 205305508.5629 | 961560.8286 | 27535233.0938 | 27535233.0938 | 1478867.319 | 11895814.3074 | 0 | 233802302.4853 | 274712217.2056 | 74989.4209 | 122.5639 | 1907.595 | 2241.3793 | 38.8889 | 45.6935
1 | 6700 | 707 | 0.045 | 15 | 15 | 7 | 1e-10 | 5spot_SharedNeighbor | Water | Porous | Wet | R245fa | MinimizeLCOE_Brownfield | IgnoreSilica | 2019 | 200.93 | 247.1007 | 32.0942 | 4 | 1886.4705 | 2205.1409 | 38.4583 | 44.9548 | 281.5159 | 0 | 61.2729 | 25271857.8046 | 1563359.3143 | 26883385.4254 | 15272329.0944 | 0 | 0 | 0 | 26906463.3391 | 70005098.3337 | 47779918.0737 | 213682411.3852 | 961560.8286 | 27535233.0938 | 27535233.0938 | 1478867.319 | 11895814.3074 | 0 | 242179205.3076 | 283089120.0278 | 100000 | 128.3769 | 1886.4705 | 2205.1409 | 38.4583 | 44.9548
1 | 6700 | 707 | 0.045 | 15 | 15 | 7 | 1.3335e-10 | 5spot_SharedNeighbor | Water | Porous | Wet | R245fa | MinimizeLCOE_Brownfield | IgnoreSilica | 2019 | 210.8984 | 255.6493 | 33.2045 | 4 | 1871.9014 | 2179.916 | 38.1612 | 44.4405 | 279.7182 | 0 | 57.9553 | 25895643.5844 | 1601025.1543 | 27624877.342 | 15949686.8033 | 0 | 0 | 0 | 27717780.8247 | 72115980.0073 | 49220638.1902 | 220125631.906 | 961560.8286 | 27535233.0938 | 27535233.0938 | 1478867.319 | 11895814.3074 | 0 | 248622425.8285 | 289532340.5487 | 133352.1432 | 132.8181 | 1871.9014 | 2179.916 | 38.1612 | 44.4405
1 | 6700 | 707 | 0.045 | 15 | 15 | 7 | 1.7783e-10 | 5spot_SharedNeighbor | Water | Porous | Wet | R245fa | MinimizeLCOE_Brownfield | IgnoreSilica | 2019 | 218.7648 | 262.0898 | 34.041 | 4 | 1861.8084 | 2162.2539 | 37.9555 | 44.0805 | 278.2444 | 0 | 51.366 | 26361766.7777 | 1629153.624 | 28180247.0835 | 16478619.7282 | 0 | 0 | 0 | 28333417.0132 | 73717739.0854 | 50313871.6739 | 225014814.9859 | 961560.8286 | 27535233.0938 | 27535233.0938 | 1478867.319 | 11895814.3074 | 0 | 253511608.9084 | 294421523.6286 | 177827.941 | 136.1642 | 1861.8084 | 2162.2539 | 37.9555 | 44.0805
1 | 6700 | 707 | 0.045 | 15 | 15 | 7 | 2.3714e-10 | 5spot_SharedNeighbor | Water | Porous | Wet | R245fa | MinimizeLCOE_Brownfield | IgnoreSilica | 2019 | 224.8937 | 266.9186 | 34.6682 | 4 | 1854.7323 | 2149.7424 | 37.8112 | 43.8254 | 277.063 | 0 | 57.7663 | 26709151.6636 | 1650107.3002 | 28594849.9276 | 16886903.6499 | 0 | 0 | 0 | 28797994.8911 | 74926475.4257 | 51138859.0631 | 228704341.9212 | 961560.8286 | 27535233.0938 | 27535233.0938 | 1478867.319 | 11895814.3074 | 0 | 257201135.8436 | 298111050.5638 | 237137.3706 | 138.6729 | 1854.7323 | 2149.7424 | 37.8112 | 43.8254
1 | 6700 | 707 | 0.045 | 15 | 15 | 7 | 3.1623e-10 | 5spot_SharedNeighbor | Water | Porous | Wet | R245fa | MinimizeLCOE_Brownfield | IgnoreSilica | 2019 | 229.6273 | 270.5363 | 35.1381 | 4 | 1849.7201 | 2140.7852 | 37.709 | 43.6428 | 276.1308 | 0 | 57.1557 | 26968260.3434 | 1665731.1024 | 28904482.8588 | 17200601.065 | 0 | 0 | 0 | 29148239.3942 | 75837739.7777 | 51760815.708 | 231485870.2495 | 961560.8286 | 27535233.0938 | 27535233.0938 | 1478867.319 | 11895814.3074 | 0 | 259982664.172 | 300892578.8922 | 316227.766 | 140.5524 | 1849.7201 | 2140.7852 | 37.709 | 43.6428
1 | 6700 | 707 | 0.045 | 15 | 15 | 7 | 4.217e-10 | 5spot_SharedNeighbor | Water | Porous | Wet | R245fa | MinimizeLCOE_Brownfield | IgnoreSilica | 2019 | 233.2347 | 273.2269 | 35.4876 | 4 | 1846.1497 | 2134.3486 | 37.6363 | 43.5116 | 275.4091 | 0 | 65.6013 | 27160336.7683 | 1677310.1331 | 29134224.4456 | 17438368.429 | 0 | 0 | 0 | 29409993.5126 | 76518770.3007 | 52225633.0337 | 233564636.6229 | 961560.8286 | 27535233.0938 | 27535233.0938 | 1478867.319 | 11895814.3074 | 0 | 262061430.5454 | 302971345.2656 | 421696.5034 | 141.9503 | 1846.1497 | 2134.3486 | 37.6363 | 43.5116
1 | 6700 | 707 | 0.045 | 15 | 15 | 7 | 5.6234e-10 | 5spot_SharedNeighbor | Water | Porous | Wet | R245fa | MinimizeLCOE_Brownfield | IgnoreSilica | 2019 | 235.9996 | 275.2498 | 35.7503 | 4 | 1843.5569 | 2129.6378 | 37.5834 | 43.4155 | 274.8491 | 0 | 59.6015 | 27304401.1988 | 1685993.2561 | 29306656.6239 | 17619910.9981 | 0 | 0 | 0 | 29607615.21 | 77032941.4195 | 52576565.3874 | 235134084.0938 | 961560.8286 | 27535233.0938 | 27535233.0938 | 1478867.319 | 11895814.3074 | 0 | 263630878.0163 | 304540792.7365 | 562341.3252 | 143.0012 | 1843.5569 | 2129.6378 | 37.5834 | 43.4155
1 | 6700 | 707 | 0.045 | 15 | 15 | 7 | 7.4989e-10 | 5spot_SharedNeighbor | Water | Porous | Wet | R245fa | MinimizeLCOE_Brownfield | IgnoreSilica | 2019 | 238.0996 | 276.7628 | 35.9468 | 4 | 1841.6666 | 2126.1835 | 37.5449 | 43.3451 | 274.4199 | 0 | 57.424 | 27411964.9994 | 1692475.5168 | 29435466.1563 | 17757194.5139 | 0 | 0 | 0 | 29755869.4627 | 77418668.5739 | 52839832.0963 | 236311471.3195 | 961560.8286 | 27535233.0938 | 27535233.0938 | 1478867.319 | 11895814.3074 | 0 | 264808265.2419 | 305718179.9621 | 749894.2093 | 143.7873 | 1841.6666 | 2126.1835 | 37.5449 | 43.3451
1 | 6700 | 707 | 0.045 | 15 | 15 | 7 | 1e-09 | 5spot_SharedNeighbor | Water | Porous | Wet | R245fa | MinimizeLCOE_Brownfield | IgnoreSilica | 2019 | 239.681 | 277.8898 | 36.0932 | 4 | 1840.2889 | 2123.6519 | 37.5168 | 43.2935 | 274.0946 | 0 | 54.6153 | 27491977.5932 | 1697296.9371 | 29531318.7245 | 17860444.134 | 0 | 0 | 0 | 29866604.5816 | 77706778.6384 | 53036473.1354 | 237190893.7442 | 961560.8286 | 27535233.0938 | 27535233.0938 | 1478867.319 | 11895814.3074 | 0 | 265687687.6667 | 306597602.3869 | 1000000 | 144.3728 | 1840.2889 | 2123.6519 | 37.5168 | 43.2935
1 | 6700 | 707 | 0.045 | 15 | 15 | 7 | 1.3335e-09 | 5spot_SharedNeighbor | Water | Porous | Wet | R245fa | MinimizeLCOE_Brownfield | IgnoreSilica | 2019 | 240.8789 | 278.7361 | 36.2031 | 4 | 1839.2707 | 2121.7734 | 37.496 | 43.2552 | 273.8469 | 0 | 64.2745 | 27551999.1191 | 1700913.4593 | 29603242.7759 | 17938512.3122 | 0 | 0 | 0 | 29949920.3899 | 77923549.2811 | 53184423.5532 | 237852560.8907 | 961560.8286 | 27535233.0938 | 27535233.0938 | 1478867.319 | 11895814.3074 | 0 | 266349354.8131 | 307259269.5333 | 1333521.4322 | 144.8125 | 1839.2707 | 2121.7734 | 37.496 | 43.2552
1 | 6700 | 707 | 0.045 | 15 | 15 | 7 | 1.7783e-09 | 5spot_SharedNeighbor | Water | Porous | Wet | R245fa | MinimizeLCOE_Brownfield | IgnoreSilica | 2019 | 241.7802 | 279.3686 | 36.2853 | 4 | 1838.5191 | 2120.3821 | 37.4807 | 43.2269 | 273.6599 | 0 | 63.1094 | 27596829.1474 | 1703614.4854 | 29656974.0373 | 17997175.9509 | 0 | 0 | 0 | 30012291.5122 | 78085826.1472 | 53295180.8487 | 238347892.129 | 961560.8286 | 27535233.0938 | 27535233.0938 | 1478867.319 | 11895814.3074 | 0 | 266844686.0514 | 307754600.7716 | 1778279.41 | 145.1411 | 1838.5191 | 2120.3821 | 37.4807 | 43.2269
1 | 6700 | 707 | 0.045 | 15 | 15 | 7 | 2.3714e-09 | 5spot_SharedNeighbor | Water | Porous | Wet | R245fa | MinimizeLCOE_Brownfield | IgnoreSilica | 2019 | 242.4453 | 279.8335 | 36.3457 | 4 | 1837.9715 | 2119.3663 | 37.4695 | 43.2061 | 273.5216 | 0 | 62.8804 | 27629758.82 | 1705598.4283 | 29696448.1833 | 18040452.3375 | 0 | 0 | 0 | 30058180.5299 | 78205219.9583 | 53376669.5781 | 238712327.8354 | 961560.8286 | 27535233.0938 | 27535233.0938 | 1478867.319 | 11895814.3074 | 0 | 267209121.7578 | 308119036.4781 | 2371373.7057 | 145.3826 | 1837.9715 | 2119.3663 | 37.4695 | 43.2061
1 | 6700 | 707 | 0.045 | 15 | 15 | 7 | 3.1623e-09 | 5spot_SharedNeighbor | Water | Porous | Wet | R245fa | MinimizeLCOE_Brownfield | IgnoreSilica | 2019 | 242.9595 | 280.1912 | 36.3921 | 4 | 1837.5539 | 2118.5894 | 37.461 | 43.1903 | 273.4144 | 0 | 45.9324 | 27655085.0336 | 1707124.2316 | 29726811.2722 | 18073886.146 | 0 | 0 | 0 | 30093533.6065 | 78297201.4116 | 53439448.81 | 238993090.5115 | 961560.8286 | 27535233.0938 | 27535233.0938 | 1478867.319 | 11895814.3074 | 0 | 267489884.4339 | 308399799.1541 | 3162277.6602 | 145.5685 | 1837.5539 | 2118.5894 | 37.461 | 43.1903
1 | 6700 | 707 | 0.045 | 15 | 15 | 7 | 4.217e-09 | 5spot_SharedNeighbor | Water | Porous | Wet | R245fa | MinimizeLCOE_Brownfield | IgnoreSilica | 2019 | 243.3468 | 280.4599 | 36.427 | 4 | 1837.2421 | 2118.0084 | 37.4547 | 43.1785 | 273.3334 | 0 | 49.7964 | 27674100.5413 | 1708269.8129 | 29749610.5928 | 18099061.8613 | 0 | 0 | 0 | 30120106.6952 | 78366339.1376 | 53486636.7286 | 239204125.3698 | 961560.8286 | 27535233.0938 | 27535233.0938 | 1478867.319 | 11895814.3074 | 0 | 267700919.2922 | 308610834.0124 | 4216965.0343 | 145.708 | 1837.2421 | 2118.0084 | 37.4547 | 43.1785
1 | 6700 | 707 | 0.045 | 15 | 15 | 7 | 5.6234e-09 | 5spot_SharedNeighbor | Water | Porous | Wet | R245fa | MinimizeLCOE_Brownfield | IgnoreSilica | 2019 | 243.6368 | 280.6607 | 36.4531 | 4 | 1837.01 | 2117.5755 | 37.4499 | 43.1696 | 273.2727 | 0 | 48.6803 | 27688309.6676 | 1709125.8207 | 29766648.2559 | 18117912.7094 | 0 | 0 | 0 | 30139978.6169 | 78418041.8014 | 53521924.8591 | 239361941.731 | 961560.8286 | 27535233.0938 | 27535233.0938 | 1478867.319 | 11895814.3074 | 0 | 267858735.6535 | 308768650.3737 | 5623413.2519 | 145.8123 | 1837.01 | 2117.5755 | 37.4499 | 43.1696
1 | 6700 | 707 | 0.045 | 15 | 15 | 7 | 7.4989e-09 | 5spot_SharedNeighbor | Water | Porous | Wet | R245fa | MinimizeLCOE_Brownfield | IgnoreSilica | 2019 | 243.8459 | 280.8054 | 36.4719 | 4 | 1836.8429 | 2117.2637 | 37.4465 | 43.1633 | 273.229 | 0 | 50.6022 | 27698552.4498 | 1709742.874 | 29778930.6119 | 18131506.5437 | 0 | 0 | 0 | 30154305.6669 | 78455317.8467 | 53547366.526 | 239475722.519 | 961560.8286 | 27535233.0938 | 27535233.0938 | 1478867.319 | 11895814.3074 | 0 | 267972516.4414 | 308882431.1616 | 7498942.0933 | 145.8876 | 1836.8429 | 2117.2637 | 37.4465 | 43.1633
1 | 6700 | 707 | 0.045 | 15 | 15 | 7 | 1e-08 | 5spot_SharedNeighbor | Water | Porous | Wet | R245fa | MinimizeLCOE_Brownfield | IgnoreSilica | 2019 | 244.0117 | 280.9198 | 36.4867 | 4 | 1836.7115 | 2117.0182 | 37.4438 | 43.1583 | 273.1943 | 0 | 46.3895 | 27706644.6023 | 1710230.3626 | 29788634.4514 | 18142276.2713 | 0 | 0 | 0 | 30165636.4182 | 78484798.1373 | 53567487.43 | 239565707.6732 | 961560.8286 | 27535233.0938 | 27535233.0938 | 1478867.319 | 11895814.3074 | 0 | 268062501.5957 | 308972416.3159 | 10000000 | 145.947 | 1836.7115 | 2117.0182 | 37.4438 | 43.1583
1 | 6800 | 707 | 0.045 | 15 | 15 | 7 | 1e-13 | 5spot_SharedNeighbor | Water | Porous | Wet | R245fa | MinimizeLCOE_Brownfield | IgnoreSilica | 2019 | 1.6709 | 1.2133 | 0.15066 | 4 | 54422.1662 | 123696.3409 | 1109.4695 | 2521.7172 | 216.3224 | 0 | 78.8986 | 584467.9717 | 37829.7637 | 382269.3434 | 136011.3859 | 0 | 54686.9291 | 0 | 466153.5036 | 1212835.7951 | 827785.3514 | 3702040.0438 | 961560.8286 | 28133983.6919 | 28133983.6919 | 1478867.319 | 12135314.5466 | 0 | 32797584.5643 | 74545750.1219 | 100 | 0.60265 | 54422.1662 | 123696.3409 | 1109.4695 | 2521.7172
1 | 6800 | 707 | 0.045 | 15 | 15 | 7 | 1.3335e-13 | 5spot_SharedNeighbor | Water | Porous | Wet | R245fa | MinimizeLCOE_Brownfield | IgnoreSilica | 2019 | 2.1376 | 1.7911 | 0.22662 | 4 | 37431.2973 | 83486.4188 | 763.0876 | 1701.9836 | 232.755 | 0 | 101.5696 | 767636.1558 | 49685.2387 | 522007.3476 | 171037.7716 | 0 | 50782.5953 | 0 | 608848.1526 | 1584098.0011 | 1081179.4357 | 4835274.6986 | 961560.8286 | 28133983.6919 | 28133983.6919 | 1478867.319 | 12135314.5466 | 0 | 33930819.2191 | 75678984.7766 | 133.3521 | 0.90648 | 37431.2973 | 83486.4188 | 763.0876 | 1701.9836
1 | 6800 | 707 | 0.045 | 15 | 15 | 7 | 1.7783e-13 | 5spot_SharedNeighbor | Water | Porous | Wet | R245fa | MinimizeLCOE_Brownfield | IgnoreSilica | 2019 | 2.7016 | 2.519 | 0.32321 | 4 | 27246.4871 | 59538.7827 | 555.4565 | 1213.7786 | 246.039 | 0 | 131.3513 | 975062.724 | 63081.6511 | 685745.7071 | 213876.14 | 0 | 41178.1333 | 0 | 771788.2986 | 2008034.8375 | 1370525.0376 | 6129292.5291 | 961560.8286 | 28133983.6919 | 28133983.6919 | 1478867.319 | 12135314.5466 | 0 | 35224837.0496 | 76973002.6071 | 177.8279 | 1.2928 | 27246.4871 | 59538.7827 | 555.4565 | 1213.7786
1 | 6800 | 707 | 0.045 | 15 | 15 | 7 | 2.3714e-13 | 5spot_SharedNeighbor | Water | Porous | Wet | R245fa | MinimizeLCOE_Brownfield | IgnoreSilica | 2019 | 3.4406 | 3.5069 | 0.45495 | 4 | 20228.8688 | 43169.8895 | 412.3929 | 880.0766 | 257.482 | 0 | 177.6706 | 1230243.0356 | 79522.3983 | 893550.2961 | 270921.2805 | 0 | 17336.7468 | 0 | 971713.7653 | 2528199.8915 | 1725548.3752 | 7717035.7892 | 961560.8286 | 28133983.6919 | 28133983.6919 | 1478867.319 | 12135314.5466 | 0 | 36812580.3097 | 78560745.8673 | 237.1374 | 1.8198 | 20228.8688 | 43169.8895 | 412.3929 | 880.0766
1 | 6800 | 707 | 0.045 | 15 | 15 | 7 | 3.1623e-13 | 5spot_SharedNeighbor | Water | Porous | Wet | R245fa | MinimizeLCOE_Brownfield | IgnoreSilica | 2019 | 3.2073 | 3.1933 | 0.41475 | 4 | 21859.0692 | 47023.9678 | 445.6267 | 958.6472 | 254.4568 | 0 | 147.8957 | 1151855.2289 | 74476.4935 | 829051.6276 | 252837.8718 | 0 | 6184.9261 | 0 | 902618.3977 | 2348427.9184 | 1602850.3097 | 7168302.7737 | 961560.8286 | 28133983.6919 | 28133983.6919 | 1478867.319 | 12135314.5466 | 0 | 36263847.2942 | 78012012.8518 | 316.2278 | 1.659 | 21859.0692 | 47023.9678 | 445.6267 | 958.6472
1 | 6800 | 707 | 0.045 | 15 | 15 | 7 | 4.217e-13 | 5spot_SharedNeighbor | Water | Porous | Wet | R245fa | MinimizeLCOE_Brownfield | IgnoreSilica | 2019 | 3.6351 | 3.7741 | 0.49019 | 4 | 18966.2815 | 40258.0793 | 386.6533 | 820.7154 | 259.8718 | 0 | 144.3847 | 1295456.69 | 83717.3694 | 947620.7242 | 286112.0828 | 0 | 0 | 0 | 1019033.6779 | 2651316.5973 | 1809578.0568 | 8092835.1984 | 961560.8286 | 28133983.6919 | 28133983.6919 | 1478867.319 | 12135314.5466 | 0 | 37188379.7189 | 78936545.2764 | 421.6965 | 1.9608 | 18966.2815 | 40258.0793 | 386.6533 | 820.7154
1 | 6800 | 707 | 0.045 | 15 | 15 | 7 | 5.6234e-13 | 5spot_SharedNeighbor | Water | Porous | Wet | R245fa | MinimizeLCOE_Brownfield | IgnoreSilica | 2019 | 4.6379 | 5.1614 | 0.67038 | 4 | 14663.5611 | 30232.4288 | 298.9365 | 616.329 | 268.8459 | 0 | 22.3034 | 1614867.7694 | 104227.9716 | 1217303.2837 | 364921.5436 | 0 | 0 | 0 | 1287515.0216 | 3349849.9806 | 2286341.4443 | 10225027.0148 | 961560.8286 | 28133983.6919 | 28133983.6919 | 1478867.319 | 12135314.5466 | 0 | 39320571.5353 | 81068737.0929 | 562.3413 | 2.6815 | 14663.5611 | 30232.4288 | 298.9365 | 616.329
1 | 6800 | 707 | 0.045 | 15 | 15 | 7 | 7.4989e-13 | 5spot_SharedNeighbor | Water | Porous | Wet | R245fa | MinimizeLCOE_Brownfield | IgnoreSilica | 2019 | 5.9459 | 7.0072 | 0.91012 | 4 | 11528.0788 | 22995.8912 | 235.0155 | 468.8023 | 276.1666 | 0 | 27.9416 | 2003357.8799 | 129100.4627 | 1554604.6091 | 468882.9655 | 0 | 0 | 0 | 1620818.9077 | 4217038.3222 | 2878215.3064 | 12872018.4535 | 961560.8286 | 28133983.6919 | 28133983.6919 | 1478867.319 | 12135314.5466 | 0 | 41967562.974 | 83715728.5315 | 749.8942 | 3.6405 | 11528.0788 | 22995.8912 | 235.0155 | 468.8023
1 | 6800 | 707 | 0.045 | 15 | 15 | 7 | 1e-12 | 5spot_SharedNeighbor | Water | Porous | Wet | R245fa | MinimizeLCOE_Brownfield | IgnoreSilica | 2019 | 7.6199 | 9.3896 | 1.2195 | 4 | 9259.1388 | 17817.2806 | 188.7601 | 363.2294 | 281.7635 | 0 | 24.7916 | 2463264.6865 | 158452.3085 | 1964720.7567 | 602743.8563 | 0 | 0 | 0 | 2023780.8272 | 5265462.5777 | 3593786.4037 | 16072211.4168 | 961560.8286 | 28133983.6919 | 28133983.6919 | 1478867.319 | 12135314.5466 | 0 | 45167755.9373 | 86915921.4948 | 1000 | 4.8782 | 9259.1388 | 17817.2806 | 188.7601 | 363.2294
1 | 6800 | 707 | 0.045 | 15 | 15 | 7 | 1.3335e-12 | 5spot_SharedNeighbor | Water | Porous | Wet | R245fa | MinimizeLCOE_Brownfield | IgnoreSilica | 2019 | 9.8294 | 12.6162 | 1.6386 | 4 | 7510.6833 | 13880.0681 | 153.1154 | 282.964 | 286.7695 | 0 | 32.2789 | 3035478.5073 | 194848.0057 | 2488435.7199 | 781599.2399 | 0 | 0 | 0 | 2535140.9744 | 6595916.7864 | 4501848.7393 | 20133267.9729 | 961560.8286 | 28133983.6919 | 28133983.6919 | 1478867.319 | 12135314.5466 | 0 | 49228812.4934 | 90976978.0509 | 1333.5214 | 6.5545 | 7510.6833 | 13880.0681 | 153.1154 | 282.964
1 | 6800 | 707 | 0.045 | 15 | 15 | 7 | 1.7783e-12 | 5spot_SharedNeighbor | Water | Porous | Wet | R245fa | MinimizeLCOE_Brownfield | IgnoreSilica | 2019 | 12.7011 | 16.8165 | 2.1842 | 4 | 6203.5665 | 10982.0252 | 126.4681 | 223.8834 | 290.5001 | 0 | 33.243 | 3720581.8096 | 238266.3558 | 3131656.7139 | 1014553.8824 | 0 | 0 | 0 | 3160972.9171 | 8224203.1256 | 5613187.6237 | 25103422.4282 | 961560.8286 | 28133983.6919 | 28133983.6919 | 1478867.319 | 12135314.5466 | 0 | 54198966.9487 | 95947132.5062 | 1778.2794 | 8.7367 | 6203.5665 | 10982.0252 | 126.4681 | 223.8834
1 | 6800 | 707 | 0.045 | 15 | 15 | 7 | 2.3714e-12 | 5spot_SharedNeighbor | Water | Porous | Wet | R245fa | MinimizeLCOE_Brownfield | IgnoreSilica | 2019 | 16.4795 | 22.3713 | 2.9056 | 4 | 5195.6786 | 8787.6615 | 105.9209 | 179.1484 | 293.4393 | 0 | 30.4177 | 4555191.4217 | 290957.9462 | 3934929.9599 | 1321976.9117 | 0 | 0 | 0 | 3940191.9334 | 10251571.1663 | 6996907.9697 | 31291727.3089 | 961560.8286 | 28133983.6919 | 28133983.6919 | 1478867.319 | 12135314.5466 | 0 | 60387271.8294 | 102135437.3869 | 2371.3737 | 11.6226 | 5195.6786 | 8787.6615 | 105.9209 | 179.1484
1 | 6800 | 707 | 0.045 | 15 | 15 | 7 | 3.1623e-12 | 5spot_SharedNeighbor | Water | Porous | Wet | R245fa | MinimizeLCOE_Brownfield | IgnoreSilica | 2019 | 21.4636 | 29.7239 | 3.8606 | 4 | 4410.5101 | 7113.9619 | 89.9142 | 145.0277 | 295.7422 | 0 | 36.4181 | 5573605.4387 | 354994.1231 | 4939346.6941 | 1728354.8999 | 0 | 0 | 0 | 4912557.4508 | 12781466.7828 | 8723613.7121 | 39013939.1014 | 961560.8286 | 28133983.6919 | 28133983.6919 | 1478867.319 | 12135314.5466 | 0 | 68109483.622 | 109857649.1795 | 3162.2777 | 15.4425 | 4410.5101 | 7113.9619 | 89.9142 | 145.0277
1 | 6800 | 707 | 0.045 | 15 | 15 | 7 | 4.217e-12 | 5spot_SharedNeighbor | Water | Porous | Wet | R245fa | MinimizeLCOE_Brownfield | IgnoreSilica | 2019 | 28.0265 | 39.4262 | 5.1208 | 4 | 3794.7063 | 5832.8719 | 77.3602 | 118.911 | 297.5277 | 0 | 29.065 | 6813260.8969 | 432610.0217 | 6191741.8209 | 2264105.893 | 0 | 0 | 0 | 6123670.2667 | 15932533.8964 | 10874281.7652 | 48632204.5608 | 961560.8286 | 28133983.6919 | 28133983.6919 | 1478867.319 | 12135314.5466 | 0 | 77727749.0813 | 119475914.6389 | 4216.965 | 20.4832 | 3794.7063 | 5832.8719 | 77.3602 | 118.911
1 | 6800 | 707 | 0.045 | 15 | 15 | 7 | 5.6234e-12 | 5spot_SharedNeighbor | Water | Porous | Wet | R245fa | MinimizeLCOE_Brownfield | IgnoreSilica | 2019 | 36.5721 | 52.0742 | 6.7636 | 4 | 3311.1797 | 4854.307 | 67.5029 | 98.9616 | 298.8873 | 0 | 31.0952 | 8305620.9861 | 525633.436 | 7735404.3249 | 2962245.8864 | 0 | 0 | 0 | 7616272.807 | 19815979.5316 | 13524813.208 | 60485970.18 | 961560.8286 | 28133983.6919 | 28133983.6919 | 1478867.319 | 12135314.5466 | 0 | 89581514.7005 | 131329680.2581 | 5623.4133 | 27.0543 | 3311.1797 | 4854.307 | 67.5029 | 98.9616
1 | 6800 | 707 | 0.045 | 15 | 15 | 7 | 7.4989e-12 | 5spot_SharedNeighbor | Water | Porous | Wet | R245fa | MinimizeLCOE_Brownfield | IgnoreSilica | 2019 | 47.6199 | 68.4166 | 8.8862 | 4 | 2928.4274 | 4102.9544 | 59.7 | 83.6443 | 299.8865 | 0 | 30.6707 | 10089149.0136 | 636297.3064 | 9623077.6907 | 3864672.8172 | 0 | 0 | 0 | 9443146.7629 | 24569130.8213 | 16768936.6307 | 74994411.0429 | 961560.8286 | 28133983.6919 | 28133983.6919 | 1478867.319 | 12135314.5466 | 0 | 104089955.5635 | 145838121.121 | 7498.9421 | 35.5447 | 2928.4274 | 4102.9544 | 59.7 | 83.6443
1 | 6800 | 707 | 0.045 | 15 | 15 | 7 | 1e-11 | 5spot_SharedNeighbor | Water | Porous | Wet | R245fa | MinimizeLCOE_Brownfield | IgnoreSilica | 2019 | 61.5368 | 88.8741 | 11.5432 | 4 | 2628.1308 | 3532.2997 | 53.578 | 72.0107 | 300.4633 | 0 | 50.4342 | 12159614.3509 | 764169.1423 | 11863279.1135 | 4998377.0156 | 0 | 0 | 0 | 11616321.4527 | 30223285.5848 | 20628013.438 | 92253060.0979 | 961560.8286 | 28133983.6919 | 28133983.6919 | 1478867.319 | 12135314.5466 | 0 | 121348604.6184 | 163096770.176 | 10000 | 46.173 | 2628.1308 | 3532.2997 | 53.578 | 72.0107
1 | 6800 | 707 | 0.045 | 15 | 15 | 7 | 1.3335e-11 | 5spot_SharedNeighbor | Water | Porous | Wet | R245fa | MinimizeLCOE_Brownfield | IgnoreSilica | 2019 | 78.4358 | 113.2063 | 14.7036 | 4 | 2396.7876 | 3106.6171 | 48.8618 | 63.3326 | 300.3912 | 0 | 40.5284 | 14453969.7974 | 905224.6587 | 14397304.229 | 6362589.6411 | 0 | 0 | 0 | 14086444.4472 | 36650038.9246 | 25014404.649 | 111869976.347 | 961560.8286 | 28133983.6919 | 28133983.6919 | 1478867.319 | 12135314.5466 | 0 | 140965520.8675 | 182713686.4251 | 13335.2143 | 58.8144 | 2396.7876 | 3106.6171 | 48.8618 | 63.3326
1 | 6800 | 707 | 0.045 | 15 | 15 | 7 | 1.7783e-11 | 5spot_SharedNeighbor | Water | Porous | Wet | R245fa | MinimizeLCOE_Brownfield | IgnoreSilica | 2019 | 97.7831 | 139.8845 | 18.1686 | 4 | 2224.9722 | 2799.4261 | 45.3591 | 57.0701 | 299.4093 | 0 | 52.5243 | 16814743.1636 | 1049749.2904 | 17052980.0284 | 7895703.5915 | 0 | 0 | 0 | 16697138.6688 | 43442529.7622 | 29650419.2174 | 132603263.7222 | 961560.8286 | 28133983.6919 | 28133983.6919 | 1478867.319 | 12135314.5466 | 0 | 161698808.2428 | 203446973.8003 | 17782.7941 | 72.6745 | 2224.9722 | 2799.4261 | 45.3591 | 57.0701
1 | 6800 | 707 | 0.045 | 15 | 15 | 7 | 2.3714e-11 | 5spot_SharedNeighbor | Water | Porous | Wet | R245fa | MinimizeLCOE_Brownfield | IgnoreSilica | 2019 | 118.5406 | 166.6325 | 21.6427 | 4 | 2101.8496 | 2584.0916 | 42.849 | 52.6802 | 297.4432 | 0 | 47.3101 | 19057342.9233 | 1186529.9255 | 19615184.8371 | 9495523.5031 | 0 | 0 | 0 | 19248286.6637 | 50080093.5324 | 34180692.8789 | 152863654.264 | 961560.8286 | 28133983.6919 | 28133983.6919 | 1478867.319 | 12135314.5466 | 0 | 181959198.7845 | 223707364.342 | 23713.7371 | 86.571 | 2101.8496 | 2584.0916 | 42.849 | 52.6802
1 | 6800 | 707 | 0.045 | 15 | 15 | 7 | 3.1623e-11 | 5spot_SharedNeighbor | Water | Porous | Wet | R245fa | MinimizeLCOE_Brownfield | IgnoreSilica | 2019 | 139.2984 | 191.1288 | 24.8244 | 4 | 2016.7377 | 2437.1723 | 41.1139 | 49.6851 | 294.6771 | 0 | 44.6228 | 21023741.9094 | 1306096.6374 | 21889995.8654 | 11042600.0918 | 0 | 0 | 0 | 21552349.4566 | 56074792.2912 | 38272197.9605 | 171161774.2123 | 961560.8286 | 28133983.6919 | 28133983.6919 | 1478867.319 | 12135314.5466 | 0 | 200257318.7328 | 242005484.2904 | 31622.7766 | 99.2977 | 2016.7377 | 2437.1723 | 41.1139 | 49.6851
1 | 6800 | 707 | 0.045 | 15 | 15 | 7 | 4.217e-11 | 5spot_SharedNeighbor | Water | Porous | Wet | R245fa | MinimizeLCOE_Brownfield | IgnoreSilica | 2019 | 159.0548 | 213.0686 | 27.674 | 4 | 1955.552 | 2332.6941 | 39.8666 | 47.5551 | 291.8828 | 0 | 43.8645 | 22725604.2648 | 1409323.3198 | 23878131.4547 | 12484545.2842 | 0 | 0 | 0 | 23594065.6862 | 61386919.1071 | 41897833.6657 | 187376422.7826 | 961560.8286 | 28133983.6919 | 28133983.6919 | 1478867.319 | 12135314.5466 | 0 | 216471967.3031 | 258220132.8606 | 42169.6503 | 110.6961 | 1955.552 | 2332.6941 | 39.8666 | 47.5551
1 | 6800 | 707 | 0.045 | 15 | 15 | 7 | 5.6234e-11 | 5spot_SharedNeighbor | Water | Porous | Wet | R245fa | MinimizeLCOE_Brownfield | IgnoreSilica | 2019 | 176.6944 | 231.2361 | 30.0337 | 4 | 1913.4785 | 2260.9899 | 39.0088 | 46.0933 | 289.1103 | 0 | 42.036 | 24097952.7299 | 1492402.1359 | 25493482.5146 | 13741191.0768 | 0 | 0 | 0 | 25281761.0983 | 65777956.3756 | 44894806.8282 | 200779552.7594 | 961560.8286 | 28133983.6919 | 28133983.6919 | 1478867.319 | 12135314.5466 | 0 | 229875097.2799 | 271623262.8374 | 56234.1325 | 120.1347 | 1913.4785 | 2260.9899 | 39.0088 | 46.0933
1 | 6800 | 707 | 0.045 | 15 | 15 | 7 | 7.4989e-11 | 5spot_SharedNeighbor | Water | Porous | Wet | R245fa | MinimizeLCOE_Brownfield | IgnoreSilica | 2019 | 191.4636 | 245.5451 | 31.8922 | 4 | 1884.8153 | 2212.0756 | 38.4245 | 45.0962 | 286.67 | 0 | 58.237 | 25157699.9748 | 1556463.2565 | 26747903.6231 | 14775115.5342 | 0 | 0 | 0 | 26612501.1316 | 69240268.9698 | 47257906.3171 | 211347858.8071 | 961560.8286 | 28133983.6919 | 28133983.6919 | 1478867.319 | 12135314.5466 | 0 | 240443403.3276 | 282191568.8851 | 74989.4209 | 127.5687 | 1884.8153 | 2212.0756 | 38.4245 | 45.0962
1 | 6800 | 707 | 0.045 | 15 | 15 | 7 | 1e-10 | 5spot_SharedNeighbor | Water | Porous | Wet | R245fa | MinimizeLCOE_Brownfield | IgnoreSilica | 2019 | 203.6757 | 256.6302 | 33.3319 | 4 | 1865.1726 | 2178.297 | 38.0241 | 44.4075 | 284.5132 | 0 | 58.0994 | 25966847.5346 | 1605322.9465 | 27709643.553 | 15614454.2218 | 0 | 0 | 0 | 27649544.6198 | 71938443.3993 | 49099465.8072 | 219583722.0823 | 961560.8286 | 28133983.6919 | 28133983.6919 | 1478867.319 | 12135314.5466 | 0 | 248679266.6028 | 290427432.1603 | 100000 | 133.3278 | 1865.1726 | 2178.297 | 38.0241 | 44.4075
1 | 6800 | 707 | 0.045 | 15 | 15 | 7 | 1.3335e-10 | 5spot_SharedNeighbor | Water | Porous | Wet | R245fa | MinimizeLCOE_Brownfield | IgnoreSilica | 2019 | 213.4905 | 265.0486 | 34.4253 | 4 | 1851.6944 | 2154.8733 | 37.7493 | 43.93 | 282.6916 | 0 | 61.9365 | 26574834.3118 | 1642006.453 | 28434471.6698 | 16279540.0163 | 0 | 0 | 0 | 28443032.4558 | 74002935.9819 | 50508524.4159 | 225885345.3046 | 961560.8286 | 28133983.6919 | 28133983.6919 | 1478867.319 | 12135314.5466 | 0 | 254980889.8251 | 296729055.3826 | 133352.1432 | 137.7014 | 1851.6944 | 2154.8733 | 37.7493 | 43.93
1 | 6800 | 707 | 0.045 | 15 | 15 | 7 | 1.7783e-10 | 5spot_SharedNeighbor | Water | Porous | Wet | R245fa | MinimizeLCOE_Brownfield | IgnoreSilica | 2019 | 221.2468 | 271.3896 | 35.2489 | 4 | 1842.3547 | 2138.4499 | 37.5589 | 43.5952 | 281.1971 | 0 | 60.0844 | 27029233.9566 | 1669407.0639 | 28977393.6174 | 16799183.8879 | 0 | 0 | 0 | 29045335.2251 | 75570004.2381 | 51578080.7008 | 230668638.6899 | 961560.8286 | 28133983.6919 | 28133983.6919 | 1478867.319 | 12135314.5466 | 0 | 259764183.2104 | 301512348.7679 | 177827.941 | 140.9958 | 1842.3547 | 2138.4499 | 37.5589 | 43.5952
1 | 6800 | 707 | 0.045 | 15 | 15 | 7 | 2.3714e-10 | 5spot_SharedNeighbor | Water | Porous | Wet | R245fa | MinimizeLCOE_Brownfield | IgnoreSilica | 2019 | 227.2884 | 276.1386 | 35.8657 | 4 | 1835.8234 | 2126.8264 | 37.4257 | 43.3582 | 280.0001 | 0 | 61.322 | 27367608.5276 | 1689802.4944 | 29382341.7546 | 17200542.1337 | 0 | 0 | 0 | 29499715.015 | 76752207.2454 | 52384958.5451 | 234277175.7156 | 961560.8286 | 28133983.6919 | 28133983.6919 | 1478867.319 | 12135314.5466 | 0 | 263372720.2361 | 305120885.7937 | 237137.3706 | 143.463 | 1835.8234 | 2126.8264 | 37.4257 | 43.3582
1 | 6800 | 707 | 0.045 | 15 | 15 | 7 | 3.1623e-10 | 5spot_SharedNeighbor | Water | Porous | Wet | R245fa | MinimizeLCOE_Brownfield | IgnoreSilica | 2019 | 231.9506 | 279.6892 | 36.3269 | 4 | 1831.2058 | 2118.5146 | 37.3316 | 43.1888 | 279.0567 | 0 | 63.4804 | 27619536.5846 | 1704982.5677 | 29684193.8172 | 17508316.4885 | 0 | 0 | 0 | 29841641.4886 | 77641829.7911 | 52992144.2125 | 236992644.9502 | 961560.8286 | 28133983.6919 | 28133983.6919 | 1478867.319 | 12135314.5466 | 0 | 266088189.4707 | 307836355.0282 | 316227.766 | 145.3076 | 1831.2058 | 2118.5146 | 37.3316 | 43.1888
1 | 6800 | 707 | 0.045 | 15 | 15 | 7 | 4.217e-10 | 5spot_SharedNeighbor | Water | Porous | Wet | R245fa | MinimizeLCOE_Brownfield | IgnoreSilica | 2019 | 235.5005 | 282.3257 | 36.6693 | 4 | 1827.9223 | 2112.5481 | 37.2647 | 43.0671 | 278.3273 | 0 | 57.6396 | 27806029.8335 | 1716217.2009 | 29907839.3009 | 17741290.8072 | 0 | 0 | 0 | 30096837.0856 | 78305796.3865 | 53445315.057 | 239019325.6715 | 961560.8286 | 28133983.6919 | 28133983.6919 | 1478867.319 | 12135314.5466 | 0 | 268114870.192 | 309863035.7495 | 421696.5034 | 146.6774 | 1827.9223 | 2112.5481 | 37.2647 | 43.0671
1 | 6800 | 707 | 0.045 | 15 | 15 | 7 | 5.6234e-10 | 5spot_SharedNeighbor | Water | Porous | Wet | R245fa | MinimizeLCOE_Brownfield | IgnoreSilica | 2019 | 238.2117 | 284.3001 | 36.9258 | 4 | 1825.5479 | 2108.197 | 37.2163 | 42.9784 | 277.7635 | 0 | 56.3354 | 27945370.3987 | 1724609.8354 | 30075046.3222 | 17918496.9027 | 0 | 0 | 0 | 30288774.149 | 78805177.2539 | 53786152.7602 | 240543627.6221 | 961560.8286 | 28133983.6919 | 28133983.6919 | 1478867.319 | 12135314.5466 | 0 | 269639172.1426 | 311387337.7002 | 562341.3252 | 147.7032 | 1825.5479 | 2108.197 | 37.2163 | 42.9784
1 | 6800 | 707 | 0.045 | 15 | 15 | 7 | 7.4989e-10 | 5spot_SharedNeighbor | Water | Porous | Wet | R245fa | MinimizeLCOE_Brownfield | IgnoreSilica | 2019 | 240.2721 | 285.7775 | 37.1177 | 4 | 1823.818 | 2105.0059 | 37.181 | 42.9134 | 277.3313 | 0 | 67.0882 | 28049457.724 | 1730878.3232 | 30200009.7112 | 18052650.0454 | 0 | 0 | 0 | 30432868.3635 | 79180080.8421 | 54042032.1627 | 241687977.172 | 961560.8286 | 28133983.6919 | 28133983.6919 | 1478867.319 | 12135314.5466 | 0 | 270783521.6925 | 312531687.25 | 749894.2093 | 148.4707 | 1823.818 | 2105.0059 | 37.181 | 42.9134
1 | 6800 | 707 | 0.045 | 15 | 15 | 7 | 1e-09 | 5spot_SharedNeighbor | Water | Porous | Wet | R245fa | MinimizeLCOE_Brownfield | IgnoreSilica | 2019 | 241.8385 | 286.8876 | 37.2619 | 4 | 1822.5473 | 2102.6471 | 37.1551 | 42.8653 | 277.0004 | 0 | 65.6255 | 28127577.2226 | 1735582.4902 | 30293830.5824 | 18154495.0617 | 0 | 0 | 0 | 30541479.2892 | 79462664.1917 | 54234901.1053 | 242550529.9431 | 961560.8286 | 28133983.6919 | 28133983.6919 | 1478867.319 | 12135314.5466 | 0 | 271646074.4636 | 313394240.0211 | 1000000 | 149.0475 | 1822.5473 | 2102.6471 | 37.1551 | 42.8653
1 | 6800 | 707 | 0.045 | 15 | 15 | 7 | 1.3335e-09 | 5spot_SharedNeighbor | Water | Porous | Wet | R245fa | MinimizeLCOE_Brownfield | IgnoreSilica | 2019 | 243.0178 | 287.7163 | 37.3695 | 4 | 1821.6148 | 2100.9079 | 37.1361 | 42.8298 | 276.7501 | 0 | 64.4608 | 28185829.8751 | 1739090.0728 | 30363810.1788 | 18231074.2199 | 0 | 0 | 0 | 30622723.6952 | 79674045.4705 | 54379173.1715 | 243195746.6837 | 961560.8286 | 28133983.6919 | 28133983.6919 | 1478867.319 | 12135314.5466 | 0 | 272291291.2042 | 314039456.7617 | 1333521.4322 | 149.478 | 1821.6148 | 2100.9079 | 37.1361 | 42.8298
1 | 6800 | 707 | 0.045 | 15 | 15 | 7 | 1.7783e-09 | 5spot_SharedNeighbor | Water | Porous | Wet | R245fa | MinimizeLCOE_Brownfield | IgnoreSilica | 2019 | 243.8996 | 288.332 | 37.4495 | 4 | 1820.9307 | 2099.6274 | 37.1221 | 42.8037 | 276.5624 | 0 | 61.7467 | 28229085.9885 | 1741694.5262 | 30415784.5401 | 18288300.1656 | 0 | 0 | 0 | 30683197.436 | 79831385.7392 | 54486561.138 | 243676009.5336 | 961560.8286 | 28133983.6919 | 28133983.6919 | 1478867.319 | 12135314.5466 | 0 | 272771554.0541 | 314519719.6117 | 1778279.41 | 149.7979 | 1820.9307 | 2099.6274 | 37.1221 | 42.8037
1 | 6800 | 707 | 0.045 | 15 | 15 | 7 | 2.3714e-09 | 5spot_SharedNeighbor | Water | Porous | Wet | R245fa | MinimizeLCOE_Brownfield | IgnoreSilica | 2019 | 244.5648 | 288.7941 | 37.5095 | 4 | 1820.4226 | 2098.6734 | 37.1118 | 42.7843 | 276.4203 | 0 | 61.3874 | 28261529.6799 | 1743647.8855 | 30454772.9848 | 18331438.8792 | 0 | 0 | 0 | 30728641.8775 | 79949622.854 | 54567260.3983 | 244036914.5593 | 961560.8286 | 28133983.6919 | 28133983.6919 | 1478867.319 | 12135314.5466 | 0 | 273132459.0798 | 314880624.6373 | 2371373.7057 | 150.0379 | 1820.4226 | 2098.6734 | 37.1118 | 42.7843
1 | 6800 | 707 | 0.045 | 15 | 15 | 7 | 3.1623e-09 | 5spot_SharedNeighbor | Water | Porous | Wet | R245fa | MinimizeLCOE_Brownfield | IgnoreSilica | 2019 | 245.0595 | 289.1367 | 37.554 | 4 | 1820.0486 | 2097.9697 | 37.1042 | 42.77 | 276.3145 | 0 | 58.6535 | 28285572.6394 | 1745095.4136 | 30483669.2196 | 18363516.0854 | 0 | 0 | 0 | 30762362.8096 | 80037357.8024 | 54627141.3034 | 244304715.2734 | 961560.8286 | 28133983.6919 | 28133983.6919 | 1478867.319 | 12135314.5466 | 0 | 273400259.794 | 315148425.3515 | 3162277.6602 | 150.2159 | 1820.0486 | 2097.9697 | 37.1042 | 42.77
1 | 6800 | 707 | 0.045 | 15 | 15 | 7 | 4.217e-09 | 5spot_SharedNeighbor | Water | Porous | Wet | R245fa | MinimizeLCOE_Brownfield | IgnoreSilica | 2019 | 245.4273 | 289.3908 | 37.587 | 4 | 1819.7726 | 2097.4497 | 37.0985 | 42.7593 | 276.2358 | 0 | 51.3089 | 28303402.429 | 1746168.8486 | 30505099.846 | 18387362.1217 | 0 | 0 | 0 | 30787392.9657 | 80102481.134 | 54671589.3153 | 244503496.6603 | 961560.8286 | 28133983.6919 | 28133983.6919 | 1478867.319 | 12135314.5466 | 0 | 273599041.1808 | 315347206.7383 | 4216965.0343 | 150.3479 | 1819.7726 | 2097.4497 | 37.0985 | 42.7593
1 | 6800 | 707 | 0.045 | 15 | 15 | 7 | 5.6234e-09 | 5spot_SharedNeighbor | Water | Porous | Wet | R245fa | MinimizeLCOE_Brownfield | IgnoreSilica | 2019 | 245.722 | 289.5933 | 37.6133 | 4 | 1819.5544 | 2097.0372 | 37.0941 | 42.7509 | 276.1724 | 0 | 56.9872 | 28317613.5187 | 1747024.4071 | 30522182.0158 | 18406449.8199 | 0 | 0 | 0 | 30807375.207 | 80154470.827 | 54707073.3491 | 244662189.1446 | 961560.8286 | 28133983.6919 | 28133983.6919 | 1478867.319 | 12135314.5466 | 0 | 273757733.6651 | 315505899.2226 | 5623413.2519 | 150.4532 | 1819.5544 | 2097.0372 | 37.0941 | 42.7509
1 | 6800 | 707 | 0.045 | 15 | 15 | 7 | 7.4989e-09 | 5spot_SharedNeighbor | Water | Porous | Wet | R245fa | MinimizeLCOE_Brownfield | IgnoreSilica | 2019 | 245.9265 | 289.7342 | 37.6316 | 4 | 1819.4025 | 2096.7504 | 37.091 | 42.7451 | 276.1286 | 0 | 52.1282 | 28327490.5788 | 1747619.0339 | 30534055.1026 | 18419703.3117 | 0 | 0 | 0 | 30821258.5305 | 80190592.387 | 54731727.0561 | 244772446.0007 | 961560.8286 | 28133983.6919 | 28133983.6919 | 1478867.319 | 12135314.5466 | 0 | 273867990.5212 | 315616156.0787 | 7498942.0933 | 150.5263 | 1819.4025 | 2096.7504 | 37.091 | 42.7451
1 | 6800 | 707 | 0.045 | 15 | 15 | 7 | 1e-08 | 5spot_SharedNeighbor | Water | Porous | Wet | R245fa | MinimizeLCOE_Brownfield | IgnoreSilica | 2019 | 246.0922 | 289.8478 | 37.6463 | 4 | 1819.2808 | 2096.52 | 37.0885 | 42.7404 | 276.0929 | 0 | 47.4507 | 28335460.7509 | 1748098.8563 | 30543636.2754 | 18430438.3279 | 0 | 0 | 0 | 30832477.3421 | 80219781.4334 | 54751649.18 | 244861542.1659 | 961560.8286 | 28133983.6919 | 28133983.6919 | 1478867.319 | 12135314.5466 | 0 | 273957086.6864 | 315705252.2439 | 10000000 | 150.5854 | 1819.2808 | 2096.52 | 37.0885 | 42.7404
1 | 6900 | 707 | 0.045 | 15 | 15 | 7 | 1e-13 | 5spot_SharedNeighbor | Water | Porous | Wet | R245fa | MinimizeLCOE_Brownfield | IgnoreSilica | 2019 | 1.7098 | 1.2839 | 0.16021 | 4 | 52335.9237 | 118801.2602 | 1066.9386 | 2421.9244 | 220.0011 | 0 | 86.2874 | 608024.9534 | 39355.8646 | 399943.8198 | 139292.4633 | 0 | 53050.6028 | 0 | 483470.4045 | 1257890.8191 | 858536.3311 | 3839565.2586 | 961560.8286 | 28738594.3808 | 28738594.3808 | 1478867.319 | 12377158.8222 | 0 | 33539720.4681 | 76134340.9901 | 100 | 0.64085 | 52335.9237 | 118801.2602 | 1066.9386 | 2421.9244
1 | 6900 | 707 | 0.045 | 15 | 15 | 7 | 1.3335e-13 | 5spot_SharedNeighbor | Water | Porous | Wet | R245fa | MinimizeLCOE_Brownfield | IgnoreSilica | 2019 | 2.196 | 1.9017 | 0.24165 | 4 | 35930.0928 | 79996.7687 | 732.4835 | 1630.8423 | 236.7865 | 0 | 128.808 | 800576.7358 | 51814.7014 | 547653.5346 | 176010.7835 | 0 | 47862.3946 | 0 | 633328.0785 | 1647789.7467 | 1124650.3608 | 5029686.3358 | 961560.8286 | 28738594.3808 | 28738594.3808 | 1478867.319 | 12377158.8222 | 0 | 34729841.5453 | 77324462.0673 | 133.3521 | 0.96659 | 35930.0928 | 79996.7687 | 732.4835 | 1630.8423
1 | 6900 | 707 | 0.045 | 15 | 15 | 7 | 1.7783e-13 | 5spot_SharedNeighbor | Water | Porous | Wet | R245fa | MinimizeLCOE_Brownfield | IgnoreSilica | 2019 | 2.7794 | 2.6767 | 0.34482 | 4 | 26156.6003 | 57038.0771 | 533.2377 | 1162.7984 | 250.1717 | 0 | 172.6252 | 1017547.5224 | 65821.817 | 719893.1288 | 220763.5028 | 0 | 35047.8652 | 0 | 803038.7961 | 2089342.2215 | 1426018.9979 | 6377473.8515 | 961560.8286 | 28738594.3808 | 28738594.3808 | 1478867.319 | 12377158.8222 | 0 | 36077629.061 | 78672249.583 | 177.8279 | 1.3793 | 26156.6003 | 57038.0771 | 533.2377 | 1162.7984
1 | 6900 | 707 | 0.045 | 15 | 15 | 7 | 2.3714e-13 | 5spot_SharedNeighbor | Water | Porous | Wet | R245fa | MinimizeLCOE_Brownfield | IgnoreSilica | 2019 | 3.1878 | 3.2359 | 0.42024 | 4 | 21972.9396 | 47312.1427 | 447.9481 | 964.522 | 256.9525 | 0 | 197.0878 | 1162621.6544 | 75169.7686 | 837877.3004 | 252547.4189 | 0 | 7999.8827 | 0 | 911124.2498 | 2370558.4006 | 1617954.8185 | 7235853.4939 | 961560.8286 | 28738594.3808 | 28738594.3808 | 1478867.319 | 12377158.8222 | 0 | 36936008.7034 | 79530629.2254 | 237.1374 | 1.681 | 21972.9396 | 47312.1427 | 447.9481 | 964.522
1 | 6900 | 707 | 0.045 | 15 | 15 | 7 | 3.1623e-13 | 5spot_SharedNeighbor | Water | Porous | Wet | R245fa | MinimizeLCOE_Brownfield | IgnoreSilica | 2019 | 2.9544 | 2.9171 | 0.37888 | 4 | 24004.1664 | 52109.6997 | 489.3574 | 1062.3267 | 253.3768 | 0 | 152.7197 | 1080899.2769 | 69905.6171 | 771160.6072 | 234378.3696 | 0 | 0 | 0 | 840974.1096 | 2188042.1256 | 1493383.7105 | 6678743.8164 | 961560.8286 | 28738594.3808 | 28738594.3808 | 1478867.319 | 12377158.8222 | 0 | 36378899.0259 | 78973519.5479 | 316.2278 | 1.5155 | 24004.1664 | 52109.6997 | 489.3574 | 1062.3267
1 | 6900 | 707 | 0.045 | 15 | 15 | 7 | 4.217e-13 | 5spot_SharedNeighbor | Water | Porous | Wet | R245fa | MinimizeLCOE_Brownfield | IgnoreSilica | 2019 | 3.7754 | 4.0583 | 0.5271 | 4 | 18132.8774 | 38335.1222 | 369.6632 | 781.5133 | 264.3704 | 0 | 28.2188 | 1363348.4839 | 88081.888 | 1004288.7501 | 298782.408 | 0 | 0 | 0 | 1074255.5967 | 2794992.7024 | 1907639.9508 | 8531389.7799 | 961560.8286 | 28738594.3808 | 28738594.3808 | 1478867.319 | 12377158.8222 | 0 | 38231544.9893 | 80826165.5114 | 421.6965 | 2.1084 | 18132.8774 | 38335.1222 | 369.6632 | 781.5133
1 | 6900 | 707 | 0.045 | 15 | 15 | 7 | 5.6234e-13 | 5spot_SharedNeighbor | Water | Porous | Wet | R245fa | MinimizeLCOE_Brownfield | IgnoreSilica | 2019 | 4.8205 | 5.5525 | 0.72118 | 4 | 14034.7236 | 28800.2962 | 286.1168 | 587.133 | 273.2603 | 0 | 37.271 | 1700171.9537 | 109696.0901 | 1290559.5973 | 382066.1371 | 0 | 0 | 0 | 1358172.5735 | 3533686.4368 | 2411813.6031 | 10786166.3917 | 961560.8286 | 28738594.3808 | 28738594.3808 | 1478867.319 | 12377158.8222 | 0 | 40486321.6011 | 83080942.1232 | 562.3413 | 2.8847 | 14034.7236 | 28800.2962 | 286.1168 | 587.133
1 | 6900 | 707 | 0.045 | 15 | 15 | 7 | 7.4989e-13 | 5spot_SharedNeighbor | Water | Porous | Wet | R245fa | MinimizeLCOE_Brownfield | IgnoreSilica | 2019 | 6.1654 | 7.5144 | 0.97599 | 4 | 11078.3896 | 21988.9607 | 225.848 | 448.2747 | 280.398 | 0 | 27.2963 | 2104644.8017 | 135572.9718 | 1643994.323 | 490510.2989 | 0 | 0 | 0 | 1706141.7342 | 4439030.8147 | 3029729.744 | 13549624.6883 | 961560.8286 | 28738594.3808 | 28738594.3808 | 1478867.319 | 12377158.8222 | 0 | 43249779.8978 | 85844400.4198 | 749.8942 | 3.904 | 11078.3896 | 21988.9607 | 225.848 | 448.2747
1 | 6900 | 707 | 0.045 | 15 | 15 | 7 | 1e-12 | 5spot_SharedNeighbor | Water | Porous | Wet | R245fa | MinimizeLCOE_Brownfield | IgnoreSilica | 2019 | 7.9022 | 10.0659 | 1.3074 | 4 | 8914.3587 | 17059.3393 | 181.7313 | 347.7777 | 285.8463 | 0 | 31.3944 | 2587381.6744 | 166357.8561 | 2077142.3234 | 631366.8326 | 0 | 0 | 0 | 2130276.9877 | 5542543.7422 | 3782899.9919 | 16917969.4083 | 961560.8286 | 28738594.3808 | 28738594.3808 | 1478867.319 | 12377158.8222 | 0 | 46618124.6177 | 89212745.1398 | 1000 | 5.2296 | 8914.3587 | 17059.3393 | 181.7313 | 347.7777
1 | 6900 | 707 | 0.045 | 15 | 15 | 7 | 1.3335e-12 | 5spot_SharedNeighbor | Water | Porous | Wet | R245fa | MinimizeLCOE_Brownfield | IgnoreSilica | 2019 | 10.199 | 13.5471 | 1.7595 | 4 | 7235.1654 | 13287.139 | 147.4986 | 270.8763 | 290.8802 | 0 | 44.6045 | 3192348.6032 | 204804.0016 | 2634272.3973 | 820429.5468 | 0 | 0 | 0 | 2672223.2741 | 6952576.8108 | 4745276.5345 | 21221931.1684 | 961560.8286 | 28738594.3808 | 28738594.3808 | 1478867.319 | 12377158.8222 | 0 | 50922086.3778 | 93516706.8999 | 1333.5214 | 7.0381 | 7235.1654 | 13287.139 | 147.4986 | 270.8763
1 | 6900 | 707 | 0.045 | 15 | 15 | 7 | 1.7783e-12 | 5spot_SharedNeighbor | Water | Porous | Wet | R245fa | MinimizeLCOE_Brownfield | IgnoreSilica | 2019 | 13.1912 | 18.0795 | 2.3482 | 4 | 5982.1692 | 10516.9377 | 121.9546 | 214.402 | 294.5503 | 0 | 38.345 | 3916526.6432 | 250655.805 | 3318441.7624 | 1067034.2794 | 0 | 0 | 0 | 3335536.8111 | 8678382.5698 | 5923174.4268 | 26489752.2977 | 961560.8286 | 28738594.3808 | 28738594.3808 | 1478867.319 | 12377158.8222 | 0 | 56189907.5072 | 98784528.0292 | 1778.2794 | 9.3929 | 5982.1692 | 10516.9377 | 121.9546 | 214.402
1 | 6900 | 707 | 0.045 | 15 | 15 | 7 | 2.3714e-12 | 5spot_SharedNeighbor | Water | Porous | Wet | R245fa | MinimizeLCOE_Brownfield | IgnoreSilica | 2019 | 17.1058 | 24.0423 | 3.1227 | 4 | 5020.8751 | 8430.9627 | 102.3573 | 171.8766 | 297.4281 | 0 | 37.7123 | 4794132.9779 | 306006.3764 | 4168366.2211 | 1390757.2968 | 0 | 0 | 0 | 4157112.5201 | 10815954.0364 | 7382110.8755 | 33014440.3041 | 961560.8286 | 28738594.3808 | 28738594.3808 | 1478867.319 | 12377158.8222 | 0 | 62714595.5136 | 105309216.0356 | 2371.3737 | 12.4908 | 5020.8751 | 8430.9627 | 102.3573 | 171.8766
1 | 6900 | 707 | 0.045 | 15 | 15 | 7 | 3.1623e-12 | 5spot_SharedNeighbor | Water | Porous | Wet | R245fa | MinimizeLCOE_Brownfield | IgnoreSilica | 2019 | 22.2795 | 31.9518 | 4.15 | 4 | 4269.5179 | 6835.4583 | 87.0399 | 139.3501 | 299.6865 | 0 | 44.8582 | 5867349.818 | 373416.7248 | 5233365.3623 | 1819535.7744 | 0 | 0 | 0 | 5184530.395 | 13489084.5943 | 9206577.4086 | 41173860.0773 | 961560.8286 | 28738594.3808 | 28738594.3808 | 1478867.319 | 12377158.8222 | 0 | 70874015.2868 | 113468635.8088 | 3162.2777 | 16.6 | 4269.5179 | 6835.4583 | 87.0399 | 139.3501
1 | 6900 | 707 | 0.045 | 15 | 15 | 7 | 4.217e-12 | 5spot_SharedNeighbor | Water | Porous | Wet | R245fa | MinimizeLCOE_Brownfield | IgnoreSilica | 2019 | 29.0742 | 42.3627 | 5.5022 | 4 | 3680.8982 | 5616.2446 | 75.0401 | 114.4947 | 301.4319 | 0 | 36.308 | 7170557.6794 | 454920.2335 | 6557998.7203 | 2383437.689 | 0 | 0 | 0 | 6461096.5856 | 16810447.9627 | 11473476.1547 | 51311935.0252 | 961560.8286 | 28738594.3808 | 28738594.3808 | 1478867.319 | 12377158.8222 | 0 | 81012090.2346 | 123606710.7567 | 4216.965 | 22.0088 | 3680.8982 | 5616.2446 | 75.0401 | 114.4947
1 | 6900 | 707 | 0.045 | 15 | 15 | 7 | 5.6234e-12 | 5spot_SharedNeighbor | Water | Porous | Wet | R245fa | MinimizeLCOE_Brownfield | IgnoreSilica | 2019 | 37.9365 | 55.9563 | 7.2678 | 4 | 3217.1959 | 4682.3827 | 65.5869 | 95.4567 | 302.7611 | 0 | 29.9403 | 8742128.9243 | 552765.9161 | 8193395.186 | 3119428.3435 | 0 | 0 | 0 | 8037010.1643 | 20910651.8299 | 14271949.5449 | 63827329.9089 | 961560.8286 | 28738594.3808 | 28738594.3808 | 1478867.319 | 12377158.8222 | 0 | 93527485.1184 | 136122105.6404 | 5623.4133 | 29.0711 | 3217.1959 | 4682.3827 | 65.5869 | 95.4567
1 | 6900 | 707 | 0.045 | 15 | 15 | 7 | 7.4989e-12 | 5spot_SharedNeighbor | Water | Porous | Wet | R245fa | MinimizeLCOE_Brownfield | IgnoreSilica | 2019 | 49.3495 | 73.4451 | 9.5393 | 4 | 2850.9136 | 3967.2085 | 58.1197 | 80.8769 | 303.7224 | 0 | 45.2901 | 10612629.2553 | 668684.2508 | 10184861.934 | 4066945.7842 | 0 | 0 | 0 | 9957917.2774 | 25908458.1062 | 17683055.0231 | 79082551.631 | 961560.8286 | 28738594.3808 | 28738594.3808 | 1478867.319 | 12377158.8222 | 0 | 108782706.8404 | 151377327.3625 | 7498.9421 | 38.1571 | 2850.9136 | 3967.2085 | 58.1197 | 80.8769
1 | 6900 | 707 | 0.045 | 15 | 15 | 7 | 1e-11 | 5spot_SharedNeighbor | Water | Porous | Wet | R245fa | MinimizeLCOE_Brownfield | IgnoreSilica | 2019 | 63.7124 | 95.2764 | 12.3748 | 4 | 2563.4099 | 3423.9211 | 52.2586 | 69.8013 | 304.233 | 0 | 34.6232 | 12778816.1758 | 802300.0015 | 12542181.6717 | 5255018.3482 | 0 | 0 | 0 | 12237543.317 | 31839577.4454 | 21731165.8444 | 97186602.8042 | 961560.8286 | 28738594.3808 | 28738594.3808 | 1478867.319 | 12377158.8222 | 0 | 126886758.0136 | 169481378.5357 | 10000 | 49.4992 | 2563.4099 | 3423.9211 | 52.2586 | 69.8013
1 | 6900 | 707 | 0.045 | 15 | 15 | 7 | 1.3335e-11 | 5spot_SharedNeighbor | Water | Porous | Wet | R245fa | MinimizeLCOE_Brownfield | IgnoreSilica | 2019 | 81.0226 | 120.9436 | 15.7085 | 4 | 2343.4006 | 3021.2905 | 47.7734 | 61.5931 | 304.0406 | 0 | 41.8704 | 15153354.931 | 948101.7241 | 15179272.7684 | 6670755.4114 | 0 | 0 | 0 | 14801079.0856 | 38509371.6619 | 26283437.4477 | 117545373.03 | 961560.8286 | 28738594.3808 | 28738594.3808 | 1478867.319 | 12377158.8222 | 0 | 147245528.2395 | 189840148.7615 | 13335.2143 | 62.8341 | 2343.4006 | 3021.2905 | 47.7734 | 61.5931
1 | 6900 | 707 | 0.045 | 15 | 15 | 7 | 1.7783e-11 | 5spot_SharedNeighbor | Water | Porous | Wet | R245fa | MinimizeLCOE_Brownfield | IgnoreSilica | 2019 | 100.7131 | 148.7317 | 19.3177 | 4 | 2180.9309 | 2732.1679 | 44.4612 | 55.6989 | 302.8915 | 0 | 43.4195 | 17568835.5841 | 1095795.4531 | 17910495.5705 | 8246033.2274 | 0 | 0 | 0 | 17480252.3357 | 45480030.8847 | 31041055.6 | 138822498.6556 | 961560.8286 | 28738594.3808 | 28738594.3808 | 1478867.319 | 12377158.8222 | 0 | 168522653.865 | 211117274.3871 | 17782.7941 | 77.271 | 2180.9309 | 2732.1679 | 44.4612 | 55.6989
1 | 6900 | 707 | 0.045 | 15 | 15 | 7 | 2.3714e-11 | 5spot_SharedNeighbor | Water | Porous | Wet | R245fa | MinimizeLCOE_Brownfield | IgnoreSilica | 2019 | 121.6754 | 176.1731 | 22.8819 | 4 | 2065.3716 | 2530.7458 | 42.1054 | 51.5927 | 300.7412 | 0 | 36.9259 | 19832233.5827 | 1233686.3047 | 20508620.9942 | 9870556.3743 | 0 | 0 | 0 | 20063587.9298 | 52201340.1856 | 35628487.3069 | 159338512.6783 | 961560.8286 | 28738594.3808 | 28738594.3808 | 1478867.319 | 12377158.8222 | 0 | 189038667.8877 | 231633288.4098 | 23713.7371 | 91.5277 | 2065.3716 | 2530.7458 | 42.1054 | 51.5927
1 | 6900 | 707 | 0.045 | 15 | 15 | 7 | 3.1623e-11 | 5spot_SharedNeighbor | Water | Porous | Wet | R245fa | MinimizeLCOE_Brownfield | IgnoreSilica | 2019 | 142.5379 | 201.0968 | 26.1191 | 4 | 1985.5081 | 2393.2045 | 40.4773 | 48.7887 | 297.8547 | 0 | 39.4094 | 21803377.0842 | 1353413.7882 | 22798635.8938 | 11430404.2366 | 0 | 0 | 0 | 22380474.0911 | 58229402.7186 | 39742763.85 | 177738471.6626 | 961560.8286 | 28738594.3808 | 28738594.3808 | 1478867.319 | 12377158.8222 | 0 | 207438626.8721 | 250033247.3941 | 31622.7766 | 104.4763 | 1985.5081 | 2393.2045 | 40.4773 | 48.7887
1 | 6900 | 707 | 0.045 | 15 | 15 | 7 | 4.217e-11 | 5spot_SharedNeighbor | Water | Porous | Wet | R245fa | MinimizeLCOE_Brownfield | IgnoreSilica | 2019 | 162.3138 | 223.2242 | 28.9931 | 4 | 1928.274 | 2295.5569 | 39.3105 | 46.798 | 294.9443 | 0 | 39.0449 | 23496603.7952 | 1456015.0207 | 24784361.2029 | 12875297.0043 | 0 | 0 | 0 | 24418788.039 | 63532677.4953 | 43362357.8565 | 193926100.4139 | 961560.8286 | 28738594.3808 | 28738594.3808 | 1478867.319 | 12377158.8222 | 0 | 223626255.6234 | 266220876.1454 | 42169.6503 | 115.9722 | 1928.274 | 2295.5569 | 39.3105 | 46.798
1 | 6900 | 707 | 0.045 | 15 | 15 | 7 | 5.6234e-11 | 5spot_SharedNeighbor | Water | Porous | Wet | R245fa | MinimizeLCOE_Brownfield | IgnoreSilica | 2019 | 179.6662 | 241.2669 | 31.3365 | 4 | 1889.2136 | 2229.03 | 38.5142 | 45.4418 | 292.1695 | 0 | 38.3136 | 24842699.5575 | 1537429.9606 | 26374416.2015 | 14112822.6898 | 0 | 0 | 0 | 26078273.6797 | 67850318.7251 | 46309236.7145 | 207105197.5287 | 961560.8286 | 28738594.3808 | 28738594.3808 | 1478867.319 | 12377158.8222 | 0 | 236805352.7382 | 279399973.2602 | 56234.1325 | 125.346 | 1889.2136 | 2229.03 | 38.5142 | 45.4418
1 | 6900 | 707 | 0.045 | 15 | 15 | 7 | 7.4989e-11 | 5spot_SharedNeighbor | Water | Porous | Wet | R245fa | MinimizeLCOE_Brownfield | IgnoreSilica | 2019 | 194.3064 | 255.4876 | 33.1835 | 4 | 1862.5482 | 2183.45 | 37.9706 | 44.5126 | 289.6743 | 0 | 43.1963 | 25883900.1329 | 1600316.2994 | 27610899.5761 | 15135986.3908 | 0 | 0 | 0 | 27390129.9357 | 71263499.6045 | 48638802.7985 | 217523534.738 | 961560.8286 | 28738594.3808 | 28738594.3808 | 1478867.319 | 12377158.8222 | 0 | 247223689.9474 | 289818310.4695 | 74989.4209 | 132.7341 | 1862.5482 | 2183.45 | 37.9706 | 44.5126
1 | 6900 | 707 | 0.045 | 15 | 15 | 7 | 1e-10 | 5spot_SharedNeighbor | Water | Porous | Wet | R245fa | MinimizeLCOE_Brownfield | IgnoreSilica | 2019 | 206.3675 | 266.4364 | 34.6056 | 4 | 1844.3639 | 2152.0787 | 37.5999 | 43.873 | 287.481 | 0 | 41.0796 | 26674542.6185 | 1648020.0998 | 28553517.3507 | 15963011.9894 | 0 | 0 | 0 | 28407245.9028 | 73909826.7116 | 50444975.4258 | 225601140.0985 | 961560.8286 | 28738594.3808 | 28738594.3808 | 1478867.319 | 12377158.8222 | 0 | 255301295.308 | 297895915.83 | 100000 | 138.4224 | 1844.3639 | 2152.0787 | 37.5999 | 43.873
1 | 6900 | 707 | 0.045 | 15 | 15 | 7 | 1.3335e-10 | 5spot_SharedNeighbor | Water | Porous | Wet | R245fa | MinimizeLCOE_Brownfield | IgnoreSilica | 2019 | 216.0385 | 274.7146 | 35.6808 | 4 | 1831.9331 | 2130.3753 | 37.3464 | 43.4306 | 285.6348 | 0 | 41.0464 | 27266317.8528 | 1683698.0089 | 29261064.5228 | 16616233.2972 | 0 | 0 | 0 | 29182652.3359 | 75927275.1928 | 51821925.4686 | 231759166.679 | 961560.8286 | 28738594.3808 | 28738594.3808 | 1478867.319 | 12377158.8222 | 0 | 261459321.8884 | 304053942.4105 | 133352.1432 | 142.7232 | 1831.9331 | 2130.3753 | 37.3464 | 43.4306
1 | 6900 | 707 | 0.045 | 15 | 15 | 7 | 1.7783e-10 | 5spot_SharedNeighbor | Water | Porous | Wet | R245fa | MinimizeLCOE_Brownfield | IgnoreSilica | 2019 | 223.6757 | 280.9341 | 36.4886 | 4 | 1823.3347 | 2115.1697 | 37.1711 | 43.1206 | 284.1225 | 0 | 48.219 | 27707657.4732 | 1710291.3798 | 29789849.0743 | 17125506.0366 | 0 | 0 | 0 | 29769988.546 | 77455403.5323 | 52864904.4602 | 236423600.5024 | 961560.8286 | 28738594.3808 | 28738594.3808 | 1478867.319 | 12377158.8222 | 0 | 266123755.7118 | 308718376.2339 | 177827.941 | 145.9544 | 1823.3347 | 2115.1697 | 37.1711 | 43.1206
1 | 6900 | 707 | 0.045 | 15 | 15 | 7 | 2.3714e-10 | 5spot_SharedNeighbor | Water | Porous | Wet | R245fa | MinimizeLCOE_Brownfield | IgnoreSilica | 2019 | 229.6273 | 285.5897 | 37.0933 | 4 | 1817.3337 | 2104.4114 | 37.0488 | 42.9013 | 282.9113 | 0 | 43.2318 | 28036236.9465 | 1730082.1617 | 30184134.5055 | 17519258.7604 | 0 | 0 | 0 | 30213187.8259 | 78608517.146 | 53651928.1957 | 239943345.5417 | 961560.8286 | 28738594.3808 | 28738594.3808 | 1478867.319 | 12377158.8222 | 0 | 269643500.7512 | 312238121.2732 | 237137.3706 | 148.3731 | 1817.3337 | 2104.4114 | 37.0488 | 42.9013
1 | 6900 | 707 | 0.045 | 15 | 15 | 7 | 3.1623e-10 | 5spot_SharedNeighbor | Water | Porous | Wet | R245fa | MinimizeLCOE_Brownfield | IgnoreSilica | 2019 | 234.2164 | 289.0631 | 37.5444 | 4 | 1813.0999 | 2096.728 | 36.9625 | 42.7446 | 281.9579 | 0 | 46.9072 | 28280412.284 | 1744784.7328 | 30477466.9752 | 17820603.0065 | 0 | 0 | 0 | 30546074.1294 | 79474619.0234 | 54243060.5236 | 242587020.6749 | 961560.8286 | 28738594.3808 | 28738594.3808 | 1478867.319 | 12377158.8222 | 0 | 272287175.8844 | 314881796.4064 | 316227.766 | 150.1777 | 1813.0999 | 2096.728 | 36.9625 | 42.7446
1 | 6900 | 707 | 0.045 | 15 | 15 | 7 | 4.217e-10 | 5spot_SharedNeighbor | Water | Porous | Wet | R245fa | MinimizeLCOE_Brownfield | IgnoreSilica | 2019 | 237.7099 | 291.6402 | 37.8791 | 4 | 1810.0942 | 2091.2161 | 36.9012 | 42.6323 | 281.2211 | 0 | 54.3114 | 28461043.3874 | 1755658.6887 | 30694641.7985 | 18048636.8807 | 0 | 0 | 0 | 30794392.4946 | 80120692.4725 | 54684018.928 | 244559084.6504 | 961560.8286 | 28738594.3808 | 28738594.3808 | 1478867.319 | 12377158.8222 | 0 | 274259239.8599 | 316853860.382 | 421696.5034 | 151.5166 | 1810.0942 | 2091.2161 | 36.9012 | 42.6323
1 | 6900 | 707 | 0.045 | 15 | 15 | 7 | 5.6234e-10 | 5spot_SharedNeighbor | Water | Porous | Wet | R245fa | MinimizeLCOE_Brownfield | IgnoreSilica | 2019 | 240.3944 | 293.5804 | 38.1311 | 4 | 1807.9134 | 2087.1774 | 36.8568 | 42.5499 | 280.6481 | 0 | 47.4392 | 28596744.4935 | 1763826.5244 | 30857896.434 | 18223213.1986 | 0 | 0 | 0 | 30982255.4537 | 80609473.356 | 55017621.9245 | 246051031.3846 | 961560.8286 | 28738594.3808 | 28738594.3808 | 1478867.319 | 12377158.8222 | 0 | 275751186.594 | 318345807.1161 | 562341.3252 | 152.5246 | 1807.9134 | 2087.1774 | 36.8568 | 42.5499
1 | 6900 | 707 | 0.045 | 15 | 15 | 7 | 7.4989e-10 | 5spot_SharedNeighbor | Water | Porous | Wet | R245fa | MinimizeLCOE_Brownfield | IgnoreSilica | 2019 | 242.4064 | 295.013 | 38.3172 | 4 | 1806.348 | 2084.2558 | 36.8248 | 42.4904 | 280.2152 | 0 | 48.4813 | 28696786.934 | 1769847.3336 | 30978306.5672 | 18353743.5137 | 0 | 0 | 0 | 31121486.8959 | 80971725.0083 | 55264866.1208 | 247156762.3734 | 961560.8286 | 28738594.3808 | 28738594.3808 | 1478867.319 | 12377158.8222 | 0 | 276856917.5828 | 319451538.1049 | 749894.2093 | 153.2689 | 1806.348 | 2084.2558 | 36.8248 | 42.4904
1 | 6900 | 707 | 0.045 | 15 | 15 | 7 | 1e-09 | 5spot_SharedNeighbor | Water | Porous | Wet | R245fa | MinimizeLCOE_Brownfield | IgnoreSilica | 2019 | 243.9385 | 296.0908 | 38.4572 | 4 | 1805.1968 | 2082.093 | 36.8014 | 42.4463 | 279.8833 | 0 | 52.6612 | 28771960.0332 | 1774371.0333 | 31068814.5326 | 18452936.0253 | 0 | 0 | 0 | 31226551.8335 | 81245082.4243 | 55451438.1741 | 247991154.0562 | 961560.8286 | 28738594.3808 | 28738594.3808 | 1478867.319 | 12377158.8222 | 0 | 277691309.2657 | 320285929.7877 | 1000000 | 153.8288 | 1805.1968 | 2082.093 | 36.8014 | 42.4463
1 | 6900 | 707 | 0.045 | 15 | 15 | 7 | 1.3335e-09 | 5spot_SharedNeighbor | Water | Porous | Wet | R245fa | MinimizeLCOE_Brownfield | IgnoreSilica | 2019 | 245.0984 | 296.8991 | 38.5622 | 4 | 1804.3479 | 2080.4904 | 36.7841 | 42.4136 | 279.6308 | 0 | 50.489 | 28828281.2319 | 1777760.0506 | 31136641.9354 | 18527857.4563 | 0 | 0 | 0 | 31305510.863 | 81450517.6222 | 55591651.9179 | 248618221.0773 | 961560.8286 | 28738594.3808 | 28738594.3808 | 1478867.319 | 12377158.8222 | 0 | 278318376.2868 | 320912996.8088 | 1333521.4322 | 154.2487 | 1804.3479 | 2080.4904 | 36.7841 | 42.4136
1 | 6900 | 707 | 0.045 | 15 | 15 | 7 | 1.7783e-09 | 5spot_SharedNeighbor | Water | Porous | Wet | R245fa | MinimizeLCOE_Brownfield | IgnoreSilica | 2019 | 245.9654 | 297.4994 | 38.6402 | 4 | 1803.7258 | 2079.311 | 36.7714 | 42.3896 | 279.4415 | 0 | 53.2108 | 28870086.2143 | 1780275.4562 | 31186996.9211 | 18583826.4887 | 0 | 0 | 0 | 31364262.1813 | 81603376.5009 | 55695981.2436 | 249084805.006 | 961560.8286 | 28738594.3808 | 28738594.3808 | 1478867.319 | 12377158.8222 | 0 | 278784960.2155 | 321379580.7375 | 1778279.41 | 154.5606 | 1803.7258 | 2079.311 | 36.7714 | 42.3896
1 | 6900 | 707 | 0.045 | 15 | 15 | 7 | 2.3714e-09 | 5spot_SharedNeighbor | Water | Porous | Wet | R245fa | MinimizeLCOE_Brownfield | IgnoreSilica | 2019 | 246.6259 | 297.9541 | 38.6992 | 4 | 1803.2599 | 2078.4246 | 36.7619 | 42.3715 | 279.2967 | 0 | 47.4026 | 28901735.7603 | 1782179.7374 | 31225124.7921 | 18626434.5889 | 0 | 0 | 0 | 31408835.2027 | 81719346.3594 | 55775133.0549 | 249438789.4957 | 961560.8286 | 28738594.3808 | 28738594.3808 | 1478867.319 | 12377158.8222 | 0 | 279138944.7052 | 321733565.2273 | 2371373.7057 | 154.7968 | 1803.2599 | 2078.4246 | 36.7619 | 42.3715
1 | 6900 | 707 | 0.045 | 15 | 15 | 7 | 3.1623e-09 | 5spot_SharedNeighbor | Water | Porous | Wet | R245fa | MinimizeLCOE_Brownfield | IgnoreSilica | 2019 | 247.1058 | 298.2837 | 38.742 | 4 | 1802.924 | 2077.7846 | 36.755 | 42.3584 | 279.1915 | 0 | 56.0223 | 28924672.655 | 1783559.7596 | 31252759.4887 | 18657391.6963 | 0 | 0 | 0 | 31441169.6039 | 81803473.8385 | 55832551.7881 | 249695578.8301 | 961560.8286 | 28738594.3808 | 28738594.3808 | 1478867.319 | 12377158.8222 | 0 | 279395734.0395 | 321990354.5616 | 3162277.6602 | 154.9681 | 1802.924 | 2077.7846 | 36.755 | 42.3584
1 | 6900 | 707 | 0.045 | 15 | 15 | 7 | 4.217e-09 | 5spot_SharedNeighbor | Water | Porous | Wet | R245fa | MinimizeLCOE_Brownfield | IgnoreSilica | 2019 | 247.4884 | 298.5451 | 38.776 | 4 | 1802.6605 | 2077.2804 | 36.7497 | 42.3482 | 279.1072 | 0 | 54.7677 | 28942851.8148 | 1784653.5046 | 31274663.7071 | 18682053.014 | 0 | 0 | 0 | 31466846.5958 | 81870280.1045 | 55878148.4374 | 249899497.1782 | 961560.8286 | 28738594.3808 | 28738594.3808 | 1478867.319 | 12377158.8222 | 0 | 279599652.3876 | 322194272.9097 | 4216965.0343 | 155.1039 | 1802.6605 | 2077.2804 | 36.7497 | 42.3482
1 | 6900 | 707 | 0.045 | 15 | 15 | 7 | 5.6234e-09 | 5spot_SharedNeighbor | Water | Porous | Wet | R245fa | MinimizeLCOE_Brownfield | IgnoreSilica | 2019 | 247.7636 | 298.733 | 38.8004 | 4 | 1802.4712 | 2076.9184 | 36.7458 | 42.3408 | 279.0467 | 0 | 63.8814 | 28955923.0451 | 1785439.9196 | 31290414.2725 | 18699795.1416 | 0 | 0 | 0 | 31485313.2277 | 81918326.4927 | 55910941.0845 | 250046153.1836 | 961560.8286 | 28738594.3808 | 28738594.3808 | 1478867.319 | 12377158.8222 | 0 | 279746308.3931 | 322340928.9152 | 5623413.2519 | 155.2015 | 1802.4712 | 2076.9184 | 36.7458 | 42.3408
1 | 6900 | 707 | 0.045 | 15 | 15 | 7 | 7.4989e-09 | 5spot_SharedNeighbor | Water | Porous | Wet | R245fa | MinimizeLCOE_Brownfield | IgnoreSilica | 2019 | 247.9754 | 298.8772 | 38.8191 | 4 | 1802.3268 | 2076.6416 | 36.7429 | 42.3351 | 279 | 0 | 56.4325 | 28965948.8112 | 1786043.1007 | 31302495.6444 | 18713438.0121 | 0 | 0 | 0 | 31499490.9717 | 81955214.0743 | 55936117.6169 | 250158748.2314 | 961560.8286 | 28738594.3808 | 28738594.3808 | 1478867.319 | 12377158.8222 | 0 | 279858903.4408 | 322453523.9629 | 7498942.0933 | 155.2764 | 1802.3268 | 2076.6416 | 36.7429 | 42.3351
1 | 6900 | 707 | 0.045 | 15 | 15 | 7 | 1e-08 | 5spot_SharedNeighbor | Water | Porous | Wet | R245fa | MinimizeLCOE_Brownfield | IgnoreSilica | 2019 | 248.1191 | 298.9754 | 38.8319 | 4 | 1802.2276 | 2076.4524 | 36.7408 | 42.3313 | 278.9685 | 0 | 61.0955 | 28972772.0243 | 1786453.6028 | 31310718.099 | 18722677.0493 | 0 | 0 | 0 | 31509122.1024 | 81980272.3009 | 55953220.3715 | 250235235.5503 | 961560.8286 | 28738594.3808 | 28738594.3808 | 1478867.319 | 12377158.8222 | 0 | 279935390.7598 | 322530011.2819 | 10000000 | 155.3274 | 1802.2276 | 2076.4524 | 36.7408 | 42.3313
1 | 7000 | 707 | 0.045 | 15 | 15 | 7 | 1e-13 | 5spot_SharedNeighbor | Water | Porous | Wet | R245fa | MinimizeLCOE_Brownfield | IgnoreSilica | 2019 | 1.7487 | 1.3564 | 0.17007 | 4 | 50403.4724 | 114272.4147 | 1027.543 | 2329.5977 | 223.675 | 0 | 110.5216 | 631861.6762 | 40899.6704 | 417923.2509 | 142578.8171 | 0 | 51182.6155 | 0 | 500933.9517 | 1303327.3868 | 889547.7222 | 3978255.0908 | 961560.8286 | 29349065.1606 | 29349065.1606 | 1478867.319 | 12621347.1341 | 0 | 34288881.0801 | 77738160.6938 | 100 | 0.68029 | 50403.4724 | 114272.4147 | 1027.543 | 2329.5977
1 | 7000 | 707 | 0.045 | 15 | 15 | 7 | 1.3335e-13 | 5spot_SharedNeighbor | Water | Porous | Wet | R245fa | MinimizeLCOE_Brownfield | IgnoreSilica | 2019 | 2.2543 | 2.0164 | 0.25729 | 4 | 34529.6318 | 76747.1352 | 703.9332 | 1564.5942 | 240.8011 | 0 | 146.3875 | 834128.1495 | 53982.8517 | 573920.818 | 181068.7877 | 0 | 44353.5926 | 0 | 658107.1378 | 1712259.7763 | 1168652.4807 | 5226473.5943 | 961560.8286 | 29349065.1606 | 29349065.1606 | 1478867.319 | 12621347.1341 | 0 | 35537099.5836 | 78986379.1974 | 133.3521 | 1.0292 | 34529.6318 | 76747.1352 | 703.9332 | 1564.5942
1 | 7000 | 707 | 0.045 | 15 | 15 | 7 | 1.7783e-13 | 5spot_SharedNeighbor | Water | Porous | Wet | R245fa | MinimizeLCOE_Brownfield | IgnoreSilica | 2019 | 2.8572 | 2.841 | 0.36744 | 4 | 25130.8069 | 54693.1363 | 512.3255 | 1114.9936 | 254.2819 | 0 | 186.9955 | 1061002.3624 | 68623.3012 | 755015.2626 | 227803.1042 | 0 | 26682.2407 | 0 | 834259.2457 | 2170571.4272 | 1481459.5998 | 6625416.5437 | 961560.8286 | 29349065.1606 | 29349065.1606 | 1478867.319 | 12621347.1341 | 0 | 36936042.533 | 80385322.1467 | 177.8279 | 1.4698 | 25130.8069 | 54693.1363 | 512.3255 | 1114.9936
1 | 7000 | 707 | 0.045 | 15 | 15 | 7 | 2.3714e-13 | 5spot_SharedNeighbor | Water | Porous | Wet | R245fa | MinimizeLCOE_Brownfield | IgnoreSilica | 2019 | 2.9155 | 2.9239 | 0.37974 | 4 | 24367.8133 | 52972.0764 | 496.7708 | 1079.9074 | 255.3888 | 0 | 174.2761 | 1082673.0917 | 70019.9233 | 772601.8767 | 232396.2387 | 0 | 6669.789 | 0 | 844100.7586 | 2196177.025 | 1498935.9465 | 6703574.6494 | 961560.8286 | 29349065.1606 | 29349065.1606 | 1478867.319 | 12621347.1341 | 0 | 37014200.6387 | 80463480.2525 | 237.1374 | 1.519 | 24367.8133 | 52972.0764 | 496.7708 | 1079.9074
1 | 7000 | 707 | 0.045 | 15 | 15 | 7 | 3.1623e-13 | 5spot_SharedNeighbor | Water | Porous | Wet | R245fa | MinimizeLCOE_Brownfield | IgnoreSilica | 2019 | 3.0711 | 3.1437 | 0.40831 | 4 | 22875.3008 | 49478.4658 | 466.3439 | 1008.6855 | 258.0363 | 0 | 164.0719 | 1139231.5026 | 73663.5285 | 818717.2025 | 244651.7824 | 0 | 0 | 0 | 887742.9663 | 2309725.0971 | 1576434.8389 | 7050166.9183 | 961560.8286 | 29349065.1606 | 29349065.1606 | 1478867.319 | 12621347.1341 | 0 | 37360792.9076 | 80810072.5214 | 316.2278 | 1.6332 | 22875.3008 | 49478.4658 | 466.3439 | 1008.6855
1 | 7000 | 707 | 0.045 | 15 | 15 | 7 | 4.217e-13 | 5spot_SharedNeighbor | Water | Porous | Wet | R245fa | MinimizeLCOE_Brownfield | IgnoreSilica | 2019 | 3.9191 | 4.3616 | 0.5665 | 4 | 17344.0564 | 36518.411 | 353.582 | 744.4772 | 268.8517 | 0 | 34.9635 | 1434306.0088 | 92640.5885 | 1063907.7147 | 312097.9668 | 0 | 0 | 0 | 1132151.3888 | 2945625.6774 | 2010450.0514 | 8991179.3963 | 961560.8286 | 29349065.1606 | 29349065.1606 | 1478867.319 | 12621347.1341 | 0 | 39301805.3856 | 82751084.9994 | 421.6965 | 2.266 | 17344.0564 | 36518.411 | 353.582 | 744.4772
1 | 7000 | 707 | 0.045 | 15 | 15 | 7 | 5.6234e-13 | 5spot_SharedNeighbor | Water | Porous | Wet | R245fa | MinimizeLCOE_Brownfield | IgnoreSilica | 2019 | 5.0058 | 5.9684 | 0.77519 | 4 | 13442.6999 | 27455.127 | 274.0476 | 559.7099 | 277.6397 | 0 | 34.9944 | 1788972.0103 | 115384.2357 | 1367319.0659 | 399984.6693 | 0 | 0 | 0 | 1431947.3927 | 3725633.3829 | 2542821.3379 | 11372062.0947 | 961560.8286 | 29349065.1606 | 29349065.1606 | 1478867.319 | 12621347.1341 | 0 | 41682688.0839 | 85131967.6977 | 562.3413 | 3.1008 | 13442.6999 | 27455.127 | 274.0476 | 559.7099
1 | 7000 | 707 | 0.045 | 15 | 15 | 7 | 7.4989e-13 | 5spot_SharedNeighbor | Water | Porous | Wet | R245fa | MinimizeLCOE_Brownfield | IgnoreSilica | 2019 | 6.4064 | 8.0823 | 1.0497 | 4 | 10623.1865 | 20970.7325 | 216.568 | 427.5167 | 284.6688 | 0 | 40.9885 | 2215723.6824 | 142665.735 | 1742652.0044 | 514682.0399 | 0 | 0 | 0 | 1800132.1501 | 4683574.5967 | 3196635.9001 | 14296066.1086 | 961560.8286 | 29349065.1606 | 29349065.1606 | 1478867.319 | 12621347.1341 | 0 | 44606692.0978 | 88055971.7116 | 749.8942 | 4.199 | 10623.1865 | 20970.7325 | 216.568 | 427.5167
1 | 7000 | 707 | 0.045 | 15 | 15 | 7 | 1e-12 | 5spot_SharedNeighbor | Water | Porous | Wet | R245fa | MinimizeLCOE_Brownfield | IgnoreSilica | 2019 | 8.1922 | 10.7914 | 1.4016 | 4 | 8583.0749 | 16332.9317 | 174.9776 | 332.9689 | 289.8911 | 0 | 30.7912 | 2717874.7408 | 174662.7365 | 2196067.1771 | 661670.2351 | 0 | 0 | 0 | 2242607.2069 | 5834803.9303 | 3982373.5756 | 17810059.6022 | 961560.8286 | 29349065.1606 | 29349065.1606 | 1478867.319 | 12621347.1341 | 0 | 48120685.5914 | 91569965.2052 | 1000 | 5.6065 | 8583.0749 | 16332.9317 | 174.9776 | 332.9689
1 | 7000 | 707 | 0.045 | 15 | 15 | 7 | 1.3335e-12 | 5spot_SharedNeighbor | Water | Porous | Wet | R245fa | MinimizeLCOE_Brownfield | IgnoreSilica | 2019 | 10.5816 | 14.5553 | 1.8905 | 4 | 6967.9856 | 12713.7503 | 142.0518 | 259.187 | 294.9664 | 0 | 42.8547 | 3358802.1972 | 215358.6637 | 2789987.7252 | 861945.8231 | 0 | 0 | 0 | 2818176.8196 | 7332317.997 | 5004457.697 | 22381046.9227 | 961560.8286 | 29349065.1606 | 29349065.1606 | 1478867.319 | 12621347.1341 | 0 | 52691672.912 | 96140952.5258 | 1333.5214 | 7.562 | 6967.9856 | 12713.7503 | 142.0518 | 259.187
1 | 7000 | 707 | 0.045 | 15 | 15 | 7 | 1.7783e-12 | 5spot_SharedNeighbor | Water | Porous | Wet | R245fa | MinimizeLCOE_Brownfield | IgnoreSilica | 2019 | 13.6757 | 19.4157 | 2.5218 | 4 | 5773.7856 | 10081.1925 | 117.7064 | 205.5187 | 298.5608 | 0 | 44.835 | 4119612.5075 | 263484.2786 | 3513240.2212 | 1121385.8651 | 0 | 0 | 0 | 3516911.9202 | 9150283.3986 | 6245256.439 | 27930174.6302 | 961560.8286 | 29349065.1606 | 29349065.1606 | 1478867.319 | 12621347.1341 | 0 | 58240800.6194 | 101690080.2332 | 1778.2794 | 10.0871 | 5773.7856 | 10081.1925 | 117.7064 | 205.5187
1 | 7000 | 707 | 0.045 | 15 | 15 | 7 | 2.3714e-12 | 5spot_SharedNeighbor | Water | Porous | Wet | R245fa | MinimizeLCOE_Brownfield | IgnoreSilica | 2019 | 17.7442 | 25.8447 | 3.3568 | 4 | 4852.1843 | 8088.1143 | 98.9183 | 164.8871 | 301.3916 | 0 | 40.0509 | 5046586.1859 | 321889.2377 | 4416530.9058 | 1463773.9166 | 0 | 0 | 0 | 4387024.2959 | 11414137.3156 | 7790383.255 | 34840325.1125 | 961560.8286 | 29349065.1606 | 29349065.1606 | 1478867.319 | 12621347.1341 | 0 | 65150951.1018 | 108600230.7155 | 2371.3737 | 13.4271 | 4852.1843 | 8088.1143 | 98.9183 | 164.8871
1 | 7000 | 707 | 0.045 | 15 | 15 | 7 | 3.1623e-12 | 5spot_SharedNeighbor | Water | Porous | Wet | R245fa | MinimizeLCOE_Brownfield | IgnoreSilica | 2019 | 23.1032 | 34.3453 | 4.4609 | 4 | 4133.9681 | 6568.988 | 84.2765 | 133.9177 | 303.603 | 0 | 44.1597 | 6176501.4536 | 392784.2613 | 5544706.4073 | 1915804.4033 | 0 | 0 | 0 | 5471620.645 | 14236034.5345 | 9716386.091 | 43453837.796 | 961560.8286 | 29349065.1606 | 29349065.1606 | 1478867.319 | 12621347.1341 | 0 | 73764463.7853 | 117213743.3991 | 3162.2777 | 17.8435 | 4133.9681 | 6568.988 | 84.2765 | 133.9177
1 | 7000 | 707 | 0.045 | 15 | 15 | 7 | 4.217e-12 | 5spot_SharedNeighbor | Water | Porous | Wet | R245fa | MinimizeLCOE_Brownfield | IgnoreSilica | 2019 | 30.1406 | 45.5348 | 5.9142 | 4 | 3570.5503 | 5407.2016 | 72.7905 | 110.2331 | 305.311 | 0 | 46.729 | 7548715.2634 | 478505.7189 | 6947990.0789 | 2510325.9193 | 0 | 0 | 0 | 6819359.4224 | 17742574.3741 | 12109671.5838 | 54157142.3607 | 961560.8286 | 29349065.1606 | 29349065.1606 | 1478867.319 | 12621347.1341 | 0 | 84467768.35 | 127917047.9637 | 4216.965 | 23.6568 | 3570.5503 | 5407.2016 | 72.7905 | 110.2331
1 | 7000 | 707 | 0.045 | 15 | 15 | 7 | 5.6234e-12 | 5spot_SharedNeighbor | Water | Porous | Wet | R245fa | MinimizeLCOE_Brownfield | IgnoreSilica | 2019 | 39.33 | 60.161 | 7.8139 | 4 | 3125.6939 | 4515.8211 | 63.7215 | 92.0611 | 306.6097 | 0 | 43.2204 | 9205353.3131 | 581524.0249 | 8682342.9664 | 3287106.1471 | 0 | 0 | 0 | 8484967.3161 | 22076144.4503 | 15067422.2067 | 67384860.4245 | 961560.8286 | 29349065.1606 | 29349065.1606 | 1478867.319 | 12621347.1341 | 0 | 97695486.4138 | 141144766.0276 | 5623.4133 | 31.2556 | 3125.6939 | 4515.8211 | 63.7215 | 92.0611
1 | 7000 | 707 | 0.045 | 15 | 15 | 7 | 7.4989e-12 | 5spot_SharedNeighbor | Water | Porous | Wet | R245fa | MinimizeLCOE_Brownfield | IgnoreSilica | 2019 | 51.1347 | 78.9199 | 10.2504 | 4 | 2774.8049 | 3834.506 | 56.5682 | 78.1716 | 307.5311 | 0 | 51.5894 | 11171183.9238 | 703197.7538 | 10787824.3456 | 4284375.5356 | 0 | 0 | 0 | 10509166.8079 | 27342696.3077 | 18661952.0662 | 83460396.7406 | 961560.8286 | 29349065.1606 | 29349065.1606 | 1478867.319 | 12621347.1341 | 0 | 113771022.7298 | 157220302.3436 | 7498.9421 | 41.0014 | 2774.8049 | 3834.506 | 56.5682 | 78.1716
1 | 7000 | 707 | 0.045 | 15 | 15 | 7 | 1e-11 | 5spot_SharedNeighbor | Water | Porous | Wet | R245fa | MinimizeLCOE_Brownfield | IgnoreSilica | 2019 | 65.907 | 102.153 | 13.2679 | 4 | 2500.5522 | 3319.241 | 50.9771 | 67.6672 | 307.9665 | 0 | 45.1578 | 13430961.1325 | 842408.317 | 13261281.3929 | 5526302.146 | 0 | 0 | 0 | 12893771.6655 | 33546948.9974 | 22896482.0116 | 102398155.6629 | 961560.8286 | 29349065.1606 | 29349065.1606 | 1478867.319 | 12621347.1341 | 0 | 132708781.6521 | 176158061.2659 | 10000 | 53.0718 | 2500.5522 | 3319.241 | 50.9771 | 67.6672
1 | 7000 | 707 | 0.045 | 15 | 15 | 7 | 1.3335e-11 | 5spot_SharedNeighbor | Water | Porous | Wet | R245fa | MinimizeLCOE_Brownfield | IgnoreSilica | 2019 | 83.6368 | 129.226 | 16.7843 | 4 | 2291.3888 | 2938.5612 | 46.7131 | 59.9065 | 307.6448 | 0 | 52.1096 | 15888219.1164 | 993097.3967 | 16005327.8057 | 6995972.6537 | 0 | 0 | 0 | 15554220.6193 | 40468891.4421 | 27620849.9618 | 123526578.9958 | 961560.8286 | 29349065.1606 | 29349065.1606 | 1478867.319 | 12621347.1341 | 0 | 153837204.985 | 197286484.5988 | 13335.2143 | 67.1371 | 2291.3888 | 2938.5612 | 46.7131 | 59.9065
1 | 7000 | 707 | 0.045 | 15 | 15 | 7 | 1.7783e-11 | 5spot_SharedNeighbor | Water | Porous | Wet | R245fa | MinimizeLCOE_Brownfield | IgnoreSilica | 2019 | 103.6757 | 158.1453 | 20.5404 | 4 | 2137.9468 | 2666.7735 | 43.5849 | 54.3658 | 306.3199 | 0 | 55.722 | 18357512.0281 | 1143895.7761 | 18811778.0127 | 8614396.9979 | 0 | 0 | 0 | 18301757.2978 | 47617418.2822 | 32499866.4177 | 145346624.8125 | 961560.8286 | 29349065.1606 | 29349065.1606 | 1478867.319 | 12621347.1341 | 0 | 175657250.8017 | 219106530.4155 | 17782.7941 | 82.1617 | 2137.9468 | 2666.7735 | 43.5849 | 54.3658
1 | 7000 | 707 | 0.045 | 15 | 15 | 7 | 2.3714e-11 | 5spot_SharedNeighbor | Water | Porous | Wet | R245fa | MinimizeLCOE_Brownfield | IgnoreSilica | 2019 | 124.8205 | 186.2192 | 24.1867 | 4 | 2029.8307 | 2478.9331 | 41.3808 | 50.5364 | 303.9822 | 0 | 52.4977 | 20635571.9172 | 1282519.728 | 21438986.1077 | 10261152.5146 | 0 | 0 | 0 | 20911109.8043 | 54406418.2524 | 37133498.3974 | 166069256.7216 | 961560.8286 | 29349065.1606 | 29349065.1606 | 1478867.319 | 12621347.1341 | 0 | 196379882.7108 | 239829162.3246 | 23713.7371 | 96.7469 | 2029.8307 | 2478.9331 | 41.3808 | 50.5364
1 | 7000 | 707 | 0.045 | 15 | 15 | 7 | 3.1623e-11 | 5spot_SharedNeighbor | Water | Porous | Wet | R245fa | MinimizeLCOE_Brownfield | IgnoreSilica | 2019 | 145.817 | 211.5898 | 27.4819 | 4 | 1954.87 | 2350.1229 | 39.8527 | 47.9104 | 300.9812 | 0 | 41.3338 | 22612485.6292 | 1402469.0886 | 23745456.3967 | 11835588.9427 | 0 | 0 | 0 | 23242440.0223 | 60472061.2581 | 41273424.3852 | 184583925.7229 | 961560.8286 | 29349065.1606 | 29349065.1606 | 1478867.319 | 12621347.1341 | 0 | 214894551.7121 | 258343831.3259 | 31622.7766 | 109.9278 | 1954.87 | 2350.1229 | 39.8527 | 47.9104
1 | 7000 | 707 | 0.045 | 15 | 15 | 7 | 4.217e-11 | 5spot_SharedNeighbor | Water | Porous | Wet | R245fa | MinimizeLCOE_Brownfield | IgnoreSilica | 2019 | 165.5005 | 233.7177 | 30.356 | 4 | 1901.8175 | 2259.6487 | 38.7711 | 46.066 | 297.963 | 0 | 44.9613 | 24283030.7238 | 1503595.7615 | 25712126.8042 | 13273334.3154 | 0 | 0 | 0 | 25261114.1659 | 65724237.2927 | 44858142.4503 | 200615581.5139 | 961560.8286 | 29349065.1606 | 29349065.1606 | 1478867.319 | 12621347.1341 | 0 | 230926207.5032 | 274375487.117 | 42169.6503 | 121.424 | 1901.8175 | 2259.6487 | 38.7711 | 46.066
1 | 7000 | 707 | 0.045 | 15 | 15 | 7 | 5.6234e-11 | 5spot_SharedNeighbor | Water | Porous | Wet | R245fa | MinimizeLCOE_Brownfield | IgnoreSilica | 2019 | 182.589 | 251.659 | 32.6863 | 4 | 1865.4824 | 2197.8031 | 38.0304 | 44.8052 | 295.1967 | 0 | 52.5699 | 25605208.6617 | 1583491.2453 | 27279390.1415 | 14493628.5616 | 0 | 0 | 0 | 26895070.258 | 69975455.8738 | 47759686.4857 | 213591931.2276 | 961560.8286 | 29349065.1606 | 29349065.1606 | 1478867.319 | 12621347.1341 | 0 | 243902557.2169 | 287351836.8307 | 56234.1325 | 130.745 | 1865.4824 | 2197.8031 | 38.0304 | 44.8052
1 | 7000 | 707 | 0.045 | 15 | 15 | 7 | 7.4989e-11 | 5spot_SharedNeighbor | Water | Porous | Wet | R245fa | MinimizeLCOE_Brownfield | IgnoreSilica | 2019 | 197.0863 | 265.7472 | 34.5161 | 4 | 1840.7713 | 2155.4745 | 37.5266 | 43.9423 | 292.6506 | 0 | 47.6896 | 26625039.3662 | 1645034.5225 | 28494407.325 | 15504120.6716 | 0 | 0 | 0 | 28184754.7353 | 73330950.333 | 50049880.4026 | 223834187.3562 | 961560.8286 | 29349065.1606 | 29349065.1606 | 1478867.319 | 12621347.1341 | 0 | 254144813.3455 | 297594092.9592 | 74989.4209 | 138.0643 | 1840.7713 | 2155.4745 | 37.5266 | 43.9423
1 | 7000 | 707 | 0.045 | 15 | 15 | 7 | 1e-10 | 5spot_SharedNeighbor | Water | Porous | Wet | R245fa | MinimizeLCOE_Brownfield | IgnoreSilica | 2019 | 208.9816 | 276.522 | 35.9155 | 4 | 1824.0183 | 2126.4589 | 37.1851 | 43.3507 | 290.425 | 0 | 48.618 | 27394857.4603 | 1691444.5924 | 29414975.854 | 16317215.6509 | 0 | 0 | 0 | 29179212.4875 | 75918325.4131 | 51815817.06 | 231731848.5184 | 961560.8286 | 29349065.1606 | 29349065.1606 | 1478867.319 | 12621347.1341 | 0 | 262042474.5076 | 305491754.1214 | 100000 | 143.6622 | 1824.0183 | 2126.4589 | 37.1851 | 43.3507
1 | 7000 | 707 | 0.045 | 15 | 15 | 7 | 1.3335e-10 | 5spot_SharedNeighbor | Water | Porous | Wet | R245fa | MinimizeLCOE_Brownfield | IgnoreSilica | 2019 | 218.5406 | 284.6644 | 36.9731 | 4 | 1812.5598 | 2106.3496 | 36.9515 | 42.9408 | 288.5492 | 0 | 47.9212 | 27971049.9101 | 1726156.4056 | 30105871.4466 | 16959513.7366 | 0 | 0 | 0 | 29937410.6846 | 77891001.5939 | 53162209.0879 | 237753212.8653 | 961560.8286 | 29349065.1606 | 29349065.1606 | 1478867.319 | 12621347.1341 | 0 | 268063838.8546 | 311513118.4684 | 133352.1432 | 147.8924 | 1812.5598 | 2106.3496 | 36.9515 | 42.9408
1 | 7000 | 707 | 0.045 | 15 | 15 | 7 | 1.7783e-10 | 5spot_SharedNeighbor | Water | Porous | Wet | R245fa | MinimizeLCOE_Brownfield | IgnoreSilica | 2019 | 226.0682 | 290.7585 | 37.7646 | 4 | 1804.6889 | 2092.3211 | 36.791 | 42.6548 | 287.0182 | 0 | 46.2232 | 28399292.9563 | 1751941.5554 | 30620381.4756 | 17459931.9707 | 0 | 0 | 0 | 30510303.7036 | 79381551.713 | 54179540.1719 | 242302943.5465 | 961560.8286 | 29349065.1606 | 29349065.1606 | 1478867.319 | 12621347.1341 | 0 | 272613569.5358 | 316062849.1496 | 177827.941 | 151.0585 | 1804.6889 | 2092.3211 | 36.791 | 42.6548
1 | 7000 | 707 | 0.045 | 15 | 15 | 7 | 2.3714e-10 | 5spot_SharedNeighbor | Water | Porous | Wet | R245fa | MinimizeLCOE_Brownfield | IgnoreSilica | 2019 | 231.9117 | 295.2927 | 38.3535 | 4 | 1799.2178 | 2082.4333 | 36.6795 | 42.4532 | 285.7976 | 0 | 53.2034 | 28716302.7558 | 1771021.773 | 31001801.0024 | 17844034.1087 | 0 | 0 | 0 | 30939932.2596 | 80499357.0867 | 54942465.308 | 245714914.2943 | 961560.8286 | 29349065.1606 | 29349065.1606 | 1478867.319 | 12621347.1341 | 0 | 276025540.2835 | 319474819.8973 | 237137.3706 | 153.4142 | 1799.2178 | 2082.4333 | 36.6795 | 42.4532
1 | 7000 | 707 | 0.045 | 15 | 15 | 7 | 3.1623e-10 | 5spot_SharedNeighbor | Water | Porous | Wet | R245fa | MinimizeLCOE_Brownfield | IgnoreSilica | 2019 | 236.4212 | 298.6767 | 38.7931 | 4 | 1795.3653 | 2075.3721 | 36.601 | 42.3093 | 284.8364 | 0 | 54.0949 | 28952003.531 | 1785204.1078 | 31285691.2561 | 18138526.1042 | 0 | 0 | 0 | 31262955.7496 | 81339797.9465 | 55516083.4642 | 248280262.1595 | 961560.8286 | 29349065.1606 | 29349065.1606 | 1478867.319 | 12621347.1341 | 0 | 278590888.1487 | 322040167.7625 | 316227.766 | 155.1723 | 1795.3653 | 2075.3721 | 36.601 | 42.3093
1 | 7000 | 707 | 0.045 | 15 | 15 | 7 | 4.217e-10 | 5spot_SharedNeighbor | Water | Porous | Wet | R245fa | MinimizeLCOE_Brownfield | IgnoreSilica | 2019 | 239.8831 | 301.2035 | 39.1213 | 4 | 1792.6121 | 2070.2699 | 36.5448 | 42.2053 | 284.0871 | 0 | 50.4135 | 29127517.7266 | 1795762.7344 | 31497254.5808 | 18362746.0294 | 0 | 0 | 0 | 31505479.6178 | 81970795.303 | 55946752.1257 | 250206308.1178 | 961560.8286 | 29349065.1606 | 29349065.1606 | 1478867.319 | 12621347.1341 | 0 | 280516934.107 | 323966213.7208 | 421696.5034 | 156.485 | 1792.6121 | 2070.2699 | 36.5448 | 42.2053
1 | 7000 | 707 | 0.045 | 15 | 15 | 7 | 5.6234e-10 | 5spot_SharedNeighbor | Water | Porous | Wet | R245fa | MinimizeLCOE_Brownfield | IgnoreSilica | 2019 | 242.499 | 303.076 | 39.3645 | 4 | 1790.65 | 2066.5923 | 36.5048 | 42.1303 | 283.5149 | 0 | 47.3986 | 29257322.9093 | 1803570.3713 | 31653810.6778 | 18531893.1436 | 0 | 0 | 0 | 31686172.8698 | 82440922.0794 | 56267623.3107 | 251641315.3618 | 961560.8286 | 29349065.1606 | 29349065.1606 | 1478867.319 | 12621347.1341 | 0 | 281951941.3511 | 325401220.9649 | 562341.3252 | 157.4579 | 1790.65 | 2066.5923 | 36.5048 | 42.1303
1 | 7000 | 707 | 0.045 | 15 | 15 | 7 | 7.4989e-10 | 5spot_SharedNeighbor | Water | Porous | Wet | R245fa | MinimizeLCOE_Brownfield | IgnoreSilica | 2019 | 244.4916 | 304.4799 | 39.5468 | 4 | 1789.2245 | 2063.8944 | 36.4758 | 42.0753 | 283.0751 | 0 | 52.9058 | 29354493.7532 | 1809414.4154 | 31771056.8706 | 18660503.4493 | 0 | 0 | 0 | 31822232.7105 | 82794921.8752 | 56509235.4454 | 252721858.5195 | 961560.8286 | 29349065.1606 | 29349065.1606 | 1478867.319 | 12621347.1341 | 0 | 283032484.5088 | 326481764.1225 | 749894.2093 | 158.1872 | 1789.2245 | 2063.8944 | 36.4758 | 42.0753
1 | 7000 | 707 | 0.045 | 15 | 15 | 7 | 1e-09 | 5spot_SharedNeighbor | Water | Porous | Wet | R245fa | MinimizeLCOE_Brownfield | IgnoreSilica | 2019 | 245.9996 | 305.5287 | 39.683 | 4 | 1788.1818 | 2061.9089 | 36.4545 | 42.0348 | 282.7402 | 0 | 48.3313 | 29427002.6324 | 1813774.866 | 31858573.7132 | 18757438.4275 | 0 | 0 | 0 | 31924147.9593 | 83060084.4468 | 56690214.349 | 253531236.3943 | 961560.8286 | 29349065.1606 | 29349065.1606 | 1478867.319 | 12621347.1341 | 0 | 283841862.3836 | 327291141.9974 | 1000000 | 158.7321 | 1788.1818 | 2061.9089 | 36.4545 | 42.0348
1 | 7000 | 707 | 0.045 | 15 | 15 | 7 | 1.3335e-09 | 5spot_SharedNeighbor | Water | Porous | Wet | R245fa | MinimizeLCOE_Brownfield | IgnoreSilica | 2019 | 247.14 | 306.3142 | 39.7851 | 4 | 1787.4147 | 2060.4399 | 36.4389 | 42.0049 | 282.4856 | 0 | 56.4431 | 29481264.8612 | 1817037.8128 | 31924082.6667 | 18830603.6249 | 0 | 0 | 0 | 32000665.6966 | 83259167.9034 | 56826092.8989 | 254138915.4645 | 961560.8286 | 29349065.1606 | 29349065.1606 | 1478867.319 | 12621347.1341 | 0 | 284449541.4537 | 327898821.0675 | 1333521.4322 | 159.1402 | 1787.4147 | 2060.4399 | 36.4389 | 42.0049
1 | 7000 | 707 | 0.045 | 15 | 15 | 7 | 1.7783e-09 | 5spot_SharedNeighbor | Water | Porous | Wet | R245fa | MinimizeLCOE_Brownfield | IgnoreSilica | 2019 | 247.9948 | 306.8991 | 39.861 | 4 | 1786.8516 | 2059.3565 | 36.4274 | 41.9828 | 282.2942 | 0 | 56.7726 | 29521640.4127 | 1819465.5971 | 31972835.2837 | 18885407.1086 | 0 | 0 | 0 | 32057745.8769 | 83407678.8238 | 56927454.6536 | 254592227.7565 | 961560.8286 | 29349065.1606 | 29349065.1606 | 1478867.319 | 12621347.1341 | 0 | 284902853.7458 | 328352133.3596 | 1778279.41 | 159.444 | 1786.8516 | 2059.3565 | 36.4274 | 41.9828
1 | 7000 | 707 | 0.045 | 15 | 15 | 7 | 2.3714e-09 | 5spot_SharedNeighbor | Water | Porous | Wet | R245fa | MinimizeLCOE_Brownfield | IgnoreSilica | 2019 | 248.6332 | 307.3338 | 39.9175 | 4 | 1786.4374 | 2058.5568 | 36.4189 | 41.9665 | 282.1509 | 0 | 59.0823 | 29551636.5822 | 1821269.2046 | 32009059.7514 | 18926319.9882 | 0 | 0 | 0 | 32100231.3553 | 83518217.3237 | 57002899.4512 | 254929633.6565 | 961560.8286 | 29349065.1606 | 29349065.1606 | 1478867.319 | 12621347.1341 | 0 | 285240259.6458 | 328689539.2596 | 2371373.7057 | 159.6699 | 1786.4374 | 2058.5568 | 36.4189 | 41.9665
1 | 7000 | 707 | 0.045 | 15 | 15 | 7 | 3.1623e-09 | 5spot_SharedNeighbor | Water | Porous | Wet | R245fa | MinimizeLCOE_Brownfield | IgnoreSilica | 2019 | 249.1131 | 307.6592 | 39.9597 | 4 | 1786.1298 | 2057.9614 | 36.4127 | 41.9543 | 282.043 | 0 | 62.2637 | 29574088.469 | 1822619.1543 | 32036176.1062 | 18957060.7716 | 0 | 0 | 0 | 32132078.3554 | 83601076.6853 | 57059452.668 | 255182552.2098 | 961560.8286 | 29349065.1606 | 29349065.1606 | 1478867.319 | 12621347.1341 | 0 | 285493178.1991 | 328942457.8129 | 3162277.6602 | 159.839 | 1786.1298 | 2057.9614 | 36.4127 | 41.9543
1 | 7000 | 707 | 0.045 | 15 | 15 | 7 | 4.217e-09 | 5spot_SharedNeighbor | Water | Porous | Wet | R245fa | MinimizeLCOE_Brownfield | IgnoreSilica | 2019 | 249.481 | 307.9076 | 39.992 | 4 | 1785.8964 | 2057.5087 | 36.4079 | 41.9451 | 281.96 | 0 | 66.4954 | 29591216.8902 | 1823649.003 | 32056864.5419 | 18980574.3061 | 0 | 0 | 0 | 32156398.8491 | 83664353.6209 | 57102640.4768 | 255375697.6881 | 961560.8286 | 29349065.1606 | 29349065.1606 | 1478867.319 | 12621347.1341 | 0 | 285686323.6773 | 329135603.2911 | 4216965.0343 | 159.968 | 1785.8964 | 2057.5087 | 36.4079 | 41.9451
1 | 7000 | 707 | 0.045 | 15 | 15 | 7 | 5.6234e-09 | 5spot_SharedNeighbor | Water | Porous | Wet | R245fa | MinimizeLCOE_Brownfield | IgnoreSilica | 2019 | 249.7588 | 308.0946 | 40.0163 | 4 | 1785.7213 | 2057.1687 | 36.4043 | 41.9382 | 281.8973 | 0 | 61.3443 | 29604110.6861 | 1824424.2326 | 32072439.083 | 18998298.705 | 0 | 0 | 0 | 32174716.3556 | 83712012.0156 | 57135168.3105 | 255521169.3885 | 961560.8286 | 29349065.1606 | 29349065.1606 | 1478867.319 | 12621347.1341 | 0 | 285831795.3777 | 329281074.9915 | 5623413.2519 | 160.0652 | 1785.7213 | 2057.1687 | 36.4043 | 41.9382
1 | 7000 | 707 | 0.045 | 15 | 15 | 7 | 7.4989e-09 | 5spot_SharedNeighbor | Water | Porous | Wet | R245fa | MinimizeLCOE_Brownfield | IgnoreSilica | 2019 | 249.9562 | 308.2277 | 40.0336 | 4 | 1785.5965 | 2056.9267 | 36.4018 | 41.9332 | 281.8528 | 0 | 61.4558 | 29613284.4099 | 1824975.7896 | 32083520.5658 | 19010900.7599 | 0 | 0 | 0 | 32187745.7948 | 83745911.9437 | 57158305.708 | 255624644.9717 | 961560.8286 | 29349065.1606 | 29349065.1606 | 1478867.319 | 12621347.1341 | 0 | 285935270.9609 | 329384550.5747 | 7498942.0933 | 160.1343 | 1785.5965 | 2056.9267 | 36.4018 | 41.9332
1 | 7000 | 707 | 0.045 | 15 | 15 | 7 | 1e-08 | 5spot_SharedNeighbor | Water | Porous | Wet | R245fa | MinimizeLCOE_Brownfield | IgnoreSilica | 2019 | 250.1166 | 308.3351 | 40.0475 | 4 | 1785.4967 | 2056.7324 | 36.3998 | 41.9293 | 281.8165 | 0 | 65.5202 | 29620690.8767 | 1825421.0891 | 32092467.5489 | 19021121.7698 | 0 | 0 | 0 | 32198283.501 | 83773328.8934 | 57177018.3395 | 255708332.0183 | 961560.8286 | 29349065.1606 | 29349065.1606 | 1478867.319 | 12621347.1341 | 0 | 286018958.0076 | 329468237.6214 | 10000000 | 160.1901 | 1785.4967 | 2056.7324 | 36.3998 | 41.9293

## Water (R600a)
Time [year] | Depth [m] | Res Length [m] | Temp Gradient [C/m] | Temp Surface Air [C] | Temp Surface Rock [C] | dT Approach [C] | Transmissivity [m^3] | Config Number [-] | Fluid | Reservoir | Cooling Wet/Dry | orcFluid | Method | Silica? | CostYear | mass flow [kg/s] | Reservoir Heat [MWth] | Electric Power I-P Pair [MWe] | N_IP_Multiplier | SpCC (Brownfield) [$/kWe] | SpCC (Greenfield) [$/kWe] | LCOE (Brownfield) [$/MWh] | LCOE (Greenfield) [$/MWh] | Temp Production [C] | dP Surface [Mpa] | SolveTime [s] | C_T_G_N | C_pump_orc_N | C_coolingTowers_N | C_heatExchanger_N | C_recuperator_N | C_pump_prod_N | C_pump_inj_N | C_plant_otherEquipment_N | C_plant_installation_N | C_plant_indirectContingency_N | C_surfacePlant_N | C_gatheringSystem_N | C_wells_production_N | C_wells_injection_N | C_wellfield_N | C_exploration_N | C_stimulation_N | CapitalCost_N (Brownfield) | CapitalCost_N (Greenfield) | Trans [mD-m] | Electric Power 5-spot [MW] | Sp CC (Brownfield) [$/kWe] | Sp CC (Greenfield) [$/kWe] | LCOE (Brownfield) [$/MWh] | LCOE (Greenfield) [$/MWh]
1 | 1000 | 707 | 0.045 | 15 | 15 | 7 | 1e-13 | 5spot_SharedNeighbor | Water | Porous | Wet | R600a | MinimizeLCOE_Brownfield | IgnoreSilica | 2019 | 0 | 0 | 0 | 0 |  |  |  |  | 15 |  | 7.0342 | [19 empty] | 100 | 0
1 | 1000 | 707 | 0.045 | 15 | 15 | 7 | 1.3335e-13 | 5spot_SharedNeighbor | Water | Porous | Wet | R600a | MinimizeLCOE_Brownfield | IgnoreSilica | 2019 | 0 | 0 | 0 | 0 |  |  |  |  | 15 |  | 8.5574 | [19 empty] | 133.3521 | 0
1 | 1000 | 707 | 0.045 | 15 | 15 | 7 | 1.7783e-13 | 5spot_SharedNeighbor | Water | Porous | Wet | R600a | MinimizeLCOE_Brownfield | IgnoreSilica | 2019 | 0 | 0 | 0 | 0 |  |  |  |  | 15 |  | 11.2383 | [19 empty] | 177.8279 | 0
1 | 1000 | 707 | 0.045 | 15 | 15 | 7 | 2.3714e-13 | 5spot_SharedNeighbor | Water | Porous | Wet | R600a | MinimizeLCOE_Brownfield | IgnoreSilica | 2019 | 0 | 0 | 0 | 0 |  |  |  |  | 15 |  | 11.2159 | [19 empty] | 237.1374 | 0
1 | 1000 | 707 | 0.045 | 15 | 15 | 7 | 3.1623e-13 | 5spot_SharedNeighbor | Water | Porous | Wet | R600a | MinimizeLCOE_Brownfield | IgnoreSilica | 2019 | 0 | 0 | 0 | 0 |  |  |  |  | 15 |  | 10.8404 | [19 empty] | 316.2278 | 0
1 | 1000 | 707 | 0.045 | 15 | 15 | 7 | 4.217e-13 | 5spot_SharedNeighbor | Water | Porous | Wet | R600a | MinimizeLCOE_Brownfield | IgnoreSilica | 2019 | 0 | 0 | 0 | 0 |  |  |  |  | 15 |  | 10.7227 | [19 empty] | 421.6965 | 0
1 | 1000 | 707 | 0.045 | 15 | 15 | 7 | 5.6234e-13 | 5spot_SharedNeighbor | Water | Porous | Wet | R600a | MinimizeLCOE_Brownfield | IgnoreSilica | 2019 | 0 | 0 | 0 | 0 |  |  |  |  | 15 |  | 11.4275 | [19 empty] | 562.3413 | 0
1 | 1000 | 707 | 0.045 | 15 | 15 | 7 | 7.4989e-13 | 5spot_SharedNeighbor | Water | Porous | Wet | R600a | MinimizeLCOE_Brownfield | IgnoreSilica | 2019 | 0 | 0 | 0 | 0 |  |  |  |  | 15 |  | 12.2812 | [19 empty] | 749.8942 | 0
1 | 1000 | 707 | 0.045 | 15 | 15 | 7 | 1e-12 | 5spot_SharedNeighbor | Water | Porous | Wet | R600a | MinimizeLCOE_Brownfield | IgnoreSilica | 2019 | 0 | 0 | 0 | 0 |  |  |  |  | 15 |  | 12.1496 | [19 empty] | 1000 | 0
1 | 1000 | 707 | 0.045 | 15 | 15 | 7 | 1.3335e-12 | 5spot_SharedNeighbor | Water | Porous | Wet | R600a | MinimizeLCOE_Brownfield | IgnoreSilica | 2019 | 0 | 0 | 0 | 0 |  |  |  |  | 15 |  | 12.3196 | [19 empty] | 1333.5214 | 0
1 | 1000 | 707 | 0.045 | 15 | 15 | 7 | 1.7783e-12 | 5spot_SharedNeighbor | Water | Porous | Wet | R600a | MinimizeLCOE_Brownfield | IgnoreSilica | 2019 | 0 | 0 | 0 | 0 |  |  |  |  | 15 |  | 13.4187 | [19 empty] | 1778.2794 | 0
1 | 1000 | 707 | 0.045 | 15 | 15 | 7 | 2.3714e-12 | 5spot_SharedNeighbor | Water | Porous | Wet | R600a | MinimizeLCOE_Brownfield | IgnoreSilica | 2019 | 0 | 0 | 0 | 0 |  |  |  |  | 15 |  | 16.2494 | [19 empty] | 2371.3737 | 0
1 | 1000 | 707 | 0.045 | 15 | 15 | 7 | 3.1623e-12 | 5spot_SharedNeighbor | Water | Porous | Wet | R600a | MinimizeLCOE_Brownfield | IgnoreSilica | 2019 | 0 | 0 | 0 | 0 |  |  |  |  | 15 |  | 17.3146 | [19 empty] | 3162.2777 | 0
1 | 1000 | 707 | 0.045 | 15 | 15 | 7 | 4.217e-12 | 5spot_SharedNeighbor | Water | Porous | Wet | R600a | MinimizeLCOE_Brownfield | IgnoreSilica | 2019 | 0 | 0 | 0 | 0 |  |  |  |  | 15 |  | 18.796 | [19 empty] | 4216.965 | 0
1 | 1000 | 707 | 0.045 | 15 | 15 | 7 | 5.6234e-12 | 5spot_SharedNeighbor | Water | Porous | Wet | R600a | MinimizeLCOE_Brownfield | IgnoreSilica | 2019 | 0.75252 | 0.035832 | 9.3207e-05 | 4 | 11703401.0602 | 29650181.5729 | 238589.6606 | 604459.0562 | 53.7045 | 0 | 35.6878 | 20331.8171 | 943.0155 | 25094.3946 | 37310.4837 | 0 | 15957.1328 | 0 | 38858.369 | 101101.5053 | 69003.8548 | 308600.5727 | 961560.8286 | 3093179.1987 | 3093179.1987 | 1478867.319 | 2118992.7493 | 0 | 4363340.6001 | 11054379.8671 | 5623.4133 | 0.00037283 | 11703401.0602 | 29650181.5729 | 238589.6606 | 604459.0562
1 | 1000 | 707 | 0.045 | 15 | 15 | 7 | 7.4989e-12 | 5spot_SharedNeighbor | Water | Porous | Wet | R600a | MinimizeLCOE_Brownfield | IgnoreSilica | 2019 | 1.0485 | 0.053304 | 0.00026339 | 4 | 4215698.8405 | 10566511.1508 | 85942.723 | 215412.6221 | 55.2544 | 0 | 74.1367 | 27554.708 | 1300.6078 | 34429.9665 | 43291.5857 | 0 | 18308.9516 | 0 | 48705.4697 | 126721.6412 | 86490.124 | 386803.0544 | 961560.8286 | 3093179.1987 | 3093179.1987 | 1478867.319 | 2118992.7493 | 0 | 4441543.0817 | 11132582.3488 | 7498.9421 | 0.0010536 | 4215698.8405 | 10566511.1508 | 85942.723 | 215412.6221
1 | 1000 | 707 | 0.045 | 15 | 15 | 7 | 1e-11 | 5spot_SharedNeighbor | Water | Porous | Wet | R600a | MinimizeLCOE_Brownfield | IgnoreSilica | 2019 | 1.418 | 0.075226 | 0.00050777 | 4 | 2231304.8923 | 5525608.3654 | 45488.1683 | 112647.0005 | 56.328 | 0 | 104.4949 | 35651.6159 | 1704.6347 | 45308.5704 | 50762.7604 | 0 | 20660.3637 | 0 | 60094.2986 | 156353.0379 | 106714.1611 | 477249.4427 | 961560.8286 | 3093179.1987 | 3093179.1987 | 1478867.319 | 2118992.7493 | 0 | 4531989.47 | 11223028.737 | 10000 | 0.0020311 | 2231304.8923 | 5525608.3654 | 45488.1683 | 112647.0005
1 | 1000 | 707 | 0.045 | 15 | 15 | 7 | 1.3335e-11 | 5spot_SharedNeighbor | Water | Porous | Wet | R600a | MinimizeLCOE_Brownfield | IgnoreSilica | 2019 | 1.9042 | 0.10425 | 0.0008457 | 4 | 1372764.6818 | 3350720.0768 | 27985.6648 | 68308.9609 | 57.1303 | 0 | 145.4628 | 45286.6523 | 2187.606 | 58777.5982 | 60619.3841 | 0 | 23315.4778 | 0 | 74172.8202 | 192982.4631 | 131714.4965 | 589056.4982 | 961560.8286 | 3093179.1987 | 3093179.1987 | 1478867.319 | 2118992.7493 | 0 | 4643796.5255 | 11334835.7925 | 13335.2143 | 0.0033828 | 1372764.6818 | 3350720.0768 | 27985.6648 | 68308.9609
1 | 1000 | 707 | 0.045 | 15 | 15 | 7 | 1.7783e-11 | 5spot_SharedNeighbor | Water | Porous | Wet | R600a | MinimizeLCOE_Brownfield | IgnoreSilica | 2019 | 2.546 | 0.1427 | 0.0013052 | 4 | 916169.2033 | 2197825.1507 | 18677.3484 | 44805.6385 | 57.7336 | 0 | 211.252 | 56818.06 | 2767.4649 | 75520.8492 | 73652.8537 | 0 | 26362.5151 | 0 | 91697.4797 | 238578.0325 | 162834.4094 | 728231.6644 | 961560.8286 | 3093179.1987 | 3093179.1987 | 1478867.319 | 2118992.7493 | 0 | 4782971.6918 | 11474010.9588 | 17782.7941 | 0.0052206 | 916169.2033 | 2197825.1507 | 18677.3484 | 44805.6385
1 | 1000 | 707 | 0.045 | 15 | 15 | 7 | 2.3714e-11 | 5spot_SharedNeighbor | Water | Porous | Wet | R600a | MinimizeLCOE_Brownfield | IgnoreSilica | 2019 | 3.364 | 0.19178 | 0.0019221 | 4 | 643880.5208 | 1514163.4952 | 13126.3753 | 30868.2709 | 58.1761 | 0 | 42.1299 | 70190.8008 | 3441.563 | 95627.3798 | 90270.2768 | 0 | 29641.7006 | 0 | 112776.9712 | 293422.5453 | 200266.9164 | 895638.154 | 961560.8286 | 3093179.1987 | 3093179.1987 | 1478867.319 | 2118992.7493 | 0 | 4950378.1813 | 11641417.4484 | 23713.7371 | 0.0076883 | 643880.5208 | 1514163.4952 | 13126.3753 | 30868.2709
1 | 1000 | 707 | 0.045 | 15 | 15 | 7 | 3.1623e-11 | 5spot_SharedNeighbor | Water | Porous | Wet | R600a | MinimizeLCOE_Brownfield | IgnoreSilica | 2019 | 4.4092 | 0.25452 | 0.0027439 | 4 | 469516.4285 | 1079144.6673 | 9571.7275 | 21999.8237 | 58.5064 | 0 | 61.1494 | 85809.5487 | 4230.2857 | 119891.8566 | 111505.9734 | 0 | 33227.2666 | 0 | 138319.3231 | 359878.5054 | 245624.4747 | 1098487.2341 | 961560.8286 | 3093179.1987 | 3093179.1987 | 1478867.319 | 2118992.7493 | 0 | 5153227.2614 | 11844266.5284 | 31622.7766 | 0.010976 | 469516.4285 | 1079144.6673 | 9571.7275 | 21999.8237
1 | 1000 | 707 | 0.045 | 15 | 15 | 7 | 4.217e-11 | 5spot_SharedNeighbor | Water | Porous | Wet | R600a | MinimizeLCOE_Brownfield | IgnoreSilica | 2019 | 5.736 | 0.33418 | 0.0038286 | 4 | 352491.0528 | 789400.4094 | 7186.0069 | 16092.9951 | 58.7518 | 0 | 57.0286 | 103991.6368 | 5149.5764 | 149035.2088 | 138460.5524 | 0 | 37126.951 | 0 | 169167.9309 | 440140.2551 | 300404.7681 | 1343476.8795 | 961560.8286 | 3093179.1987 | 3093179.1987 | 1478867.319 | 2118992.7493 | 0 | 5398216.9068 | 12089256.1739 | 42169.6503 | 0.015314 | 352491.0528 | 789400.4094 | 7186.0069 | 16092.9951
1 | 1000 | 707 | 0.045 | 15 | 15 | 7 | 5.6234e-11 | 5spot_SharedNeighbor | Water | Porous | Wet | R600a | MinimizeLCOE_Brownfield | IgnoreSilica | 2019 | 7.3413 | 0.43031 | 0.0052247 | 4 | 271789.8856 | 591956.7494 | 5540.8044 | 12067.839 | 58.915 | 0 | 60.1252 | 124191.3026 | 6171.2898 | 182418.6831 | 171020.8555 | 0 | 40949.2542 | 0 | 204653.0403 | 532465.2307 | 363418.461 | 1625288.1173 | 961560.8286 | 3093179.1987 | 3093179.1987 | 1478867.319 | 2118992.7493 | 0 | 5680028.1446 | 12371067.4117 | 56234.1325 | 0.020899 | 271789.8856 | 591956.7494 | 5540.8044 | 12067.839
1 | 1000 | 707 | 0.045 | 15 | 15 | 7 | 7.4989e-11 | 5spot_SharedNeighbor | Water | Porous | Wet | R600a | MinimizeLCOE_Brownfield | IgnoreSilica | 2019 | 9.6218 | 0.56761 | 0.0071394 | 4 | 212473.6638 | 446772.0572 | 4331.563 | 9108.0527 | 59.0911 | 0 | 44.0945 | 150887.8913 | 7524.249 | 227621.5618 | 217427.5178 | 0 | 46480.2851 | 0 | 253477.1869 | 659495.645 | 450119.329 | 2013033.6659 | 961560.8286 | 3093179.1987 | 3093179.1987 | 1478867.319 | 2118992.7493 | 0 | 6067773.6932 | 12758812.9603 | 74989.4209 | 0.028558 | 212473.6638 | 446772.0572 | 4331.563 | 9108.0527
1 | 1000 | 707 | 0.045 | 15 | 15 | 7 | 1e-10 | 5spot_SharedNeighbor | Water | Porous | Wet | R600a | MinimizeLCOE_Brownfield | IgnoreSilica | 2019 | 12.2944 | 0.72808 | 0.0095562 | 4 | 170060.8476 | 345105.4265 | 3466.9204 | 7035.4409 | 59.2 | 0 | 46.7691 | 179639.9535 | 8981.3269 | 277761.0068 | 271717.6535 | 0 | 51566.5063 | 0 | 307969.9143 | 801274.5437 | 546886.3406 | 2445797.2456 | 961560.8286 | 3093179.1987 | 3093179.1987 | 1478867.319 | 2118992.7493 | 0 | 6500537.2729 | 13191576.54 | 100000 | 0.038225 | 170060.8476 | 345105.4265 | 3466.9204 | 7035.4409
1 | 1000 | 707 | 0.045 | 15 | 15 | 7 | 1.3335e-10 | 5spot_SharedNeighbor | Water | Porous | Wet | R600a | MinimizeLCOE_Brownfield | IgnoreSilica | 2019 | 15.5682 | 0.92467 | 0.012633 | 4 | 138732.4854 | 271140.7029 | 2828.2494 | 5527.57 | 59.2828 | 0 | 56.4943 | 212345.5181 | 10639.0853 | 336265.1797 | 338224.4445 | 0 | 56882.9138 | 0 | 372199.2852 | 968386.1914 | 660943.474 | 2955886.0919 | 961560.8286 | 3093179.1987 | 3093179.1987 | 1478867.319 | 2118992.7493 | 0 | 7010626.1193 | 13701665.3863 | 133352.1432 | 0.050533 | 138732.4854 | 271140.7029 | 2828.2494 | 5527.57
1 | 1000 | 707 | 0.045 | 15 | 15 | 7 | 1.7783e-10 | 5spot_SharedNeighbor | Water | Porous | Wet | R600a | MinimizeLCOE_Brownfield | IgnoreSilica | 2019 | 19.4755 | 1.1593 | 0.01647 | 4 | 115329.8498 | 216895.2589 | 2351.155 | 4421.7032 | 59.3455 | 0 | 56.4569 | 248732.402 | 12483.4609 | 402928.5399 | 417603.9588 | 0 | 62196.845 | 0 | 446138.6306 | 1160761.2012 | 792243.3711 | 3543088.4096 | 961560.8286 | 3093179.1987 | 3093179.1987 | 1478867.319 | 2118992.7493 | 0 | 7597828.4369 | 14288867.704 | 177827.941 | 0.065879 | 115329.8498 | 216895.2589 | 2351.155 | 4421.7032
1 | 1000 | 707 | 0.045 | 15 | 15 | 7 | 2.3714e-10 | 5spot_SharedNeighbor | Water | Porous | Wet | R600a | MinimizeLCOE_Brownfield | IgnoreSilica | 2019 | 24.0233 | 1.4324 | 0.021131 | 4 | 97713.2608 | 176875.94 | 1992.017 | 3605.8553 | 59.3931 | 0 | 77.0122 | 288386.7937 | 14493.1603 | 477207.8816 | 509996.7144 | 0 | 67325.613 | 0 | 529389.9636 | 1377364.0924 | 940079.295 | 4204243.5139 | 961560.8286 | 3093179.1987 | 3093179.1987 | 1478867.319 | 2118992.7493 | 0 | 8258983.5412 | 14950022.8083 | 237137.3706 | 0.084523 | 97713.2608 | 176875.94 | 1992.017 | 3605.8553
1 | 1000 | 707 | 0.045 | 15 | 15 | 7 | 3.1623e-10 | 5spot_SharedNeighbor | Water | Porous | Wet | R600a | MinimizeLCOE_Brownfield | IgnoreSilica | 2019 | 29.0734 | 1.7358 | 0.026575 | 4 | 84395.0159 | 147340.9858 | 1720.5066 | 3003.7453 | 59.429 | 0 | 61.3979 | 329843.0408 | 16593.6047 | 556447.0867 | 612601.8702 | 0 | 71821.5672 | 0 | 619049.7961 | 1610640.585 | 1099295.2946 | 4916292.8453 | 961560.8286 | 3093179.1987 | 3093179.1987 | 1478867.319 | 2118992.7493 | 0 | 8971032.8726 | 15662072.1397 | 316227.766 | 0.1063 | 84395.0159 | 147340.9858 | 1720.5066 | 3003.7453
1 | 1000 | 707 | 0.045 | 15 | 15 | 7 | 4.217e-10 | 5spot_SharedNeighbor | Water | Porous | Wet | R600a | MinimizeLCOE_Brownfield | IgnoreSilica | 2019 | 34.4519 | 2.0588 | 0.032662 | 4 | 74315.2171 | 125530.1078 | 1515.0162 | 2559.101 | 59.456 | 0 | 69.1345 | 371671.955 | 18712.1732 | 637847.9101 | 721882.7036 | 0 | 75461.6 | 0 | 711974.7733 | 1852412.3141 | 1264309.4677 | 5654272.897 | 961560.8286 | 3093179.1987 | 3093179.1987 | 1478867.319 | 2118992.7493 | 0 | 9709012.9244 | 16400052.1914 | 421696.5034 | 0.13065 | 74315.2171 | 125530.1078 | 1515.0162 | 2559.101
1 | 1000 | 707 | 0.045 | 15 | 15 | 7 | 5.6234e-10 | 5spot_SharedNeighbor | Water | Porous | Wet | R600a | MinimizeLCOE_Brownfield | IgnoreSilica | 2019 | 39.8434 | 2.3827 | 0.039098 | 4 | 66698.397 | 109482.6609 | 1359.737 | 2231.9521 | 59.476 | 0 | 68.5568 | 411674.061 | 20737.3907 | 716915.4668 | 831432.0226 | 0 | 77914.9543 | 0 | 802882.8192 | 2088936.4017 | 1425742.0175 | 6376235.1338 | 961560.8286 | 3093179.1987 | 3093179.1987 | 1478867.319 | 2118992.7493 | 0 | 10430975.1611 | 17122014.4282 | 562341.3252 | 0.15639 | 66698.397 | 109482.6609 | 1359.737 | 2231.9521
1 | 1000 | 707 | 0.045 | 15 | 15 | 7 | 7.4989e-10 | 5spot_SharedNeighbor | Water | Porous | Wet | R600a | MinimizeLCOE_Brownfield | IgnoreSilica | 2019 | 44.966 | 2.6904 | 0.045531 | 4 | 60961.4426 | 97700.1145 | 1242.7815 | 1991.749 | 59.4903 | 0 | 68.4706 | 448196.3328 | 22585.6275 | 790060.2271 | 935514.8805 | 0 | 79167.6193 | 0 | 887454.628 | 2308974.9001 | 1575922.814 | 7047877.0294 | 961560.8286 | 3093179.1987 | 3093179.1987 | 1478867.319 | 2118992.7493 | 0 | 11102617.0567 | 17793656.3238 | 749894.2093 | 0.18213 | 60961.4426 | 97700.1145 | 1242.7815 | 1991.749
1 | 1000 | 707 | 0.045 | 15 | 15 | 7 | 1e-09 | 5spot_SharedNeighbor | Water | Porous | Wet | R600a | MinimizeLCOE_Brownfield | IgnoreSilica | 2019 | 49.5675 | 2.9667 | 0.051605 | 4 | 56655.9654 | 89070.5756 | 1155.0085 | 1815.8242 | 59.5 | 0 | 82.962 | 479939.4943 | 24191.299 | 854327.9917 | 1028993.5142 | 0 | 79317.3846 | 0 | 962040.1767 | 2503031.1982 | 1708370.2249 | 7640211.2836 | 961560.8286 | 3093179.1987 | 3093179.1987 | 1478867.319 | 2118992.7493 | 0 | 11694951.3109 | 18385990.578 | 1000000 | 0.20642 | 56655.9654 | 89070.5756 | 1155.0085 | 1815.8242
1 | 1000 | 707 | 0.045 | 15 | 15 | 7 | 1.3335e-09 | 5spot_SharedNeighbor | Water | Porous | Wet | R600a | MinimizeLCOE_Brownfield | IgnoreSilica | 2019 | 53.5117 | 3.2035 | 0.057055 | 4 | 53434.021 | 82752.2563 | 1089.3248 | 1687.0167 | 59.5061 | 0 | 72.0817 | 506434.9421 | 25530.943 | 908444.4583 | 1109100.1284 | 0 | 78633.9664 | 0 | 1024976.3309 | 2666778.1615 | 1820130.892 | 8140029.8226 | 961560.8286 | 3093179.1987 | 3093179.1987 | 1478867.319 | 2118992.7493 | 0 | 12194769.85 | 18885809.117 | 1333521.4322 | 0.22822 | 53434.021 | 82752.2563 | 1089.3248 | 1687.0167
1 | 1000 | 707 | 0.045 | 15 | 15 | 7 | 1.7783e-09 | 5spot_SharedNeighbor | Water | Porous | Wet | R600a | MinimizeLCOE_Brownfield | IgnoreSilica | 2019 | 56.7707 | 3.399 | 0.061743 | 4 | 51026.9666 | 78119.0764 | 1040.2537 | 1592.563 | 59.5096 | 0 | 79.173 | 527871.4133 | 26614.3641 | 952534.6567 | 1175268.8616 | 0 | 77439.5151 | 0 | 1076294.2362 | 2800296.8243 | 1911260.1229 | 8547579.9943 | 961560.8286 | 3093179.1987 | 3093179.1987 | 1478867.319 | 2118992.7493 | 0 | 12602320.0216 | 19293359.2886 | 1778279.41 | 0.24697 | 51026.9666 | 78119.0764 | 1040.2537 | 1592.563
1 | 1000 | 707 | 0.045 | 15 | 15 | 7 | 2.3714e-09 | 5spot_SharedNeighbor | Water | Porous | Wet | R600a | MinimizeLCOE_Brownfield | IgnoreSilica | 2019 | 59.3971 | 3.5565 | 0.065647 | 4 | 49229.8178 | 74710.8461 | 1003.6164 | 1523.0817 | 59.5115 | 0 | 77.4452 | 544865.1776 | 27472.9431 | 987678.7878 | 1228575.1973 | 0 | 76033.3537 | 0 | 1117203.9292 | 2906735.4538 | 1983906.6747 | 8872471.5173 | 961560.8286 | 3093179.1987 | 3093179.1987 | 1478867.319 | 2118992.7493 | 0 | 12927211.5446 | 19618250.8117 | 2371373.7057 | 0.26259 | 49229.8178 | 74710.8461 | 1003.6164 | 1523.0817
1 | 1000 | 707 | 0.045 | 15 | 15 | 7 | 3.1623e-09 | 5spot_SharedNeighbor | Water | Porous | Wet | R600a | MinimizeLCOE_Brownfield | IgnoreSilica | 2019 | 61.4823 | 3.6815 | 0.068822 | 4 | 47887.9193 | 72193.5238 | 976.26 | 1471.7626 | 59.5124 | 0 | 85.7848 | 558186.5609 | 28145.7803 | 1015345.5087 | 1270883.5264 | 0 | 74638.5579 | 0 | 1149407.9743 | 2990523.7732 | 2041093.9243 | 9128225.6061 | 961560.8286 | 3093179.1987 | 3093179.1987 | 1478867.319 | 2118992.7493 | 0 | 13182965.6334 | 19874004.9005 | 3162277.6602 | 0.27529 | 47887.9193 | 72193.5238 | 976.26 | 1471.7626
1 | 1000 | 707 | 0.045 | 15 | 15 | 7 | 4.217e-09 | 5spot_SharedNeighbor | Water | Porous | Wet | R600a | MinimizeLCOE_Brownfield | IgnoreSilica | 2019 | 63.0977 | 3.7782 | 0.071342 | 4 | 46885.4874 | 70332.5348 | 955.8241 | 1433.8239 | 59.5127 | 0 | 78.9163 | 568406.9473 | 28661.8652 | 1036641.3325 | 1303652.1156 | 0 | 73331.5409 | 0 | 1174170.5826 | 3054951.0004 | 2085066.8307 | 9324882.2152 | 961560.8286 | 3093179.1987 | 3093179.1987 | 1478867.319 | 2118992.7493 | 0 | 13379622.2425 | 20070661.5096 | 4216965.0343 | 0.28537 | 46885.4874 | 70332.5348 | 955.8241 | 1433.8239
1 | 1000 | 707 | 0.045 | 15 | 15 | 7 | 5.6234e-09 | 5spot_SharedNeighbor | Water | Porous | Wet | R600a | MinimizeLCOE_Brownfield | IgnoreSilica | 2019 | 64.3345 | 3.8523 | 0.073311 | 4 | 46136.1973 | 68953.3604 | 940.5488 | 1405.7075 | 59.5127 | 0 | 84.6651 | 576173.9833 | 29053.99 | 1052865.384 | 1328733.4642 | 0 | 72176.8596 | 0 | 1193011.4356 | 3103971.0352 | 2118524.0117 | 9474510.1636 | 961560.8286 | 3093179.1987 | 3093179.1987 | 1478867.319 | 2118992.7493 | 0 | 13529250.191 | 20220289.458 | 5623413.2519 | 0.29325 | 46136.1973 | 68953.3604 | 940.5488 | 1405.7075
1 | 1000 | 707 | 0.045 | 15 | 15 | 7 | 7.4989e-09 | 5spot_SharedNeighbor | Water | Porous | Wet | R600a | MinimizeLCOE_Brownfield | IgnoreSilica | 2019 | 65.2897 | 3.9095 | 0.074844 | 4 | 45575.7853 | 67925.6075 | 929.124 | 1384.7554 | 59.5126 | 0 | 82.361 | 582138.8568 | 29355.0848 | 1065348.5175 | 1348099.7481 | 0 | 71231.6388 | 0 | 1207507.8 | 3141687.6016 | 2144266.3433 | 9589635.5908 | 961560.8286 | 3093179.1987 | 3093179.1987 | 1478867.319 | 2118992.7493 | 0 | 13644375.6182 | 20335414.8852 | 7498942.0933 | 0.29938 | 45575.7853 | 67925.6075 | 929.124 | 1384.7554
1 | 1000 | 707 | 0.045 | 15 | 15 | 7 | 1e-08 | 5spot_SharedNeighbor | Water | Porous | Wet | R600a | MinimizeLCOE_Brownfield | IgnoreSilica | 2019 | 66.013 | 3.9528 | 0.07602 | 4 | 45156.4128 | 67160.5356 | 920.5746 | 1369.1584 | 59.5124 | 0 | 80.538 | 586636.5329 | 29582.0911 | 1074774.6199 | 1362762.3714 | 0 | 70455.6505 | 0 | 1218442.3937 | 3170137.1714 | 2163683.7593 | 9676474.5901 | 961560.8286 | 3093179.1987 | 3093179.1987 | 1478867.319 | 2118992.7493 | 0 | 13731214.6174 | 20422253.8845 | 10000000 | 0.30408 | 45156.4128 | 67160.5356 | 920.5746 | 1369.1584
1 | 1100 | 707 | 0.045 | 15 | 15 | 7 | 1e-13 | 5spot_SharedNeighbor | Water | Porous | Wet | R600a | MinimizeLCOE_Brownfield | IgnoreSilica | 2019 | 0 | 0 | 0 | 0 |  |  |  |  | 15 |  | 25.881 | [19 empty] | 100 | 0
1 | 1100 | 707 | 0.045 | 15 | 15 | 7 | 1.3335e-13 | 5spot_SharedNeighbor | Water | Porous | Wet | R600a | MinimizeLCOE_Brownfield | IgnoreSilica | 2019 | 0 | 0 | 0 | 0 |  |  |  |  | 15 |  | 9.6419 | [19 empty] | 133.3521 | 0
1 | 1100 | 707 | 0.045 | 15 | 15 | 7 | 1.7783e-13 | 5spot_SharedNeighbor | Water | Porous | Wet | R600a | MinimizeLCOE_Brownfield | IgnoreSilica | 2019 | 0 | 0 | 0 | 0 |  |  |  |  | 15 |  | 11.4332 | [19 empty] | 177.8279 | 0
1 | 1100 | 707 | 0.045 | 15 | 15 | 7 | 2.3714e-13 | 5spot_SharedNeighbor | Water | Porous | Wet | R600a | MinimizeLCOE_Brownfield | IgnoreSilica | 2019 | 0 | 0 | 0 | 0 |  |  |  |  | 15 |  | 11.2504 | [19 empty] | 237.1374 | 0
1 | 1100 | 707 | 0.045 | 15 | 15 | 7 | 3.1623e-13 | 5spot_SharedNeighbor | Water | Porous | Wet | R600a | MinimizeLCOE_Brownfield | IgnoreSilica | 2019 | 0 | 0 | 0 | 0 |  |  |  |  | 15 |  | 11.0604 | [19 empty] | 316.2278 | 0
1 | 1100 | 707 | 0.045 | 15 | 15 | 7 | 4.217e-13 | 5spot_SharedNeighbor | Water | Porous | Wet | R600a | MinimizeLCOE_Brownfield | IgnoreSilica | 2019 | 0 | 0 | 0 | 0 |  |  |  |  | 15 |  | 10.7368 | [19 empty] | 421.6965 | 0
1 | 1100 | 707 | 0.045 | 15 | 15 | 7 | 5.6234e-13 | 5spot_SharedNeighbor | Water | Porous | Wet | R600a | MinimizeLCOE_Brownfield | IgnoreSilica | 2019 | 0 | 0 | 0 | 0 |  |  |  |  | 15 |  | 11.0535 | [19 empty] | 562.3413 | 0
1 | 1100 | 707 | 0.045 | 15 | 15 | 7 | 7.4989e-13 | 5spot_SharedNeighbor | Water | Porous | Wet | R600a | MinimizeLCOE_Brownfield | IgnoreSilica | 2019 | 0 | 0 | 0 | 0 |  |  |  |  | 15 |  | 13.3693 | [19 empty] | 749.8942 | 0
1 | 1100 | 707 | 0.045 | 15 | 15 | 7 | 1e-12 | 5spot_SharedNeighbor | Water | Porous | Wet | R600a | MinimizeLCOE_Brownfield | IgnoreSilica | 2019 | 0 | 0 | 0 | 0 |  |  |  |  | 15 |  | 13.4429 | [19 empty] | 1000 | 0
1 | 1100 | 707 | 0.045 | 15 | 15 | 7 | 1.3335e-12 | 5spot_SharedNeighbor | Water | Porous | Wet | R600a | MinimizeLCOE_Brownfield | IgnoreSilica | 2019 | 0 | 0 | 0 | 0 |  |  |  |  | 15 |  | 14.5901 | [19 empty] | 1333.5214 | 0
1 | 1100 | 707 | 0.045 | 15 | 15 | 7 | 1.7783e-12 | 5spot_SharedNeighbor | Water | Porous | Wet | R600a | MinimizeLCOE_Brownfield | IgnoreSilica | 2019 | 0 | 0 | 0 | 0 |  |  |  |  | 15 |  | 14.8522 | [19 empty] | 1778.2794 | 0
1 | 1100 | 707 | 0.045 | 15 | 15 | 7 | 2.3714e-12 | 5spot_SharedNeighbor | Water | Porous | Wet | R600a | MinimizeLCOE_Brownfield | IgnoreSilica | 2019 | 0 | 0 | 0 | 0 |  |  |  |  | 15 |  | 15.4201 | [19 empty] | 2371.3737 | 0
1 | 1100 | 707 | 0.045 | 15 | 15 | 7 | 3.1623e-12 | 5spot_SharedNeighbor | Water | Porous | Wet | R600a | MinimizeLCOE_Brownfield | IgnoreSilica | 2019 | 0.6088 | 0.031266 | 5.602e-05 | 4 | 20582981.3395 | 52097148.3004 | 419611.9151 | 1062070.8347 | 55.5092 | 0 | 31.9212 | 19269.622 | 901.6708 | 22463.8385 | 35304.7208 | 0 | 16577.1409 | 0 | 36861.6272 | 95906.3927 | 65458.0837 | 292743.0966 | 961560.8286 | 3357904.6176 | 3357904.6176 | 1478867.319 | 2224882.9169 | 0 | 4612208.5428 | 11673863.3964 | 3162.2777 | 0.00022408 | 20582981.3395 | 52097148.3004 | 419611.9151 | 1062070.8347
1 | 1100 | 707 | 0.045 | 15 | 15 | 7 | 4.217e-12 | 5spot_SharedNeighbor | Water | Porous | Wet | R600a | MinimizeLCOE_Brownfield | IgnoreSilica | 2019 | 0.882 | 0.049783 | 0.00025513 | 4 | 4604649.0831 | 11524332.1307 | 93871.9998 | 234939.0983 | 57.9149 | 0 | 40.2659 | 27746.6899 | 1330.1823 | 32516.9694 | 41325.6024 | 0 | 19659.3681 | 0 | 47805.7367 | 124380.7207 | 84892.3976 | 379657.6672 | 961560.8286 | 3357904.6176 | 3357904.6176 | 1478867.319 | 2224882.9169 | 0 | 4699123.1134 | 11760777.967 | 4216.965 | 0.0010205 | 4604649.0831 | 11524332.1307 | 93871.9998 | 234939.0983
1 | 1100 | 707 | 0.045 | 15 | 15 | 7 | 5.6234e-12 | 5spot_SharedNeighbor | Water | Porous | Wet | R600a | MinimizeLCOE_Brownfield | IgnoreSilica | 2019 | 1.2236 | 0.073262 | 0.0005516 | 4 | 2175104.7498 | 5375639.2853 | 44342.4524 | 109589.6779 | 59.5113 | 0 | 97.2537 | 37210.4311 | 1813.8447 | 44228.1836 | 48889.0505 | 0 | 22732.0158 | 0 | 60400.675 | 157150.1664 | 107258.2177 | 479682.5846 | 961560.8286 | 3357904.6176 | 3357904.6176 | 1478867.319 | 2224882.9169 | 0 | 4799148.0308 | 11860802.8844 | 5623.4133 | 0.0022064 | 2175104.7498 | 5375639.2853 | 44342.4524 | 109589.6779
1 | 1100 | 707 | 0.045 | 15 | 15 | 7 | 7.4989e-12 | 5spot_SharedNeighbor | Water | Porous | Wet | R600a | MinimizeLCOE_Brownfield | IgnoreSilica | 2019 | 1.6514 | 0.10284 | 0.00096918 | 4 | 1267952.7129 | 3089510.3747 | 25848.9311 | 62983.8479 | 60.6247 | 0 | 137.2258 | 47878.3565 | 2362.6278 | 57954.4672 | 58378.4072 | 0 | 25861.8964 | 0 | 75049.9445 | 195264.5606 | 133272.0749 | 596022.3351 | 961560.8286 | 3357904.6176 | 3357904.6176 | 1478867.319 | 2224882.9169 | 0 | 4915487.7813 | 11977142.6349 | 7498.9421 | 0.0038767 | 1267952.7129 | 3089510.3747 | 25848.9311 | 62983.8479
1 | 1100 | 707 | 0.045 | 15 | 15 | 7 | 1e-11 | 5spot_SharedNeighbor | Water | Porous | Wet | R600a | MinimizeLCOE_Brownfield | IgnoreSilica | 2019 | 2.196 | 0.14072 | 0.0015406 | 4 | 820222.1217 | 1966165.2268 | 16721.3374 | 40082.9376 | 61.4373 | 0 | 187.2607 | 60194.4991 | 2998.4464 | 74422.1504 | 70488.9742 | 0 | 29201.7309 | 0 | 92549.2624 | 240794.1962 | 164346.9868 | 734996.2464 | 961560.8286 | 3357904.6176 | 3357904.6176 | 1478867.319 | 2224882.9169 | 0 | 5054461.6926 | 12116116.5462 | 10000 | 0.0061623 | 820222.1217 | 1966165.2268 | 16721.3374 | 40082.9376
1 | 1100 | 707 | 0.045 | 15 | 15 | 7 | 1.3335e-11 | 5spot_SharedNeighbor | Water | Porous | Wet | R600a | MinimizeLCOE_Brownfield | IgnoreSilica | 2019 | 2.923 | 0.19141 | 0.0023147 | 4 | 564850.9454 | 1327555.9049 | 11515.2505 | 27064.0228 | 62.0632 | 0 | 40.5562 | 75145.4235 | 3772.261 | 95138.8394 | 86674.304 | 0 | 33180.8011 | 0 | 114625.5353 | 298232.13 | 203549.5568 | 910318.8511 | 961560.8286 | 3357904.6176 | 3357904.6176 | 1478867.319 | 2224882.9169 | 0 | 5229784.2973 | 12291439.1509 | 13335.2143 | 0.0092587 | 564850.9454 | 1327555.9049 | 11515.2505 | 27064.0228
1 | 1100 | 707 | 0.045 | 15 | 15 | 7 | 1.7783e-11 | 5spot_SharedNeighbor | Water | Porous | Wet | R600a | MinimizeLCOE_Brownfield | IgnoreSilica | 2019 | 3.8413 | 0.25546 | 0.0033496 | 4 | 405924.2139 | 932980.9029 | 8275.3142 | 19020.0777 | 62.5221 | 0 | 36.9553 | 92364.252 | 4665.2324 | 119799.5143 | 107111.9947 | 0 | 37418.5622 | 0 | 140930.2267 | 366671.5412 | 250260.8612 | 1119222.1848 | 961560.8286 | 3357904.6176 | 3357904.6176 | 1478867.319 | 2224882.9169 | 0 | 5438687.631 | 12500342.4846 | 17782.7941 | 0.013398 | 405924.2139 | 932980.9029 | 8275.3142 | 19020.0777
1 | 1100 | 707 | 0.045 | 15 | 15 | 7 | 2.3714e-11 | 5spot_SharedNeighbor | Water | Porous | Wet | R600a | MinimizeLCOE_Brownfield | IgnoreSilica | 2019 | 5.0197 | 0.3377 | 0.0047243 | 4 | 301272.4518 | 674962.9115 | 6141.8464 | 13760.0319 | 62.8681 | 0 | 44.6944 | 112603.0919 | 5716.0647 | 149721.0471 | 133344.1073 | 0 | 42138.0489 | 0 | 172973.7204 | 450042.1388 | 307163.0072 | 1373701.2265 | 961560.8286 | 3357904.6176 | 3357904.6176 | 1478867.319 | 2224882.9169 | 0 | 5693166.6727 | 12754821.5263 | 23713.7371 | 0.018897 | 301272.4518 | 674962.9115 | 6141.8464 | 13760.0319
1 | 1100 | 707 | 0.045 | 15 | 15 | 7 | 3.1623e-11 | 5spot_SharedNeighbor | Water | Porous | Wet | R600a | MinimizeLCOE_Brownfield | IgnoreSilica | 2019 | 6.4741 | 0.43916 | 0.0065196 | 4 | 229747.9231 | 500532.1765 | 4683.7222 | 10204.0254 | 63.1155 | 0 | 43.3053 | 135544.2765 | 6907.7509 | 184697.7704 | 165708.7876 | 0 | 46981.7109 | 0 | 210537.7156 | 547775.9486 | 373868.3406 | 1672022.3011 | 961560.8286 | 3357904.6176 | 3357904.6176 | 1478867.319 | 2224882.9169 | 0 | 5991487.7474 | 13053142.6009 | 31622.7766 | 0.026079 | 229747.9231 | 500532.1765 | 4683.7222 | 10204.0254
1 | 1100 | 707 | 0.045 | 15 | 15 | 7 | 4.217e-11 | 5spot_SharedNeighbor | Water | Porous | Wet | R600a | MinimizeLCOE_Brownfield | IgnoreSilica | 2019 | 8.1914 | 0.5584 | 0.0087857 | 4 | 179995.3449 | 380936.9542 | 3669.4486 | 7765.9151 | 63.2612 | 0 | 67.3232 | 160411.621 | 8198.5043 | 223801.0711 | 203813.2414 | 0 | 51471.5088 | 0 | 252601.4191 | 657217.0769 | 448564.1595 | 2006078.602 | 961560.8286 | 3357904.6176 | 3357904.6176 | 1478867.319 | 2224882.9169 | 0 | 6325544.0483 | 13387198.9018 | 42169.6503 | 0.035143 | 179995.3449 | 380936.9542 | 3669.4486 | 7765.9151
1 | 1100 | 707 | 0.045 | 15 | 15 | 7 | 5.6234e-11 | 5spot_SharedNeighbor | Water | Porous | Wet | R600a | MinimizeLCOE_Brownfield | IgnoreSilica | 2019 | 10.825 | 0.74349 | 0.012026 | 4 | 141928.7364 | 288727.0946 | 2893.4093 | 5886.0924 | 63.4842 | 0 | 43.5669 | 196286.4624 | 10066.0826 | 281346.2441 | 262680.1305 | 0 | 59351.001 | 0 | 315794.669 | 821632.9504 | 560781.3715 | 2507938.9115 | 961560.8286 | 3357904.6176 | 3357904.6176 | 1478867.319 | 2224882.9169 | 0 | 6827404.3578 | 13889059.2113 | 56234.1325 | 0.048104 | 141928.7364 | 288727.0946 | 2893.4093 | 5886.0924
1 | 1100 | 707 | 0.045 | 15 | 15 | 7 | 7.4989e-11 | 5spot_SharedNeighbor | Water | Porous | Wet | R600a | MinimizeLCOE_Brownfield | IgnoreSilica | 2019 | 13.805 | 0.95187 | 0.016024 | 4 | 114903.5759 | 225073.27 | 2342.4648 | 4588.423 | 63.6003 | 0 | 44.8274 | 233411.9549 | 11996.5466 | 342795.8553 | 329080.6785 | 0 | 66044.7348 | 0 | 383498.6103 | 997784.7176 | 681008.5722 | 3045621.6701 | 961560.8286 | 3357904.6176 | 3357904.6176 | 1478867.319 | 2224882.9169 | 0 | 7365087.1164 | 14426741.97 | 74989.4209 | 0.064098 | 114903.5759 | 225073.27 | 2342.4648 | 4588.423
1 | 1100 | 707 | 0.045 | 15 | 15 | 7 | 1e-10 | 5spot_SharedNeighbor | Water | Porous | Wet | R600a | MinimizeLCOE_Brownfield | IgnoreSilica | 2019 | 17.4339 | 1.2056 | 0.021098 | 4 | 94734.5972 | 178412.4933 | 1931.2929 | 3637.18 | 63.6886 | 0 | 54.7066 | 275441.47 | 14181.6805 | 414107.6718 | 409943.022 | 0 | 72949.8877 | 0 | 462783.2554 | 1204067.1007 | 821800.5374 | 3675274.6254 | 961560.8286 | 3357904.6176 | 3357904.6176 | 1478867.319 | 2224882.9169 | 0 | 7994740.0716 | 15056394.9252 | 100000 | 0.084391 | 94734.5972 | 178412.4933 | 1931.2929 | 3637.18
1 | 1100 | 707 | 0.045 | 15 | 15 | 7 | 1.3335e-10 | 5spot_SharedNeighbor | Water | Porous | Wet | R600a | MinimizeLCOE_Brownfield | IgnoreSilica | 2019 | 21.7607 | 1.5082 | 0.027409 | 4 | 79523.2674 | 143933.0766 | 1621.1894 | 2934.2705 | 63.7558 | 0 | 42.4322 | 322208.7995 | 16612.3682 | 495325.6316 | 506362.8811 | 0 | 79836.8571 | 0 | 553935.1496 | 1441225.6316 | 983666.1078 | 4399173.4266 | 961560.8286 | 3357904.6176 | 3357904.6176 | 1478867.319 | 2224882.9169 | 0 | 8718638.8728 | 15780293.7264 | 133352.1432 | 0.10964 | 79523.2674 | 143933.0766 | 1621.1894 | 2934.2705
1 | 1100 | 707 | 0.045 | 15 | 15 | 7 | 1.7783e-10 | 5spot_SharedNeighbor | Water | Porous | Wet | R600a | MinimizeLCOE_Brownfield | IgnoreSilica | 2019 | 26.7908 | 1.8601 | 0.035063 | 4 | 67966.0343 | 118315.7454 | 1385.5795 | 2412.0265 | 63.8071 | 0 | 43.9502 | 373165.0737 | 19259.5849 | 585753.327 | 618457.6772 | 0 | 86441.3897 | 0 | 656400.0505 | 1707818.2852 | 1165621.0718 | 5212916.46 | 961560.8286 | 3357904.6176 | 3357904.6176 | 1478867.319 | 2224882.9169 | 0 | 9532381.9063 | 16594036.7598 | 177827.941 | 0.14025 | 67966.0343 | 118315.7454 | 1385.5795 | 2412.0265
1 | 1100 | 707 | 0.045 | 15 | 15 | 7 | 2.3714e-10 | 5spot_SharedNeighbor | Water | Porous | Wet | R600a | MinimizeLCOE_Brownfield | IgnoreSilica | 2019 | 32.423 | 2.254 | 0.044024 | 4 | 59148.6741 | 99249.7509 | 1205.8257 | 2023.3404 | 63.8461 | 0 | 54.3236 | 426910.8174 | 22050.193 | 683039.0924 | 743978.2945 | 0 | 92346.8747 | 0 | 767646.8561 | 1997259.6535 | 1363170.7531 | 6096402.5347 | 961560.8286 | 3357904.6176 | 3357904.6176 | 1478867.319 | 2224882.9169 | 0 | 10415867.981 | 17477522.8346 | 237137.3706 | 0.1761 | 59148.6741 | 99249.7509 | 1205.8257 | 2023.3404
1 | 1100 | 707 | 0.045 | 15 | 15 | 7 | 3.1623e-10 | 5spot_SharedNeighbor | Water | Porous | Wet | R600a | MinimizeLCOE_Brownfield | IgnoreSilica | 2019 | 38.4233 | 2.6738 | 0.054044 | 4 | 52416.0843 | 85082.4544 | 1068.5728 | 1734.5209 | 63.8755 | 0 | 50.9238 | 481169.6787 | 24865.7324 | 783009.3724 | 877708.5226 | 0 | 97053.9732 | 0 | 882884.8389 | 2297085.2463 | 1567807.881 | 7011585.2456 | 961560.8286 | 3357904.6176 | 3357904.6176 | 1478867.319 | 2224882.9169 | 0 | 11331050.6918 | 18392705.5454 | 316227.766 | 0.21618 | 52416.0843 | 85082.4544 | 1068.5728 | 1734.5209
1 | 1100 | 707 | 0.045 | 15 | 15 | 7 | 4.217e-10 | 5spot_SharedNeighbor | Water | Porous | Wet | R600a | MinimizeLCOE_Brownfield | IgnoreSilica | 2019 | 44.5009 | 3.0989 | 0.064686 | 4 | 47286.7569 | 74578.6591 | 964.0045 | 1520.3868 | 63.897 | 0 | 52.7877 | 533591.2428 | 27584.1695 | 881102.7463 | 1013158.8231 | 0 | 100300.3409 | 0 | 996737.5558 | 2593306.6613 | 1769985.0834 | 7915766.6231 | 961560.8286 | 3357904.6176 | 3357904.6176 | 1478867.319 | 2224882.9169 | 0 | 12235232.0694 | 19296886.9229 | 421696.5034 | 0.25875 | 47286.7569 | 74578.6591 | 964.0045 | 1520.3868
1 | 1100 | 707 | 0.045 | 15 | 15 | 7 | 5.6234e-10 | 5spot_SharedNeighbor | Water | Porous | Wet | R600a | MinimizeLCOE_Brownfield | IgnoreSilica | 2019 | 50.2667 | 3.5021 | 0.075318 | 4 | 43395.6077 | 66834.9986 | 884.6782 | 1362.5218 | 63.9114 | 0 | 54.4013 | 581352.0667 | 30059.2332 | 971665.5065 | 1141632.5577 | 0 | 101813.4925 | 0 | 1102343.9141 | 2868072.7426 | 1957518.5798 | 8754458.0932 | 961560.8286 | 3357904.6176 | 3357904.6176 | 1478867.319 | 2224882.9169 | 0 | 13073923.5394 | 20135578.393 | 562341.3252 | 0.30127 | 43395.6077 | 66834.9986 | 884.6782 | 1362.5218
1 | 1100 | 707 | 0.045 | 15 | 15 | 7 | 7.4989e-10 | 5spot_SharedNeighbor | Water | Porous | Wet | R600a | MinimizeLCOE_Brownfield | IgnoreSilica | 2019 | 55.4406 | 3.8637 | 0.085347 | 4 | 40457.7909 | 61142.9553 | 824.7868 | 1246.4818 | 63.92 | 0 | 69.3898 | 622793.5322 | 32205.337 | 1051116.8524 | 1256874.7989 | 0 | 101761.8573 | 0 | 1195253.4274 | 3109804.2378 | 2122505.2924 | 9492315.3353 | 961560.8286 | 3357904.6176 | 3357904.6176 | 1478867.319 | 2224882.9169 | 0 | 13811780.7816 | 20873435.6352 | 749894.2093 | 0.34139 | 40457.7909 | 61142.9553 | 824.7868 | 1246.4818
1 | 1100 | 707 | 0.045 | 15 | 15 | 7 | 1e-09 | 5spot_SharedNeighbor | Water | Porous | Wet | R600a | MinimizeLCOE_Brownfield | IgnoreSilica | 2019 | 59.8964 | 4.1748 | 0.094361 | 4 | 38248.4596 | 56957.6604 | 779.7466 | 1161.1589 | 63.9242 | 0 | 73.9043 | 657517.6863 | 34002.3763 | 1118292.7718 | 1356066.1363 | 0 | 100609.7109 | 0 | 1273930.5859 | 3314506.0653 | 2262218.4959 | 10117143.8287 | 961560.8286 | 3357904.6176 | 3357904.6176 | 1478867.319 | 2224882.9169 | 0 | 14436609.2749 | 21498264.1285 | 1000000 | 0.37744 | 38248.4596 | 56957.6604 | 779.7466 | 1161.1589
1 | 1100 | 707 | 0.045 | 15 | 15 | 7 | 1.3335e-09 | 5spot_SharedNeighbor | Water | Porous | Wet | R600a | MinimizeLCOE_Brownfield | IgnoreSilica | 2019 | 63.5964 | 4.4328 | 0.10213 | 4 | 36591.2978 | 53877.4749 | 745.9631 | 1098.3652 | 63.9254 | 0 | 78.4409 | 685725.6104 | 35461.2926 | 1173259.8964 | 1438381.2048 | 0 | 98796.7356 | 0 | 1338333.6485 | 3482069.6235 | 2376584.0674 | 10628612.0794 | 961560.8286 | 3357904.6176 | 3357904.6176 | 1478867.319 | 2224882.9169 | 0 | 14948077.5256 | 22009732.3792 | 1333521.4322 | 0.40851 | 36591.2978 | 53877.4749 | 745.9631 | 1098.3652
1 | 1100 | 707 | 0.045 | 15 | 15 | 7 | 1.7783e-09 | 5spot_SharedNeighbor | Water | Porous | Wet | R600a | MinimizeLCOE_Brownfield | IgnoreSilica | 2019 | 66.5855 | 4.6411 | 0.1086 | 4 | 35350.0503 | 51605.8536 | 720.6586 | 1052.0551 | 63.9248 | 0 | 68.2407 | 708122.4758 | 36619.0377 | 1217154.476 | 1504838.1076 | 0 | 96709.2259 | 0 | 1389742.896 | 3615825.94 | 2467875.5018 | 11036887.661 | 961560.8286 | 3357904.6176 | 3357904.6176 | 1478867.319 | 2224882.9169 | 0 | 15356353.1072 | 22418007.9608 | 1778279.41 | 0.43441 | 35350.0503 | 51605.8536 | 720.6586 | 1052.0551
1 | 1100 | 707 | 0.045 | 15 | 15 | 7 | 2.3714e-09 | 5spot_SharedNeighbor | Water | Porous | Wet | R600a | MinimizeLCOE_Brownfield | IgnoreSilica | 2019 | 68.9413 | 4.8051 | 0.11385 | 4 | 34420.8608 | 49927.7328 | 701.7158 | 1017.8444 | 63.9235 | 0 | 71.8761 | 725538.6497 | 37518.9131 | 1251440.5046 | 1557185.1583 | 0 | 94599.3147 | 0 | 1429850.1907 | 3720176.8937 | 2539097.1719 | 11355406.7967 | 961560.8286 | 3357904.6176 | 3357904.6176 | 1478867.319 | 2224882.9169 | 0 | 15674872.2429 | 22736527.0965 | 2371373.7057 | 0.45539 | 34420.8608 | 49927.7328 | 701.7158 | 1017.8444
1 | 1100 | 707 | 0.045 | 15 | 15 | 7 | 3.1623e-09 | 5spot_SharedNeighbor | Water | Porous | Wet | R600a | MinimizeLCOE_Brownfield | IgnoreSilica | 2019 | 70.7855 | 4.9333 | 0.11803 | 4 | 33725.3338 | 48682.7463 | 687.5365 | 992.4636 | 63.9218 | 0 | 64.7636 | 739032.6677 | 38215.8782 | 1278097.003 | 1598144.8062 | 0 | 92683.9389 | 0 | 1461007.9747 | 3801243.0561 | 2594426.4936 | 11602851.8184 | 961560.8286 | 3357904.6176 | 3357904.6176 | 1478867.319 | 2224882.9169 | 0 | 15922317.2646 | 22983972.1182 | 3162277.6602 | 0.47212 | 33725.3338 | 48682.7463 | 687.5365 | 992.4636
1 | 1100 | 707 | 0.045 | 15 | 15 | 7 | 4.217e-09 | 5spot_SharedNeighbor | Water | Porous | Wet | R600a | MinimizeLCOE_Brownfield | IgnoreSilica | 2019 | 72.2003 | 5.0317 | 0.1213 | 4 | 33204.6278 | 47758.7772 | 676.9213 | 973.6273 | 63.9202 | 0 | 77.5901 | 749303.0598 | 38746.1875 | 1298439.0906 | 1629553.8793 | 0 | 91000.8548 | 0 | 1484746.7981 | 3863006.6052 | 2636581.3849 | 11791377.8601 | 961560.8286 | 3357904.6176 | 3357904.6176 | 1478867.319 | 2224882.9169 | 0 | 16110843.3064 | 23172498.1599 | 4216965.0343 | 0.4852 | 33204.6278 | 47758.7772 | 676.9213 | 973.6273
1 | 1100 | 707 | 0.045 | 15 | 15 | 7 | 5.6234e-09 | 5spot_SharedNeighbor | Water | Porous | Wet | R600a | MinimizeLCOE_Brownfield | IgnoreSilica | 2019 | 73.2823 | 5.1068 | 0.12383 | 4 | 32814.7046 | 47071.0101 | 668.9721 | 959.6062 | 63.9188 | 0 | 69.9846 | 757111.098 | 39149.2612 | 1313935.1228 | 1653567.9753 | 0 | 89593.6423 | 0 | 1502809.2689 | 3910001.449 | 2668656.3315 | 11934824.149 | 961560.8286 | 3357904.6176 | 3357904.6176 | 1478867.319 | 2224882.9169 | 0 | 16254289.5953 | 23315944.4489 | 5623413.2519 | 0.49534 | 32814.7046 | 47071.0101 | 668.9721 | 959.6062
1 | 1100 | 707 | 0.045 | 15 | 15 | 7 | 7.4989e-09 | 5spot_SharedNeighbor | Water | Porous | Wet | R600a | MinimizeLCOE_Brownfield | IgnoreSilica | 2019 | 74.1176 | 5.1649 | 0.12579 | 4 | 32522.64 | 46556.7045 | 663.018 | 949.1214 | 63.9176 | 0 | 66.7261 | 763111.5829 | 39458.9684 | 1325862.044 | 1672102.2833 | 0 | 88479.3225 | 0 | 1516715.5384 | 3946182.7098 | 2693350.7854 | 12045263.2346 | 961560.8286 | 3357904.6176 | 3357904.6176 | 1478867.319 | 2224882.9169 | 0 | 16364728.6809 | 23426383.5344 | 7498942.0933 | 0.50318 | 32522.64 | 46556.7045 | 663.018 | 949.1214
1 | 1100 | 707 | 0.045 | 15 | 15 | 7 | 1e-08 | 5spot_SharedNeighbor | Water | Porous | Wet | R600a | MinimizeLCOE_Brownfield | IgnoreSilica | 2019 | 74.7413 | 5.2081 | 0.12728 | 4 | 32303.8219 | 46173.8964 | 658.5571 | 941.3173 | 63.9166 | 0 | 77.2933 | 767575.777 | 39689.3502 | 1334745.6096 | 1685936.079 | 0 | 87567.8107 | 0 | 1527050.7043 | 3973072.6915 | 2711703.7504 | 12127341.7728 | 961560.8286 | 3357904.6176 | 3357904.6176 | 1478867.319 | 2224882.9169 | 0 | 16446807.219 | 23508462.0726 | 10000000 | 0.50913 | 32303.8219 | 46173.8964 | 658.5571 | 941.3173
1 | 1200 | 707 | 0.045 | 15 | 15 | 7 | 1e-13 | 5spot_SharedNeighbor | Water | Porous | Wet | R600a | MinimizeLCOE_Brownfield | IgnoreSilica | 2019 | 0 | 0 | 0 | 0 |  |  |  |  | 15 |  | 8.5841 | [19 empty] | 100 | 0
1 | 1200 | 707 | 0.045 | 15 | 15 | 7 | 1.3335e-13 | 5spot_SharedNeighbor | Water | Porous | Wet | R600a | MinimizeLCOE_Brownfield | IgnoreSilica | 2019 | 0 | 0 | 0 | 0 |  |  |  |  | 15 |  | 27.9111 | [19 empty] | 133.3521 | 0
1 | 1200 | 707 | 0.045 | 15 | 15 | 7 | 1.7783e-13 | 5spot_SharedNeighbor | Water | Porous | Wet | R600a | MinimizeLCOE_Brownfield | IgnoreSilica | 2019 | 0 | 0 | 0 | 0 |  |  |  |  | 15 |  | 11.557 | [19 empty] | 177.8279 | 0
1 | 1200 | 707 | 0.045 | 15 | 15 | 7 | 2.3714e-13 | 5spot_SharedNeighbor | Water | Porous | Wet | R600a | MinimizeLCOE_Brownfield | IgnoreSilica | 2019 | 0 | 0 | 0 | 0 |  |  |  |  | 15 |  | 11.2628 | [19 empty] | 237.1374 | 0
1 | 1200 | 707 | 0.045 | 15 | 15 | 7 | 3.1623e-13 | 5spot_SharedNeighbor | Water | Porous | Wet | R600a | MinimizeLCOE_Brownfield | IgnoreSilica | 2019 | 0 | 0 | 0 | 0 |  |  |  |  | 15 |  | 11.0749 | [19 empty] | 316.2278 | 0
1 | 1200 | 707 | 0.045 | 15 | 15 | 7 | 4.217e-13 | 5spot_SharedNeighbor | Water | Porous | Wet | R600a | MinimizeLCOE_Brownfield | IgnoreSilica | 2019 | 0 | 0 | 0 | 0 |  |  |  |  | 15 |  | 10.647 | [19 empty] | 421.6965 | 0
1 | 1200 | 707 | 0.045 | 15 | 15 | 7 | 5.6234e-13 | 5spot_SharedNeighbor | Water | Porous | Wet | R600a | MinimizeLCOE_Brownfield | IgnoreSilica | 2019 | 0 | 0 | 0 | 0 |  |  |  |  | 15 |  | 12.0503 | [19 empty] | 562.3413 | 0
1 | 1200 | 707 | 0.045 | 15 | 15 | 7 | 7.4989e-13 | 5spot_SharedNeighbor | Water | Porous | Wet | R600a | MinimizeLCOE_Brownfield | IgnoreSilica | 2019 | 0 | 0 | 0 | 0 |  |  |  |  | 15 |  | 12.3071 | [19 empty] | 749.8942 | 0
1 | 1200 | 707 | 0.045 | 15 | 15 | 7 | 1e-12 | 5spot_SharedNeighbor | Water | Porous | Wet | R600a | MinimizeLCOE_Brownfield | IgnoreSilica | 2019 | 0 | 0 | 0 | 0 |  |  |  |  | 15 |  | 11.9898 | [19 empty] | 1000 | 0
1 | 1200 | 707 | 0.045 | 15 | 15 | 7 | 1.3335e-12 | 5spot_SharedNeighbor | Water | Porous | Wet | R600a | MinimizeLCOE_Brownfield | IgnoreSilica | 2019 | 0 | 0 | 0 | 0 |  |  |  |  | 15 |  | 13.3463 | [19 empty] | 1333.5214 | 0
1 | 1200 | 707 | 0.045 | 15 | 15 | 7 | 1.7783e-12 | 5spot_SharedNeighbor | Water | Porous | Wet | R600a | MinimizeLCOE_Brownfield | IgnoreSilica | 2019 | 0 | 0 | 0 | 0 |  |  |  |  | 15 |  | 14.2227 | [19 empty] | 1778.2794 | 0
1 | 1200 | 707 | 0.045 | 15 | 15 | 7 | 2.3714e-12 | 5spot_SharedNeighbor | Water | Porous | Wet | R600a | MinimizeLCOE_Brownfield | IgnoreSilica | 2019 | 0.67473 | 0.040095 | 0.00013704 | 4 | 8996916.7531 | 22569995.2868 | 183414.3172 | 460119.8821 | 59.2963 | 0 | 36.122 | 24565.6823 | 1183.0999 | 27312.1975 | 37696.2953 | 0 | 19620.6786 | 0 | 43047.4019 | 112000.5094 | 76442.649 | 341868.5138 | 961560.8286 | 3628490.1274 | 3628490.1274 | 1478867.319 | 2333117.1208 | 0 | 4931919.4698 | 12372394.0371 | 2371.3737 | 0.00054818 | 8996916.7531 | 22569995.2868 | 183414.3172 | 460119.8821
1 | 1200 | 707 | 0.045 | 15 | 15 | 7 | 3.1623e-12 | 5spot_SharedNeighbor | Water | Porous | Wet | R600a | MinimizeLCOE_Brownfield | IgnoreSilica | 2019 | 0.95719 | 0.062029 | 0.00043867 | 4 | 2867318.4434 | 7107709.0415 | 58454.1648 | 144900.2627 | 61.7592 | 0 | 31.4327 | 34539.1991 | 1702.3507 | 38634.4606 | 44445.8494 | 0 | 23107.1782 | 0 | 55547.3248 | 144522.7449 | 98639.7431 | 441138.8509 | 961560.8286 | 3628490.1274 | 3628490.1274 | 1478867.319 | 2333117.1208 | 0 | 5031189.8069 | 12471664.3742 | 3162.2777 | 0.0017547 | 2867318.4434 | 7107709.0415 | 58454.1648 | 144900.2627
1 | 1200 | 707 | 0.045 | 15 | 15 | 7 | 4.217e-12 | 5spot_SharedNeighbor | Water | Porous | Wet | R600a | MinimizeLCOE_Brownfield | IgnoreSilica | 2019 | 1.1263 | 0.075321 | 0.00083735 | 4 | 1517358.9705 | 3738784.2542 | 30933.415 | 76220.1741 | 62.6887 | 0 | 81.93 | 40051.9759 | 1991.6812 | 45088.4053 | 48505.8472 | 0 | 23281.4409 | 0 | 61978.5467 | 161255.465 | 110060.1683 | 492213.5306 | 961560.8286 | 3628490.1274 | 3628490.1274 | 1478867.319 | 2333117.1208 | 0 | 5082264.4867 | 12522739.0539 | 4216.965 | 0.0033494 | 1517358.9705 | 3738784.2542 | 30933.415 | 76220.1741
1 | 1200 | 707 | 0.045 | 15 | 15 | 7 | 5.6234e-12 | 5spot_SharedNeighbor | Water | Porous | Wet | R600a | MinimizeLCOE_Brownfield | IgnoreSilica | 2019 | 1.6 | 0.1129 | 0.0014636 | 4 | 893491.3157 | 2164419.9321 | 18215.029 | 44124.6279 | 64.3028 | 0 | 112.4071 | 54205.4974 | 2738.4321 | 62237.9889 | 59922.6734 | 0 | 27778.5335 | 0 | 80684.4189 | 209924.3073 | 143277.6532 | 640769.5046 | 961560.8286 | 3628490.1274 | 3628490.1274 | 1478867.319 | 2333117.1208 | 0 | 5230820.4607 | 12671295.0279 | 5623.4133 | 0.0058544 | 893491.3157 | 2164419.9321 | 18215.029 | 44124.6279
1 | 1200 | 707 | 0.045 | 15 | 15 | 7 | 7.4989e-12 | 5spot_SharedNeighbor | Water | Porous | Wet | R600a | MinimizeLCOE_Brownfield | IgnoreSilica | 2019 | 2.0209 | 0.14644 | 0.0022564 | 4 | 592796.5774 | 1417175.6374 | 12084.96 | 28891.0422 | 65.1298 | 0 | 151.6089 | 65625.2065 | 3343.6331 | 76579.9263 | 70083.7527 | 0 | 29831.4937 | 0 | 95730.9648 | 249072.3333 | 169996.9854 | 760264.2957 | 961560.8286 | 3628490.1274 | 3628490.1274 | 1478867.319 | 2333117.1208 | 0 | 5350315.2517 | 12790789.819 | 7498.9421 | 0.0090256 | 592796.5774 | 1417175.6374 | 12084.96 | 28891.0422
1 | 1200 | 707 | 0.045 | 15 | 15 | 7 | 1e-11 | 5spot_SharedNeighbor | Water | Porous | Wet | R600a | MinimizeLCOE_Brownfield | IgnoreSilica | 2019 | 3.1445 | 0.23648 | 0.0034962 | 4 | 405056.1067 | 937100.5951 | 8257.6166 | 19104.0632 | 66.2831 | 0 | 26.9883 | 92800.0789 | 4787.636 | 112247.4675 | 97285.1417 | 0 | 39809.9675 | 0 | 135302.8138 | 352030.1671 | 240267.8225 | 1074531.0951 | 961560.8286 | 3628490.1274 | 3628490.1274 | 1478867.319 | 2333117.1208 | 0 | 5664582.0512 | 13105056.6184 | 10000 | 0.013985 | 405056.1067 | 937100.5951 | 8257.6166 | 19104.0632
1 | 1200 | 707 | 0.045 | 15 | 15 | 7 | 1.3335e-11 | 5spot_SharedNeighbor | Water | Porous | Wet | R600a | MinimizeLCOE_Brownfield | IgnoreSilica | 2019 | 4.1165 | 0.31424 | 0.0050235 | 4 | 294128.2599 | 664412.4514 | 5996.2024 | 13544.9465 | 66.7837 | 0 | 38.9701 | 113742.5068 | 5903.3463 | 140848.6687 | 120764.2463 | 0 | 44973.5582 | 0 | 166230.6073 | 432497.9415 | 295188.732 | 1320149.6071 | 961560.8286 | 3628490.1274 | 3628490.1274 | 1478867.319 | 2333117.1208 | 0 | 5910200.5631 | 13350675.1304 | 13335.2143 | 0.020094 | 294128.2599 | 664412.4514 | 5996.2024 | 13544.9465
1 | 1200 | 707 | 0.045 | 15 | 15 | 7 | 1.7783e-11 | 5spot_SharedNeighbor | Water | Porous | Wet | R600a | MinimizeLCOE_Brownfield | IgnoreSilica | 2019 | 5.3681 | 0.41447 | 0.0070493 | 4 | 220255.2393 | 484126.9756 | 4490.201 | 9869.5832 | 67.1637 | 0 | 44.937 | 138476.8523 | 7221.9366 | 175707.145 | 151015.3345 | 0 | 50802.1094 | 0 | 204057.1173 | 530914.7614 | 362360.2339 | 1620555.4904 | 961560.8286 | 3628490.1274 | 3628490.1274 | 1478867.319 | 2333117.1208 | 0 | 6210606.4465 | 13651081.0137 | 17782.7941 | 0.028197 | 220255.2393 | 484126.9756 | 4490.201 | 9869.5832
1 | 1200 | 707 | 0.045 | 15 | 15 | 7 | 2.3714e-11 | 5spot_SharedNeighbor | Water | Porous | Wet | R600a | MinimizeLCOE_Brownfield | IgnoreSilica | 2019 | 6.9003 | 0.53705 | 0.0096801 | 4 | 169405.3 | 361565.1836 | 3453.5562 | 7370.9953 | 67.429 | 0 | 53.6268 | 166291.7026 | 8704.573 | 216124.311 | 188027.7682 | 0 | 56692.6807 | 0 | 247978.0038 | 645187.8987 | 440353.9981 | 1969360.936 | 961560.8286 | 3628490.1274 | 3628490.1274 | 1478867.319 | 2333117.1208 | 0 | 6559411.8921 | 13999886.4593 | 23713.7371 | 0.03872 | 169405.3 | 361565.1836 | 3453.5562 | 7370.9953
1 | 1200 | 707 | 0.045 | 15 | 15 | 7 | 3.1623e-11 | 5spot_SharedNeighbor | Water | Porous | Wet | R600a | MinimizeLCOE_Brownfield | IgnoreSilica | 2019 | 9.2929 | 0.72914 | 0.013345 | 4 | 132755.6495 | 272143.7313 | 2706.4035 | 5548.0181 | 67.6983 | 0 | 36.04 | 206326.5725 | 10840.6299 | 275953.944 | 245945.5704 | 0 | 66933.5689 | 0 | 314340.1114 | 817848.4899 | 558198.3995 | 2496387.2866 | 961560.8286 | 3628490.1274 | 3628490.1274 | 1478867.319 | 2333117.1208 | 0 | 7086438.2426 | 14526912.8099 | 31622.7766 | 0.05338 | 132755.6495 | 272143.7313 | 2706.4035 | 5548.0181
1 | 1200 | 707 | 0.045 | 15 | 15 | 7 | 4.217e-11 | 5spot_SharedNeighbor | Water | Porous | Wet | R600a | MinimizeLCOE_Brownfield | IgnoreSilica | 2019 | 11.6 | 0.91431 | 0.017828 | 4 | 106051.0812 | 210385.4999 | 2161.9947 | 4288.993 | 67.8506 | 0 | 35.7647 | 241936.1862 | 12740.1958 | 330677.387 | 301781.1511 | 0 | 72697.75 | 0 | 374334.7413 | 973942.2103 | 664735.5711 | 2972845.1928 | 961560.8286 | 3628490.1274 | 3628490.1274 | 1478867.319 | 2333117.1208 | 0 | 7562896.1488 | 15003370.7161 | 42169.6503 | 0.071314 | 106051.0812 | 210385.4999 | 2161.9947 | 4288.993
1 | 1200 | 707 | 0.045 | 15 | 15 | 7 | 5.6234e-11 | 5spot_SharedNeighbor | Water | Porous | Wet | R600a | MinimizeLCOE_Brownfield | IgnoreSilica | 2019 | 14.6862 | 1.1619 | 0.023664 | 4 | 86409.9262 | 165015.1643 | 1761.5832 | 3364.0573 | 67.976 | 0 | 62.3251 | 286281.6507 | 15104.8013 | 400512.0348 | 376449.5004 | 0 | 80480.5508 | 0 | 451943.1299 | 1175863.3176 | 802550.8758 | 3589185.8614 | 961560.8286 | 3628490.1274 | 3628490.1274 | 1478867.319 | 2333117.1208 | 0 | 8179236.8174 | 15619711.3847 | 56234.1325 | 0.094656 | 86409.9262 | 165015.1643 | 1761.5832 | 3364.0573
1 | 1200 | 707 | 0.045 | 15 | 15 | 7 | 7.4989e-11 | 5spot_SharedNeighbor | Water | Porous | Wet | R600a | MinimizeLCOE_Brownfield | IgnoreSilica | 2019 | 18.5204 | 1.4695 | 0.031104 | 4 | 71666.5544 | 131469.5244 | 1461.0196 | 2680.1841 | 68.0741 | 0 | 46.9634 | 337577.5676 | 17838.8903 | 483255.8818 | 469213.9121 | 0 | 88979.9742 | 0 | 544777.8281 | 1417400.1595 | 967404.7335 | 4326448.9471 | 961560.8286 | 3628490.1274 | 3628490.1274 | 1478867.319 | 2333117.1208 | 0 | 8916499.9031 | 16356974.4704 | 74989.4209 | 0.12442 | 71666.5544 | 131469.5244 | 1461.0196 | 2680.1841
1 | 1200 | 707 | 0.045 | 15 | 15 | 7 | 1e-10 | 5spot_SharedNeighbor | Water | Porous | Wet | R600a | MinimizeLCOE_Brownfield | IgnoreSilica | 2019 | 23.1297 | 1.8393 | 0.040389 | 4 | 60479.5641 | 106534.8251 | 1232.9577 | 2171.8565 | 68.1495 | 0 | 39.4029 | 395146.8093 | 20905.5768 | 578275.7177 | 580735.11 | 0 | 97627.4454 | 0 | 652349.3571 | 1697279.2118 | 1158427.9377 | 5180747.1658 | 961560.8286 | 3628490.1274 | 3628490.1274 | 1478867.319 | 2333117.1208 | 0 | 9770798.1218 | 17211272.6891 | 100000 | 0.16156 | 60479.5641 | 106534.8251 | 1232.9577 | 2171.8565
1 | 1200 | 707 | 0.045 | 15 | 15 | 7 | 1.3335e-10 | 5spot_SharedNeighbor | Water | Porous | Wet | R600a | MinimizeLCOE_Brownfield | IgnoreSilica | 2019 | 28.5035 | 2.2705 | 0.051675 | 4 | 51925.1936 | 87921.5032 | 1058.5653 | 1792.3988 | 68.2072 | 0 | 34.6541 | 458053.6288 | 24254.2568 | 684359.0935 | 710759.1363 | 0 | 105924.7041 | 0 | 773506.8196 | 2012506.0765 | 1373576.7501 | 6142940.4657 | 961560.8286 | 3628490.1274 | 3628490.1274 | 1478867.319 | 2333117.1208 | 0 | 10732991.4218 | 18173465.989 | 133352.1432 | 0.2067 | 51925.1936 | 87921.5032 | 1058.5653 | 1792.3988
1 | 1200 | 707 | 0.045 | 15 | 15 | 7 | 1.7783e-10 | 5spot_SharedNeighbor | Water | Porous | Wet | R600a | MinimizeLCOE_Brownfield | IgnoreSilica | 2019 | 34.5593 | 2.7564 | 0.064952 | 4 | 45354.0096 | 73992.1594 | 924.6028 | 1508.4303 | 68.2513 | 0 | 44.4984 | 524816.644 | 27805.4534 | 799189.0073 | 857292.0408 | 0 | 113396.147 | 0 | 905774.7241 | 2356640.0322 | 1608455.2461 | 7193369.2949 | 961560.8286 | 3628490.1274 | 3628490.1274 | 1478867.319 | 2333117.1208 | 0 | 11783420.2509 | 19223894.8182 | 177827.941 | 0.25981 | 45354.0096 | 73992.1594 | 924.6028 | 1508.4303
1 | 1200 | 707 | 0.045 | 15 | 15 | 7 | 2.3714e-10 | 5spot_SharedNeighbor | Water | Porous | Wet | R600a | MinimizeLCOE_Brownfield | IgnoreSilica | 2019 | 41.0903 | 3.2805 | 0.079924 | 4 | 40300.8305 | 63574.4512 | 821.5869 | 1296.0512 | 68.2845 | 0 | 59.3151 | 593003.8356 | 31429.3947 | 918575.2396 | 1015328.8187 | 0 | 119502.2001 | 0 | 1044357.4006 | 2717203.7293 | 1854547.3782 | 8293947.9968 | 961560.8286 | 3628490.1274 | 3628490.1274 | 1478867.319 | 2333117.1208 | 0 | 12883998.9529 | 20324473.5201 | 237137.3706 | 0.3197 | 40300.8305 | 63574.4512 | 821.5869 | 1296.0512
1 | 1200 | 707 | 0.045 | 15 | 15 | 7 | 3.1623e-10 | 5spot_SharedNeighbor | Water | Porous | Wet | R600a | MinimizeLCOE_Brownfield | IgnoreSilica | 2019 | 47.7575 | 3.8154 | 0.095941 | 4 | 36424.3448 | 55812.439 | 742.5595 | 1137.8121 | 68.3081 | 0 | 66.4868 | 659328.6628 | 34951.2521 | 1036544.3108 | 1176641.8633 | 0 | 123716.9628 | 0 | 1182161.3902 | 3075741.4426 | 2099256.7348 | 9388342.6193 | 961560.8286 | 3628490.1274 | 3628490.1274 | 1478867.319 | 2333117.1208 | 0 | 13978393.5753 | 21418868.1426 | 316227.766 | 0.38377 | 36424.3448 | 55812.439 | 742.5595 | 1137.8121
1 | 1200 | 707 | 0.045 | 15 | 15 | 7 | 4.217e-10 | 5spot_SharedNeighbor | Water | Porous | Wet | R600a | MinimizeLCOE_Brownfield | IgnoreSilica | 2019 | 54.1307 | 4.3265 | 0.11205 | 4 | 33465.1853 | 50065.3413 | 682.2331 | 1020.6497 | 68.3228 | 0 | 60.6091 | 720134.8596 | 38177.0537 | 1146181.3294 | 1330785.4759 | 0 | 125640.4057 | 0 | 1310758.4585 | 3410324.6354 | 2327616.6388 | 10409618.8571 | 961560.8286 | 3628490.1274 | 3628490.1274 | 1478867.319 | 2333117.1208 | 0 | 14999669.8131 | 22440144.3804 | 421696.5034 | 0.44822 | 33465.1853 | 50065.3413 | 682.2331 | 1020.6497
1 | 1200 | 707 | 0.045 | 15 | 15 | 7 | 5.6234e-10 | 5spot_SharedNeighbor | Water | Porous | Wet | R600a | MinimizeLCOE_Brownfield | IgnoreSilica | 2019 | 59.9307 | 4.791 | 0.1274 | 4 | 31219.044 | 45819.1753 | 636.4424 | 934.0859 | 68.3299 | 0 | 66.8814 | 773555.0264 | 41008.285 | 1243619.9868 | 1470976.8971 | 0 | 125594.9506 | 0 | 1425354.5069 | 3708480.0466 | 2531113.8335 | 11319703.5329 | 961560.8286 | 3628490.1274 | 3628490.1274 | 1478867.319 | 2333117.1208 | 0 | 15909754.489 | 23350229.0562 | 562341.3252 | 0.50962 | 31219.044 | 45819.1753 | 636.4424 | 934.0859
1 | 1200 | 707 | 0.045 | 15 | 15 | 7 | 7.4989e-10 | 5spot_SharedNeighbor | Water | Porous | Wet | R600a | MinimizeLCOE_Brownfield | IgnoreSilica | 2019 | 64.9413 | 5.1918 | 0.14126 | 4 | 29522.399 | 42690.4071 | 601.854 | 870.3017 | 68.3313 | 0 | 66.5921 | 818379.8642 | 43381.7152 | 1326169.229 | 1591986.3441 | 0 | 123972.9039 | 0 | 1522517.122 | 3961277.2403 | 2703653.1126 | 12091337.5315 | 961560.8286 | 3628490.1274 | 3628490.1274 | 1478867.319 | 2333117.1208 | 0 | 16681388.4875 | 24121863.0548 | 749894.2093 | 0.56504 | 29522.399 | 42690.4071 | 601.854 | 870.3017
1 | 1200 | 707 | 0.045 | 15 | 15 | 7 | 1e-09 | 5spot_SharedNeighbor | Water | Porous | Wet | R600a | MinimizeLCOE_Brownfield | IgnoreSilica | 2019 | 69.1265 | 5.5261 | 0.15326 | 4 | 28245.2397 | 40382.0315 | 575.8174 | 823.2423 | 68.3292 | 0 | 71.4783 | 854950.1192 | 45316.3731 | 1394044.1971 | 1692968.1653 | 0 | 121434.2997 | 0 | 1602398.1302 | 4169111.2377 | 2845504.0864 | 12725726.6088 | 961560.8286 | 3628490.1274 | 3628490.1274 | 1478867.319 | 2333117.1208 | 0 | 17315777.5648 | 24756252.1321 | 1000000 | 0.61305 | 28245.2397 | 40382.0315 | 575.8174 | 823.2423
1 | 1200 | 707 | 0.045 | 15 | 15 | 7 | 1.3335e-09 | 5spot_SharedNeighbor | Water | Porous | Wet | R600a | MinimizeLCOE_Brownfield | IgnoreSilica | 2019 | 72.5124 | 5.7961 | 0.16329 | 4 | 27285.899 | 38677.3898 | 556.26 | 788.4909 | 68.3252 | 0 | 66.021 | 883989.1679 | 46851.4264 | 1448277.5175 | 1774590.7348 | 0 | 118471.8765 | 0 | 1666150.482 | 4334981.7797 | 2958714.1396 | 13232027.1245 | 961560.8286 | 3628490.1274 | 3628490.1274 | 1478867.319 | 2333117.1208 | 0 | 17822078.0806 | 25262552.6478 | 1333521.4322 | 0.65316 | 27285.899 | 38677.3898 | 556.26 | 788.4909
1 | 1200 | 707 | 0.045 | 15 | 15 | 7 | 1.7783e-09 | 5spot_SharedNeighbor | Water | Porous | Wet | R600a | MinimizeLCOE_Brownfield | IgnoreSilica | 2019 | 75.1971 | 6.0098 | 0.17145 | 4 | 26566.1331 | 37415.4666 | 541.5866 | 762.7649 | 68.3207 | 0 | 68.7357 | 906681.901 | 48050.2243 | 1490865.7633 | 1839258.5668 | 0 | 115495.9179 | 0 | 1716137.4256 | 4465037.5533 | 3047479.8775 | 13629007.2298 | 961560.8286 | 3628490.1274 | 3628490.1274 | 1478867.319 | 2333117.1208 | 0 | 18219058.1858 | 25659532.7531 | 1778279.41 | 0.6858 | 26566.1331 | 37415.4666 | 541.5866 | 762.7649
1 | 1200 | 707 | 0.045 | 15 | 15 | 7 | 2.3714e-09 | 5spot_SharedNeighbor | Water | Porous | Wet | R600a | MinimizeLCOE_Brownfield | IgnoreSilica | 2019 | 77.3165 | 6.1784 | 0.17799 | 4 | 26026.4214 | 36477.0484 | 530.5838 | 743.634 | 68.3162 | 0 | 68.6101 | 924395.3481 | 48985.4816 | 1524235.8041 | 1890275.1796 | 0 | 112816.47 | 0 | 1755276.2305 | 4566868.6951 | 3116981.7242 | 13939834.9332 | 961560.8286 | 3628490.1274 | 3628490.1274 | 1478867.319 | 2333117.1208 | 0 | 18529885.8893 | 25970360.4565 | 2371373.7057 | 0.71196 | 26026.4214 | 36477.0484 | 530.5838 | 743.634
1 | 1200 | 707 | 0.045 | 15 | 15 | 7 | 3.1623e-09 | 5spot_SharedNeighbor | Water | Porous | Wet | R600a | MinimizeLCOE_Brownfield | IgnoreSilica | 2019 | 78.9413 | 6.3075 | 0.18311 | 4 | 25621.8164 | 35780.3948 | 522.3354 | 729.4317 | 68.3123 | 0 | 71.3705 | 937856.8205 | 49695.9351 | 1549670.0152 | 1929361.3939 | 0 | 110439.8544 | 0 | 1785039.3675 | 4644306.2722 | 3169834.4617 | 14176204.1205 | 961560.8286 | 3628490.1274 | 3628490.1274 | 1478867.319 | 2333117.1208 | 0 | 18766255.0765 | 26206729.6438 | 3162277.6602 | 0.73243 | 25621.8164 | 35780.3948 | 522.3354 | 729.4317
1 | 1200 | 707 | 0.045 | 15 | 15 | 7 | 4.217e-09 | 5spot_SharedNeighbor | Water | Porous | Wet | R600a | MinimizeLCOE_Brownfield | IgnoreSilica | 2019 | 80.1734 | 6.4054 | 0.18706 | 4 | 25318.5148 | 35262.4979 | 516.1522 | 718.8737 | 68.3091 | 0 | 76.153 | 947999.0055 | 50231.0299 | 1568875.2618 | 1958990.0747 | 0 | 108412.3132 | 0 | 1807457.9972 | 4702634.9481 | 3209644.9816 | 14354245.6121 | 961560.8286 | 3628490.1274 | 3628490.1274 | 1478867.319 | 2333117.1208 | 0 | 18944296.5681 | 26384771.1354 | 4216965.0343 | 0.74824 | 25318.5148 | 35262.4979 | 516.1522 | 718.8737
1 | 1200 | 707 | 0.045 | 15 | 15 | 7 | 5.6234e-09 | 5spot_SharedNeighbor | Water | Porous | Wet | R600a | MinimizeLCOE_Brownfield | IgnoreSilica | 2019 | 81.1286 | 6.4812 | 0.19013 | 4 | 25091.1479 | 34874.7632 | 511.517 | 710.9692 | 68.3064 | 0 | 79.3132 | 955822.1003 | 50643.6649 | 1583714.0847 | 1981949.7919 | 0 | 106808.2308 | 0 | 1824785.7703 | 4747718.2593 | 3240415.2678 | 14491857.17 | 961560.8286 | 3628490.1274 | 3628490.1274 | 1478867.319 | 2333117.1208 | 0 | 19081908.126 | 26522382.6933 | 5623413.2519 | 0.7605 | 25091.1479 | 34874.7632 | 511.517 | 710.9692
1 | 1200 | 707 | 0.045 | 15 | 15 | 7 | 7.4989e-09 | 5spot_SharedNeighbor | Water | Porous | Wet | R600a | MinimizeLCOE_Brownfield | IgnoreSilica | 2019 | 81.8519 | 6.5386 | 0.19247 | 4 | 24920.6967 | 34585.2697 | 508.0421 | 705.0675 | 68.3042 | 0 | 74.1552 | 961723.5952 | 50954.8817 | 1594922.4574 | 1999330.928 | 0 | 105524.0753 | 0 | 1837857.8157 | 4781729.0399 | 3263628.3244 | 14595671.1176 | 961560.8286 | 3628490.1274 | 3628490.1274 | 1478867.319 | 2333117.1208 | 0 | 19185722.0737 | 26626196.6409 | 7498942.0933 | 0.76987 | 24920.6967 | 34585.2697 | 508.0421 | 705.0675
1 | 1200 | 707 | 0.045 | 15 | 15 | 7 | 1e-08 | 5spot_SharedNeighbor | Water | Porous | Wet | R600a | MinimizeLCOE_Brownfield | IgnoreSilica | 2019 | 82.4003 | 6.582 | 0.19425 | 4 | 24792.9068 | 34368.7316 | 505.4369 | 700.6531 | 68.3026 | 0 | 66.3886 | 966185.5649 | 51190.1489 | 1603405.0732 | 2012507.2356 | 0 | 104518.9009 | 0 | 1847744.7001 | 4807452.6852 | 3281185.2409 | 14674189.5497 | 961560.8286 | 3628490.1274 | 3628490.1274 | 1478867.319 | 2333117.1208 | 0 | 19264240.5058 | 26704715.073 | 10000000 | 0.77701 | 24792.9068 | 34368.7316 | 505.4369 | 700.6531
1 | 1300 | 707 | 0.045 | 15 | 15 | 7 | 1e-13 | 5spot_SharedNeighbor | Water | Porous | Wet | R600a | MinimizeLCOE_Brownfield | IgnoreSilica | 2019 | 0 | 0 | 0 | 0 |  |  |  |  | 15 |  | 9.323 | [19 empty] | 100 | 0
1 | 1300 | 707 | 0.045 | 15 | 15 | 7 | 1.3335e-13 | 5spot_SharedNeighbor | Water | Porous | Wet | R600a | MinimizeLCOE_Brownfield | IgnoreSilica | 2019 | 0 | 0 | 0 | 0 |  |  |  |  | 15 |  | 11.2006 | [19 empty] | 133.3521 | 0
1 | 1300 | 707 | 0.045 | 15 | 15 | 7 | 1.7783e-13 | 5spot_SharedNeighbor | Water | Porous | Wet | R600a | MinimizeLCOE_Brownfield | IgnoreSilica | 2019 | 0 | 0 | 0 | 0 |  |  |  |  | 15 |  | 31.7295 | [19 empty] | 177.8279 | 0
1 | 1300 | 707 | 0.045 | 15 | 15 | 7 | 2.3714e-13 | 5spot_SharedNeighbor | Water | Porous | Wet | R600a | MinimizeLCOE_Brownfield | IgnoreSilica | 2019 | 0 | 0 | 0 | 0 |  |  |  |  | 15 |  | 11.6464 | [19 empty] | 237.1374 | 0
1 | 1300 | 707 | 0.045 | 15 | 15 | 7 | 3.1623e-13 | 5spot_SharedNeighbor | Water | Porous | Wet | R600a | MinimizeLCOE_Brownfield | IgnoreSilica | 2019 | 0 | 0 | 0 | 0 |  |  |  |  | 15 |  | 11.4818 | [19 empty] | 316.2278 | 0
1 | 1300 | 707 | 0.045 | 15 | 15 | 7 | 4.217e-13 | 5spot_SharedNeighbor | Water | Porous | Wet | R600a | MinimizeLCOE_Brownfield | IgnoreSilica | 2019 | 0 | 0 | 0 | 0 |  |  |  |  | 15 |  | 12.1337 | [19 empty] | 421.6965 | 0
1 | 1300 | 707 | 0.045 | 15 | 15 | 7 | 5.6234e-13 | 5spot_SharedNeighbor | Water | Porous | Wet | R600a | MinimizeLCOE_Brownfield | IgnoreSilica | 2019 | 0 | 0 | 0 | 0 |  |  |  |  | 15 |  | 12.5399 | [19 empty] | 562.3413 | 0
1 | 1300 | 707 | 0.045 | 15 | 15 | 7 | 7.4989e-13 | 5spot_SharedNeighbor | Water | Porous | Wet | R600a | MinimizeLCOE_Brownfield | IgnoreSilica | 2019 | 0 | 0 | 0 | 0 |  |  |  |  | 15 |  | 12.6163 | [19 empty] | 749.8942 | 0
1 | 1300 | 707 | 0.045 | 15 | 15 | 7 | 1e-12 | 5spot_SharedNeighbor | Water | Porous | Wet | R600a | MinimizeLCOE_Brownfield | IgnoreSilica | 2019 | 0 | 0 | 0 | 0 |  |  |  |  | 15 |  | 13.1045 | [19 empty] | 1000 | 0
1 | 1300 | 707 | 0.045 | 15 | 15 | 7 | 1.3335e-12 | 5spot_SharedNeighbor | Water | Porous | Wet | R600a | MinimizeLCOE_Brownfield | IgnoreSilica | 2019 | 0 | 0 | 0 | 0 |  |  |  |  | 15 |  | 14.402 | [19 empty] | 1333.5214 | 0
1 | 1300 | 707 | 0.045 | 15 | 15 | 7 | 1.7783e-12 | 5spot_SharedNeighbor | Water | Porous | Wet | R600a | MinimizeLCOE_Brownfield | IgnoreSilica | 2019 | 0.69881 | 0.046539 | 0.00020207 | 4 | 6489403.3683 | 16173648.9409 | 132295.2652 | 329721.7101 | 62.5646 | 0 | 36.7892 | 28770.0402 | 1417.8715 | 30678.591 | 39195.7344 | 0 | 22208.1432 | 0 | 47685.4483 | 124067.7549 | 84678.792 | 378702.3754 | 961560.8286 | 3904935.7281 | 3904935.7281 | 1478867.319 | 2443695.3611 | 0 | 5245198.9321 | 13072697.3403 | 1778.2794 | 0.00080827 | 6489403.3683 | 16173648.9409 | 132295.2652 | 329721.7101
1 | 1300 | 707 | 0.045 | 15 | 15 | 7 | 2.3714e-12 | 5spot_SharedNeighbor | Water | Porous | Wet | R600a | MinimizeLCOE_Brownfield | IgnoreSilica | 2019 | 0.99609 | 0.072729 | 0.00060945 | 4 | 2199392.2873 | 5410297.0508 | 44837.5867 | 110296.2233 | 65.3585 | 0 | 35.1601 | 40753.3723 | 2058.0727 | 43737.9453 | 46857.8215 | 0 | 26460.5445 | 0 | 62348.425 | 162217.8124 | 110716.9902 | 495150.9839 | 961560.8286 | 3904935.7281 | 3904935.7281 | 1478867.319 | 2443695.3611 | 0 | 5361647.5405 | 13189145.9487 | 2371.3737 | 0.0024378 | 2199392.2873 | 5410297.0508 | 44837.5867 | 110296.2233
1 | 1300 | 707 | 0.045 | 15 | 15 | 7 | 3.1623e-12 | 5spot_SharedNeighbor | Water | Porous | Wet | R600a | MinimizeLCOE_Brownfield | IgnoreSilica | 2019 | 1.3597 | 0.1052 | 0.0012082 | 4 | 1136577.1484 | 2756238.2549 | 23170.6625 | 56189.6449 | 67.2312 | 0 | 102.1805 | 53928.1283 | 2769.4914 | 58663.2832 | 56268.4291 | 0 | 30599.3893 | 0 | 78869.2013 | 205201.4835 | 140054.2289 | 626353.635 | 961560.8286 | 3904935.7281 | 3904935.7281 | 1478867.319 | 2443695.3611 | 0 | 5492850.1917 | 13320348.5999 | 3162.2777 | 0.0048328 | 1136577.1484 | 2756238.2549 | 23170.6625 | 56189.6449
1 | 1300 | 707 | 0.045 | 15 | 15 | 7 | 4.217e-12 | 5spot_SharedNeighbor | Water | Porous | Wet | R600a | MinimizeLCOE_Brownfield | IgnoreSilica | 2019 | 1.8459 | 0.14892 | 0.0020497 | 4 | 689965.2977 | 1644686.8921 | 14065.8758 | 33529.1669 | 68.6417 | 0 | 145.8465 | 69830.2067 | 3633.4601 | 77370.6665 | 68884.7328 | 0 | 35454.7982 | 0 | 99517.8071 | 258924.9202 | 176721.5784 | 790338.17 | 961560.8286 | 3904935.7281 | 3904935.7281 | 1478867.319 | 2443695.3611 | 0 | 5656834.7267 | 13484333.1349 | 4216.965 | 0.0081987 | 689965.2977 | 1644686.8921 | 14065.8758 | 33529.1669
1 | 1300 | 707 | 0.045 | 15 | 15 | 7 | 5.6234e-12 | 5spot_SharedNeighbor | Water | Porous | Wet | R600a | MinimizeLCOE_Brownfield | IgnoreSilica | 2019 | 2.4488 | 0.20336 | 0.0031978 | 4 | 457081.7596 | 1069020.1941 | 9318.2299 | 21793.4226 | 69.643 | 0 | 198.6078 | 87713.4837 | 4608.4249 | 99188.1623 | 84554.8136 | 0 | 40402.9231 | 0 | 123422.4449 | 321119.8843 | 219170.9194 | 980181.056 | 961560.8286 | 3904935.7281 | 3904935.7281 | 1478867.319 | 2443695.3611 | 0 | 5846677.6127 | 13674176.0209 | 5623.4133 | 0.012791 | 457081.7596 | 1069020.1941 | 9318.2299 | 21793.4226
1 | 1300 | 707 | 0.045 | 15 | 15 | 7 | 7.4989e-12 | 5spot_SharedNeighbor | Water | Porous | Wet | R600a | MinimizeLCOE_Brownfield | IgnoreSilica | 2019 | 3.2345 | 0.2745 | 0.0047472 | 4 | 320187.3305 | 732403.6472 | 6527.4518 | 14931.039 | 70.4042 | 0 | 43.0555 | 108957.1178 | 5768.8631 | 126004.4656 | 104996.8845 | 0 | 46065.1502 | 0 | 152799.0677 | 397551.8307 | 271337.2933 | 1213480.6728 | 961560.8286 | 3904935.7281 | 3904935.7281 | 1478867.319 | 2443695.3611 | 0 | 6079977.2295 | 13907475.6376 | 7498.9421 | 0.018989 | 320187.3305 | 732403.6472 | 6527.4518 | 14931.039
1 | 1300 | 707 | 0.045 | 15 | 15 | 7 | 1e-11 | 5spot_SharedNeighbor | Water | Porous | Wet | R600a | MinimizeLCOE_Brownfield | IgnoreSilica | 2019 | 4.2286 | 0.36462 | 0.0068123 | 4 | 233349.2447 | 520603.7842 | 4757.14 | 10613.2123 | 70.9708 | 0 | 47.3725 | 133539.9228 | 7113.2163 | 158052.6163 | 130870.5359 | 0 | 52178.8379 | 0 | 187884.5004 | 488836.9296 | 333641.2491 | 1492117.8084 | 961560.8286 | 3904935.7281 | 3904935.7281 | 1478867.319 | 2443695.3611 | 0 | 6358614.365 | 14186112.7732 | 10000 | 0.027249 | 233349.2447 | 520603.7842 | 4757.14 | 10613.2123
1 | 1300 | 707 | 0.045 | 15 | 15 | 7 | 1.3335e-11 | 5spot_SharedNeighbor | Water | Porous | Wet | R600a | MinimizeLCOE_Brownfield | IgnoreSilica | 2019 | 5.5191 | 0.48171 | 0.0095538 | 4 | 175376.4253 | 380202.3811 | 3575.2856 | 7750.9398 | 71.4041 | 0 | 61.1523 | 162811.1047 | 8714.5563 | 197421.4407 | 164472.2871 | 0 | 59227.3772 | 0 | 231132.2388 | 601358.6735 | 410439.6514 | 1835577.3298 | 961560.8286 | 3904935.7281 | 3904935.7281 | 1478867.319 | 2443695.3611 | 0 | 6702073.8865 | 14529572.2946 | 13335.2143 | 0.038215 | 175376.4253 | 380202.3811 | 3575.2856 | 7750.9398
1 | 1300 | 707 | 0.045 | 15 | 15 | 7 | 1.7783e-11 | 5spot_SharedNeighbor | Water | Porous | Wet | R600a | MinimizeLCOE_Brownfield | IgnoreSilica | 2019 | 7.066 | 0.62181 | 0.013092 | 4 | 135409.8908 | 284877.2089 | 2760.5138 | 5807.6072 | 71.6989 | 0 | 61.0905 | 195038.5754 | 10476.8585 | 242092.4454 | 204702.6362 | 0 | 66011.1188 | 0 | 280145.4373 | 728880.9622 | 497476.2337 | 2224824.2674 | 961560.8286 | 3904935.7281 | 3904935.7281 | 1478867.319 | 2443695.3611 | 0 | 7091320.8241 | 14918819.2323 | 17782.7941 | 0.052369 | 135409.8908 | 284877.2089 | 2760.5138 | 5807.6072
1 | 1300 | 707 | 0.045 | 15 | 15 | 7 | 2.3714e-11 | 5spot_SharedNeighbor | Water | Porous | Wet | R600a | MinimizeLCOE_Brownfield | IgnoreSilica | 2019 | 9.3635 | 0.83086 | 0.017985 | 4 | 106344.7655 | 215148.4018 | 2167.9819 | 4386.0912 | 71.9993 | 0 | 59.2282 | 239390.8596 | 12904.77 | 305188.0787 | 264617.2716 | 0 | 76794.4037 | 0 | 350569.1996 | 912109.1457 | 622533.2339 | 2784106.9627 | 961560.8286 | 3904935.7281 | 3904935.7281 | 1478867.319 | 2443695.3611 | 0 | 7650603.5194 | 15478101.9276 | 23713.7371 | 0.071942 | 106344.7655 | 215148.4018 | 2167.9819 | 4386.0912
1 | 1300 | 707 | 0.045 | 15 | 15 | 7 | 3.1623e-11 | 5spot_SharedNeighbor | Water | Porous | Wet | R600a | MinimizeLCOE_Brownfield | IgnoreSilica | 2019 | 11.8339 | 1.0553 | 0.024076 | 4 | 85325.5305 | 166603.0823 | 1739.4764 | 3396.4292 | 72.1819 | 0 | 47.5851 | 283322.7302 | 15308.0191 | 369471.6607 | 328981.0021 | 0 | 84793.0012 | 0 | 421931.8012 | 1097779.9967 | 749257.4049 | 3350845.6162 | 961560.8286 | 3904935.7281 | 3904935.7281 | 1478867.319 | 2443695.3611 | 0 | 8217342.1729 | 16044840.581 | 31622.7766 | 0.096306 | 85325.5305 | 166603.0823 | 1739.4764 | 3396.4292
1 | 1300 | 707 | 0.045 | 15 | 15 | 7 | 4.217e-11 | 5spot_SharedNeighbor | Water | Porous | Wet | R600a | MinimizeLCOE_Brownfield | IgnoreSilica | 2019 | 15.0392 | 1.3465 | 0.03199 | 4 | 69750.6778 | 130923.0388 | 1421.9619 | 2669.0432 | 72.328 | 0 | 62.9404 | 336293.2321 | 18204.0248 | 448934.2126 | 412480.9382 | 0 | 94495.9082 | 0 | 511059.2432 | 1329671.3181 | 907527.9966 | 4058666.8738 | 961560.8286 | 3904935.7281 | 3904935.7281 | 1478867.319 | 2443695.3611 | 0 | 8925163.4305 | 16752661.8387 | 42169.6503 | 0.12796 | 69750.6778 | 130923.0388 | 1421.9619 | 2669.0432
1 | 1300 | 707 | 0.045 | 15 | 15 | 7 | 5.6234e-11 | 5spot_SharedNeighbor | Water | Porous | Wet | R600a | MinimizeLCOE_Brownfield | IgnoreSilica | 2019 | 18.9808 | 1.7046 | 0.042061 | 4 | 58020.4902 | 104545.563 | 1182.8262 | 2131.3027 | 72.4406 | 0 | 67.0894 | 396912.9027 | 21515.9975 | 542092.4641 | 515167.3305 | 0 | 104750.3619 | 0 | 616371.2321 | 1603671.5108 | 1094538.7583 | 4895020.5578 | 961560.8286 | 3904935.7281 | 3904935.7281 | 1478867.319 | 2443695.3611 | 0 | 9761517.1145 | 17589015.5227 | 56234.1325 | 0.16824 | 58020.4902 | 104545.563 | 1182.8262 | 2131.3027
1 | 1300 | 707 | 0.045 | 15 | 15 | 7 | 7.4989e-11 | 5spot_SharedNeighbor | Water | Porous | Wet | R600a | MinimizeLCOE_Brownfield | IgnoreSilica | 2019 | 23.7239 | 2.1356 | 0.054652 | 4 | 49085.7566 | 84891.9502 | 1000.6795 | 1730.6372 | 72.5271 | 0 | 74.8728 | 465007.7759 | 25233.3908 | 649160.2765 | 638740.4164 | 0 | 115152.3767 | 0 | 738384.7521 | 1921125.6615 | 1311207.7391 | 5864012.3889 | 961560.8286 | 3904935.7281 | 3904935.7281 | 1478867.319 | 2443695.3611 | 0 | 10730508.9456 | 18558007.3538 | 74989.4209 | 0.21861 | 49085.7566 | 84891.9502 | 1000.6795 | 1730.6372
1 | 1300 | 707 | 0.045 | 15 | 15 | 7 | 1e-10 | 5spot_SharedNeighbor | Water | Porous | Wet | R600a | MinimizeLCOE_Brownfield | IgnoreSilica | 2019 | 27.5095 | 2.4795 | 0.068012 | 4 | 42115.5451 | 70888.0953 | 858.5824 | 1445.1497 | 72.575 | 0 | 41.2689 | 516436.6625 | 28038.8413 | 731510.7026 | 737368.398 | 0 | 114636.9084 | 0 | 829916.69 | 2159272.9879 | 1473748.1829 | 6590929.3735 | 961560.8286 | 3904935.7281 | 3904935.7281 | 1478867.319 | 2443695.3611 | 0 | 11457425.9301 | 19284924.3383 | 100000 | 0.27205 | 42115.5451 | 70888.0953 | 858.5824 | 1445.1497
1 | 1300 | 707 | 0.045 | 15 | 15 | 7 | 1.3335e-10 | 5spot_SharedNeighbor | Water | Porous | Wet | R600a | MinimizeLCOE_Brownfield | IgnoreSilica | 2019 | 36.2844 | 3.277 | 0.089523 | 4 | 36766.0651 | 58624.9846 | 749.526 | 1195.1496 | 72.6487 | 0 | 62.5666 | 628188.6043 | 34128.6839 | 914270.2904 | 966005.6856 | 0 | 136918.5132 | 0 | 1045009.5932 | 2718900.6005 | 1855705.5276 | 8299127.4987 | 961560.8286 | 3904935.7281 | 3904935.7281 | 1478867.319 | 2443695.3611 | 0 | 13165624.0553 | 20993122.4635 | 133352.1432 | 0.35809 | 36766.0651 | 58624.9846 | 749.526 | 1195.1496
1 | 1300 | 707 | 0.045 | 15 | 15 | 7 | 1.7783e-10 | 5spot_SharedNeighbor | Water | Porous | Wet | R600a | MinimizeLCOE_Brownfield | IgnoreSilica | 2019 | 42.6102 | 3.8518 | 0.10915 | 4 | 32822.9798 | 50750.9052 | 669.1408 | 1034.6258 | 72.6831 | 0 | 69.303 | 703744.126 | 38241.1724 | 1040444.8629 | 1130831.2978 | 0 | 142452.3999 | 0 | 1191728.4051 | 3100632.8528 | 2116245.6337 | 9464320.7507 | 961560.8286 | 3904935.7281 | 3904935.7281 | 1478867.319 | 2443695.3611 | 0 | 14330817.3074 | 22158315.7156 | 177827.941 | 0.43661 | 32822.9798 | 50750.9052 | 669.1408 | 1034.6258
1 | 1300 | 707 | 0.045 | 15 | 15 | 7 | 2.3714e-10 | 5spot_SharedNeighbor | Water | Porous | Wet | R600a | MinimizeLCOE_Brownfield | IgnoreSilica | 2019 | 49.7844 | 4.5036 | 0.13169 | 4 | 29658.3614 | 44518.1818 | 604.6258 | 907.5634 | 72.7098 | 0 | 91.7215 | 785460.9255 | 42684.343 | 1179023.8156 | 1317724.5934 | 0 | 147931.7502 | 0 | 1354401.9168 | 3523875.9615 | 2405117.7521 | 10756221.0582 | 961560.8286 | 3904935.7281 | 3904935.7281 | 1478867.319 | 2443695.3611 | 0 | 15622717.6149 | 23450216.0231 | 237137.3706 | 0.52676 | 29658.3614 | 44518.1818 | 604.6258 | 907.5634
1 | 1300 | 707 | 0.045 | 15 | 15 | 7 | 3.1623e-10 | 5spot_SharedNeighbor | Water | Porous | Wet | R600a | MinimizeLCOE_Brownfield | IgnoreSilica | 2019 | 56.7829 | 5.1389 | 0.15472 | 4 | 27228.2734 | 39875.8058 | 555.0852 | 812.9222 | 72.7253 | 0 | 87.6441 | 861761.7145 | 46828.0856 | 1310272.7273 | 1499948.209 | 0 | 150731.6324 | 0 | 1509121.5239 | 3926424.6417 | 2679865.4979 | 11984954.0324 | 961560.8286 | 3904935.7281 | 3904935.7281 | 1478867.319 | 2443695.3611 | 0 | 16851450.5891 | 24678948.9973 | 316227.766 | 0.6189 | 27228.2734 | 39875.8058 | 555.0852 | 812.9222
1 | 1300 | 707 | 0.045 | 15 | 15 | 7 | 4.217e-10 | 5spot_SharedNeighbor | Water | Porous | Wet | R600a | MinimizeLCOE_Brownfield | IgnoreSilica | 2019 | 63.2091 | 5.7213 | 0.17689 | 4 | 25374.0051 | 36436.5216 | 517.2834 | 742.8078 | 72.7308 | 0 | 92.8831 | 929239.4668 | 50488.0485 | 1427778.2262 | 1667119.3708 | 0 | 150851.7912 | 0 | 1647935.9924 | 4287591.414 | 2926369.2413 | 13087373.5512 | 961560.8286 | 3904935.7281 | 3904935.7281 | 1478867.319 | 2443695.3611 | 0 | 17953870.1079 | 25781368.516 | 421696.5034 | 0.70757 | 25374.0051 | 36436.5216 | 517.2834 | 742.8078
1 | 1300 | 707 | 0.045 | 15 | 15 | 7 | 5.6234e-10 | 5spot_SharedNeighbor | Water | Porous | Wet | R600a | MinimizeLCOE_Brownfield | IgnoreSilica | 2019 | 68.8318 | 6.2299 | 0.19713 | 4 | 23967.159 | 33893.8321 | 488.603 | 690.9716 | 72.7288 | 0 | 76.8445 | 986454.2854 | 53587.4514 | 1528447.0539 | 1813216.9024 | 0 | 148880.0484 | 0 | 1766928.4392 | 4597185.3518 | 3137673.4653 | 14032372.9978 | 961560.8286 | 3904935.7281 | 3904935.7281 | 1478867.319 | 2443695.3611 | 0 | 18898869.5545 | 26726367.9627 | 562341.3252 | 0.78853 | 23967.159 | 33893.8321 | 488.603 | 690.9716
1 | 1300 | 707 | 0.045 | 15 | 15 | 7 | 7.4989e-10 | 5spot_SharedNeighbor | Water | Porous | Wet | R600a | MinimizeLCOE_Brownfield | IgnoreSilica | 2019 | 73.5575 | 6.6564 | 0.2148 | 4 | 22904.3376 | 32014.7165 | 466.9359 | 652.6633 | 72.7223 | 0 | 96.3621 | 1033324.4861 | 56123.4827 | 1611618.8047 | 1935853.2906 | 0 | 145562.2949 | 0 | 1865168.12 | 4852784.8497 | 3312125.3747 | 14812560.7033 | 961560.8286 | 3904935.7281 | 3904935.7281 | 1478867.319 | 2443695.3611 | 0 | 19679057.26 | 27506555.6682 | 749894.2093 | 0.85918 | 22904.3376 | 32014.7165 | 466.9359 | 652.6633
1 | 1300 | 707 | 0.045 | 15 | 15 | 7 | 1e-09 | 5spot_SharedNeighbor | Water | Porous | Wet | R600a | MinimizeLCOE_Brownfield | IgnoreSilica | 2019 | 77.424 | 7.0047 | 0.22969 | 4 | 22103.7146 | 30623.3889 | 450.6141 | 624.2992 | 72.7137 | 0 | 89.9051 | 1070892.5888 | 58154.0783 | 1678742.3127 | 2036067.184 | 0 | 141662.2047 | 0 | 1944352.1637 | 5058805.4886 | 3452738.694 | 15441414.7149 | 961560.8286 | 3904935.7281 | 3904935.7281 | 1478867.319 | 2443695.3611 | 0 | 20307911.2716 | 28135409.6797 | 1000000 | 0.91876 | 22103.7146 | 30623.3889 | 450.6141 | 624.2992
1 | 1300 | 707 | 0.045 | 15 | 15 | 7 | 1.3335e-09 | 5spot_SharedNeighbor | Water | Porous | Wet | R600a | MinimizeLCOE_Brownfield | IgnoreSilica | 2019 | 80.5024 | 7.2815 | 0.24187 | 4 | 21501.682 | 29592.3771 | 438.3409 | 603.2806 | 72.7049 | 0 | 101.0021 | 1100324.0466 | 59743.4707 | 1731614.0709 | 2115768.4636 | 0 | 137662.6184 | 0 | 2006593.9414 | 5220745.8265 | 3563266.3022 | 15935718.7403 | 961560.8286 | 3904935.7281 | 3904935.7281 | 1478867.319 | 2443695.3611 | 0 | 20802215.297 | 28629713.7052 | 1333521.4322 | 0.96747 | 21501.682 | 29592.3771 | 438.3409 | 603.2806
1 | 1300 | 707 | 0.045 | 15 | 15 | 7 | 1.7783e-09 | 5spot_SharedNeighbor | Water | Porous | Wet | R600a | MinimizeLCOE_Brownfield | IgnoreSilica | 2019 | 82.9339 | 7.4997 | 0.25166 | 4 | 21049.4626 | 28825.4714 | 429.1218 | 587.6462 | 72.6967 | 0 | 88.2236 | 1123280.2017 | 60982.2734 | 1773028.6835 | 2178662.7768 | 0 | 133988.0915 | 0 | 2055277.3905 | 5347410.1746 | 3649717.3225 | 16322346.9143 | 961560.8286 | 3904935.7281 | 3904935.7281 | 1478867.319 | 2443695.3611 | 0 | 21188843.471 | 29016341.8792 | 1778279.41 | 1.0066 | 21049.4626 | 28825.4714 | 429.1218 | 587.6462
1 | 1300 | 707 | 0.045 | 15 | 15 | 7 | 2.3714e-09 | 5spot_SharedNeighbor | Water | Porous | Wet | R600a | MinimizeLCOE_Brownfield | IgnoreSilica | 2019 | 84.8 | 7.667 | 0.25933 | 4 | 20709.9877 | 28255.9035 | 422.2011 | 576.0348 | 72.6896 | 0 | 93.4893 | 1140728.1388 | 61923.2824 | 1804609.3174 | 2226893.8064 | 0 | 130695.9834 | 0 | 2092291.7061 | 5443713.8312 | 3715446.5469 | 16616302.6125 | 961560.8286 | 3904935.7281 | 3904935.7281 | 1478867.319 | 2443695.3611 | 0 | 21482799.1692 | 29310297.5774 | 2371373.7057 | 1.0373 | 20709.9877 | 28255.9035 | 422.2011 | 576.0348
1 | 1300 | 707 | 0.045 | 15 | 15 | 7 | 3.1623e-09 | 5spot_SharedNeighbor | Water | Porous | Wet | R600a | MinimizeLCOE_Brownfield | IgnoreSilica | 2019 | 86.2519 | 7.797 | 0.26534 | 4 | 20455.2419 | 27830.2523 | 417.0078 | 567.3573 | 72.6836 | 0 | 76.4518 | 1154203.283 | 62649.6956 | 1829060.4991 | 2264396.357 | 0 | 127979.3481 | 0 | 2120932.7813 | 5518232.0337 | 3766306.7513 | 16843760.7491 | 961560.8286 | 3904935.7281 | 3904935.7281 | 1478867.319 | 2443695.3611 | 0 | 21710257.3057 | 29537755.7139 | 3162277.6602 | 1.0614 | 20455.2419 | 27830.2523 | 417.0078 | 567.3573
1 | 1300 | 707 | 0.045 | 15 | 15 | 7 | 4.217e-09 | 5spot_SharedNeighbor | Water | Porous | Wet | R600a | MinimizeLCOE_Brownfield | IgnoreSilica | 2019 | 87.3501 | 7.8953 | 0.26995 | 4 | 20264.12 | 27513.1322 | 413.1115 | 560.8924 | 72.6789 | 0 | 108.3638 | 1164338.551 | 63195.8684 | 1847486.6555 | 2292749.5607 | 0 | 125722.7407 | 0 | 2142462.4168 | 5574247.729 | 3804538.6144 | 17014742.1365 | 961560.8286 | 3904935.7281 | 3904935.7281 | 1478867.319 | 2443695.3611 | 0 | 21881238.6932 | 29708737.1014 | 4216965.0343 | 1.0798 | 20264.12 | 27513.1322 | 413.1115 | 560.8924
1 | 1300 | 707 | 0.045 | 15 | 15 | 7 | 5.6234e-09 | 5spot_SharedNeighbor | Water | Porous | Wet | R600a | MinimizeLCOE_Brownfield | IgnoreSilica | 2019 | 88.1855 | 7.97 | 0.27348 | 4 | 20120.7516 | 27276.1198 | 410.1887 | 556.0606 | 72.6752 | 0 | 106.3346 | 1172014.9734 | 63609.4247 | 1861462.8025 | 2314307.6465 | 0 | 123919.2359 | 0 | 2158772.4924 | 5616683.2001 | 3833501.6954 | 17144271.471 | 961560.8286 | 3904935.7281 | 3904935.7281 | 1478867.319 | 2443695.3611 | 0 | 22010768.0277 | 29838266.4359 | 5623413.2519 | 1.0939 | 20120.7516 | 27276.1198 | 410.1887 | 556.0606
1 | 1300 | 707 | 0.045 | 15 | 15 | 7 | 7.4989e-09 | 5spot_SharedNeighbor | Water | Porous | Wet | R600a | MinimizeLCOE_Brownfield | IgnoreSilica | 2019 | 88.8265 | 8.0273 | 0.27619 | 4 | 20013.2149 | 27098.4024 | 407.9965 | 552.4376 | 72.6722 | 0 | 90.6189 | 1177886.7673 | 63925.6925 | 1872165.1296 | 2330846.3126 | 0 | 122524.9239 | 0 | 2171266.0421 | 5649188.8535 | 3855687.4718 | 17243491.1931 | 961560.8286 | 3904935.7281 | 3904935.7281 | 1478867.319 | 2443695.3611 | 0 | 22109987.7498 | 29937486.158 | 7498942.0933 | 1.1048 | 20013.2149 | 27098.4024 | 407.9965 | 552.4376
1 | 1300 | 707 | 0.045 | 15 | 15 | 7 | 1e-08 | 5spot_SharedNeighbor | Water | Porous | Wet | R600a | MinimizeLCOE_Brownfield | IgnoreSilica | 2019 | 89.3038 | 8.0699 | 0.27823 | 4 | 19932.5596 | 26965.7869 | 406.3522 | 549.734 | 72.6699 | 0 | 111.8196 | 1182248.0203 | 64160.5614 | 1880120.8737 | 2343157.6509 | 0 | 121418.4159 | 0 | 2180531.1537 | 5673294.7734 | 3872140.2574 | 17317071.7066 | 961560.8286 | 3904935.7281 | 3904935.7281 | 1478867.319 | 2443695.3611 | 0 | 22183568.2632 | 30011066.6714 | 10000000 | 1.1129 | 19932.5596 | 26965.7869 | 406.3522 | 549.734
1 | 1400 | 707 | 0.045 | 15 | 15 | 7 | 1e-13 | 5spot_SharedNeighbor | Water | Porous | Wet | R600a | MinimizeLCOE_Brownfield | IgnoreSilica | 2019 | 0 | 0 | 0 | 0 |  |  |  |  | 15 |  | 8.8397 | [19 empty] | 100 | 0
1 | 1400 | 707 | 0.045 | 15 | 15 | 7 | 1.3335e-13 | 5spot_SharedNeighbor | Water | Porous | Wet | R600a | MinimizeLCOE_Brownfield | IgnoreSilica | 2019 | 0 | 0 | 0 | 0 |  |  |  |  | 15 |  | 10.6168 | [19 empty] | 133.3521 | 0
1 | 1400 | 707 | 0.045 | 15 | 15 | 7 | 1.7783e-13 | 5spot_SharedNeighbor | Water | Porous | Wet | R600a | MinimizeLCOE_Brownfield | IgnoreSilica | 2019 | 0 | 0 | 0 | 0 |  |  |  |  | 15 |  | 11.6395 | [19 empty] | 177.8279 | 0
1 | 1400 | 707 | 0.045 | 15 | 15 | 7 | 2.3714e-13 | 5spot_SharedNeighbor | Water | Porous | Wet | R600a | MinimizeLCOE_Brownfield | IgnoreSilica | 2019 | 0 | 0 | 0 | 0 |  |  |  |  | 15 |  | 11.5509 | [19 empty] | 237.1374 | 0
1 | 1400 | 707 | 0.045 | 15 | 15 | 7 | 3.1623e-13 | 5spot_SharedNeighbor | Water | Porous | Wet | R600a | MinimizeLCOE_Brownfield | IgnoreSilica | 2019 | 0 | 0 | 0 | 0 |  |  |  |  | 15 |  | 11.5073 | [19 empty] | 316.2278 | 0
1 | 1400 | 707 | 0.045 | 15 | 15 | 7 | 4.217e-13 | 5spot_SharedNeighbor | Water | Porous | Wet | R600a | MinimizeLCOE_Brownfield | IgnoreSilica | 2019 | 0 | 0 | 0 | 0 |  |  |  |  | 15 |  | 11.9906 | [19 empty] | 421.6965 | 0
1 | 1400 | 707 | 0.045 | 15 | 15 | 7 | 5.6234e-13 | 5spot_SharedNeighbor | Water | Porous | Wet | R600a | MinimizeLCOE_Brownfield | IgnoreSilica | 2019 | 0 | 0 | 0 | 0 |  |  |  |  | 15 |  | 12.7451 | [19 empty] | 562.3413 | 0
1 | 1400 | 707 | 0.045 | 15 | 15 | 7 | 7.4989e-13 | 5spot_SharedNeighbor | Water | Porous | Wet | R600a | MinimizeLCOE_Brownfield | IgnoreSilica | 2019 | 0 | 0 | 0 | 0 |  |  |  |  | 15 |  | 12.5064 | [19 empty] | 749.8942 | 0
1 | 1400 | 707 | 0.045 | 15 | 15 | 7 | 1e-12 | 5spot_SharedNeighbor | Water | Porous | Wet | R600a | MinimizeLCOE_Brownfield | IgnoreSilica | 2019 | 0 | 0 | 0 | 0 |  |  |  |  | 15 |  | 13.1689 | [19 empty] | 1000 | 0
1 | 1400 | 707 | 0.045 | 15 | 15 | 7 | 1.3335e-12 | 5spot_SharedNeighbor | Water | Porous | Wet | R600a | MinimizeLCOE_Brownfield | IgnoreSilica | 2019 | 0.67936 | 0.049292 | 0.00022806 | 4 | 6079630.4071 | 15093343.8159 | 123941.4892 | 307698.2289 | 65.1685 | 0 | 36.3241 | 31156.8418 | 1561.4814 | 32046.9802 | 39554.899 | 0 | 23960.5019 | 0 | 50029.4747 | 130166.4307 | 88841.2636 | 397317.8733 | 961560.8286 | 4187241.4196 | 4187241.4196 | 1478867.319 | 2556617.6377 | 0 | 5546120.1215 | 13768846.4978 | 1333.5214 | 0.00091225 | 6079630.4071 | 15093343.8159 | 123941.4892 | 307698.2289
1 | 1400 | 707 | 0.045 | 15 | 15 | 7 | 1.7783e-12 | 5spot_SharedNeighbor | Water | Porous | Wet | R600a | MinimizeLCOE_Brownfield | IgnoreSilica | 2019 | 0.97664 | 0.078436 | 0.00073321 | 4 | 1935255.4809 | 4738912.4012 | 39452.8006 | 96609.1392 | 68.4874 | 0 | 34.7176 | 44888.7489 | 2312.5592 | 46333.4899 | 47720.7576 | 0 | 28903.7129 | 0 | 66362.1147 | 172660.6097 | 117844.414 | 527026.4069 | 961560.8286 | 4187241.4196 | 4187241.4196 | 1478867.319 | 2556617.6377 | 0 | 5675828.6551 | 13898555.0314 | 1778.2794 | 0.0029329 | 1935255.4809 | 4738912.4012 | 39452.8006 | 96609.1392
1 | 1400 | 707 | 0.045 | 15 | 15 | 7 | 2.3714e-12 | 5spot_SharedNeighbor | Water | Porous | Wet | R600a | MinimizeLCOE_Brownfield | IgnoreSilica | 2019 | 1.3597 | 0.11664 | 0.001486 | 4 | 980823.5907 | 2364162.0851 | 19995.4156 | 48196.6419 | 70.7857 | 0 | 103.0382 | 60763.988 | 3191.8607 | 63514.1775 | 58310.7957 | 0 | 34197.386 | 0 | 85791.5011 | 223211.8876 | 152346.6998 | 681328.2964 | 961560.8286 | 4187241.4196 | 4187241.4196 | 1478867.319 | 2556617.6377 | 0 | 5830130.5446 | 14052856.9209 | 2371.3737 | 0.0059441 | 980823.5907 | 2364162.0851 | 19995.4156 | 48196.6419
1 | 1400 | 707 | 0.045 | 15 | 15 | 7 | 3.1623e-12 | 5spot_SharedNeighbor | Water | Porous | Wet | R600a | MinimizeLCOE_Brownfield | IgnoreSilica | 2019 | 1.8264 | 0.16365 | 0.002544 | 4 | 590050.9232 | 1398110.5021 | 12028.9862 | 28502.3737 | 72.3561 | 0 | 149.6716 | 78233.8922 | 4165.7476 | 83165.5122 | 71268.4426 | 0 | 39376.1938 | 0 | 107721.8175 | 280270.0724 | 191290.0834 | 855491.7618 | 961560.8286 | 4187241.4196 | 4187241.4196 | 1478867.319 | 2556617.6377 | 0 | 6004294.01 | 14227020.3863 | 3162.2777 | 0.010176 | 590050.9232 | 1398110.5021 | 12028.9862 | 28502.3737
1 | 1400 | 707 | 0.045 | 15 | 15 | 7 | 4.217e-12 | 5spot_SharedNeighbor | Water | Porous | Wet | R600a | MinimizeLCOE_Brownfield | IgnoreSilica | 2019 | 2.4293 | 0.22461 | 0.0039905 | 4 | 389349.3455 | 904495.4223 | 7937.413 | 18439.3626 | 73.529 | 0 | 209.4007 | 98704.2979 | 5310.9413 | 107030.6284 | 87975.1007 | 0 | 45143.721 | 0 | 134224.2288 | 349223.9102 | 238352.4946 | 1065965.323 | 961560.8286 | 4187241.4196 | 4187241.4196 | 1478867.319 | 2556617.6377 | 0 | 6214767.5712 | 14437493.9475 | 4216.965 | 0.015962 | 389349.3455 | 904495.4223 | 7937.413 | 18439.3626
1 | 1400 | 707 | 0.045 | 15 | 15 | 7 | 5.6234e-12 | 5spot_SharedNeighbor | Water | Porous | Wet | R600a | MinimizeLCOE_Brownfield | IgnoreSilica | 2019 | 3.2151 | 0.30429 | 0.005946 | 4 | 272157.9879 | 617880.2934 | 5548.3087 | 12596.3255 | 74.4183 | 0 | 40.988 | 123009.8624 | 6673.3388 | 136353.2561 | 109776.3037 | 0 | 51745.4238 | 0 | 166747.692 | 433843.29 | 296106.96 | 1324256.1269 | 961560.8286 | 4187241.4196 | 4187241.4196 | 1478867.319 | 2556617.6377 | 0 | 6473058.3751 | 14695784.7514 | 5623.4133 | 0.023784 | 272157.9879 | 617880.2934 | 5548.3087 | 12596.3255
1 | 1400 | 707 | 0.045 | 15 | 15 | 7 | 7.4989e-12 | 5spot_SharedNeighbor | Water | Porous | Wet | R600a | MinimizeLCOE_Brownfield | IgnoreSilica | 2019 | 4.1897 | 0.40329 | 0.0085481 | 4 | 198138.4311 | 438623.721 | 4039.3199 | 8941.9378 | 75.0689 | 0 | 42.9488 | 150603.1606 | 8221.6377 | 170721.5584 | 136855.0239 | 0 | 58576.9221 | 0 | 204741.5381 | 532695.4838 | 363575.6135 | 1625990.938 | 961560.8286 | 4187241.4196 | 4187241.4196 | 1478867.319 | 2556617.6377 | 0 | 6774793.1862 | 14997519.5625 | 7498.9421 | 0.034192 | 198138.4311 | 438623.721 | 4039.3199 | 8941.9378
1 | 1400 | 707 | 0.045 | 15 | 15 | 7 | 1e-11 | 5spot_SharedNeighbor | Water | Porous | Wet | R600a | MinimizeLCOE_Brownfield | IgnoreSilica | 2019 | 5.4607 | 0.53212 | 0.011971 | 4 | 149230.3428 | 320947.3534 | 3042.2624 | 6542.9459 | 75.5721 | 0 | 51.2186 | 183475.4934 | 10064.9823 | 213023.5093 | 171685.681 | 0 | 66561.1218 | 0 | 251476.2072 | 654289.5063 | 446566.0324 | 1997142.5337 | 961560.8286 | 4187241.4196 | 4187241.4196 | 1478867.319 | 2556617.6377 | 0 | 7145944.7819 | 15368671.1582 | 10000 | 0.047885 | 149230.3428 | 320947.3534 | 3042.2624 | 6542.9459
1 | 1400 | 707 | 0.045 | 15 | 15 | 7 | 1.3335e-11 | 5spot_SharedNeighbor | Water | Porous | Wet | R600a | MinimizeLCOE_Brownfield | IgnoreSilica | 2019 | 7.0077 | 0.68867 | 0.016406 | 4 | 115398.5143 | 240696.5955 | 2352.5548 | 4906.9257 | 75.9219 | 0 | 47.4766 | 220235.2717 | 12125.0278 | 261760.8216 | 214050.0004 | 0 | 74542.2816 | 0 | 305258.2272 | 794219.2901 | 542070.9851 | 2424261.9055 | 961560.8286 | 4187241.4196 | 4187241.4196 | 1478867.319 | 2556617.6377 | 0 | 7573064.1537 | 15795790.53 | 13335.2143 | 0.065625 | 115398.5143 | 240696.5955 | 2352.5548 | 4906.9257
1 | 1400 | 707 | 0.045 | 15 | 15 | 7 | 1.7783e-11 | 5spot_SharedNeighbor | Water | Porous | Wet | R600a | MinimizeLCOE_Brownfield | IgnoreSilica | 2019 | 9.3272 | 0.92425 | 0.02254 | 4 | 90847.9094 | 182047.6703 | 1852.0575 | 3711.288 | 76.2726 | 0 | 42.6567 | 271176.069 | 14981.6698 | 331136.7906 | 277513.6033 | 0 | 87417.0876 | 0 | 383067.8359 | 996663.9309 | 680243.6122 | 3042200.5992 | 961560.8286 | 4187241.4196 | 4187241.4196 | 1478867.319 | 2556617.6377 | 0 | 8191002.8474 | 16413729.2237 | 17782.7941 | 0.090162 | 90847.9094 | 182047.6703 | 1852.0575 | 3711.288
1 | 1400 | 707 | 0.045 | 15 | 15 | 7 | 2.3714e-11 | 5spot_SharedNeighbor | Water | Porous | Wet | R600a | MinimizeLCOE_Brownfield | IgnoreSilica | 2019 | 11.705 | 1.1655 | 0.030094 | 4 | 72980.2396 | 141289.9294 | 1487.8009 | 2880.3863 | 76.48 | 0 | 49.3459 | 319348.2352 | 17680.6634 | 398586.2126 | 342525.635 | 0 | 95847.061 | 0 | 457855.2448 | 1191245.4281 | 813049.4823 | 3636137.9625 | 961560.8286 | 4187241.4196 | 4187241.4196 | 1478867.319 | 2556617.6377 | 0 | 8784940.2107 | 17007666.587 | 23713.7371 | 0.12037 | 72980.2396 | 141289.9294 | 1487.8009 | 2880.3863
1 | 1400 | 707 | 0.045 | 15 | 15 | 7 | 3.1623e-11 | 5spot_SharedNeighbor | Water | Porous | Wet | R600a | MinimizeLCOE_Brownfield | IgnoreSilica | 2019 | 14.8929 | 1.4889 | 0.03999 | 4 | 59721.9877 | 111126.5299 | 1217.5135 | 2265.4646 | 76.6516 | 0 | 58.1238 | 379417.1382 | 21043.563 | 484777.8078 | 429678.8978 | 0 | 107113.951 | 0 | 554592.2296 | 1442935.2188 | 984832.9362 | 4404391.7425 | 961560.8286 | 4187241.4196 | 4187241.4196 | 1478867.319 | 2556617.6377 | 0 | 9553193.9907 | 17775920.367 | 31622.7766 | 0.15996 | 59721.9877 | 111126.5299 | 1217.5135 | 2265.4646
1 | 1400 | 707 | 0.045 | 15 | 15 | 7 | 4.217e-11 | 5spot_SharedNeighbor | Water | Porous | Wet | R600a | MinimizeLCOE_Brownfield | IgnoreSilica | 2019 | 18.8176 | 1.8871 | 0.05261 | 4 | 49708.7885 | 88782.8342 | 1013.3809 | 1809.9582 | 76.7837 | 0 | 46.6642 | 448227.9621 | 24892.6141 | 585919.1215 | 536980.8512 | 0 | 119013.4121 | 0 | 668863.2448 | 1740244.9602 | 1187752.9438 | 5311895.1098 | 961560.8286 | 4187241.4196 | 4187241.4196 | 1478867.319 | 2556617.6377 | 0 | 10460697.358 | 18683423.7343 | 42169.6503 | 0.21044 | 49708.7885 | 88782.8342 | 1013.3809 | 1809.9582
1 | 1400 | 707 | 0.045 | 15 | 15 | 7 | 5.6234e-11 | 5spot_SharedNeighbor | Water | Porous | Wet | R600a | MinimizeLCOE_Brownfield | IgnoreSilica | 2019 | 23.5823 | 2.3705 | 0.068477 | 4 | 42058.6656 | 72078.6575 | 857.4228 | 1469.4209 | 76.8856 | 0 | 65.6896 | 526173.8876 | 29248.4184 | 703143.2424 | 667246.6469 | 0 | 131306.2055 | 0 | 802276.1763 | 2087358.0413 | 1424664.7541 | 6371417.3725 | 961560.8286 | 4187241.4196 | 4187241.4196 | 1478867.319 | 2556617.6377 | 0 | 11520219.6207 | 19742945.997 | 56234.1325 | 0.27391 | 42058.6656 | 72078.6575 | 857.4228 | 1469.4209
1 | 1400 | 707 | 0.045 | 15 | 15 | 7 | 7.4989e-11 | 5spot_SharedNeighbor | Water | Porous | Wet | R600a | MinimizeLCOE_Brownfield | IgnoreSilica | 2019 | 29.2197 | 2.9426 | 0.087997 | 4 | 36161.4808 | 59522.374 | 737.2007 | 1213.4441 | 76.964 | 0 | 46.791 | 612522.7127 | 34068.6408 | 835840.1974 | 821380.4136 | 0 | 143376.1472 | 0 | 954403.3636 | 2483161.7769 | 1694808.9366 | 7579562.1888 | 961560.8286 | 4187241.4196 | 4187241.4196 | 1478867.319 | 2556617.6377 | 0 | 12728364.437 | 20951090.8133 | 74989.4209 | 0.35199 | 36161.4808 | 59522.374 | 737.2007 | 1213.4441
1 | 1400 | 707 | 0.045 | 15 | 15 | 7 | 1e-10 | 5spot_SharedNeighbor | Water | Porous | Wet | R600a | MinimizeLCOE_Brownfield | IgnoreSilica | 2019 | 35.7554 | 3.606 | 0.11147 | 4 | 31586.0248 | 50028.3651 | 643.9238 | 1019.8959 | 77.0246 | 0 | 62.6727 | 706652.3118 | 39317.6093 | 983416.4911 | 1000257.5958 | 0 | 154906.6125 | 0 | 1124974.742 | 2926953.5146 | 1997705.9166 | 8934184.7938 | 961560.8286 | 4187241.4196 | 4187241.4196 | 1478867.319 | 2556617.6377 | 0 | 14082987.042 | 22305713.4183 | 100000 | 0.44586 | 31586.0248 | 50028.3651 | 643.9238 | 1019.8959
1 | 1400 | 707 | 0.045 | 15 | 15 | 7 | 1.3335e-10 | 5spot_SharedNeighbor | Water | Porous | Wet | R600a | MinimizeLCOE_Brownfield | IgnoreSilica | 2019 | 42.9929 | 4.3408 | 0.13859 | 4 | 28027.6575 | 42860.9839 | 571.3817 | 873.7791 | 77.0702 | 0 | 51.6622 | 805126.1046 | 44802.7115 | 1140664.3628 | 1198582.9066 | 0 | 164791.3318 | 0 | 1308047.2928 | 3403270.7384 | 2322802.2092 | 10388087.6577 | 961560.8286 | 4187241.4196 | 4187241.4196 | 1478867.319 | 2556617.6377 | 0 | 15536889.9059 | 23759616.2822 | 133352.1432 | 0.55434 | 28027.6575 | 42860.9839 | 571.3817 | 873.7791
1 | 1400 | 707 | 0.045 | 15 | 15 | 7 | 1.7783e-10 | 5spot_SharedNeighbor | Water | Porous | Wet | R600a | MinimizeLCOE_Brownfield | IgnoreSilica | 2019 | 48.5538 | 4.9052 | 0.16465 | 4 | 25200.1698 | 37685.5652 | 513.7395 | 768.2712 | 77.0947 | 0 | 53.7298 | 877428.1822 | 48825.5302 | 1257827.2098 | 1350941.4217 | 0 | 161064.002 | 0 | 1441473.6749 | 3750418.8152 | 2559737.9047 | 11447716.7407 | 961560.8286 | 4187241.4196 | 4187241.4196 | 1478867.319 | 2556617.6377 | 0 | 16596518.9889 | 24819245.3652 | 177827.941 | 0.65859 | 25200.1698 | 37685.5652 | 513.7395 | 768.2712
1 | 1400 | 707 | 0.045 | 15 | 15 | 7 | 2.3714e-10 | 5spot_SharedNeighbor | Water | Porous | Wet | R600a | MinimizeLCOE_Brownfield | IgnoreSilica | 2019 | 58.1861 | 5.8819 | 0.19949 | 4 | 23134.5466 | 33439.312 | 471.629 | 681.7056 | 77.1193 | 0 | 62.0439 | 996953.5441 | 55466.4265 | 1454457.0937 | 1614704.3166 | 0 | 176257.3491 | 0 | 1676157.1047 | 4361016.9594 | 2976483.6847 | 13311496.479 | 961560.8286 | 4187241.4196 | 4187241.4196 | 1478867.319 | 2556617.6377 | 0 | 18460298.7272 | 26683025.1035 | 237137.3706 | 0.79795 | 23134.5466 | 33439.312 | 471.629 | 681.7056
1 | 1400 | 707 | 0.045 | 15 | 15 | 7 | 3.1623e-10 | 5spot_SharedNeighbor | Water | Porous | Wet | R600a | MinimizeLCOE_Brownfield | IgnoreSilica | 2019 | 65.2554 | 6.5973 | 0.22987 | 4 | 21499.5558 | 30442.3769 | 438.2975 | 620.609 | 77.1238 | 0 | 77.7609 | 1080696.0124 | 60111.0531 | 1594319.2679 | 1808064.745 | 0 | 176979.146 | 0 | 1840866.3875 | 4789556.7267 | 3268970.8815 | 14619564.2201 | 961560.8286 | 4187241.4196 | 4187241.4196 | 1478867.319 | 2556617.6377 | 0 | 19768366.4683 | 27991092.8446 | 316227.766 | 0.91948 | 21499.5558 | 30442.3769 | 438.2975 | 620.609
1 | 1400 | 707 | 0.045 | 15 | 15 | 7 | 4.217e-10 | 5spot_SharedNeighbor | Water | Porous | Wet | R600a | MinimizeLCOE_Brownfield | IgnoreSilica | 2019 | 71.5501 | 7.2327 | 0.25807 | 4 | 20253.6824 | 28219.3688 | 412.8987 | 575.29 | 77.1182 | 0 | 80.2859 | 1152756.8733 | 64101.4579 | 1716029.8223 | 1980005.7879 | 0 | 174979.3561 | 0 | 1984270.586 | 5162665.035 | 3523624.9686 | 15758433.8872 | 961560.8286 | 4187241.4196 | 4187241.4196 | 1478867.319 | 2556617.6377 | 0 | 20907236.1354 | 29129962.5117 | 421696.5034 | 1.0323 | 20253.6824 | 28219.3688 | 412.8987 | 575.29
1 | 1400 | 707 | 0.045 | 15 | 15 | 7 | 5.6234e-10 | 5spot_SharedNeighbor | Water | Porous | Wet | R600a | MinimizeLCOE_Brownfield | IgnoreSilica | 2019 | 76.895 | 7.7707 | 0.28296 | 4 | 19309.1352 | 26574.0123 | 393.6428 | 541.7472 | 77.1067 | 0 | 74.1891 | 1212237.3624 | 67390.2494 | 1817437.0601 | 2125783.3685 | 0 | 171019.7599 | 0 | 2103608.4421 | 5473157.6569 | 3735542.563 | 16706176.4624 | 961560.8286 | 4187241.4196 | 4187241.4196 | 1478867.319 | 2556617.6377 | 0 | 21854978.7106 | 30077705.0869 | 562341.3252 | 1.1318 | 19309.1352 | 26574.0123 | 393.6428 | 541.7472
1 | 1400 | 707 | 0.045 | 15 | 15 | 7 | 7.4989e-10 | 5spot_SharedNeighbor | Water | Porous | Wet | R600a | MinimizeLCOE_Brownfield | IgnoreSilica | 2019 | 81.3092 | 8.2139 | 0.30417 | 4 | 18595.6133 | 25354.0448 | 379.0967 | 516.8765 | 77.0925 | 0 | 77.4829 | 1260250.9227 | 70041.4157 | 1899920.7304 | 2246002.8012 | 0 | 166128.8719 | 0 | 2200514.4494 | 5725287.2097 | 3907626.1635 | 17475772.5647 | 961560.8286 | 4187241.4196 | 4187241.4196 | 1478867.319 | 2556617.6377 | 0 | 22624574.8129 | 30847301.1892 | 749894.2093 | 1.2167 | 18595.6133 | 25354.0448 | 379.0967 | 516.8765
1 | 1400 | 707 | 0.045 | 15 | 15 | 7 | 1e-09 | 5spot_SharedNeighbor | Water | Porous | Wet | R600a | MinimizeLCOE_Brownfield | IgnoreSilica | 2019 | 84.8487 | 8.5684 | 0.32164 | 4 | 18057.904 | 24449.1165 | 368.1348 | 498.4283 | 77.0781 | 0 | 71.9855 | 1298058.0983 | 72126.5911 | 1965267.0885 | 2342273.2507 | 0 | 160967.085 | 0 | 2277089.9243 | 5924520.8876 | 4043607.2425 | 18083910.1681 | 961560.8286 | 4187241.4196 | 4187241.4196 | 1478867.319 | 2556617.6377 | 0 | 23232712.4163 | 31455438.7926 | 1000000 | 1.2866 | 18057.904 | 24449.1165 | 368.1348 | 498.4283
1 | 1400 | 707 | 0.045 | 15 | 15 | 7 | 1.3335e-09 | 5spot_SharedNeighbor | Water | Porous | Wet | R600a | MinimizeLCOE_Brownfield | IgnoreSilica | 2019 | 87.6667 | 8.8501 | 0.33579 | 4 | 17653.3166 | 23775.1627 | 359.8867 | 484.6889 | 77.0649 | 0 | 76.184 | 1327733.1304 | 73761.6781 | 2016804.2988 | 2418832.4375 | 0 | 156157.6617 | 0 | 2337382.7906 | 6081390.5579 | 4150674.0158 | 18562736.5709 | 961560.8286 | 4187241.4196 | 4187241.4196 | 1478867.319 | 2556617.6377 | 0 | 23711538.8191 | 31934265.1954 | 1333521.4322 | 1.3432 | 17653.3166 | 23775.1627 | 359.8867 | 484.6889
1 | 1400 | 707 | 0.045 | 15 | 15 | 7 | 1.7783e-09 | 5spot_SharedNeighbor | Water | Porous | Wet | R600a | MinimizeLCOE_Brownfield | IgnoreSilica | 2019 | 89.8445 | 9.0674 | 0.34696 | 4 | 17349.1998 | 23274.0813 | 353.6869 | 474.4736 | 77.0535 | 0 | 81.3914 | 1350414.8823 | 75010.4642 | 2056343.3765 | 2477942.9453 | 0 | 151809.9714 | 0 | 2383493.4395 | 6201361.0078 | 4232556.3131 | 18928932.4001 | 961560.8286 | 4187241.4196 | 4187241.4196 | 1478867.319 | 2556617.6377 | 0 | 24077734.6483 | 32300461.0246 | 1778279.41 | 1.3878 | 17349.1998 | 23274.0813 | 353.6869 | 474.4736
1 | 1400 | 707 | 0.045 | 15 | 15 | 7 | 2.3714e-09 | 5spot_SharedNeighbor | Water | Porous | Wet | R600a | MinimizeLCOE_Brownfield | IgnoreSilica | 2019 | 91.5307 | 9.2354 | 0.3557 | 4 | 17120.7555 | 22900.064 | 349.0298 | 466.8488 | 77.0441 | 0 | 81.0953 | 1367829.0977 | 75968.6471 | 2086787.1099 | 2523676.153 | 0 | 148133.9903 | 0 | 2418934.0492 | 6293570.2044 | 4295490.9845 | 19210390.2361 | 961560.8286 | 4187241.4196 | 4187241.4196 | 1478867.319 | 2556617.6377 | 0 | 24359192.4843 | 32581918.8606 | 2371373.7057 | 1.4228 | 17120.7555 | 22900.064 | 349.0298 | 466.8488
1 | 1400 | 707 | 0.045 | 15 | 15 | 7 | 3.1623e-09 | 5spot_SharedNeighbor | Water | Porous | Wet | R600a | MinimizeLCOE_Brownfield | IgnoreSilica | 2019 | 92.807 | 9.3624 | 0.36242 | 4 | 16949.2314 | 22621.396 | 345.533 | 461.1678 | 77.0366 | 0 | 86.3018 | 1380926.0238 | 76688.935 | 2109733.399 | 2558272.5041 | 0 | 145053.6048 | 0 | 2445563.0421 | 6362853.3815 | 4342778.1764 | 19421869.0667 | 961560.8286 | 4187241.4196 | 4187241.4196 | 1478867.319 | 2556617.6377 | 0 | 24570671.3149 | 32793397.6912 | 3162277.6602 | 1.4497 | 16949.2314 | 22621.396 | 345.533 | 461.1678
1 | 1400 | 707 | 0.045 | 15 | 15 | 7 | 4.217e-09 | 5spot_SharedNeighbor | Water | Porous | Wet | R600a | MinimizeLCOE_Brownfield | IgnoreSilica | 2019 | 93.7887 | 9.4601 | 0.3676 | 4 | 16820.4861 | 22412.684 | 342.9084 | 456.9129 | 77.0306 | 0 | 72.665 | 1390950.2478 | 77240.0311 | 2127325.3626 | 2584869.1317 | 0 | 142609.2908 | 0 | 2465967.685 | 6415942.0768 | 4379012.3019 | 19583916.1278 | 961560.8286 | 4187241.4196 | 4187241.4196 | 1478867.319 | 2556617.6377 | 0 | 24732718.376 | 32955444.7523 | 4216965.0343 | 1.4704 | 16820.4861 | 22412.684 | 342.9084 | 456.9129
1 | 1400 | 707 | 0.045 | 15 | 15 | 7 | 5.6234e-09 | 5spot_SharedNeighbor | Water | Porous | Wet | R600a | MinimizeLCOE_Brownfield | IgnoreSilica | 2019 | 94.5339 | 9.5341 | 0.37155 | 4 | 16723.8728 | 22256.533 | 340.9388 | 453.7295 | 77.026 | 0 | 83.1415 | 1398531.6903 | 77656.7133 | 2140647.226 | 2605052.0271 | 0 | 140678.1627 | 0 | 2481400.6696 | 6456095.537 | 4406417.8635 | 19706479.8895 | 961560.8286 | 4187241.4196 | 4187241.4196 | 1478867.319 | 2556617.6377 | 0 | 24855282.1377 | 33078008.514 | 5623413.2519 | 1.4862 | 16723.8728 | 22256.533 | 340.9388 | 453.7295
1 | 1400 | 707 | 0.045 | 15 | 15 | 7 | 7.4989e-09 | 5spot_SharedNeighbor | Water | Porous | Wet | R600a | MinimizeLCOE_Brownfield | IgnoreSilica | 2019 | 95.0844 | 9.5888 | 0.37452 | 4 | 16651.3844 | 22140.1831 | 339.461 | 451.3576 | 77.0225 | 0 | 96.4515 | 1404116.2785 | 77963.5808 | 2150469.5917 | 2619956.2954 | 0 | 139126.5627 | 0 | 2492736.6006 | 6485589.3041 | 4426547.9656 | 19796506.1793 | 961560.8286 | 4187241.4196 | 4187241.4196 | 1478867.319 | 2556617.6377 | 0 | 24945308.4275 | 33168034.8039 | 7498942.0933 | 1.4981 | 16651.3844 | 22140.1831 | 339.461 | 451.3576
1 | 1400 | 707 | 0.045 | 15 | 15 | 7 | 1e-08 | 5spot_SharedNeighbor | Water | Porous | Wet | R600a | MinimizeLCOE_Brownfield | IgnoreSilica | 2019 | 95.5083 | 9.6309 | 0.37679 | 4 | 16597.0038 | 22052.7092 | 338.3524 | 449.5743 | 77.0197 | 0 | 85.8912 | 1408408.7671 | 78199.4106 | 2158024.7386 | 2631433.6923 | 0 | 137957.2521 | 0 | 2501469.3057 | 6508310.0114 | 4442055.3152 | 19865858.493 | 961560.8286 | 4187241.4196 | 4187241.4196 | 1478867.319 | 2556617.6377 | 0 | 25014660.7412 | 33237387.1175 | 10000000 | 1.5072 | 16597.0038 | 22052.7092 | 338.3524 | 449.5743
1 | 1500 | 707 | 0.045 | 15 | 15 | 7 | 1e-13 | 5spot_SharedNeighbor | Water | Porous | Wet | R600a | MinimizeLCOE_Brownfield | IgnoreSilica | 2019 | 0 | 0 | 0 | 0 |  |  |  |  | 15 |  | 9.533 | [19 empty] | 100 | 0
1 | 1500 | 707 | 0.045 | 15 | 15 | 7 | 1.3335e-13 | 5spot_SharedNeighbor | Water | Porous | Wet | R600a | MinimizeLCOE_Brownfield | IgnoreSilica | 2019 | 0 | 0 | 0 | 0 |  |  |  |  | 15 |  | 10.5055 | [19 empty] | 133.3521 | 0
1 | 1500 | 707 | 0.045 | 15 | 15 | 7 | 1.7783e-13 | 5spot_SharedNeighbor | Water | Porous | Wet | R600a | MinimizeLCOE_Brownfield | IgnoreSilica | 2019 | 0 | 0 | 0 | 0 |  |  |  |  | 15 |  | 11.6679 | [19 empty] | 177.8279 | 0
1 | 1500 | 707 | 0.045 | 15 | 15 | 7 | 2.3714e-13 | 5spot_SharedNeighbor | Water | Porous | Wet | R600a | MinimizeLCOE_Brownfield | IgnoreSilica | 2019 | 0 | 0 | 0 | 0 |  |  |  |  | 15 |  | 11.482 | [19 empty] | 237.1374 | 0
1 | 1500 | 707 | 0.045 | 15 | 15 | 7 | 3.1623e-13 | 5spot_SharedNeighbor | Water | Porous | Wet | R600a | MinimizeLCOE_Brownfield | IgnoreSilica | 2019 | 0 | 0 | 0 | 0 |  |  |  |  | 15 |  | 11.3227 | [19 empty] | 316.2278 | 0
1 | 1500 | 707 | 0.045 | 15 | 15 | 7 | 4.217e-13 | 5spot_SharedNeighbor | Water | Porous | Wet | R600a | MinimizeLCOE_Brownfield | IgnoreSilica | 2019 | 0 | 0 | 0 | 0 |  |  |  |  | 15 |  | 11.7893 | [19 empty] | 421.6965 | 0
1 | 1500 | 707 | 0.045 | 15 | 15 | 7 | 5.6234e-13 | 5spot_SharedNeighbor | Water | Porous | Wet | R600a | MinimizeLCOE_Brownfield | IgnoreSilica | 2019 | 0 | 0 | 0 | 0 |  |  |  |  | 15 |  | 12.5946 | [19 empty] | 562.3413 | 0
1 | 1500 | 707 | 0.045 | 15 | 15 | 7 | 7.4989e-13 | 5spot_SharedNeighbor | Water | Porous | Wet | R600a | MinimizeLCOE_Brownfield | IgnoreSilica | 2019 | 0 | 0 | 0 | 0 |  |  |  |  | 15 |  | 12.0119 | [19 empty] | 749.8942 | 0
1 | 1500 | 707 | 0.045 | 15 | 15 | 7 | 1e-12 | 5spot_SharedNeighbor | Water | Porous | Wet | R600a | MinimizeLCOE_Brownfield | IgnoreSilica | 2019 | 0.6477 | 0.050317 | 0.00019992 | 4 | 7309298.1742 | 18096470.5327 | 149009.9298 | 368921.0291 | 67.3675 | 0 | 29.3997 | 32622.8251 | 1657.2958 | 32515.3782 | 39449.3545 | 0 | 25499.3236 | 0 | 51380.2291 | 133680.8165 | 91239.9041 | 408045.1268 | 961560.8286 | 4475407.202 | 4475407.202 | 1478867.319 | 2671883.9507 | 0 | 5845013.1574 | 14471171.629 | 1000 | 0.00079967 | 7309298.1742 | 18096470.5327 | 149009.9298 | 368921.0291
1 | 1500 | 707 | 0.045 | 15 | 15 | 7 | 1.3335e-12 | 5spot_SharedNeighbor | Water | Porous | Wet | R600a | MinimizeLCOE_Brownfield | IgnoreSilica | 2019 | 0.93774 | 0.081624 | 0.00078354 | 4 | 1909763.5501 | 4662073.1897 | 38933.1131 | 95042.6679 | 71.307 | 0 | 31.2628 | 47892.3204 | 2510.644 | 47715.6107 | 47892.9757 | 0 | 31088.0596 | 0 | 69068.8481 | 179702.9748 | 122650.9728 | 548522.4061 | 961560.8286 | 4475407.202 | 4475407.202 | 1478867.319 | 2671883.9507 | 0 | 5985490.4367 | 14611648.9083 | 1333.5214 | 0.0031342 | 1909763.5501 | 4662073.1897 | 38933.1131 | 95042.6679
1 | 1500 | 707 | 0.045 | 15 | 15 | 7 | 1.7783e-12 | 5spot_SharedNeighbor | Water | Porous | Wet | R600a | MinimizeLCOE_Brownfield | IgnoreSilica | 2019 | 1.3013 | 0.12173 | 0.0016661 | 4 | 922436.5869 | 2216772.5681 | 18805.1175 | 45191.9072 | 73.9745 | 0 | 99.2819 | 65104.0727 | 3486.3958 | 65543.5142 | 58521.484 | 0 | 36789.9825 | 0 | 89483.7252 | 232818.2974 | 158903.2719 | 710650.7439 | 961560.8286 | 4475407.202 | 4475407.202 | 1478867.319 | 2671883.9507 | 0 | 6147618.7745 | 14773777.2461 | 1778.2794 | 0.0066645 | 922436.5869 | 2216772.5681 | 18805.1175 | 45191.9072
1 | 1500 | 707 | 0.045 | 15 | 15 | 7 | 2.3714e-12 | 5spot_SharedNeighbor | Water | Porous | Wet | R600a | MinimizeLCOE_Brownfield | IgnoreSilica | 2019 | 1.7487 | 0.17146 | 0.0029039 | 4 | 545069.1169 | 1287711.251 | 11111.9712 | 26251.7356 | 75.8296 | 0 | 139.7437 | 84164.6505 | 4574.5141 | 86072.7504 | 71445.5499 | 0 | 42476.2016 | 0 | 112606.1299 | 292978.0514 | 199963.5402 | 894281.3881 | 961560.8286 | 4475407.202 | 4475407.202 | 1478867.319 | 2671883.9507 | 0 | 6331249.4187 | 14957407.8903 | 2371.3737 | 0.011615 | 545069.1169 | 1287711.251 | 11111.9712 | 26251.7356
1 | 1500 | 707 | 0.045 | 15 | 15 | 7 | 3.1623e-12 | 5spot_SharedNeighbor | Water | Porous | Wet | R600a | MinimizeLCOE_Brownfield | IgnoreSilica | 2019 | 2.3515 | 0.23857 | 0.0045867 | 4 | 357633.5475 | 827810.0401 | 7290.8436 | 16876.0274 | 77.2651 | 0 | 195.5558 | 107297.5939 | 5898.8665 | 111976.9271 | 88488.5995 | 0 | 49371.1317 | 0 | 141582.9163 | 368369.7056 | 251419.8933 | 1124405.6339 | 961560.8286 | 4475407.202 | 4475407.202 | 1478867.319 | 2671883.9507 | 0 | 6561373.6645 | 15187532.1361 | 3162.2777 | 0.018347 | 357633.5475 | 827810.0401 | 7290.8436 | 16876.0274
1 | 1500 | 707 | 0.045 | 15 | 15 | 7 | 4.217e-12 | 5spot_SharedNeighbor | Water | Porous | Wet | R600a | MinimizeLCOE_Brownfield | IgnoreSilica | 2019 | 3.0714 | 0.31923 | 0.006871 | 4 | 248117.4833 | 561978.5217 | 5058.2105 | 11456.6923 | 78.2672 | 0 | 34.0088 | 132614.199 | 7352.481 | 141239.5163 | 109181.1677 | 0 | 55909.3868 | 0 | 174055.7328 | 452857.313 | 309084.4214 | 1382294.2179 | 961560.8286 | 4475407.202 | 4475407.202 | 1478867.319 | 2671883.9507 | 0 | 6819262.2485 | 15445420.7201 | 4216.965 | 0.027484 | 248117.4833 | 561978.5217 | 5058.2105 | 11456.6923
1 | 1500 | 707 | 0.045 | 15 | 15 | 7 | 5.6234e-12 | 5spot_SharedNeighbor | Water | Porous | Wet | R600a | MinimizeLCOE_Brownfield | IgnoreSilica | 2019 | 4.0434 | 0.428 | 0.0099118 | 4 | 180267.2333 | 397839.7022 | 3674.9914 | 8110.5004 | 79.0692 | 0 | 48.1794 | 163737.7407 | 9139.2823 | 178468.5192 | 136680.5793 | 0 | 64120.7869 | 0 | 215337.2943 | 560263.4679 | 382391.3291 | 1710138.9996 | 961560.8286 | 4475407.202 | 4475407.202 | 1478867.319 | 2671883.9507 | 0 | 7147107.0302 | 15773265.5018 | 5623.4133 | 0.039647 | 180267.2333 | 397839.7022 | 3674.9914 | 8110.5004
1 | 1500 | 707 | 0.045 | 15 | 15 | 7 | 7.4989e-12 | 5spot_SharedNeighbor | Water | Porous | Wet | R600a | MinimizeLCOE_Brownfield | IgnoreSilica | 2019 | 5.2755 | 0.5662 | 0.013966 | 4 | 134989.6322 | 289407.6144 | 2751.9462 | 5899.9657 | 79.6676 | 0 | 53.2873 | 199992.7307 | 11222.4603 | 223137.0611 | 171833.5457 | 0 | 73085.7562 | 0 | 264915.9061 | 689256.8458 | 470431.9601 | 2103876.2659 | 961560.8286 | 4475407.202 | 4475407.202 | 1478867.319 | 2671883.9507 | 0 | 7540844.2965 | 16167002.7681 | 7498.9421 | 0.055862 | 134989.6322 | 289407.6144 | 2751.9462 | 5899.9657
1 | 1500 | 707 | 0.045 | 15 | 15 | 7 | 1e-11 | 5spot_SharedNeighbor | Water | Porous | Wet | R600a | MinimizeLCOE_Brownfield | IgnoreSilica | 2019 | 6.7908 | 0.73599 | 0.019244 | 4 | 103909.5831 | 215974.826 | 2118.3374 | 4402.939 | 80.0927 | 0 | 44.8513 | 240953.2594 | 13574.3716 | 275134.5356 | 215058.692 | 0 | 82274.1148 | 0 | 322528.0396 | 839151.7995 | 572738.346 | 2561413.1585 | 961560.8286 | 4475407.202 | 4475407.202 | 1478867.319 | 2671883.9507 | 0 | 7998381.1891 | 16624539.6607 | 10000 | 0.076974 | 103909.5831 | 215974.826 | 2118.3374 | 4402.939
1 | 1500 | 707 | 0.045 | 15 | 15 | 7 | 1.3335e-11 | 5spot_SharedNeighbor | Water | Porous | Wet | R600a | MinimizeLCOE_Brownfield | IgnoreSilica | 2019 | 9.2346 | 1.0108 | 0.026671 | 4 | 81663.0601 | 162519.7528 | 1664.8119 | 3313.185 | 80.5185 | 0 | 46.4078 | 301696.724 | 17063.1747 | 354498.1245 | 284947.8595 | 0 | 99252.6863 | 0 | 412408.8419 | 1073003.2099 | 732346.7388 | 3275217.3596 | 961560.8286 | 4475407.202 | 4475407.202 | 1478867.319 | 2671883.9507 | 0 | 8712185.3902 | 17338343.8618 | 13335.2143 | 0.10668 | 81663.0601 | 162519.7528 | 1664.8119 | 3313.185
1 | 1500 | 707 | 0.045 | 15 | 15 | 7 | 1.7783e-11 | 5spot_SharedNeighbor | Water | Porous | Wet | R600a | MinimizeLCOE_Brownfield | IgnoreSilica | 2019 | 11.3586 | 1.2497 | 0.035541 | 4 | 65311.9493 | 125988.7918 | 1331.4724 | 2568.4519 | 80.7449 | 0 | 46.4437 | 350529.9538 | 19866.2213 | 420023.7277 | 345711.3858 | 0 | 106305.9123 | 0 | 484550.5084 | 1260701.0279 | 860454.3564 | 3848143.0937 | 961560.8286 | 4475407.202 | 4475407.202 | 1478867.319 | 2671883.9507 | 0 | 9285111.1243 | 17911269.5959 | 17782.7941 | 0.14217 | 65311.9493 | 125988.7918 | 1331.4724 | 2568.4519
1 | 1500 | 707 | 0.045 | 15 | 15 | 7 | 2.3714e-11 | 5spot_SharedNeighbor | Water | Porous | Wet | R600a | MinimizeLCOE_Brownfield | IgnoreSilica | 2019 | 14.4667 | 1.5991 | 0.047364 | 4 | 53317.7484 | 98849.2669 | 1086.9544 | 2015.176 | 80.948 | 0 | 48.8216 | 417097.7698 | 23682.8998 | 511513.851 | 434587.661 | 0 | 119073.9428 | 0 | 587322.8886 | 1528093.6795 | 1042955.3355 | 4664328.028 | 961560.8286 | 4475407.202 | 4475407.202 | 1478867.319 | 2671883.9507 | 0 | 10101296.0586 | 18727454.5302 | 23713.7371 | 0.18945 | 53317.7484 | 98849.2669 | 1086.9544 | 2015.176
1 | 1500 | 707 | 0.045 | 15 | 15 | 7 | 3.1623e-11 | 5spot_SharedNeighbor | Water | Porous | Wet | R600a | MinimizeLCOE_Brownfield | IgnoreSilica | 2019 | 18.2964 | 2.0297 | 0.062465 | 4 | 44282.9166 | 78807.0259 | 902.7672 | 1606.5878 | 81.1042 | 0 | 60.3098 | 493374.9212 | 28051.6949 | 618919.1198 | 544049.7306 | 0 | 132541.9691 | 0 | 708605.5999 | 1843646.4159 | 1258326.562 | 5627516.0135 | 961560.8286 | 4475407.202 | 4475407.202 | 1478867.319 | 2671883.9507 | 0 | 11064484.0441 | 19690642.5157 | 31622.7766 | 0.24986 | 44282.9166 | 78807.0259 | 902.7672 | 1606.5878
1 | 1500 | 707 | 0.045 | 15 | 15 | 7 | 4.217e-11 | 5spot_SharedNeighbor | Water | Porous | Wet | R600a | MinimizeLCOE_Brownfield | IgnoreSilica | 2019 | 22.9787 | 2.5561 | 0.081548 | 4 | 37387.5117 | 63832.5364 | 762.195 | 1301.3126 | 81.2251 | 0 | 40.1237 | 580341.6844 | 33027.026 | 744233.9989 | 677858.2647 | 0 | 146647.5267 | 0 | 851022.3153 | 2214185.4957 | 1511227.0978 | 6758543.4094 | 961560.8286 | 4475407.202 | 4475407.202 | 1478867.319 | 2671883.9507 | 0 | 12195511.44 | 20821669.9117 | 42169.6503 | 0.32619 | 37387.5117 | 63832.5364 | 762.195 | 1301.3126
1 | 1500 | 707 | 0.045 | 15 | 15 | 7 | 5.6234e-11 | 5spot_SharedNeighbor | Water | Porous | Wet | R600a | MinimizeLCOE_Brownfield | IgnoreSilica | 2019 | 28.5741 | 3.1852 | 0.10521 | 4 | 32070.3463 | 52568.1562 | 653.7974 | 1071.673 | 81.3185 | 0 | 46.9933 | 677558.5446 | 38581.9193 | 887412.3087 | 837764.1098 | 0 | 160761.8323 | 0 | 1014810.6987 | 2640329.2717 | 1802078.9813 | 8059297.6663 | 961560.8286 | 4475407.202 | 4475407.202 | 1478867.319 | 2671883.9507 | 0 | 13496265.6969 | 22122424.1685 | 56234.1325 | 0.42083 | 32070.3463 | 52568.1562 | 653.7974 | 1071.673
1 | 1500 | 707 | 0.045 | 15 | 15 | 7 | 7.4989e-11 | 5spot_SharedNeighbor | Water | Porous | Wet | R600a | MinimizeLCOE_Brownfield | IgnoreSilica | 2019 | 35.1272 | 3.922 | 0.13392 | 4 | 27939.8433 | 44043.4984 | 569.5915 | 897.8863 | 81.3908 | 0 | 51.9484 | 784450.925 | 44681.742 | 1048101.2452 | 1025048.7268 | 0 | 174448.9144 | 0 | 1199925.3058 | 3121959.5073 | 2130801.5136 | 9529417.8801 | 961560.8286 | 4475407.202 | 4475407.202 | 1478867.319 | 2671883.9507 | 0 | 14966385.9107 | 23592544.3823 | 74989.4209 | 0.53566 | 27939.8433 | 44043.4984 | 569.5915 | 897.8863
1 | 1500 | 707 | 0.045 | 15 | 15 | 7 | 1e-10 | 5spot_SharedNeighbor | Water | Porous | Wet | R600a | MinimizeLCOE_Brownfield | IgnoreSilica | 2019 | 42.5176 | 4.7531 | 0.16759 | 4 | 24718.457 | 37586.7588 | 503.9192 | 766.2569 | 81.4456 | 0 | 57.5814 | 898104.2759 | 51158.5763 | 1222233.1558 | 1236265.6446 | 0 | 186662.4076 | 0 | 1401825.3835 | 3647262.0939 | 2489331.3228 | 11132842.8603 | 961560.8286 | 4475407.202 | 4475407.202 | 1478867.319 | 2671883.9507 | 0 | 16569810.8909 | 25195969.3626 | 100000 | 0.67034 | 24718.457 | 37586.7588 | 503.9192 | 766.2569
1 | 1500 | 707 | 0.045 | 15 | 15 | 7 | 1.3335e-10 | 5spot_SharedNeighbor | Water | Porous | Wet | R600a | MinimizeLCOE_Brownfield | IgnoreSilica | 2019 | 50.4862 | 5.6488 | 0.20541 | 4 | 22206.7872 | 32705.6589 | 452.7154 | 666.7491 | 81.4841 | 0 | 57.6028 | 1014189.9318 | 57764.347 | 1403215.2003 | 1463967.7181 | 0 | 196375.7205 | 0 | 1612850.0379 | 4196304.9576 | 2864064.359 | 12808732.2722 | 961560.8286 | 4475407.202 | 4475407.202 | 1478867.319 | 2671883.9507 | 0 | 18245700.3028 | 26871858.7745 | 133352.1432 | 0.82163 | 22206.7872 | 32705.6589 | 452.7154 | 666.7491
1 | 1500 | 707 | 0.045 | 15 | 15 | 7 | 1.7783e-10 | 5spot_SharedNeighbor | Water | Porous | Wet | R600a | MinimizeLCOE_Brownfield | IgnoreSilica | 2019 | 58.554 | 6.5546 | 0.24551 | 4 | 20257.0933 | 29041.0321 | 412.9682 | 592.0407 | 81.5053 | 0 | 67.4142 | 1126117.9472 | 64123.1179 | 1580483.1635 | 1694396.0571 | 0 | 202324.3973 | 0 | 1820303.4264 | 4736056.1199 | 3232455.6181 | 14456259.8475 | 961560.8286 | 4475407.202 | 4475407.202 | 1478867.319 | 2671883.9507 | 0 | 19893227.878 | 28519386.3497 | 177827.941 | 0.98204 | 20257.0933 | 29041.0321 | 412.9682 | 592.0407
1 | 1500 | 707 | 0.045 | 15 | 15 | 7 | 2.3714e-10 | 5spot_SharedNeighbor | Water | Porous | Wet | R600a | MinimizeLCOE_Brownfield | IgnoreSilica | 2019 | 66.2714 | 7.4192 | 0.28563 | 4 | 18753.9357 | 26303.945 | 382.3243 | 536.2415 | 81.5099 | 0 | 62.9048 | 1228662.942 | 69938.2861 | 1745177.6862 | 1914623.9727 | 0 | 204261.6115 | 0 | 2013439.1545 | 5238555.6667 | 3575421.8841 | 15990081.2039 | 961560.8286 | 4475407.202 | 4475407.202 | 1478867.319 | 2671883.9507 | 0 | 21427049.2345 | 30053207.7061 | 237137.3706 | 1.1425 | 18753.9357 | 26303.945 | 382.3243 | 536.2415
1 | 1500 | 707 | 0.045 | 15 | 15 | 7 | 3.1623e-10 | 5spot_SharedNeighbor | Water | Porous | Wet | R600a | MinimizeLCOE_Brownfield | IgnoreSilica | 2019 | 73.248 | 8.1987 | 0.32352 | 4 | 17603.1796 | 24269.1167 | 358.8646 | 494.7588 | 81.5011 | 0 | 80.7933 | 1317982.2123 | 74993.8508 | 1890384.465 | 2113478.883 | 0 | 202539.7695 | 0 | 2183757.8805 | 5681690.0547 | 3877870.2094 | 17342697.3253 | 961560.8286 | 4475407.202 | 4475407.202 | 1478867.319 | 2671883.9507 | 0 | 22779665.3559 | 31405823.8275 | 316227.766 | 1.2941 | 17603.1796 | 24269.1167 | 358.8646 | 494.7588
1 | 1500 | 707 | 0.045 | 15 | 15 | 7 | 4.217e-10 | 5spot_SharedNeighbor | Water | Porous | Wet | R600a | MinimizeLCOE_Brownfield | IgnoreSilica | 2019 | 79.2844 | 8.8709 | 0.35757 | 4 | 16727.3913 | 22758.5578 | 341.0105 | 463.964 | 81.4839 | 0 | 89.6001 | 1392890.5832 | 79225.9167 | 2013421.0636 | 2285301.4735 | 0 | 198195.0759 | 0 | 2327923.304 | 6056778.9143 | 4133876.0634 | 18487612.3947 | 961560.8286 | 4475407.202 | 4475407.202 | 1478867.319 | 2671883.9507 | 0 | 23924580.4252 | 32550738.8969 | 421696.5034 | 1.4303 | 16727.3913 | 22758.5578 | 341.0105 | 463.964
1 | 1500 | 707 | 0.045 | 15 | 15 | 7 | 5.6234e-10 | 5spot_SharedNeighbor | Water | Porous | Wet | R600a | MinimizeLCOE_Brownfield | IgnoreSilica | 2019 | 84.3345 | 9.4315 | 0.38697 | 4 | 16063.7941 | 21636.7363 | 327.4822 | 441.0941 | 81.4628 | 0 | 74.3555 | 1453980.403 | 82671.445 | 2114615.5651 | 2428861.1304 | 0 | 192398.1917 | 0 | 2446285.4267 | 6364732.8781 | 4344060.9715 | 19427606.0115 | 961560.8286 | 4475407.202 | 4475407.202 | 1478867.319 | 2671883.9507 | 0 | 24864574.0421 | 33490732.5137 | 562341.3252 | 1.5479 | 16063.7941 | 21636.7363 | 327.4822 | 441.0941
1 | 1500 | 707 | 0.045 | 15 | 15 | 7 | 7.4989e-10 | 5spot_SharedNeighbor | Water | Porous | Wet | R600a | MinimizeLCOE_Brownfield | IgnoreSilica | 2019 | 88.4218 | 9.8838 | 0.41145 | 4 | 15562.5222 | 20803.8141 | 317.2631 | 424.1139 | 81.4415 | 0 | 88.8467 | 1502420.7525 | 85399.5113 | 2195407.3187 | 2544906.9855 | 0 | 186007.6995 | 0 | 2540515.4843 | 6609900.1587 | 4511392.6782 | 20175950.5884 | 961560.8286 | 4475407.202 | 4475407.202 | 1478867.319 | 2671883.9507 | 0 | 25612918.619 | 34239077.0906 | 749894.2093 | 1.6458 | 15562.5222 | 20803.8141 | 317.2631 | 424.1139
1 | 1500 | 707 | 0.045 | 15 | 15 | 7 | 1e-09 | 5spot_SharedNeighbor | Water | Porous | Wet | R600a | MinimizeLCOE_Brownfield | IgnoreSilica | 2019 | 91.6692 | 10.2423 | 0.43135 | 4 | 15184.6603 | 20184.1986 | 309.5598 | 411.4822 | 81.4219 | 0 | 72.2553 | 1540292.7901 | 87529.7703 | 2258915.3119 | 2637010.2529 | 0 | 179773.9878 | 0 | 2614373.6241 | 6802063.888 | 4642548.372 | 20762507.9971 | 961560.8286 | 4475407.202 | 4475407.202 | 1478867.319 | 2671883.9507 | 0 | 26199476.0276 | 34825634.4993 | 1000000 | 1.7254 | 15184.6603 | 20184.1986 | 309.5598 | 411.4822
1 | 1500 | 707 | 0.045 | 15 | 15 | 7 | 1.3335e-09 | 5spot_SharedNeighbor | Water | Porous | Wet | R600a | MinimizeLCOE_Brownfield | IgnoreSilica | 2019 | 94.2218 | 10.5235 | 0.44724 | 4 | 14900.23 | 19722.1683 | 303.7613 | 402.0631 | 81.4048 | 0 | 94.8153 | 1569689.7568 | 89181.6618 | 2308420.5457 | 2709341.469 | 0 | 174161.6344 | 0 | 2671810.0764 | 6951501.7553 | 4744542.7871 | 21218649.6865 | 961560.8286 | 4475407.202 | 4475407.202 | 1478867.319 | 2671883.9507 | 0 | 26655617.7171 | 35281776.1887 | 1333521.4322 | 1.7889 | 14900.23 | 19722.1683 | 303.7613 | 402.0631
1 | 1500 | 707 | 0.045 | 15 | 15 | 7 | 1.7783e-09 | 5spot_SharedNeighbor | Water | Porous | Wet | R600a | MinimizeLCOE_Brownfield | IgnoreSilica | 2019 | 96.1929 | 10.7402 | 0.45969 | 4 | 14686.3391 | 19377.6382 | 299.4009 | 395.0394 | 81.3908 | 0 | 78.3619 | 1592171.3641 | 90443.9536 | 2346404.4636 | 2765155.8671 | 0 | 169296.45 | 0 | 2715754.1184 | 7065835.1382 | 4822577.6702 | 21567639.0253 | 961560.8286 | 4475407.202 | 4475407.202 | 1478867.319 | 2671883.9507 | 0 | 27004607.0558 | 35630765.5275 | 1778279.41 | 1.8388 | 14686.3391 | 19377.6382 | 299.4009 | 395.0394
1 | 1500 | 707 | 0.045 | 15 | 15 | 7 | 2.3714e-09 | 5spot_SharedNeighbor | Water | Porous | Wet | R600a | MinimizeLCOE_Brownfield | IgnoreSilica | 2019 | 97.701 | 10.9058 | 0.46934 | 4 | 14525.6057 | 19120.4724 | 296.1241 | 389.7967 | 81.3794 | 0 | 82.2696 | 1609244.8964 | 91401.9962 | 2375323.5908 | 2807834.1438 | 0 | 165224.6885 | 0 | 2749121.4331 | 7152650.0467 | 4881830.6291 | 21832631.4248 | 961560.8286 | 4475407.202 | 4475407.202 | 1478867.319 | 2671883.9507 | 0 | 27269599.4553 | 35895757.927 | 2371373.7057 | 1.8773 | 14525.6057 | 19120.4724 | 296.1241 | 389.7967
1 | 1500 | 707 | 0.045 | 15 | 15 | 7 | 3.1623e-09 | 5spot_SharedNeighbor | Water | Porous | Wet | R600a | MinimizeLCOE_Brownfield | IgnoreSilica | 2019 | 98.8434 | 11.0311 | 0.47673 | 4 | 14404.8801 | 18928.474 | 293.663 | 385.8825 | 81.3705 | 0 | 91.9928 | 1622106.6026 | 92123.3545 | 2397150.2521 | 2840150.5557 | 0 | 161891.1868 | 0 | 2774234.5612 | 7217989.2544 | 4926425.981 | 22032071.7482 | 961560.8286 | 4475407.202 | 4475407.202 | 1478867.319 | 2671883.9507 | 0 | 27469039.7788 | 36095198.2504 | 3162277.6602 | 1.9069 | 14404.8801 | 18928.474 | 293.663 | 385.8825
1 | 1500 | 707 | 0.045 | 15 | 15 | 7 | 4.217e-09 | 5spot_SharedNeighbor | Water | Porous | Wet | R600a | MinimizeLCOE_Brownfield | IgnoreSilica | 2019 | 99.7324 | 11.1285 | 0.48246 | 4 | 14314.2387 | 18784.1516 | 291.8151 | 382.9403 | 81.3634 | 0 | 83.5846 | 1632073.2918 | 92682.1359 | 2414088.6099 | 2865291.5478 | 0 | 159319.1916 | 0 | 2793747.3631 | 7268757.5623 | 4961076.3943 | 22187036.0967 | 961560.8286 | 4475407.202 | 4475407.202 | 1478867.319 | 2671883.9507 | 0 | 27624004.1273 | 36250162.5989 | 4216965.0343 | 1.9298 | 14314.2387 | 18784.1516 | 291.8151 | 382.9403
1 | 1500 | 707 | 0.045 | 15 | 15 | 7 | 5.6234e-09 | 5spot_SharedNeighbor | Water | Porous | Wet | R600a | MinimizeLCOE_Brownfield | IgnoreSilica | 2019 | 100.3929 | 11.2009 | 0.48677 | 4 | 14246.2042 | 18676.5135 | 290.4281 | 380.746 | 81.3581 | 0 | 78.6147 | 1639453.5533 | 93095.7911 | 2426645.2539 | 2883963.9709 | 0 | 157254.355 | 0 | 2808161.0405 | 7306258.9942 | 4986671.8922 | 22301504.8511 | 961560.8286 | 4475407.202 | 4475407.202 | 1478867.319 | 2671883.9507 | 0 | 27738472.8817 | 36364631.3534 | 5623413.2519 | 1.9471 | 14246.2042 | 18676.5135 | 290.4281 | 380.746
1 | 1500 | 707 | 0.045 | 15 | 15 | 7 | 7.4989e-09 | 5spot_SharedNeighbor | Water | Porous | Wet | R600a | MinimizeLCOE_Brownfield | IgnoreSilica | 2019 | 100.8922 | 11.2555 | 0.49004 | 4 | 14195.1495 | 18595.8865 | 289.3873 | 379.1023 | 81.3539 | 0 | 82.4646 | 1645019.6937 | 93407.6999 | 2436123.2301 | 2898077.9895 | 0 | 155655.1548 | 0 | 2819030.6695 | 7334539.5393 | 5005973.9453 | 22387827.9219 | 961560.8286 | 4475407.202 | 4475407.202 | 1478867.319 | 2671883.9507 | 0 | 27824795.9525 | 36450954.4242 | 7498942.0933 | 1.9602 | 14195.1495 | 18595.8865 | 289.3873 | 379.1023
1 | 1500 | 707 | 0.045 | 15 | 15 | 7 | 1e-08 | 5spot_SharedNeighbor | Water | Porous | Wet | R600a | MinimizeLCOE_Brownfield | IgnoreSilica | 2019 | 101.2601 | 11.2958 | 0.49248 | 4 | 14156.8433 | 18535.7468 | 288.6064 | 377.8763 | 81.3509 | 0 | 87.5363 | 1649112.5162 | 93637.0115 | 2443096.771 | 2908473.4055 | 0 | 154393.7048 | 0 | 2826998.2295 | 7355269.4961 | 5020122.5668 | 22451103.7013 | 961560.8286 | 4475407.202 | 4475407.202 | 1478867.319 | 2671883.9507 | 0 | 27888071.7319 | 36514230.2035 | 10000000 | 1.9699 | 14156.8433 | 18535.7468 | 288.6064 | 377.8763
1 | 1600 | 707 | 0.045 | 15 | 15 | 7 | 1e-13 | 5spot_SharedNeighbor | Water | Porous | Wet | R600a | MinimizeLCOE_Brownfield | IgnoreSilica | 2019 | 0 | 0 | 0 | 0 |  |  |  |  | 15 |  | 9.7141 | [19 empty] | 100 | 0
1 | 1600 | 707 | 0.045 | 15 | 15 | 7 | 1.3335e-13 | 5spot_SharedNeighbor | Water | Porous | Wet | R600a | MinimizeLCOE_Brownfield | IgnoreSilica | 2019 | 0 | 0 | 0 | 0 |  |  |  |  | 15 |  | 10.8451 | [19 empty] | 133.3521 | 0
1 | 1600 | 707 | 0.045 | 15 | 15 | 7 | 1.7783e-13 | 5spot_SharedNeighbor | Water | Porous | Wet | R600a | MinimizeLCOE_Brownfield | IgnoreSilica | 2019 | 0 | 0 | 0 | 0 |  |  |  |  | 15 |  | 11.7611 | [19 empty] | 177.8279 | 0
1 | 1600 | 707 | 0.045 | 15 | 15 | 7 | 2.3714e-13 | 5spot_SharedNeighbor | Water | Porous | Wet | R600a | MinimizeLCOE_Brownfield | IgnoreSilica | 2019 | 0 | 0 | 0 | 0 |  |  |  |  | 15 |  | 11.4747 | [19 empty] | 237.1374 | 0
1 | 1600 | 707 | 0.045 | 15 | 15 | 7 | 3.1623e-13 | 5spot_SharedNeighbor | Water | Porous | Wet | R600a | MinimizeLCOE_Brownfield | IgnoreSilica | 2019 | 0 | 0 | 0 | 0 |  |  |  |  | 15 |  | 11.9256 | [19 empty] | 316.2278 | 0
1 | 1600 | 707 | 0.045 | 15 | 15 | 7 | 4.217e-13 | 5spot_SharedNeighbor | Water | Porous | Wet | R600a | MinimizeLCOE_Brownfield | IgnoreSilica | 2019 | 0 | 0 | 0 | 0 |  |  |  |  | 15 |  | 11.9404 | [19 empty] | 421.6965 | 0
1 | 1600 | 707 | 0.045 | 15 | 15 | 7 | 5.6234e-13 | 5spot_SharedNeighbor | Water | Porous | Wet | R600a | MinimizeLCOE_Brownfield | IgnoreSilica | 2019 | 0 | 0 | 0 | 0 |  |  |  |  | 15 |  | 12.5553 | [19 empty] | 562.3413 | 0
1 | 1600 | 707 | 0.045 | 15 | 15 | 7 | 7.4989e-13 | 5spot_SharedNeighbor | Water | Porous | Wet | R600a | MinimizeLCOE_Brownfield | IgnoreSilica | 2019 | 0.55046 | 0.043156 | 0.00010869 | 4 | 14048013.8526 | 34836642.6332 | 286387.7637 | 710192.0801 | 67.672 | 0 | 21.8766 | 29504.2977 | 1497.5689 | 28749.5204 | 37213.0456 | 0 | 24542.7136 | 0 | 47387.787 | 123293.3013 | 84150.2115 | 376338.446 | 961560.8286 | 4769433.0752 | 4769433.0752 | 1478867.319 | 2789494.2999 | 0 | 6107332.3498 | 15145127.044 | 749.8942 | 0.00043475 | 14048013.8526 | 34836642.6332 | 286387.7637 | 710192.0801
1 | 1600 | 707 | 0.045 | 15 | 15 | 7 | 1e-12 | 5spot_SharedNeighbor | Water | Porous | Wet | R600a | MinimizeLCOE_Brownfield | IgnoreSilica | 2019 | 0.86458 | 0.079899 | 0.00072733 | 4 | 2158360.128 | 5264862.3812 | 44001.0906 | 107331.3409 | 73.5114 | 0 | 34.8446 | 48504.9429 | 2575.237 | 46817.4292 | 46812.1616 | 0 | 32336.2259 | 0 | 69047.9386 | 179648.5727 | 122613.8423 | 548356.3501 | 961560.8286 | 4769433.0752 | 4769433.0752 | 1478867.319 | 2789494.2999 | 0 | 6279350.2539 | 15317144.9481 | 1000 | 0.0029093 | 2158360.128 | 5264862.3812 | 44001.0906 | 107331.3409
1 | 1600 | 707 | 0.045 | 15 | 15 | 7 | 1.3335e-12 | 5spot_SharedNeighbor | Water | Porous | Wet | R600a | MinimizeLCOE_Brownfield | IgnoreSilica | 2019 | 1.1847 | 0.11827 | 0.0016752 | 4 | 960383.1677 | 2309164.1271 | 19578.7099 | 47075.4341 | 76.5926 | 0 | 89.7257 | 65723.8891 | 3570.4812 | 63911.0679 | 56329.2053 | 0 | 37846.9598 | 0 | 88678.8253 | 230724.113 | 157473.948 | 704258.4898 | 961560.8286 | 4769433.0752 | 4769433.0752 | 1478867.319 | 2789494.2999 | 0 | 6435252.3936 | 15473047.0878 | 1333.5214 | 0.0067007 | 960383.1677 | 2309164.1271 | 19578.7099 | 47075.4341
1 | 1600 | 707 | 0.045 | 15 | 15 | 7 | 1.7783e-12 | 5spot_SharedNeighbor | Water | Porous | Wet | R600a | MinimizeLCOE_Brownfield | IgnoreSilica | 2019 | 1.632 | 0.17255 | 0.0030385 | 4 | 546173.7917 | 1289783.8522 | 11134.4915 | 26293.9884 | 79.0185 | 0 | 130.7014 | 87405.4226 | 4834.8425 | 86286.9906 | 69503.6338 | 0 | 44864.5731 | 0 | 114229.2304 | 297201.0258 | 202845.807 | 907171.5257 | 961560.8286 | 4769433.0752 | 4769433.0752 | 1478867.319 | 2789494.2999 | 0 | 6638165.4295 | 15675960.1237 | 1778.2794 | 0.012154 | 546173.7917 | 1289783.8522 | 11134.4915 | 26293.9884
1 | 1600 | 707 | 0.045 | 15 | 15 | 7 | 2.3714e-12 | 5spot_SharedNeighbor | Water | Porous | Wet | R600a | MinimizeLCOE_Brownfield | IgnoreSilica | 2019 | 2.196 | 0.2416 | 0.0049403 | 4 | 347969.5829 | 805318.5052 | 7093.8306 | 16417.507 | 80.7434 | 0 | 181.7414 | 112181.7352 | 6287.8774 | 112797.9598 | 86257.505 | 0 | 52262.6379 | 0 | 144217.209 | 375223.5948 | 256097.8135 | 1145326.3327 | 961560.8286 | 4769433.0752 | 4769433.0752 | 1478867.319 | 2789494.2999 | 0 | 6876320.2365 | 15914114.9307 | 2371.3737 | 0.019761 | 347969.5829 | 805318.5052 | 7093.8306 | 16417.507
1 | 1600 | 707 | 0.045 | 15 | 15 | 7 | 3.1623e-12 | 5spot_SharedNeighbor | Water | Porous | Wet | R600a | MinimizeLCOE_Brownfield | IgnoreSilica | 2019 | 2.9056 | 0.32888 | 0.007521 | 4 | 237876.3027 | 538296.6276 | 4849.4302 | 10973.9049 | 82.0005 | 0 | 42.7965 | 140538.27 | 7954.9982 | 144217.0756 | 107344.9799 | 0 | 60106.1928 | 0 | 179462.9914 | 466925.8907 | 318686.5148 | 1425236.9134 | 961560.8286 | 4769433.0752 | 4769433.0752 | 1478867.319 | 2789494.2999 | 0 | 7156230.8172 | 16194025.5114 | 3162.2777 | 0.030084 | 237876.3027 | 538296.6276 | 4849.4302 | 10973.9049
1 | 1600 | 707 | 0.045 | 15 | 15 | 7 | 4.217e-12 | 5spot_SharedNeighbor | Water | Porous | Wet | R600a | MinimizeLCOE_Brownfield | IgnoreSilica | 2019 | 3.807 | 0.43993 | 0.010965 | 4 | 170769.0505 | 376837.3035 | 3481.3581 | 7682.3381 | 82.9421 | 0 | 49.0804 | 173402.6732 | 9888.2091 | 181873.3532 | 133972.5434 | 0 | 68669.2422 | 0 | 221444.3482 | 576152.7696 | 393236.104 | 1758639.2429 | 961560.8286 | 4769433.0752 | 4769433.0752 | 1478867.319 | 2789494.2999 | 0 | 7489633.1467 | 16527427.8409 | 4216.965 | 0.043858 | 170769.0505 | 376837.3035 | 3481.3581 | 7682.3381
1 | 1600 | 707 | 0.045 | 15 | 15 | 7 | 5.6234e-12 | 5spot_SharedNeighbor | Water | Porous | Wet | R600a | MinimizeLCOE_Brownfield | IgnoreSilica | 2019 | 5.0003 | 0.58744 | 0.015613 | 4 | 126655.5156 | 271374.3362 | 2582.044 | 5532.3329 | 83.677 | 0 | 48.7074 | 213421.4664 | 12245.5241 | 229072.9548 | 169718.6399 | 0 | 78982.1559 | 0 | 274341.8891 | 713781.3201 | 487170.4177 | 2178734.368 | 961560.8286 | 4769433.0752 | 4769433.0752 | 1478867.319 | 2789494.2999 | 0 | 7909728.2718 | 16947522.966 | 5623.4133 | 0.062451 | 126655.5156 | 271374.3362 | 2582.044 | 5532.3329
1 | 1600 | 707 | 0.045 | 15 | 15 | 7 | 7.4989e-12 | 5spot_SharedNeighbor | Water | Porous | Wet | R600a | MinimizeLCOE_Brownfield | IgnoreSilica | 2019 | 6.4398 | 0.76516 | 0.021647 | 4 | 96845.3695 | 201222.6989 | 1974.3238 | 4102.1969 | 84.1942 | 0 | 59.6123 | 257667.8031 | 14849.1498 | 282895.4272 | 212611.7864 | 0 | 89065.9888 | 0 | 334265.1606 | 869689.3805 | 593580.8726 | 2654625.5689 | 961560.8286 | 4769433.0752 | 4769433.0752 | 1478867.319 | 2789494.2999 | 0 | 8385619.4727 | 17423414.1669 | 7498.9421 | 0.086588 | 96845.3695 | 201222.6989 | 1974.3238 | 4102.1969
1 | 1600 | 707 | 0.045 | 15 | 15 | 7 | 1e-11 | 5spot_SharedNeighbor | Water | Porous | Wet | R600a | MinimizeLCOE_Brownfield | IgnoreSilica | 2019 | 8.1332 | 0.97287 | 0.029235 | 4 | 76201.8577 | 153487.9969 | 1553.4779 | 3129.0604 | 84.5147 | 0 | 56.0045 | 305366.8407 | 17647.6814 | 342738.2968 | 262616.2666 | 0 | 98348.7673 | 0 | 400419.9626 | 1041810.6052 | 711057.1451 | 3180005.5655 | 961560.8286 | 4769433.0752 | 4769433.0752 | 1478867.319 | 2789494.2999 | 0 | 8910999.4694 | 17948794.1635 | 10000 | 0.11694 | 76201.8577 | 153487.9969 | 1553.4779 | 3129.0604
1 | 1600 | 707 | 0.045 | 15 | 15 | 7 | 1.3335e-11 | 5spot_SharedNeighbor | Water | Porous | Wet | R600a | MinimizeLCOE_Brownfield | IgnoreSilica | 2019 | 10.382 | 1.2524 | 0.039706 | 4 | 60364.0009 | 117268.7087 | 1230.6018 | 2390.6812 | 84.9205 | 0 | 38.4104 | 365392.0128 | 21181.6406 | 419354.4848 | 329261.8009 | 0 | 109854.1286 | 0 | 485567.1864 | 1263346.2156 | 862259.7513 | 3856217.2211 | 961560.8286 | 4769433.0752 | 4769433.0752 | 1478867.319 | 2789494.2999 | 0 | 9587211.1249 | 18625005.8191 | 13335.2143 | 0.15882 | 60364.0009 | 117268.7087 | 1230.6018 | 2390.6812
1 | 1600 | 707 | 0.045 | 15 | 15 | 7 | 1.7783e-11 | 5spot_SharedNeighbor | Water | Porous | Wet | R600a | MinimizeLCOE_Brownfield | IgnoreSilica | 2019 | 13.783 | 1.6729 | 0.053856 | 4 | 49071.767 | 91025.3956 | 1000.3943 | 1855.6758 | 85.2097 | 0 | 45.7642 | 448306.7174 | 26048.8521 | 528537.0452 | 430188.4632 | 0 | 129662.9595 | 0 | 609470.1746 | 1585716.3748 | 1082284.009 | 4840214.5958 | 961560.8286 | 4769433.0752 | 4769433.0752 | 1478867.319 | 2789494.2999 | 0 | 10571208.4996 | 19609003.1937 | 17782.7941 | 0.21542 | 49071.767 | 91025.3956 | 1000.3943 | 1855.6758
1 | 1600 | 707 | 0.045 | 15 | 15 | 7 | 2.3714e-11 | 5spot_SharedNeighbor | Water | Porous | Wet | R600a | MinimizeLCOE_Brownfield | IgnoreSilica | 2019 | 17.4681 | 2.1288 | 0.071238 | 4 | 40628.446 | 72345.4438 | 828.2658 | 1474.8597 | 85.3971 | 0 | 51.4604 | 531370.7504 | 30919.0461 | 640816.1538 | 539647.6176 | 0 | 144766.4225 | 0 | 736132.7963 | 1915266.5344 | 1307208.7645 | 5846128.0857 | 961560.8286 | 4769433.0752 | 4769433.0752 | 1478867.319 | 2789494.2999 | 0 | 11577121.9895 | 20614916.6837 | 23713.7371 | 0.28495 | 40628.446 | 72345.4438 | 828.2658 | 1474.8597
1 | 1600 | 707 | 0.045 | 15 | 15 | 7 | 3.1623e-11 | 5spot_SharedNeighbor | Water | Porous | Wet | R600a | MinimizeLCOE_Brownfield | IgnoreSilica | 2019 | 21.9971 | 2.6891 | 0.093309 | 4 | 34194.573 | 58409.1397 | 697.1026 | 1190.7493 | 85.5422 | 0 | 48.6248 | 626499.4875 | 36489.4718 | 772431.3237 | 674173.8683 | 0 | 160713.2082 | 0 | 885419.8702 | 2303680.8778 | 1572309.535 | 7031717.6426 | 961560.8286 | 4769433.0752 | 4769433.0752 | 1478867.319 | 2789494.2999 | 0 | 12762711.5464 | 21800506.2406 | 31622.7766 | 0.37324 | 34194.573 | 58409.1397 | 697.1026 | 1190.7493
1 | 1600 | 707 | 0.045 | 15 | 15 | 7 | 4.217e-11 | 5spot_SharedNeighbor | Water | Porous | Wet | R600a | MinimizeLCOE_Brownfield | IgnoreSilica | 2019 | 27.4487 | 3.3636 | 0.12086 | 4 | 29236.0712 | 47930.7423 | 596.0169 | 977.133 | 85.6542 | 0 | 50.4091 | 733515.3895 | 42747.3782 | 923804.8891 | 836113.2284 | 0 | 176854.7664 | 0 | 1058083.9041 | 2752917.2756 | 1878922.6074 | 8402959.4385 | 961560.8286 | 4769433.0752 | 4769433.0752 | 1478867.319 | 2789494.2999 | 0 | 14133953.3423 | 23171748.0365 | 42169.6503 | 0.48344 | 29236.0712 | 47930.7423 | 596.0169 | 977.133
1 | 1600 | 707 | 0.045 | 15 | 15 | 7 | 5.6234e-11 | 5spot_SharedNeighbor | Water | Porous | Wet | R600a | MinimizeLCOE_Brownfield | IgnoreSilica | 2019 | 33.9138 | 4.1635 | 0.15465 | 4 | 25381.3886 | 39991.565 | 517.4339 | 815.2821 | 85.7412 | 0 | 57.2298 | 852510.534 | 49695.7858 | 1095673.9135 | 1028166.8749 | 0 | 192878.2444 | 0 | 1255380.8875 | 3266243.5553 | 2229278.3411 | 9969828.1367 | 961560.8286 | 4769433.0752 | 4769433.0752 | 1478867.319 | 2789494.2999 | 0 | 15700822.0405 | 24738616.7346 | 56234.1325 | 0.6186 | 25381.3886 | 39991.565 | 517.4339 | 815.2821
1 | 1600 | 707 | 0.045 | 15 | 15 | 7 | 7.4989e-11 | 5spot_SharedNeighbor | Water | Porous | Wet | R600a | MinimizeLCOE_Brownfield | IgnoreSilica | 2019 | 41.3339 | 5.0817 | 0.19489 | 4 | 22368.43 | 33962.1408 | 456.0107 | 692.3642 | 85.8079 | 0 | 54.9569 | 981046.1801 | 57190.0467 | 1284982.2999 | 1248592.6752 | 0 | 207716.7178 | 0 | 1474015.8887 | 3835086.9801 | 2617525.6671 | 11706156.4556 | 961560.8286 | 4769433.0752 | 4769433.0752 | 1478867.319 | 2789494.2999 | 0 | 17437150.3594 | 26474945.0536 | 74989.4209 | 0.77954 | 22368.43 | 33962.1408 | 456.0107 | 692.3642
1 | 1600 | 707 | 0.045 | 15 | 15 | 7 | 1e-10 | 5spot_SharedNeighbor | Water | Porous | Wet | R600a | MinimizeLCOE_Brownfield | IgnoreSilica | 2019 | 49.5091 | 6.093 | 0.24098 | 4 | 20010.3673 | 29386.4854 | 407.9384 | 599.0833 | 85.8556 | 0 | 64.5339 | 1114906.4656 | 64982.2105 | 1485724.4131 | 1491417.2328 | 0 | 220179.5093 | 0 | 1707111.8342 | 4441554.8157 | 3031452.4265 | 13557328.9076 | 961560.8286 | 4769433.0752 | 4769433.0752 | 1478867.319 | 2789494.2999 | 0 | 19288322.8114 | 28326117.5056 | 100000 | 0.96392 | 20010.3673 | 29386.4854 | 407.9384 | 599.0833
1 | 1600 | 707 | 0.045 | 15 | 15 | 7 | 1.3335e-10 | 5spot_SharedNeighbor | Water | Porous | Wet | R600a | MinimizeLCOE_Brownfield | IgnoreSilica | 2019 | 58.0035 | 7.1426 | 0.29102 | 4 | 18170.8939 | 25934.7537 | 370.4383 | 528.715 | 85.883 | 0 | 51.8393 | 1247004.2271 | 72657.8033 | 1687125.8893 | 1743598.1715 | 0 | 228694.6482 | 0 | 1941841.4883 | 5052273.2262 | 3448280.2907 | 15421475.7446 | 961560.8286 | 4769433.0752 | 4769433.0752 | 1478867.319 | 2789494.2999 | 0 | 21152469.6484 | 30190264.3426 | 133352.1432 | 1.1641 | 18170.8939 | 25934.7537 | 370.4383 | 528.715
1 | 1600 | 707 | 0.045 | 15 | 15 | 7 | 1.7783e-10 | 5spot_SharedNeighbor | Water | Porous | Wet | R600a | MinimizeLCOE_Brownfield | IgnoreSilica | 2019 | 66.3102 | 8.1666 | 0.34222 | 4 | 16745.2679 | 23347.5308 | 341.3749 | 475.971 | 85.8897 | 0 | 63.9902 | 1370343.2285 | 79809.6671 | 1878000.2513 | 1989970.6067 | 0 | 232436.9618 | 0 | 2164718.679 | 5632153.958 | 3844060.8055 | 17191494.158 | 961560.8286 | 4769433.0752 | 4769433.0752 | 1478867.319 | 2789494.2999 | 0 | 22922488.0619 | 31960282.756 | 177827.941 | 1.3689 | 16745.2679 | 23347.5308 | 341.3749 | 475.971
1 | 1600 | 707 | 0.045 | 15 | 15 | 7 | 2.3714e-10 | 5spot_SharedNeighbor | Water | Porous | Wet | R600a | MinimizeLCOE_Brownfield | IgnoreSilica | 2019 | 73.9861 | 9.1098 | 0.39164 | 4 | 15648.5459 | 21417.7984 | 319.0168 | 436.6308 | 85.8786 | 0 | 66.9041 | 1479787.9281 | 86141.7143 | 2049619.441 | 2217317.6831 | 0 | 231589.9611 | 0 | 2365138.1238 | 6153604.2415 | 4199961.3387 | 18783160.4316 | 961560.8286 | 4769433.0752 | 4769433.0752 | 1478867.319 | 2789494.2999 | 0 | 24514154.3354 | 33551949.0296 | 237137.3706 | 1.5665 | 15648.5459 | 21417.7984 | 319.0168 | 436.6308
1 | 1600 | 707 | 0.045 | 15 | 15 | 7 | 3.1623e-10 | 5spot_SharedNeighbor | Water | Porous | Wet | R600a | MinimizeLCOE_Brownfield | IgnoreSilica | 2019 | 80.4635 | 9.9028 | 0.43669 | 4 | 14779.0304 | 19953.0071 | 301.2905 | 406.769 | 85.8569 | 0 | 73.3386 | 1569065.1566 | 91295.6295 | 2191179.4084 | 2408861.8222 | 0 | 224281.1206 | 0 | 2529026.4235 | 6580007.9794 | 4490990.6516 | 20084708.1918 | 961560.8286 | 4769433.0752 | 4769433.0752 | 1478867.319 | 2789494.2999 | 0 | 25815702.0956 | 34853496.7898 | 316227.766 | 1.7468 | 14779.0304 | 19953.0071 | 301.2905 | 406.769
1 | 1600 | 707 | 0.045 | 15 | 15 | 7 | 4.217e-10 | 5spot_SharedNeighbor | Water | Porous | Wet | R600a | MinimizeLCOE_Brownfield | IgnoreSilica | 2019 | 86.483 | 10.6368 | 0.47657 | 4 | 14173.2005 | 18914.2362 | 288.9399 | 385.5923 | 85.8268 | 0 | 81.0336 | 1649682.7633 | 95939.8714 | 2320227.9899 | 2586571.3512 | 0 | 220523.1359 | 0 | 2680448.5936 | 6973977.4049 | 4759882.8798 | 21287253.9901 | 961560.8286 | 4769433.0752 | 4769433.0752 | 1478867.319 | 2789494.2999 | 0 | 27018247.8939 | 36056042.588 | 421696.5034 | 1.9063 | 14173.2005 | 18914.2362 | 288.9399 | 385.5923
1 | 1600 | 707 | 0.045 | 15 | 15 | 7 | 5.6234e-10 | 5spot_SharedNeighbor | Water | Porous | Wet | R600a | MinimizeLCOE_Brownfield | IgnoreSilica | 2019 | 91.1823 | 11.2077 | 0.51005 | 4 | 13690.5755 | 18120.3974 | 279.1009 | 369.4088 | 85.7971 | 0 | 74.4964 | 1711131.8037 | 99473.085 | 2419379.2528 | 2725085.7807 | 0 | 212809.7538 | 0 | 2795473.0736 | 7273247.5071 | 4964140.8739 | 22200741.1305 | 961560.8286 | 4769433.0752 | 4769433.0752 | 1478867.319 | 2789494.2999 | 0 | 27931735.0343 | 36969529.7284 | 562341.3252 | 2.0402 | 13690.5755 | 18120.3974 | 279.1009 | 369.4088
1 | 1600 | 707 | 0.045 | 15 | 15 | 7 | 7.4989e-10 | 5spot_SharedNeighbor | Water | Porous | Wet | R600a | MinimizeLCOE_Brownfield | IgnoreSilica | 2019 | 94.9555 | 11.6645 | 0.53756 | 4 | 13326.0093 | 17529.1997 | 271.6687 | 357.3564 | 85.7693 | 0 | 78.4295 | 1759564.8741 | 102253.5045 | 2498014.5428 | 2836148.5467 | 0 | 205056.4752 | 0 | 2886404.7979 | 7509833.2011 | 5125615.4714 | 22922891.4136 | 961560.8286 | 4769433.0752 | 4769433.0752 | 1478867.319 | 2789494.2999 | 0 | 28653885.3174 | 37691680.0116 | 749894.2093 | 2.1502 | 13326.0093 | 17529.1997 | 271.6687 | 357.3564
1 | 1600 | 707 | 0.045 | 15 | 15 | 7 | 1e-09 | 5spot_SharedNeighbor | Water | Porous | Wet | R600a | MinimizeLCOE_Brownfield | IgnoreSilica | 2019 | 97.9445 | 12.0255 | 0.5597 | 4 | 13051.1389 | 17088.0302 | 266.0651 | 348.3626 | 85.745 | 0 | 72.3442 | 1797378.4739 | 104421.4591 | 2559709.5719 | 2924029.6113 | 0 | 197922.5494 | 0 | 2957550.0496 | 7694938.5521 | 5251953.677 | 23487903.9442 | 961560.8286 | 4769433.0752 | 4769433.0752 | 1478867.319 | 2789494.2999 | 0 | 29218897.848 | 38256692.5422 | 1000000 | 2.2388 | 13051.1389 | 17088.0302 | 266.0651 | 348.3626
1 | 1600 | 707 | 0.045 | 15 | 15 | 7 | 1.3335e-09 | 5spot_SharedNeighbor | Water | Porous | Wet | R600a | MinimizeLCOE_Brownfield | IgnoreSilica | 2019 | 100.2466 | 12.3028 | 0.57709 | 4 | 12844.1731 | 16759.4174 | 261.8458 | 341.6634 | 85.7249 | 0 | 79.0349 | 1826174.729 | 106070.6994 | 2606871.4103 | 2991648.7285 | 0 | 191555.5088 | 0 | 3011705.2196 | 7835839.1957 | 5348121.2615 | 23917986.7527 | 961560.8286 | 4769433.0752 | 4769433.0752 | 1478867.319 | 2789494.2999 | 0 | 29648980.6565 | 38686775.3507 | 1333521.4322 | 2.3084 | 12844.1731 | 16759.4174 | 261.8458 | 341.6634
1 | 1600 | 707 | 0.045 | 15 | 15 | 7 | 1.7783e-09 | 5spot_SharedNeighbor | Water | Porous | Wet | R600a | MinimizeLCOE_Brownfield | IgnoreSilica | 2019 | 102.0318 | 12.5175 | 0.59069 | 4 | 12688.4881 | 16513.5804 | 258.672 | 336.6517 | 85.7084 | 0 | 86.0099 | 1848313.7257 | 107337.6175 | 2643236.3392 | 3044047.1201 | 0 | 186234.4908 | 0 | 3053376.0244 | 7944258.0819 | 5422119.3791 | 24248922.7787 | 961560.8286 | 4769433.0752 | 4769433.0752 | 1478867.319 | 2789494.2999 | 0 | 29979916.6825 | 39017711.3767 | 1778279.41 | 2.3628 | 12688.4881 | 16513.5804 | 258.672 | 336.6517
1 | 1600 | 707 | 0.045 | 15 | 15 | 7 | 2.3714e-09 | 5spot_SharedNeighbor | Water | Porous | Wet | R600a | MinimizeLCOE_Brownfield | IgnoreSilica | 2019 | 103.3935 | 12.681 | 0.60117 | 4 | 12571.4627 | 16329.8567 | 256.2863 | 332.9062 | 85.6954 | 0 | 86.1811 | 1865089.4563 | 108297.0028 | 2670853.6252 | 3083991.7553 | 0 | 181856.9965 | 0 | 3084934.6461 | 8026367.1421 | 5478160.4998 | 24499551.1242 | 961560.8286 | 4769433.0752 | 4769433.0752 | 1478867.319 | 2789494.2999 | 0 | 30230545.028 | 39268339.7222 | 2371373.7057 | 2.4047 | 12571.4627 | 16329.8567 | 256.2863 | 332.9062
1 | 1600 | 707 | 0.045 | 15 | 15 | 7 | 3.1623e-09 | 5spot_SharedNeighbor | Water | Porous | Wet | R600a | MinimizeLCOE_Brownfield | IgnoreSilica | 2019 | 104.4218 | 12.8044 | 0.60917 | 4 | 12483.5456 | 16192.581 | 254.494 | 330.1077 | 85.6854 | 0 | 83.162 | 1877694.6436 | 109017.5239 | 2691640.4201 | 3114142.7853 | 0 | 178315.284 | 0 | 3108616.1562 | 8087981.5735 | 5520213.6153 | 24687622.0019 | 961560.8286 | 4769433.0752 | 4769433.0752 | 1478867.319 | 2789494.2999 | 0 | 30418615.9057 | 39456410.5999 | 3162277.6602 | 2.4367 | 12483.5456 | 16192.581 | 254.494 | 330.1077
1 | 1600 | 707 | 0.045 | 15 | 15 | 7 | 4.217e-09 | 5spot_SharedNeighbor | Water | Porous | Wet | R600a | MinimizeLCOE_Brownfield | IgnoreSilica | 2019 | 105.2159 | 12.8996 | 0.61533 | 4 | 12417.5245 | 16089.447 | 253.148 | 328.0051 | 85.6774 | 0 | 97.5258 | 1887390.8066 | 109571.5535 | 2707650.7362 | 3137415.7485 | 0 | 175580.7502 | 0 | 3126867.742 | 8135468.456 | 5552624.3884 | 24832570.1814 | 961560.8286 | 4769433.0752 | 4769433.0752 | 1478867.319 | 2789494.2999 | 0 | 30563564.0852 | 39601358.7794 | 4216965.0343 | 2.4613 | 12417.5245 | 16089.447 | 253.148 | 328.0051
1 | 1600 | 707 | 0.045 | 15 | 15 | 7 | 5.6234e-09 | 5spot_SharedNeighbor | Water | Porous | Wet | R600a | MinimizeLCOE_Brownfield | IgnoreSilica | 2019 | 105.8102 | 12.9708 | 0.61998 | 4 | 12367.9626 | 16012.3495 | 252.1376 | 326.4334 | 85.6714 | 0 | 81.3848 | 1894628.1187 | 109984.9665 | 2719612.777 | 3154832.5411 | 0 | 173426.0944 | 0 | 3140468.9541 | 8170856.0198 | 5576777.1278 | 24940586.5994 | 961560.8286 | 4769433.0752 | 4769433.0752 | 1478867.319 | 2789494.2999 | 0 | 30671580.5032 | 39709375.1973 | 5623413.2519 | 2.4799 | 12367.9626 | 16012.3495 | 252.1376 | 326.4334
1 | 1600 | 707 | 0.045 | 15 | 15 | 7 | 7.4989e-09 | 5spot_SharedNeighbor | Water | Porous | Wet | R600a | MinimizeLCOE_Brownfield | IgnoreSilica | 2019 | 106.2512 | 13.0236 | 0.62347 | 4 | 12330.7658 | 15954.7674 | 251.3793 | 325.2595 | 85.6669 | 0 | 84.7898 | 1899986.262 | 110290.9701 | 2728475.382 | 3167752.2571 | 0 | 171733.6992 | 0 | 3150513.0425 | 8196988.6775 | 5594613.2036 | 25020353.4941 | 961560.8286 | 4769433.0752 | 4769433.0752 | 1478867.319 | 2789494.2999 | 0 | 30751347.3979 | 39789142.0921 | 7498942.0933 | 2.4939 | 12330.7658 | 15954.7674 | 251.3793 | 325.2595
1 | 1600 | 707 | 0.045 | 15 | 15 | 7 | 1e-08 | 5spot_SharedNeighbor | Water | Porous | Wet | R600a | MinimizeLCOE_Brownfield | IgnoreSilica | 2019 | 106.5802 | 13.0629 | 0.62609 | 4 | 12302.8548 | 15911.6935 | 250.8103 | 324.3814 | 85.6635 | 0 | 97.8826 | 1903976.5096 | 110518.8161 | 2735079.0311 | 3177387.611 | 0 | 170424.3521 | 0 | 3157980.6648 | 8216417.8988 | 5607874.0464 | 25079658.9299 | 961560.8286 | 4769433.0752 | 4769433.0752 | 1478867.319 | 2789494.2999 | 0 | 30810652.8338 | 39848447.5279 | 10000000 | 2.5043 | 12302.8548 | 15911.6935 | 250.8103 | 324.3814
1 | 1700 | 707 | 0.045 | 15 | 15 | 7 | 1e-13 | 5spot_SharedNeighbor | Water | Porous | Wet | R600a | MinimizeLCOE_Brownfield | IgnoreSilica | 2019 | 0 | 0 | 0 | 0 |  |  |  |  | 15 |  | 10.8138 | [19 empty] | 100 | 0
1 | 1700 | 707 | 0.045 | 15 | 15 | 7 | 1.3335e-13 | 5spot_SharedNeighbor | Water | Porous | Wet | R600a | MinimizeLCOE_Brownfield | IgnoreSilica | 2019 | 0 | 0 | 0 | 0 |  |  |  |  | 15 |  | 14.1494 | [19 empty] | 133.3521 | 0
1 | 1700 | 707 | 0.045 | 15 | 15 | 7 | 1.7783e-13 | 5spot_SharedNeighbor | Water | Porous | Wet | R600a | MinimizeLCOE_Brownfield | IgnoreSilica | 2019 | 0 | 0 | 0 | 0 |  |  |  |  | 15 |  | 15.0799 | [19 empty] | 177.8279 | 0
1 | 1700 | 707 | 0.045 | 15 | 15 | 7 | 2.3714e-13 | 5spot_SharedNeighbor | Water | Porous | Wet | R600a | MinimizeLCOE_Brownfield | IgnoreSilica | 2019 | 0 | 0 | 0 | 0 |  |  |  |  | 15 |  | 14.1072 | [19 empty] | 237.1374 | 0
1 | 1700 | 707 | 0.045 | 15 | 15 | 7 | 3.1623e-13 | 5spot_SharedNeighbor | Water | Porous | Wet | R600a | MinimizeLCOE_Brownfield | IgnoreSilica | 2019 | 0 | 0 | 0 | 0 |  |  |  |  | 15 |  | 12.1239 | [19 empty] | 316.2278 | 0
1 | 1700 | 707 | 0.045 | 15 | 15 | 7 | 4.217e-13 | 5spot_SharedNeighbor | Water | Porous | Wet | R600a | MinimizeLCOE_Brownfield | IgnoreSilica | 2019 | 0 | 0 | 0 | 0 |  |  |  |  | 15 |  | 11.8541 | [19 empty] | 421.6965 | 0
1 | 1700 | 707 | 0.045 | 15 | 15 | 7 | 5.6234e-13 | 5spot_SharedNeighbor | Water | Porous | Wet | R600a | MinimizeLCOE_Brownfield | IgnoreSilica | 2019 | 0 | 0 | 0 | 0 |  |  |  |  | 15 |  | 12.5799 | [19 empty] | 562.3413 | 0
1 | 1700 | 707 | 0.045 | 15 | 15 | 7 | 7.4989e-13 | 5spot_SharedNeighbor | Water | Porous | Wet | R600a | MinimizeLCOE_Brownfield | IgnoreSilica | 2019 | 0.77197 | 0.074131 | 0.00058213 | 4 | 2817300.9876 | 6878958.9898 | 57434.4913 | 140236.8835 | 74.973 | 0 | 36.4112 | 46885.5731 | 2507.9894 | 44038.0429 | 44836.1661 | 0 | 32609.467 | 0 | 66642.123 | 173389.1339 | 118341.6467 | 529250.1421 | 961560.8286 | 5069319.0393 | 5069319.0393 | 1478867.319 | 2909448.6856 | 0 | 6560130.01 | 16017765.0539 | 749.8942 | 0.0023285 | 2817300.9876 | 6878958.9898 | 57434.4913 | 140236.8835
1 | 1700 | 707 | 0.045 | 15 | 15 | 7 | 1e-12 | 5spot_SharedNeighbor | Water | Porous | Wet | R600a | MinimizeLCOE_Brownfield | IgnoreSilica | 2019 | 1.0874 | 0.1149 | 0.0015618 | 4 | 1077232.1655 | 2591135.0977 | 21960.8348 | 52823.7937 | 78.9898 | 0 | 81.3152 | 66063.0001 | 3635.5141 | 62326.6827 | 54338.686 | 0 | 39252.4969 | 0 | 87990.3882 | 228932.9407 | 156251.4361 | 698791.1449 | 961560.8286 | 5069319.0393 | 5069319.0393 | 1478867.319 | 2909448.6856 | 0 | 6729671.0128 | 16187306.0567 | 1000 | 0.0062472 | 1077232.1655 | 2591135.0977 | 21960.8348 | 52823.7937
1 | 1700 | 707 | 0.045 | 15 | 15 | 7 | 1.3335e-12 | 5spot_SharedNeighbor | Water | Porous | Wet | R600a | MinimizeLCOE_Brownfield | IgnoreSilica | 2019 | 1.5153 | 0.17145 | 0.0030345 | 4 | 572137.638 | 1351324.386 | 11663.7996 | 27548.5754 | 81.9843 | 0 | 121.549 | 89644.784 | 5040.8648 | 85645.3762 | 67495.2404 | 0 | 47153.9734 | 0 | 115042.2931 | 299316.4483 | 204289.6263 | 913628.6066 | 961560.8286 | 5069319.0393 | 5069319.0393 | 1478867.319 | 2909448.6856 | 0 | 6944508.4745 | 16402143.5184 | 1333.5214 | 0.012138 | 572137.638 | 1351324.386 | 11663.7996 | 27548.5754
1 | 1700 | 707 | 0.045 | 15 | 15 | 7 | 1.7783e-12 | 5spot_SharedNeighbor | Water | Porous | Wet | R600a | MinimizeLCOE_Brownfield | IgnoreSilica | 2019 | 2.0209 | 0.23908 | 0.0051026 | 4 | 351731.1635 | 815101.6503 | 7170.5155 | 16616.9496 | 83.9887 | 0 | 170.5671 | 114926.4327 | 6558.1832 | 111566.0804 | 83170.1656 | 0 | 54474.6291 | 0 | 144571.2415 | 376144.7148 | 256726.4969 | 1148137.9443 | 961560.8286 | 5069319.0393 | 5069319.0393 | 1478867.319 | 2909448.6856 | 0 | 7179017.8122 | 16636652.8562 | 1778.2794 | 0.020411 | 351731.1635 | 815101.6503 | 7170.5155 | 16616.9496
1 | 1700 | 707 | 0.045 | 15 | 15 | 7 | 2.3714e-12 | 5spot_SharedNeighbor | Water | Porous | Wet | R600a | MinimizeLCOE_Brownfield | IgnoreSilica | 2019 | 2.7009 | 0.33027 | 0.0079147 | 4 | 236056.9573 | 534792.2756 | 4812.3404 | 10902.4639 | 85.5549 | 0 | 42.9469 | 145693.0246 | 8408.7721 | 144300.1816 | 103908.4552 | 0 | 63401.0229 | 0 | 181627.4679 | 472557.4147 | 322530.1456 | 1442426.4845 | 961560.8286 | 5069319.0393 | 5069319.0393 | 1478867.319 | 2909448.6856 | 0 | 7473306.3524 | 16930941.3963 | 2371.3737 | 0.031659 | 236056.9573 | 534792.2756 | 4812.3404 | 10902.4639
1 | 1700 | 707 | 0.045 | 15 | 15 | 7 | 3.1623e-12 | 5spot_SharedNeighbor | Water | Porous | Wet | R600a | MinimizeLCOE_Brownfield | IgnoreSilica | 2019 | 3.5707 | 0.44755 | 0.011738 | 4 | 166724.4067 | 368162.5429 | 3398.9025 | 7505.4914 | 86.7188 | 0 | 43.8295 | 181698.3052 | 10579.667 | 183843.5541 | 130789.5189 | 0 | 73256.4409 | 0 | 226265.3196 | 588695.9482 | 401797.0811 | 1796925.8349 | 961560.8286 | 5069319.0393 | 5069319.0393 | 1478867.319 | 2909448.6856 | 0 | 7827805.7029 | 17285440.7468 | 3162.2777 | 0.046951 | 166724.4067 | 368162.5429 | 3398.9025 | 7505.4914
1 | 1700 | 707 | 0.045 | 15 | 15 | 7 | 4.217e-12 | 5spot_SharedNeighbor | Water | Porous | Wet | R600a | MinimizeLCOE_Brownfield | IgnoreSilica | 2019 | 4.665 | 0.5953 | 0.016818 | 4 | 122583.7953 | 263170.0298 | 2499.0365 | 5365.077 | 87.582 | 0 | 47.5171 | 223124.573 | 13077.7108 | 230819.8021 | 164524.004 | 0 | 83823.1631 | 0 | 278994.0087 | 725885.181 | 495431.5515 | 2215679.9941 | 961560.8286 | 5069319.0393 | 5069319.0393 | 1478867.319 | 2909448.6856 | 0 | 8246559.8621 | 17704194.906 | 4216.965 | 0.067273 | 122583.7953 | 263170.0298 | 2499.0365 | 5365.077
1 | 1700 | 707 | 0.045 | 15 | 15 | 7 | 5.6234e-12 | 5spot_SharedNeighbor | Water | Porous | Wet | R600a | MinimizeLCOE_Brownfield | IgnoreSilica | 2019 | 6.0527 | 0.78278 | 0.023525 | 4 | 92966.8085 | 193471.7061 | 1895.2541 | 3944.1824 | 88.2279 | 0 | 57.2151 | 271376.3616 | 15985.9793 | 287198.0656 | 207352.042 | 0 | 95449.2465 | 0 | 342171.0611 | 890258.9121 | 607620.0005 | 2717411.6688 | 961560.8286 | 5069319.0393 | 5069319.0393 | 1478867.319 | 2909448.6856 | 0 | 8748291.5367 | 18205926.5806 | 5623.4133 | 0.094101 | 92966.8085 | 193471.7061 | 1895.2541 | 3944.1824
1 | 1700 | 707 | 0.045 | 15 | 15 | 7 | 7.4989e-12 | 5spot_SharedNeighbor | Water | Porous | Wet | R600a | MinimizeLCOE_Brownfield | IgnoreSilica | 2019 | 7.6922 | 1.0036 | 0.032092 | 4 | 72496.3409 | 146172.5951 | 1477.936 | 2979.9261 | 88.6494 | 0 | 53.5289 | 323782.8311 | 19139.0898 | 350244.1857 | 258034.1388 | 0 | 106282.6455 | 0 | 412418.3274 | 1073027.8894 | 732363.583 | 3275292.6907 | 961560.8286 | 5069319.0393 | 5069319.0393 | 1478867.319 | 2909448.6856 | 0 | 9306172.5586 | 18763807.6025 | 7498.9421 | 0.12837 | 72496.3409 | 146172.5951 | 1477.936 | 2979.9261
1 | 1700 | 707 | 0.045 | 15 | 15 | 7 | 1e-11 | 5spot_SharedNeighbor | Water | Porous | Wet | R600a | MinimizeLCOE_Brownfield | IgnoreSilica | 2019 | 10.0823 | 1.3286 | 0.044054 | 4 | 57292.0856 | 110962.7693 | 1167.9767 | 2262.1261 | 89.132 | 0 | 50.2888 | 395334.0986 | 23453.4508 | 438209.9918 | 332250.2777 | 0 | 123174.3362 | 0 | 511844.6405 | 1331714.7608 | 908922.6883 | 4064904.2447 | 961560.8286 | 5069319.0393 | 5069319.0393 | 1478867.319 | 2909448.6856 | 0 | 10095784.1126 | 19553419.1565 | 10000 | 0.17622 | 57292.0856 | 110962.7693 | 1167.9767 | 2262.1261
1 | 1700 | 707 | 0.045 | 15 | 15 | 7 | 1.3335e-11 | 5spot_SharedNeighbor | Water | Porous | Wet | R600a | MinimizeLCOE_Brownfield | IgnoreSilica | 2019 | 12.9009 | 1.7104 | 0.059135 | 4 | 46387.805 | 86370.8749 | 945.6781 | 1760.7871 | 89.4286 | 0 | 43.7563 | 472725.596 | 28107.019 | 536226.1909 | 419532.018 | 0 | 138931.5979 | 0 | 622253.7445 | 1618976.6014 | 1104984.7971 | 4941737.5649 | 961560.8286 | 5069319.0393 | 5069319.0393 | 1478867.319 | 2909448.6856 | 0 | 10972617.4328 | 20430252.4767 | 13335.2143 | 0.23654 | 46387.805 | 86370.8749 | 945.6781 | 1760.7871
1 | 1700 | 707 | 0.045 | 15 | 15 | 7 | 1.7783e-11 | 5spot_SharedNeighbor | Water | Porous | Wet | R600a | MinimizeLCOE_Brownfield | IgnoreSilica | 2019 | 16.3887 | 2.183 | 0.078519 | 4 | 38233.6162 | 68346.0867 | 779.444 | 1393.3274 | 89.6556 | 0 | 51.5803 | 561649.6932 | 33447.0456 | 651666.3518 | 527540.107 | 0 | 155606.716 | 0 | 752664.8663 | 1958279.5893 | 1336566.0583 | 5977420.4274 | 961560.8286 | 5069319.0393 | 5069319.0393 | 1478867.319 | 2909448.6856 | 0 | 12008300.2953 | 21465935.3392 | 17782.7941 | 0.31408 | 38233.6162 | 68346.0867 | 779.444 | 1393.3274
1 | 1700 | 707 | 0.045 | 15 | 15 | 7 | 2.3714e-11 | 5spot_SharedNeighbor | Water | Porous | Wet | R600a | MinimizeLCOE_Brownfield | IgnoreSilica | 2019 | 20.6741 | 2.7637 | 0.1032 | 4 | 32041.5669 | 54953.15 | 653.2107 | 1120.2943 | 89.8307 | 0 | 47.6796 | 663392.4621 | 39548.2019 | 786891.5439 | 660256.078 | 0 | 173100.9796 | 0 | 906043.8136 | 2357340.1479 | 1608933.0894 | 7195506.3165 | 961560.8286 | 5069319.0393 | 5069319.0393 | 1478867.319 | 2909448.6856 | 0 | 13226386.1844 | 22684021.2283 | 23713.7371 | 0.41279 | 32041.5669 | 54953.15 | 653.2107 | 1120.2943
1 | 1700 | 707 | 0.045 | 15 | 15 | 7 | 3.1623e-11 | 5spot_SharedNeighbor | Water | Porous | Wet | R600a | MinimizeLCOE_Brownfield | IgnoreSilica | 2019 | 25.889 | 3.4704 | 0.13425 | 4 | 27279.6034 | 44891.8614 | 556.1316 | 915.1813 | 89.9665 | 0 | 181.4667 | 778998.4961 | 46470.268 | 944024.423 | 821767.3436 | 0 | 191217.024 | 0 | 1085166.2464 | 2823379.9748 | 1927014.8475 | 8618038.6234 | 961560.8286 | 5069319.0393 | 5069319.0393 | 1478867.319 | 2909448.6856 | 0 | 14648918.4913 | 24106553.5352 | 31622.7766 | 0.53699 | 27279.6034 | 44891.8614 | 556.1316 | 915.1813
1 | 1700 | 707 | 0.045 | 15 | 15 | 7 | 4.217e-11 | 5spot_SharedNeighbor | Water | Porous | Wet | R600a | MinimizeLCOE_Brownfield | IgnoreSilica | 2019 | 32.2937 | 4.3384 | 0.17347 | 4 | 23533.4773 | 37163.4246 | 479.7618 | 757.6267 | 90.0743 | 0 | 64.3311 | 911834.2989 | 54411.2523 | 1128507.9842 | 1020065.5996 | 0 | 210281.5146 | 0 | 1296789.2533 | 3373979.6291 | 2302810.4252 | 10298679.9573 | 961560.8286 | 5069319.0393 | 5069319.0393 | 1478867.319 | 2909448.6856 | 0 | 16329559.8252 | 25787194.8691 | 42169.6503 | 0.69389 | 23533.4773 | 37163.4246 | 479.7618 | 757.6267
1 | 1700 | 707 | 0.045 | 15 | 15 | 7 | 5.6234e-11 | 5spot_SharedNeighbor | Water | Porous | Wet | R600a | MinimizeLCOE_Brownfield | IgnoreSilica | 2019 | 39.6017 | 5.3288 | 0.22004 | 4 | 20651.3549 | 31396.8506 | 421.0058 | 640.0673 | 90.1552 | 0 | 62.3279 | 1054157.5232 | 62905.367 | 1330206.8766 | 1246309.447 | 0 | 227761.037 | 0 | 1529322.6978 | 3978983.9526 | 2715738.3076 | 12145385.2089 | 961560.8286 | 5069319.0393 | 5069319.0393 | 1478867.319 | 2909448.6856 | 0 | 18176265.0768 | 27633900.1207 | 56234.1325 | 0.88015 | 20651.3549 | 31396.8506 | 421.0058 | 640.0673
1 | 1700 | 707 | 0.045 | 15 | 15 | 7 | 7.4989e-11 | 5spot_SharedNeighbor | Water | Porous | Wet | R600a | MinimizeLCOE_Brownfield | IgnoreSilica | 2019 | 47.8307 | 6.4438 | 0.27442 | 4 | 18389.027 | 27005.0175 | 374.8852 | 550.5338 | 90.2148 | 0 | 66.6946 | 1205337.716 | 71912.4628 | 1548489.5368 | 1501037.9962 | 0 | 243226.2359 | 0 | 1782301.5396 | 4637183.0056 | 3164972.6859 | 14154461.1788 | 961560.8286 | 5069319.0393 | 5069319.0393 | 1478867.319 | 2909448.6856 | 0 | 20185341.0467 | 29642976.0906 | 74989.4209 | 1.0977 | 18389.027 | 27005.0175 | 374.8852 | 550.5338
1 | 1700 | 707 | 0.045 | 15 | 15 | 7 | 1e-10 | 5spot_SharedNeighbor | Water | Porous | Wet | R600a | MinimizeLCOE_Brownfield | IgnoreSilica | 2019 | 56.6197 | 7.6334 | 0.33494 | 4 | 16616.2068 | 23675.4264 | 338.7439 | 482.6556 | 90.2514 | 0 | 61.7327 | 1358308.2902 | 81008.328 | 1773207.9349 | 1772985.3541 | 0 | 254871.5514 | 0 | 2043748.7689 | 5317415.0661 | 3629245.0446 | 16230790.3382 | 961560.8286 | 5069319.0393 | 5069319.0393 | 1478867.319 | 2909448.6856 | 0 | 22261670.2061 | 31719305.25 | 100000 | 1.3398 | 16616.2068 | 23675.4264 | 338.7439 | 482.6556
1 | 1700 | 707 | 0.045 | 15 | 15 | 7 | 1.3335e-10 | 5spot_SharedNeighbor | Water | Porous | Wet | R600a | MinimizeLCOE_Brownfield | IgnoreSilica | 2019 | 65.4212 | 8.8221 | 0.39836 | 4 | 15234.9157 | 21170.2409 | 310.5844 | 431.584 | 90.2629 | 0 | 69.41 | 1504129.3493 | 89659.2361 | 1990841.8389 | 2045051.6046 | 0 | 261076.7081 | 0 | 2297395.9074 | 5977352.8904 | 4079666.17 | 18245173.7048 | 961560.8286 | 5069319.0393 | 5069319.0393 | 1478867.319 | 2909448.6856 | 0 | 24276053.5727 | 33733688.6166 | 133352.1432 | 1.5934 | 15234.9157 | 21170.2409 | 310.5844 | 431.584
1 | 1700 | 707 | 0.045 | 15 | 15 | 7 | 1.7783e-10 | 5spot_SharedNeighbor | Water | Porous | Wet | R600a | MinimizeLCOE_Brownfield | IgnoreSilica | 2019 | 73.7692 | 9.9456 | 0.46114 | 4 | 14166.739 | 19294.0732 | 288.8081 | 393.3358 | 90.2516 | 0 | 63.6977 | 1636495.5942 | 97491.8207 | 2191227.3526 | 2302716.0445 | 0 | 261821.5096 | 0 | 2531003.4054 | 6585151.6807 | 4494501.3334 | 20100408.7411 | 961560.8286 | 5069319.0393 | 5069319.0393 | 1478867.319 | 2909448.6856 | 0 | 26131288.6091 | 35588923.653 | 177827.941 | 1.8446 | 14166.739 | 19294.0732 | 288.8081 | 393.3358
1 | 1700 | 707 | 0.045 | 15 | 15 | 7 | 2.3714e-10 | 5spot_SharedNeighbor | Water | Porous | Wet | R600a | MinimizeLCOE_Brownfield | IgnoreSilica | 2019 | 81.2944 | 10.9539 | 0.51997 | 4 | 13346.6471 | 17893.872 | 272.0895 | 364.7908 | 90.2235 | 0 | 71.3033 | 1751342.7493 | 104269.6031 | 2367278.1707 | 2534549.7876 | 0 | 257938.1503 | 0 | 2735997.5998 | 7118504.5245 | 4858525.6086 | 21728406.194 | 961560.8286 | 5069319.0393 | 5069319.0393 | 1478867.319 | 2909448.6856 | 0 | 27759286.062 | 37216921.1059 | 237137.3706 | 2.0799 | 13346.6471 | 17893.872 | 272.0895 | 364.7908
1 | 1700 | 707 | 0.045 | 15 | 15 | 7 | 3.1623e-10 | 5spot_SharedNeighbor | Water | Porous | Wet | R600a | MinimizeLCOE_Brownfield | IgnoreSilica | 2019 | 87.7787 | 11.8188 | 0.57246 | 4 | 12720.7615 | 16850.9979 | 259.3299 | 343.5304 | 90.1863 | 0 | 71.3812 | 1847165.6725 | 109910.0662 | 2515740.158 | 2733927.5593 | 0 | 250765.4679 | 0 | 2908428.4803 | 7567134.3051 | 5164724.6523 | 23097796.3618 | 961560.8286 | 5069319.0393 | 5069319.0393 | 1478867.319 | 2909448.6856 | 0 | 29128676.2297 | 38586311.2736 | 316227.766 | 2.2899 | 12720.7615 | 16850.9979 | 259.3299 | 343.5304
1 | 1700 | 707 | 0.045 | 15 | 15 | 7 | 4.217e-10 | 5spot_SharedNeighbor | Water | Porous | Wet | R600a | MinimizeLCOE_Brownfield | IgnoreSilica | 2019 | 93.1749 | 12.5354 | 0.61747 | 4 | 12245.2513 | 16074.4173 | 249.636 | 327.6987 | 90.1466 | 0 | 81.1233 | 1924820.1622 | 114470.3662 | 2637120.4171 | 2899529.8313 | 0 | 241822.628 | 0 | 3048927.7279 | 7932684.5269 | 5414220.19 | 24213595.8497 | 961560.8286 | 5069319.0393 | 5069319.0393 | 1478867.319 | 2909448.6856 | 0 | 30244475.7176 | 39702110.7615 | 421696.5034 | 2.4699 | 12245.2513 | 16074.4173 | 249.636 | 327.6987
1 | 1700 | 707 | 0.045 | 15 | 15 | 7 | 5.6234e-10 | 5spot_SharedNeighbor | Water | Porous | Wet | R600a | MinimizeLCOE_Brownfield | IgnoreSilica | 2019 | 97.5593 | 13.1153 | 0.65491 | 4 | 11885.1826 | 15495.4359 | 242.2955 | 315.8954 | 90.1088 | 0 | 82.0173 | 1986581.8914 | 118089.9971 | 2734352.8098 | 3033854.1558 | 0 | 232448.331 | 0 | 3161077.6022 | 8224475.4947 | 5613373.5212 | 25104253.8033 | 961560.8286 | 5069319.0393 | 5069319.0393 | 1478867.319 | 2909448.6856 | 0 | 31135133.6712 | 40592768.7151 | 562341.3252 | 2.6197 | 11885.1826 | 15495.4359 | 242.2955 | 315.8954
1 | 1700 | 707 | 0.045 | 15 | 15 | 7 | 7.4989e-10 | 5spot_SharedNeighbor | Water | Porous | Wet | R600a | MinimizeLCOE_Brownfield | IgnoreSilica | 2019 | 101.0307 | 13.5729 | 0.6852 | 4 | 11613.1814 | 15063.8527 | 236.7504 | 307.097 | 90.0754 | 0 | 87.56 | 2034663.9529 | 120903.1414 | 2810481.4424 | 3140053.7118 | 0 | 223420.8969 | 0 | 3248514.0267 | 8451967.1357 | 5768641.2407 | 25798645.5485 | 961560.8286 | 5069319.0393 | 5069319.0393 | 1478867.319 | 2909448.6856 | 0 | 31829525.4164 | 41287160.4603 | 749894.2093 | 2.7408 | 11613.1814 | 15063.8527 | 236.7504 | 307.097
1 | 1700 | 707 | 0.045 | 15 | 15 | 7 | 1e-09 | 5spot_SharedNeighbor | Water | Porous | Wet | R600a | MinimizeLCOE_Brownfield | IgnoreSilica | 2019 | 103.7567 | 13.9312 | 0.70933 | 4 | 11408.0654 | 14741.3686 | 232.5688 | 300.5227 | 90.0471 | 0 | 86.4663 | 2071927.5226 | 123080.3299 | 2869745.0234 | 3223350.3912 | 0 | 215368.3783 | 0 | 3316353.9418 | 8628472.6788 | 5889109.9006 | 26337408.1667 | 961560.8286 | 5069319.0393 | 5069319.0393 | 1478867.319 | 2909448.6856 | 0 | 32368288.0346 | 41825923.0785 | 1000000 | 2.8373 | 11408.0654 | 14741.3686 | 232.5688 | 300.5227
1 | 1700 | 707 | 0.045 | 15 | 15 | 7 | 1.3335e-09 | 5spot_SharedNeighbor | Water | Porous | Wet | R600a | MinimizeLCOE_Brownfield | IgnoreSilica | 2019 | 105.8567 | 14.2066 | 0.72819 | 4 | 11253.5871 | 14500.5623 | 229.4196 | 295.6136 | 90.0241 | 0 | 85.0758 | 2100342.5041 | 124738.708 | 2915092.6049 | 3287455.9351 | 0 | 208419.3809 | 0 | 3368059.1619 | 8762999.0553 | 5980926.9169 | 26748034.2672 | 961560.8286 | 5069319.0393 | 5069319.0393 | 1478867.319 | 2909448.6856 | 0 | 32778914.1351 | 42236549.179 | 1333521.4322 | 2.9128 | 11253.5871 | 14500.5623 | 229.4196 | 295.6136
1 | 1700 | 707 | 0.045 | 15 | 15 | 7 | 1.7783e-09 | 5spot_SharedNeighbor | Water | Porous | Wet | R600a | MinimizeLCOE_Brownfield | IgnoreSilica | 2019 | 107.4692 | 14.4177 | 0.74281 | 4 | 11137.3591 | 14320.4272 | 227.0501 | 291.9413 | 90.0058 | 0 | 73.9948 | 2121992.0623 | 126001.1561 | 2949735.0814 | 3336643.0832 | 0 | 202660.2285 | 0 | 3407442.3285 | 8865465.9762 | 6050862.6959 | 27060802.612 | 961560.8286 | 5069319.0393 | 5069319.0393 | 1478867.319 | 2909448.6856 | 0 | 33091682.48 | 42549317.5239 | 1778279.41 | 2.9712 | 11137.3591 | 14320.4272 | 227.0501 | 291.9413
1 | 1700 | 707 | 0.045 | 15 | 15 | 7 | 2.3714e-09 | 5spot_SharedNeighbor | Water | Porous | Wet | R600a | MinimizeLCOE_Brownfield | IgnoreSilica | 2019 | 108.6996 | 14.5785 | 0.75404 | 4 | 11049.975 | 14185.6116 | 225.2687 | 289.1929 | 89.9914 | 0 | 80.4232 | 2138408.7194 | 126957.7939 | 2976058.861 | 3374123.8201 | 0 | 198001.1923 | 0 | 3437284.6509 | 8943109.5775 | 6103856.0492 | 27297800.6643 | 961560.8286 | 5069319.0393 | 5069319.0393 | 1478867.319 | 2909448.6856 | 0 | 33328680.5322 | 42786315.5761 | 2371373.7057 | 3.0162 | 11049.975 | 14185.6116 | 225.2687 | 289.1929
1 | 1700 | 707 | 0.045 | 15 | 15 | 7 | 3.1623e-09 | 5spot_SharedNeighbor | Water | Porous | Wet | R600a | MinimizeLCOE_Brownfield | IgnoreSilica | 2019 | 109.6345 | 14.7005 | 0.76263 | 4 | 10984.3148 | 14084.6577 | 223.9301 | 287.1348 | 89.9802 | 0 | 89.7228 | 2150823.8279 | 127680.8665 | 2995997.7427 | 3402574.1106 | 0 | 194302.2673 | 0 | 3459837.7379 | 9001788.0836 | 6143905.3353 | 27476909.9718 | 961560.8286 | 5069319.0393 | 5069319.0393 | 1478867.319 | 2909448.6856 | 0 | 33507789.8397 | 42965424.8836 | 3162277.6602 | 3.0505 | 10984.3148 | 14084.6577 | 223.9301 | 287.1348
1 | 1700 | 707 | 0.045 | 15 | 15 | 7 | 4.217e-09 | 5spot_SharedNeighbor | Water | Porous | Wet | R600a | MinimizeLCOE_Brownfield | IgnoreSilica | 2019 | 110.3339 | 14.7918 | 0.76911 | 4 | 10935.001 | 14009.2006 | 222.9248 | 285.5965 | 89.9717 | 0 | 86.6352 | 2160079.8542 | 128219.74 | 3010880.4384 | 3423849.3892 | 0 | 191369.2977 | 0 | 3476615.5006 | 9045440.3806 | 6173698.925 | 27610153.5256 | 961560.8286 | 5069319.0393 | 5069319.0393 | 1478867.319 | 2909448.6856 | 0 | 33641033.3935 | 43098668.4374 | 4216965.0343 | 3.0765 | 10935.001 | 14009.2006 | 222.9248 | 285.5965
1 | 1700 | 707 | 0.045 | 15 | 15 | 7 | 5.6234e-09 | 5spot_SharedNeighbor | Water | Porous | Wet | R600a | MinimizeLCOE_Brownfield | IgnoreSilica | 2019 | 110.8675 | 14.8613 | 0.77405 | 4 | 10897.9777 | 13952.5532 | 222.17 | 284.4417 | 89.9652 | 0 | 87.127 | 2167123.8585 | 128629.712 | 3022216.3833 | 3440077.1166 | 0 | 189120.7007 | 0 | 3489395.4307 | 9078691.1373 | 6196393.2497 | 27711647.5889 | 961560.8286 | 5069319.0393 | 5069319.0393 | 1478867.319 | 2909448.6856 | 0 | 33742527.4568 | 43200162.5007 | 5623413.2519 | 3.0962 | 10897.9777 | 13952.5532 | 222.17 | 284.4417
1 | 1700 | 707 | 0.045 | 15 | 15 | 7 | 7.4989e-09 | 5spot_SharedNeighbor | Water | Porous | Wet | R600a | MinimizeLCOE_Brownfield | IgnoreSilica | 2019 | 111.2546 | 14.9117 | 0.77771 | 4 | 10870.1892 | 13910.3936 | 221.6035 | 283.5822 | 89.9604 | 0 | 85.4819 | 2172224.1667 | 128926.4917 | 3030429.7425 | 3451847.0386 | 0 | 187327.3897 | 0 | 3498594.3834 | 9102624.9252 | 6212728.5517 | 27784702.6893 | 961560.8286 | 5069319.0393 | 5069319.0393 | 1478867.319 | 2909448.6856 | 0 | 33815582.5573 | 43273217.6012 | 7498942.0933 | 3.1109 | 10870.1892 | 13910.3936 | 221.6035 | 283.5822
1 | 1700 | 707 | 0.045 | 15 | 15 | 7 | 1e-08 | 5spot_SharedNeighbor | Water | Porous | Wet | R600a | MinimizeLCOE_Brownfield | IgnoreSilica | 2019 | 111.5714 | 14.953 | 0.7806 | 4 | 10849.3364 | 13878.3015 | 221.1784 | 282.9279 | 89.9564 | 0 | 83.9067 | 2176391.0683 | 129168.9175 | 3037143.3077 | 3461475.326 | 0 | 186066.3359 | 0 | 3506195.5326 | 9122401.5562 | 6226226.5087 | 27845068.553 | 961560.8286 | 5069319.0393 | 5069319.0393 | 1478867.319 | 2909448.6856 | 0 | 33875948.4209 | 43333583.4648 | 10000000 | 3.1224 | 10849.3364 | 13878.3015 | 221.1784 | 282.9279
1 | 1800 | 707 | 0.045 | 15 | 15 | 7 | 1e-13 | 5spot_SharedNeighbor | Water | Porous | Wet | R600a | MinimizeLCOE_Brownfield | IgnoreSilica | 2019 | 0 | 0 | 0 | 0 |  |  |  |  | 15 |  | 10.9176 | [19 empty] | 100 | 0
1 | 1800 | 707 | 0.045 | 15 | 15 | 7 | 1.3335e-13 | 5spot_SharedNeighbor | Water | Porous | Wet | R600a | MinimizeLCOE_Brownfield | IgnoreSilica | 2019 | 0 | 0 | 0 | 0 |  |  |  |  | 15 |  | 12.317 | [19 empty] | 133.3521 | 0
1 | 1800 | 707 | 0.045 | 15 | 15 | 7 | 1.7783e-13 | 5spot_SharedNeighbor | Water | Porous | Wet | R600a | MinimizeLCOE_Brownfield | IgnoreSilica | 2019 | 0 | 0 | 0 | 0 |  |  |  |  | 15 |  | 12.022 | [19 empty] | 177.8279 | 0
1 | 1800 | 707 | 0.045 | 15 | 15 | 7 | 2.3714e-13 | 5spot_SharedNeighbor | Water | Porous | Wet | R600a | MinimizeLCOE_Brownfield | IgnoreSilica | 2019 | 0 | 0 | 0 | 0 |  |  |  |  | 15 |  | 11.8821 | [19 empty] | 237.1374 | 0
1 | 1800 | 707 | 0.045 | 15 | 15 | 7 | 3.1623e-13 | 5spot_SharedNeighbor | Water | Porous | Wet | R600a | MinimizeLCOE_Brownfield | IgnoreSilica | 2019 | 0 | 0 | 0 | 0 |  |  |  |  | 15 |  | 12.3459 | [19 empty] | 316.2278 | 0
1 | 1800 | 707 | 0.045 | 15 | 15 | 7 | 4.217e-13 | 5spot_SharedNeighbor | Water | Porous | Wet | R600a | MinimizeLCOE_Brownfield | IgnoreSilica | 2019 | 0 | 0 | 0 | 0 |  |  |  |  | 15 |  | 12.1555 | [19 empty] | 421.6965 | 0
1 | 1800 | 707 | 0.045 | 15 | 15 | 7 | 5.6234e-13 | 5spot_SharedNeighbor | Water | Porous | Wet | R600a | MinimizeLCOE_Brownfield | IgnoreSilica | 2019 | 0.66251 | 0.064154 | 0.00034721 | 4 | 4914292.3592 | 12032155.83 | 100184.4968 | 245291.7713 | 75.3134 | 0 | 22.6598 | 42626.9585 | 2279.4235 | 39218.1795 | 41946.9583 | 0 | 31685.3633 | 0 | 61525.1844 | 160075.9092 | 109255.0973 | 488613.0739 | 961560.8286 | 5375065.0943 | 5375065.0943 | 1478867.319 | 3031747.1076 | 0 | 6825238.9968 | 16710918.5177 | 562.3413 | 0.0013889 | 4914292.3592 | 12032155.83 | 100184.4968 | 245291.7713
1 | 1800 | 707 | 0.045 | 15 | 15 | 7 | 7.4989e-13 | 5spot_SharedNeighbor | Water | Porous | Wet | R600a | MinimizeLCOE_Brownfield | IgnoreSilica | 2019 | 0.97664 | 0.10763 | 0.0013211 | 4 | 1327253.978 | 3197979.711 | 27057.8676 | 65195.142 | 80.814 | 0 | 35.1551 | 64339.636 | 3573.9661 | 59064.6228 | 51751.7471 | 0 | 39891.6722 | 0 | 85262.4412 | 221835.3823 | 151407.2067 | 677126.6745 | 961560.8286 | 5375065.0943 | 5375065.0943 | 1478867.319 | 3031747.1076 | 0 | 7013752.5974 | 16899432.1182 | 749.8942 | 0.0052844 | 1327253.978 | 3197979.711 | 27057.8676 | 65195.142
1 | 1800 | 707 | 0.045 | 15 | 15 | 7 | 1e-12 | 5spot_SharedNeighbor | Water | Porous | Wet | R600a | MinimizeLCOE_Brownfield | IgnoreSilica | 2019 | 1.3597 | 0.1623 | 0.0028365 | 4 | 636847.6138 | 1508152.08 | 12983 | 30745.7201 | 84.4156 | 0 | 110.3444 | 88329.954 | 5031.2015 | 81811.9403 | 63933.2114 | 0 | 47904.12 | 0 | 111934.0666 | 291229.4805 | 198770.1046 | 888944.0788 | 961560.8286 | 5375065.0943 | 5375065.0943 | 1478867.319 | 3031747.1076 | 0 | 7225570.0017 | 17111249.5225 | 1000 | 0.011346 | 636847.6138 | 1508152.08 | 12983 | 30745.7201
1 | 1800 | 707 | 0.045 | 15 | 15 | 7 | 1.3335e-12 | 5spot_SharedNeighbor | Water | Porous | Wet | R600a | MinimizeLCOE_Brownfield | IgnoreSilica | 2019 | 1.8459 | 0.23267 | 0.0050032 | 4 | 373476.0041 | 867445.7719 | 7613.8135 | 17684.0554 | 86.987 | 0 | 157.1818 | 115862.9275 | 6718.9007 | 108912.9284 | 79386.9522 | 0 | 56426.0994 | 0 | 143250.0452 | 372707.233 | 254380.3449 | 1137645.4314 | 961560.8286 | 5375065.0943 | 5375065.0943 | 1478867.319 | 3031747.1076 | 0 | 7474271.3542 | 17359950.8751 | 1333.5214 | 0.020013 | 373476.0041 | 867445.7719 | 7613.8135 | 17684.0554
1 | 1800 | 707 | 0.045 | 15 | 15 | 7 | 1.7783e-12 | 5spot_SharedNeighbor | Water | Porous | Wet | R600a | MinimizeLCOE_Brownfield | IgnoreSilica | 2019 | 2.4877 | 0.32641 | 0.0080229 | 4 | 242477.1363 | 550521.4857 | 4943.2244 | 11223.1251 | 88.923 | 0 | 218.4122 | 148880.2529 | 8753.3009 | 142574.8704 | 99956.8861 | 0 | 66340.7479 | 0 | 181937.3627 | 473363.6973 | 323080.45 | 1444887.5682 | 961560.8286 | 5375065.0943 | 5375065.0943 | 1478867.319 | 3031747.1076 | 0 | 7781513.4911 | 17667193.0119 | 1778.2794 | 0.032092 | 242477.1363 | 550521.4857 | 4943.2244 | 11223.1251
1 | 1800 | 707 | 0.045 | 15 | 15 | 7 | 2.3714e-12 | 5spot_SharedNeighbor | Water | Porous | Wet | R600a | MinimizeLCOE_Brownfield | IgnoreSilica | 2019 | 3.2734 | 0.44176 | 0.012105 | 4 | 167947.6613 | 372109.0438 | 3423.8402 | 7585.9462 | 90.3007 | 0 | 47.3921 | 185734.4625 | 11029.3632 | 181431.8886 | 125231.5575 | 0 | 76296.7583 | 0 | 226092.3717 | 588245.9733 | 401489.964 | 1795552.3392 | 961560.8286 | 5375065.0943 | 5375065.0943 | 1478867.319 | 3031747.1076 | 0 | 8132178.2621 | 18017857.7829 | 2371.3737 | 0.048421 | 167947.6613 | 372109.0438 | 3423.8402 | 7585.9462
1 | 1800 | 707 | 0.045 | 15 | 15 | 7 | 3.1623e-12 | 5spot_SharedNeighbor | Water | Porous | Wet | R600a | MinimizeLCOE_Brownfield | IgnoreSilica | 2019 | 4.3017 | 0.59299 | 0.01758 | 4 | 121788.5211 | 262369.8247 | 2482.8237 | 5348.7638 | 91.3661 | 0 | 44.1155 | 229823.0153 | 13753.5354 | 229432.3177 | 158232.9916 | 0 | 87958.1525 | 0 | 280488.0049 | 729772.2527 | 498084.5578 | 2227544.8279 | 961560.8286 | 5375065.0943 | 5375065.0943 | 1478867.319 | 3031747.1076 | 0 | 8564170.7508 | 18449850.2716 | 3162.2777 | 0.07032 | 121788.5211 | 262369.8247 | 2482.8237 | 5348.7638
1 | 1800 | 707 | 0.045 | 15 | 15 | 7 | 4.217e-12 | 5spot_SharedNeighbor | Water | Porous | Wet | R600a | MinimizeLCOE_Brownfield | IgnoreSilica | 2019 | 5.5922 | 0.78308 | 0.024827 | 4 | 91382.0234 | 190928.8971 | 1862.9462 | 3892.3438 | 92.1565 | 0 | 50.7075 | 280598.7756 | 16890.0437 | 286416.3674 | 199726.3942 | 0 | 100451.2113 | 0 | 344792.2889 | 897078.8092 | 612274.7204 | 2738228.6106 | 961560.8286 | 5375065.0943 | 5375065.0943 | 1478867.319 | 3031747.1076 | 0 | 9074854.5335 | 18960534.0543 | 4216.965 | 0.099307 | 91382.0234 | 190928.8971 | 1862.9462 | 3892.3438
1 | 1800 | 707 | 0.045 | 15 | 15 | 7 | 5.6234e-12 | 5spot_SharedNeighbor | Water | Porous | Wet | R600a | MinimizeLCOE_Brownfield | IgnoreSilica | 2019 | 7.1781 | 1.0164 | 0.034241 | 4 | 70581.0722 | 142759.0099 | 1438.8906 | 2910.3355 | 92.7125 | 0 | 53.4245 | 337970.0865 | 20429.4604 | 352699.7466 | 250876.7226 | 0 | 113280.694 | 0 | 419350.1169 | 1091062.9837 | 744672.9055 | 3330342.7162 | 961560.8286 | 5375065.0943 | 5375065.0943 | 1478867.319 | 3031747.1076 | 0 | 9666968.6391 | 19552648.16 | 5623.4133 | 0.13696 | 70581.0722 | 142759.0099 | 1438.8906 | 2910.3355
1 | 1800 | 707 | 0.045 | 15 | 15 | 7 | 7.4989e-12 | 5spot_SharedNeighbor | Water | Porous | Wet | R600a | MinimizeLCOE_Brownfield | IgnoreSilica | 2019 | 9.4218 | 1.3484 | 0.047155 | 4 | 55523.3257 | 107934.0213 | 1131.9181 | 2200.381 | 93.2563 | 0 | 58.0779 | 413371.1017 | 25084.882 | 442010.3279 | 323315.6138 | 0 | 131645.1584 | 0 | 520816.5627 | 1355057.8619 | 924854.8344 | 4136156.3429 | 961560.8286 | 5375065.0943 | 5375065.0943 | 1478867.319 | 3031747.1076 | 0 | 10472782.2657 | 20358461.7866 | 7498.9421 | 0.18862 | 55523.3257 | 107934.0213 | 1131.9181 | 2200.381
1 | 1800 | 707 | 0.045 | 15 | 15 | 7 | 1e-11 | 5spot_SharedNeighbor | Water | Porous | Wet | R600a | MinimizeLCOE_Brownfield | IgnoreSilica | 2019 | 11.9628 | 1.7235 | 0.063362 | 4 | 44699.4231 | 83704.285 | 911.2582 | 1706.4251 | 93.6026 | 0 | 58.2607 | 491958.6571 | 29925.8064 | 537770.8622 | 405108.7107 | 0 | 147091.4252 | 0 | 628623.63 | 1635549.7368 | 1116296.3025 | 4992325.1308 | 961560.8286 | 5375065.0943 | 5375065.0943 | 1478867.319 | 3031747.1076 | 0 | 11328951.0537 | 21214630.5745 | 10000 | 0.25345 | 44699.4231 | 83704.285 | 911.2582 | 1706.4251
1 | 1800 | 707 | 0.045 | 15 | 15 | 7 | 1.3335e-11 | 5spot_SharedNeighbor | Water | Porous | Wet | R600a | MinimizeLCOE_Brownfield | IgnoreSilica | 2019 | 15.2218 | 2.2047 | 0.084429 | 4 | 36657.2108 | 65929.2786 | 747.3068 | 1344.0575 | 93.8776 | 0 | 58.94 | 585596.5452 | 35685.3976 | 654712.1332 | 510016.4709 | 0 | 165119.0354 | 0 | 760940.5371 | 1979811.1871 | 1351261.8162 | 6043143.1226 | 961560.8286 | 5375065.0943 | 5375065.0943 | 1478867.319 | 3031747.1076 | 0 | 12379769.0455 | 22265448.5663 | 13335.2143 | 0.33772 | 36657.2108 | 65929.2786 | 747.3068 | 1344.0575
1 | 1800 | 707 | 0.045 | 15 | 15 | 7 | 1.7783e-11 | 5spot_SharedNeighbor | Water | Porous | Wet | R600a | MinimizeLCOE_Brownfield | IgnoreSilica | 2019 | 19.3124 | 2.8087 | 0.11172 | 4 | 30524.1496 | 52645.2385 | 622.2761 | 1073.2444 | 94.0927 | 0 | 26.1398 | 694914.9614 | 42399.4062 | 794536.056 | 641763.7423 | 0 | 184698.4115 | 0 | 919741.9052 | 2392979.7723 | 1633257.8654 | 7304292.1203 | 961560.8286 | 5375065.0943 | 5375065.0943 | 1478867.319 | 3031747.1076 | 0 | 13640918.0432 | 23526597.564 | 17782.7941 | 0.44689 | 30524.1496 | 52645.2385 | 622.2761 | 1073.2444
1 | 1800 | 707 | 0.045 | 15 | 15 | 7 | 2.3714e-11 | 5spot_SharedNeighbor | Water | Porous | Wet | R600a | MinimizeLCOE_Brownfield | IgnoreSilica | 2019 | 24.2498 | 3.538 | 0.14588 | 4 | 25876.2162 | 42818.0217 | 527.5217 | 872.9033 | 94.2566 | 0 | 28.3266 | 817975.0584 | 49945.4132 | 955561.5936 | 800877.0284 | 0 | 204713.0544 | 0 | 1103338.1377 | 2870659.5086 | 1959284.1008 | 8762353.895 | 961560.8286 | 5375065.0943 | 5375065.0943 | 1478867.319 | 3031747.1076 | 0 | 15098979.8179 | 24984659.3388 | 23713.7371 | 0.58351 | 25876.2162 | 42818.0217 | 527.5217 | 872.9033
1 | 1800 | 707 | 0.045 | 15 | 15 | 7 | 3.1623e-11 | 5spot_SharedNeighbor | Water | Porous | Wet | R600a | MinimizeLCOE_Brownfield | IgnoreSilica | 2019 | 30.2332 | 4.4219 | 0.18856 | 4 | 22269.6824 | 35376.6993 | 453.9976 | 721.2019 | 94.3845 | 0 | 31.2101 | 957463.6389 | 58484.2886 | 1142078.1946 | 993709.1067 | 0 | 225383.3757 | 0 | 1317076.2558 | 3426762.248 | 2338835.6472 | 10459792.7555 | 961560.8286 | 5375065.0943 | 5375065.0943 | 1478867.319 | 3031747.1076 | 0 | 16796418.6784 | 26682098.1992 | 31622.7766 | 0.75423 | 22269.6824 | 35376.6993 | 453.9976 | 721.2019
1 | 1800 | 707 | 0.045 | 15 | 15 | 7 | 4.217e-11 | 5spot_SharedNeighbor | Water | Porous | Wet | R600a | MinimizeLCOE_Brownfield | IgnoreSilica | 2019 | 37.3024 | 5.4663 | 0.24073 | 4 | 19447.2776 | 29713.4913 | 396.4591 | 605.7497 | 94.4837 | 0 | 35.9306 | 1112073.6928 | 67932.2739 | 1353095.8311 | 1221540.1182 | 0 | 245613.7528 | 0 | 1560099.7108 | 4059059.4271 | 2770391.4643 | 12389806.2709 | 961560.8286 | 5375065.0943 | 5375065.0943 | 1478867.319 | 3031747.1076 | 0 | 18726432.1938 | 28612111.7146 | 42169.6503 | 0.96293 | 19447.2776 | 29713.4913 | 396.4591 | 605.7497
1 | 1800 | 707 | 0.045 | 15 | 15 | 7 | 5.6234e-11 | 5spot_SharedNeighbor | Water | Porous | Wet | R600a | MinimizeLCOE_Brownfield | IgnoreSilica | 2019 | 45.4265 | 6.6664 | 0.3028 | 4 | 17227.3978 | 25389.2168 | 351.2038 | 517.5935 | 94.5585 | 0 | 36.9488 | 1279361.6994 | 78136.2258 | 1585853.2361 | 1483359.789 | 0 | 264340.6301 | 0 | 1829510.1163 | 4760010.0386 | 3248804.6598 | 14529376.3951 | 961560.8286 | 5375065.0943 | 5375065.0943 | 1478867.319 | 3031747.1076 | 0 | 20866002.318 | 30751681.8388 | 56234.1325 | 1.2112 | 17227.3978 | 25389.2168 | 351.2038 | 517.5935
1 | 1800 | 707 | 0.045 | 15 | 15 | 7 | 7.4989e-11 | 5spot_SharedNeighbor | Water | Porous | Wet | R600a | MinimizeLCOE_Brownfield | IgnoreSilica | 2019 | 54.5392 | 8.0114 | 0.37498 | 4 | 15457.2531 | 22048.0501 | 315.117 | 449.4793 | 94.6088 | 0 | 36.4851 | 1456594.9299 | 88924.261 | 1836972.6136 | 1776923.2047 | 0 | 280256.858 | 0 | 2121472.0282 | 5519635.0436 | 3767264.3344 | 16848043.2733 | 961560.8286 | 5375065.0943 | 5375065.0943 | 1478867.319 | 3031747.1076 | 0 | 23184669.1962 | 33070348.7171 | 74989.4209 | 1.4999 | 15457.2531 | 22048.0501 | 315.117 | 449.4793
1 | 1800 | 707 | 0.045 | 15 | 15 | 7 | 1e-10 | 5spot_SharedNeighbor | Water | Porous | Wet | R600a | MinimizeLCOE_Brownfield | IgnoreSilica | 2019 | 63.7692 | 9.3709 | 0.45147 | 4 | 14095.3317 | 19569.5083 | 287.3524 | 398.9509 | 94.629 | 0 | 34.7636 | 1626873.525 | 99263.2763 | 2082348.7392 | 2073958.601 | 0 | 290051.1051 | 0 | 2407273.1462 | 6263230.9267 | 4274783.804 | 19117783.1233 | 961560.8286 | 5375065.0943 | 5375065.0943 | 1478867.319 | 3031747.1076 | 0 | 25454409.0462 | 35340088.5671 | 100000 | 1.8059 | 14095.3317 | 19569.5083 | 287.3524 | 398.9509
1 | 1800 | 707 | 0.045 | 15 | 15 | 7 | 1.3335e-10 | 5spot_SharedNeighbor | Water | Porous | Wet | R600a | MinimizeLCOE_Brownfield | IgnoreSilica | 2019 | 72.7339 | 10.6866 | 0.52909 | 4 | 13036.299 | 17707.3938 | 265.7626 | 360.9892 | 94.6207 | 0 | 41.5367 | 1784597.3565 | 108812.6704 | 2313135.3135 | 2361947.2805 | 0 | 293318.076 | 0 | 2676106.1718 | 6962679.3141 | 4752171.7006 | 21252767.8834 | 961560.8286 | 5375065.0943 | 5375065.0943 | 1478867.319 | 3031747.1076 | 0 | 27589393.8063 | 37475073.3272 | 133352.1432 | 2.1164 | 13036.299 | 17707.3938 | 265.7626 | 360.9892
1 | 1800 | 707 | 0.045 | 15 | 15 | 7 | 1.7783e-10 | 5spot_SharedNeighbor | Water | Porous | Wet | R600a | MinimizeLCOE_Brownfield | IgnoreSilica | 2019 | 80.9971 | 11.8935 | 0.60356 | 4 | 12219.129 | 16313.8735 | 249.1035 | 332.5804 | 94.5897 | 0 | 39.6846 | 1924013.7527 | 117227.6118 | 2519938.6605 | 2626793.6213 | 0 | 290663.3034 | 0 | 2916668.4104 | 7588572.9129 | 5179356.9426 | 23163235.2156 | 961560.8286 | 5375065.0943 | 5375065.0943 | 1478867.319 | 3031747.1076 | 0 | 29499861.1385 | 39385540.6593 | 177827.941 | 2.4142 | 12219.129 | 16313.8735 | 249.1035 | 332.5804
1 | 1800 | 707 | 0.045 | 15 | 15 | 7 | 2.3714e-10 | 5spot_SharedNeighbor | Water | Porous | Wet | R600a | MinimizeLCOE_Brownfield | IgnoreSilica | 2019 | 88.2781 | 12.9515 | 0.67151 | 4 | 11592.8362 | 15273.2261 | 236.3356 | 311.3654 | 94.5448 | 0 | 41.8538 | 2042510.5944 | 124357.8326 | 2697807.9748 | 2859563.8156 | 0 | 283567.941 | 0 | 3123045.1818 | 8125522.9384 | 5545836.3683 | 24802212.647 | 961560.8286 | 5375065.0943 | 5375065.0943 | 1478867.319 | 3031747.1076 | 0 | 31138838.5699 | 41024518.0907 | 237137.3706 | 2.686 | 11592.8362 | 15273.2261 | 236.3356 | 311.3654
1 | 1800 | 707 | 0.045 | 15 | 15 | 7 | 3.1623e-10 | 5spot_SharedNeighbor | Water | Porous | Wet | R600a | MinimizeLCOE_Brownfield | IgnoreSilica | 2019 | 94.4413 | 13.8423 | 0.73082 | 4 | 11115.4042 | 14497.0965 | 226.6025 | 295.5429 | 94.4946 | 0 | 41.0729 | 2139838.8386 | 130197.4359 | 2845370.8249 | 3056099.3545 | 0 | 273705.616 | 0 | 3293632.7072 | 8569356.6873 | 5848762.0217 | 26156963.4862 | 961560.8286 | 5375065.0943 | 5375065.0943 | 1478867.319 | 3031747.1076 | 0 | 32493589.409 | 42379268.9299 | 316227.766 | 2.9233 | 11115.4042 | 14497.0965 | 226.6025 | 295.5429
1 | 1800 | 707 | 0.045 | 15 | 15 | 7 | 4.217e-10 | 5spot_SharedNeighbor | Water | Porous | Wet | R600a | MinimizeLCOE_Brownfield | IgnoreSilica | 2019 | 97.6639 | 14.3062 | 0.77157 | 4 | 10738.6906 | 13941.8031 | 218.9227 | 284.2225 | 94.4641 | 0 | 37.3089 | 2189689.8266 | 133182.0641 | 2921475.7023 | 3158663.922 | 0 | 251722.2717 | 0 | 3375346.1768 | 8781958.3734 | 5993867.041 | 26805905.3779 | 961560.8286 | 5375065.0943 | 5375065.0943 | 1478867.319 | 3031747.1076 | 0 | 33142531.3008 | 43028210.8217 | 421696.5034 | 3.0863 | 10738.6906 | 13941.8031 | 218.9227 | 284.2225
1 | 1800 | 707 | 0.045 | 15 | 15 | 7 | 5.6234e-10 | 5spot_SharedNeighbor | Water | Porous | Wet | R600a | MinimizeLCOE_Brownfield | IgnoreSilica | 2019 | 103.5445 | 15.1493 | 0.82164 | 4 | 10478.5296 | 13486.4342 | 213.619 | 274.9392 | 94.4015 | 0 | 48.2402 | 2278900.9934 | 138511.9558 | 3058563.838 | 3345453.5754 | 0 | 251692.3435 | 0 | 3538517.8554 | 9206497.6099 | 6283623.7933 | 28101761.9647 | 961560.8286 | 5375065.0943 | 5375065.0943 | 1478867.319 | 3031747.1076 | 0 | 34438387.8876 | 44324067.4084 | 562341.3252 | 3.2866 | 10478.5296 | 13486.4342 | 213.619 | 274.9392
1 | 1800 | 707 | 0.045 | 15 | 15 | 7 | 7.4989e-10 | 5spot_SharedNeighbor | Water | Porous | Wet | R600a | MinimizeLCOE_Brownfield | IgnoreSilica | 2019 | 106.7387 | 15.6053 | 0.85443 | 4 | 10271.2789 | 13163.7489 | 209.3939 | 268.3608 | 94.3637 | 0 | 49.7015 | 2326430.2961 | 141345.2895 | 3132080.6102 | 3446702.7271 | 0 | 241613.4764 | 0 | 3622387.2357 | 9424708.5336 | 6432557.2326 | 28767825.4013 | 961560.8286 | 5375065.0943 | 5375065.0943 | 1478867.319 | 3031747.1076 | 0 | 35104451.3242 | 44990130.845 | 749894.2093 | 3.4177 | 10271.2789 | 13163.7489 | 209.3939 | 268.3608
1 | 1800 | 707 | 0.045 | 15 | 15 | 7 | 1e-09 | 5spot_SharedNeighbor | Water | Porous | Wet | R600a | MinimizeLCOE_Brownfield | IgnoreSilica | 2019 | 109.213 | 15.9574 | 0.88023 | 4 | 10114.9962 | 12922.7036 | 206.2079 | 263.4468 | 94.3327 | 0 | 58.4317 | 2362809.0384 | 143510.8406 | 3188578.7404 | 3525022.9179 | 0 | 232757.7852 | 0 | 3686544.9357 | 9591633.7085 | 6546487.0944 | 29277345.061 | 961560.8286 | 5375065.0943 | 5375065.0943 | 1478867.319 | 3031747.1076 | 0 | 35613970.9839 | 45499650.5048 | 1000000 | 3.5209 | 10114.9962 | 12922.7036 | 206.2079 | 263.4468
1 | 1800 | 707 | 0.045 | 15 | 15 | 7 | 1.3335e-09 | 5spot_SharedNeighbor | Water | Porous | Wet | R600a | MinimizeLCOE_Brownfield | IgnoreSilica | 2019 | 111.1233 | 16.2287 | 0.90034 | 4 | 9997.2936 | 12742.2926 | 203.8084 | 259.7689 | 94.3078 | 0 | 57.5781 | 2390639.8376 | 145165.7026 | 3231936.8519 | 3585427.6429 | 0 | 225330.5998 | 0 | 3735615.2476 | 9719304.5941 | 6633625.0972 | 29667045.5736 | 961560.8286 | 5375065.0943 | 5375065.0943 | 1478867.319 | 3031747.1076 | 0 | 36003671.4965 | 45889351.0173 | 1333521.4322 | 3.6013 | 9997.2936 | 12742.2926 | 203.8084 | 259.7689
1 | 1800 | 707 | 0.045 | 15 | 15 | 7 | 1.7783e-09 | 5spot_SharedNeighbor | Water | Porous | Wet | R600a | MinimizeLCOE_Brownfield | IgnoreSilica | 2019 | 112.5776 | 16.4349 | 0.9158 | 4 | 9908.7325 | 12607.3638 | 202.0029 | 257.0182 | 94.2882 | 0 | 56.7297 | 2411679.3263 | 146415.657 | 3264793.287 | 3631375.1136 | 0 | 219222.4551 | 0 | 3772659.4772 | 9815686.0808 | 6699407.4423 | 29961238.8392 | 961560.8286 | 5375065.0943 | 5375065.0943 | 1478867.319 | 3031747.1076 | 0 | 36297864.7621 | 46183544.283 | 1778279.41 | 3.6632 | 9908.7325 | 12607.3638 | 202.0029 | 257.0182
1 | 1800 | 707 | 0.045 | 15 | 15 | 7 | 2.3714e-09 | 5spot_SharedNeighbor | Water | Porous | Wet | R600a | MinimizeLCOE_Brownfield | IgnoreSilica | 2019 | 113.6908 | 16.5925 | 0.92769 | 4 | 9842.1478 | 12506.206 | 200.6455 | 254.9559 | 94.2729 | 0 | 53.3956 | 2427697.6712 | 147366.6693 | 3289854.1276 | 3666521.3223 | 0 | 214361.4464 | 0 | 3800862.4823 | 9889064.5149 | 6749489.7314 | 30185217.9655 | 961560.8286 | 5375065.0943 | 5375065.0943 | 1478867.319 | 3031747.1076 | 0 | 36521843.8883 | 46407523.4092 | 2371373.7057 | 3.7108 | 9842.1478 | 12506.206 | 200.6455 | 254.9559
1 | 1800 | 707 | 0.045 | 15 | 15 | 7 | 3.1623e-09 | 5spot_SharedNeighbor | Water | Porous | Wet | R600a | MinimizeLCOE_Brownfield | IgnoreSilica | 2019 | 114.5339 | 16.7118 | 0.93674 | 4 | 9792.1156 | 12430.437 | 199.6255 | 253.4113 | 94.2611 | 0 | 53.691 | 2439780.6352 | 148083.6686 | 3308784.3265 | 3693127.2614 | 0 | 210525.7327 | 0 | 3822117.6335 | 9944366.0583 | 6787234.1711 | 30354019.4873 | 961560.8286 | 5375065.0943 | 5375065.0943 | 1478867.319 | 3031747.1076 | 0 | 36690645.4102 | 46576324.931 | 3162277.6602 | 3.747 | 9792.1156 | 12430.437 | 199.6255 | 253.4113
1 | 1800 | 707 | 0.045 | 15 | 15 | 7 | 4.217e-09 | 5spot_SharedNeighbor | Water | Porous | Wet | R600a | MinimizeLCOE_Brownfield | IgnoreSilica | 2019 | 115.1575 | 16.7999 | 0.94353 | 4 | 9754.5385 | 12373.8832 | 198.8595 | 252.2583 | 94.2523 | 0 | 59.4654 | 2448690.8949 | 148612.1951 | 3322758.4701 | 3712799.3836 | 0 | 207475.2635 | 0 | 3837731.1208 | 9984989.1495 | 6814960.2656 | 30478016.7433 | 961560.8286 | 5375065.0943 | 5375065.0943 | 1478867.319 | 3031747.1076 | 0 | 36814642.6661 | 46700322.187 | 4216965.0343 | 3.7741 | 9754.5385 | 12373.8832 | 198.8595 | 252.2583
1 | 1800 | 707 | 0.045 | 15 | 15 | 7 | 5.6234e-09 | 5spot_SharedNeighbor | Water | Porous | Wet | R600a | MinimizeLCOE_Brownfield | IgnoreSilica | 2019 | 115.6445 | 16.8687 | 0.94876 | 4 | 9726.3261 | 12331.2293 | 198.2843 | 251.3888 | 94.2454 | 0 | 56.7812 | 2455632.5878 | 149023.8324 | 3333653.8249 | 3728156.0282 | 0 | 205198.5833 | 0 | 3849949.2941 | 10016778.33 | 6836657.0344 | 30575049.515 | 961560.8286 | 5375065.0943 | 5375065.0943 | 1478867.319 | 3031747.1076 | 0 | 36911675.4379 | 46797354.9588 | 5623413.2519 | 3.795 | 9726.3261 | 12331.2293 | 198.2843 | 251.3888
1 | 1800 | 707 | 0.045 | 15 | 15 | 7 | 7.4989e-09 | 5spot_SharedNeighbor | Water | Porous | Wet | R600a | MinimizeLCOE_Brownfield | IgnoreSilica | 2019 | 115.9876 | 16.9171 | 0.95257 | 4 | 9705.1505 | 12299.6357 | 197.8526 | 250.7447 | 94.2404 | 0 | 68.4421 | 2460515.1964 | 149313.3024 | 3341321.8971 | 3738973.8022 | 0 | 203344.8955 | 0 | 3858452.9465 | 10038903.0893 | 6851757.6373 | 30642582.7667 | 961560.8286 | 5375065.0943 | 5375065.0943 | 1478867.319 | 3031747.1076 | 0 | 36979208.6896 | 46864888.2104 | 7498942.0933 | 3.8103 | 9705.1505 | 12299.6357 | 197.8526 | 250.7447
1 | 1800 | 707 | 0.045 | 15 | 15 | 7 | 1e-08 | 5spot_SharedNeighbor | Water | Porous | Wet | R600a | MinimizeLCOE_Brownfield | IgnoreSilica | 2019 | 116.2628 | 16.956 | 0.95554 | 4 | 9689.2601 | 12275.6776 | 197.5287 | 250.2563 | 94.2365 | 0 | 73.0672 | 2464426.9399 | 149545.1763 | 3347467.9009 | 3747650.1426 | 0 | 202011.3796 | 0 | 3865329.6003 | 10056794.7319 | 6863969.051 | 30697194.9226 | 961560.8286 | 5375065.0943 | 5375065.0943 | 1478867.319 | 3031747.1076 | 0 | 37033820.8454 | 46919500.3663 | 10000000 | 3.8222 | 9689.2601 | 12275.6776 | 197.5287 | 250.2563
1 | 1900 | 707 | 0.045 | 15 | 15 | 7 | 1e-13 | 5spot_SharedNeighbor | Water | Porous | Wet | R600a | MinimizeLCOE_Brownfield | IgnoreSilica | 2019 | 0 | 0 | 0 | 0 |  |  |  |  | 15 |  | 11.5653 | [19 empty] | 100 | 0
1 | 1900 | 707 | 0.045 | 15 | 15 | 7 | 1.3335e-13 | 5spot_SharedNeighbor | Water | Porous | Wet | R600a | MinimizeLCOE_Brownfield | IgnoreSilica | 2019 | 0 | 0 | 0 | 0 |  |  |  |  | 15 |  | 13.0371 | [19 empty] | 133.3521 | 0
1 | 1900 | 707 | 0.045 | 15 | 15 | 7 | 1.7783e-13 | 5spot_SharedNeighbor | Water | Porous | Wet | R600a | MinimizeLCOE_Brownfield | IgnoreSilica | 2019 | 0 | 0 | 0 | 0 |  |  |  |  | 15 |  | 12.1356 | [19 empty] | 177.8279 | 0
1 | 1900 | 707 | 0.045 | 15 | 15 | 7 | 2.3714e-13 | 5spot_SharedNeighbor | Water | Porous | Wet | R600a | MinimizeLCOE_Brownfield | IgnoreSilica | 2019 | 0 | 0 | 0 | 0 |  |  |  |  | 15 |  | 12.0303 | [19 empty] | 237.1374 | 0
1 | 1900 | 707 | 0.045 | 15 | 15 | 7 | 3.1623e-13 | 5spot_SharedNeighbor | Water | Porous | Wet | R600a | MinimizeLCOE_Brownfield | IgnoreSilica | 2019 | 0 | 0 | 0 | 0 |  |  |  |  | 15 |  | 12.3675 | [19 empty] | 316.2278 | 0
1 | 1900 | 707 | 0.045 | 15 | 15 | 7 | 4.217e-13 | 5spot_SharedNeighbor | Water | Porous | Wet | R600a | MinimizeLCOE_Brownfield | IgnoreSilica | 2019 | 0.55509 | 0.05256 | 6.3975e-05 | 4 | 27688925.7977 | 68024603.7783 | 564476.2044 | 1386773.5581 | 74.4361 | 0 | 32.9609 | 36822.4151 | 1952.7328 | 33462.4295 | 38877.3375 | 0 | 30101.598 | 0 | 55074.44 | 143292.3956 | 97800.0044 | 437383.353 | 961560.8286 | 5686671.2401 | 5686671.2401 | 1478867.319 | 3156389.5659 | 0 | 7085615.4217 | 17407543.5467 | 421.6965 | 0.0002559 | 27688925.7977 | 68024603.7783 | 564476.2044 | 1386773.5581
1 | 1900 | 707 | 0.045 | 15 | 15 | 7 | 5.6234e-13 | 5spot_SharedNeighbor | Water | Porous | Wet | R600a | MinimizeLCOE_Brownfield | IgnoreSilica | 2019 | 0.84513 | 0.094938 | 0.0009627 | 4 | 1890157.8587 | 4570612.1517 | 38533.4246 | 93178.1109 | 81.6617 | 0 | 31.5717 | 59523.2585 | 3316.485 | 53388.9166 | 48220.5919 | 0 | 39089.8791 | 0 | 79380.2611 | 206531.1563 | 140961.758 | 630412.3064 | 961560.8286 | 5686671.2401 | 5686671.2401 | 1478867.319 | 3156389.5659 | 0 | 7278644.3752 | 17600572.5002 | 562.3413 | 0.0038508 | 1890157.8587 | 4570612.1517 | 38533.4246 | 93178.1109
1 | 1900 | 707 | 0.045 | 15 | 15 | 7 | 7.4989e-13 | 5spot_SharedNeighbor | Water | Porous | Wet | R600a | MinimizeLCOE_Brownfield | IgnoreSilica | 2019 | 1.2236 | 0.15274 | 0.0024592 | 4 | 763547.3706 | 1812844.7021 | 15565.9459 | 36957.2913 | 86.5271 | 0 | 95.9053 | 86327.9653 | 4970.9244 | 77804.6411 | 60575.4124 | 0 | 48882.7929 | 0 | 108639.0771 | 282656.5937 | 192918.9332 | 862776.3401 | 961560.8286 | 5686671.2401 | 5686671.2401 | 1478867.319 | 3156389.5659 | 0 | 7511008.4088 | 17832936.5338 | 749.8942 | 0.009837 | 763547.3706 | 1812844.7021 | 15565.9459 | 36957.2913
1 | 1900 | 707 | 0.045 | 15 | 15 | 7 | 1e-12 | 5spot_SharedNeighbor | Water | Porous | Wet | R600a | MinimizeLCOE_Brownfield | IgnoreSilica | 2019 | 1.6709 | 0.22263 | 0.0046792 | 4 | 414790.9896 | 966269.3677 | 8456.0754 | 19698.708 | 89.6716 | 0 | 133.226 | 115027.443 | 6767.5448 | 104917.9983 | 75413.9922 | 0 | 57979.5293 | 0 | 140441.538 | 365400.0732 | 249393.0582 | 1115341.177 | 961560.8286 | 5686671.2401 | 5686671.2401 | 1478867.319 | 3156389.5659 | 0 | 7763573.2457 | 18085501.3707 | 1000 | 0.018717 | 414790.9896 | 966269.3677 | 8456.0754 | 19698.708
1 | 1900 | 707 | 0.045 | 15 | 15 | 7 | 1.3335e-12 | 5spot_SharedNeighbor | Water | Porous | Wet | R600a | MinimizeLCOE_Brownfield | IgnoreSilica | 2019 | 2.2543 | 0.31476 | 0.0077963 | 4 | 258780.7558 | 589768.5129 | 5275.5957 | 12023.2289 | 92.0123 | 0 | 183.6601 | 148962.1131 | 8905.8782 | 138160.4392 | 94774.5137 | 0 | 68282.608 | 0 | 179043.3653 | 465834.1097 | 317941.3518 | 1421904.3788 | 961560.8286 | 5686671.2401 | 5686671.2401 | 1478867.319 | 3156389.5659 | 0 | 8070136.4476 | 18392064.5726 | 1333.5214 | 0.031185 | 258780.7558 | 589768.5129 | 5275.5957 | 12023.2289
1 | 1900 | 707 | 0.045 | 15 | 15 | 7 | 1.7783e-12 | 5spot_SharedNeighbor | Water | Porous | Wet | R600a | MinimizeLCOE_Brownfield | IgnoreSilica | 2019 | 2.923 | 0.4211 | 0.012018 | 4 | 174652.3867 | 389367.0828 | 3560.5251 | 7937.7746 | 93.5999 | 0 | 20.1145 | 184575.8939 | 11158.6409 | 174171.3035 | 117176.4746 | 0 | 77220.9327 | 0 | 220078.2658 | 572598.5032 | 390810.2442 | 1747790.2587 | 961560.8286 | 5686671.2401 | 5686671.2401 | 1478867.319 | 3156389.5659 | 0 | 8396022.3274 | 18717950.4524 | 1778.2794 | 0.048073 | 174652.3867 | 389367.0828 | 3560.5251 | 7937.7746
1 | 1900 | 707 | 0.045 | 15 | 15 | 7 | 2.3714e-12 | 5spot_SharedNeighbor | Water | Porous | Wet | R600a | MinimizeLCOE_Brownfield | IgnoreSilica | 2019 | 3.9191 | 0.57998 | 0.017834 | 4 | 124179.7407 | 268875.2783 | 2531.572 | 5481.3862 | 94.9951 | 0 | 28.2429 | 233004.9319 | 14225.2915 | 224769.2701 | 150490.0423 | 0 | 91107.6588 | 0 | 278302.9059 | 724087.0734 | 494204.3061 | 2210191.4801 | 961560.8286 | 5686671.2401 | 5686671.2401 | 1478867.319 | 3156389.5659 | 0 | 8858423.5488 | 19180351.6738 | 2371.3737 | 0.071335 | 124179.7407 | 268875.2783 | 2531.572 | 5481.3862
1 | 1900 | 707 | 0.045 | 15 | 15 | 7 | 3.1623e-12 | 5spot_SharedNeighbor | Water | Porous | Wet | R600a | MinimizeLCOE_Brownfield | IgnoreSilica | 2019 | 5.0735 | 0.76431 | 0.02537 | 4 | 92201.7832 | 193913.7034 | 1879.6581 | 3953.1931 | 95.9431 | 0 | 24.61 | 284302.7373 | 17472.5386 | 280101.7836 | 188955.9818 | 0 | 103679.9251 | 0 | 341060.0569 | 887368.307 | 605647.1031 | 2708588.4334 | 961560.8286 | 5686671.2401 | 5686671.2401 | 1478867.319 | 3156389.5659 | 0 | 9356820.5021 | 19678748.6271 | 3162.2777 | 0.10148 | 92201.7832 | 193913.7034 | 1879.6581 | 3953.1931
1 | 1900 | 707 | 0.045 | 15 | 15 | 7 | 4.217e-12 | 5spot_SharedNeighbor | Water | Porous | Wet | R600a | MinimizeLCOE_Brownfield | IgnoreSilica | 2019 | 6.5519 | 1.0004 | 0.03529 | 4 | 70562.4147 | 143685.4722 | 1438.5103 | 2929.2227 | 96.6601 | 0 | 33.4674 | 344725.1609 | 21292.99 | 347210.566 | 238251.9588 | 0 | 117931.2735 | 0 | 417070.6602 | 1085132.3048 | 740625.0953 | 3312240.0094 | 961560.8286 | 5686671.2401 | 5686671.2401 | 1478867.319 | 3156389.5659 | 0 | 9960472.0781 | 20282400.2031 | 4216.965 | 0.14116 | 70562.4147 | 143685.4722 | 1438.5103 | 2929.2227
1 | 1900 | 707 | 0.045 | 15 | 15 | 7 | 5.6234e-12 | 5spot_SharedNeighbor | Water | Porous | Wet | R600a | MinimizeLCOE_Brownfield | IgnoreSilica | 2019 | 8.3035 | 1.2783 | 0.047949 | 4 | 55422.7394 | 109239.9163 | 1129.8675 | 2227.0035 | 97.1035 | 0 | 52.372 | 410312.9956 | 25425.0078 | 422310.6589 | 296480.4352 | 0 | 131008.769 | 0 | 501359.7679 | 1304435.2731 | 890303.8774 | 3981636.7849 | 961560.8286 | 5686671.2401 | 5686671.2401 | 1478867.319 | 3156389.5659 | 0 | 10629868.8536 | 20951796.9786 | 5623.4133 | 0.1918 | 55422.7394 | 109239.9163 | 1129.8675 | 2227.0035
1 | 1900 | 707 | 0.045 | 15 | 15 | 7 | 7.4989e-12 | 5spot_SharedNeighbor | Water | Porous | Wet | R600a | MinimizeLCOE_Brownfield | IgnoreSilica | 2019 | 10.9714 | 1.7083 | 0.06609 | 4 | 43987.0367 | 83032.08 | 896.7352 | 1692.7213 | 97.719 | 0 | 43.7543 | 504632.0473 | 31392.3806 | 532330.8118 | 385683.6534 | 0 | 153888.5071 | 0 | 627091.6861 | 1631563.933 | 1113575.9095 | 4980158.9287 | 961560.8286 | 5686671.2401 | 5686671.2401 | 1478867.319 | 3156389.5659 | 0 | 11628390.9974 | 21950319.1224 | 7498.9421 | 0.26436 | 43987.0367 | 83032.08 | 896.7352 | 1692.7213
1 | 1900 | 707 | 0.045 | 15 | 15 | 7 | 1e-11 | 5spot_SharedNeighbor | Water | Porous | Wet | R600a | MinimizeLCOE_Brownfield | IgnoreSilica | 2019 | 14.0117 | 2.1953 | 0.088515 | 4 | 35849.1364 | 65002.3171 | 730.8331 | 1325.1602 | 98.056 | 0 | 52.0147 | 602817.4996 | 37578.5237 | 650449.9925 | 487113.9861 | 0 | 173593.2513 | 0 | 761105.7688 | 1980241.086 | 1351555.2311 | 6044455.3391 | 961560.8286 | 5686671.2401 | 5686671.2401 | 1478867.319 | 3156389.5659 | 0 | 12692687.4078 | 23014615.5328 | 10000 | 0.35406 | 35849.1364 | 65002.3171 | 730.8331 | 1325.1602
1 | 1900 | 707 | 0.045 | 15 | 15 | 7 | 1.3335e-11 | 5spot_SharedNeighbor | Water | Porous | Wet | R600a | MinimizeLCOE_Brownfield | IgnoreSilica | 2019 | 17.7628 | 2.7963 | 0.11728 | 4 | 29726.7746 | 51728.8681 | 606.0205 | 1054.5629 | 98.3143 | 0 | 68.123 | 715463.2715 | 44665.6285 | 789235.913 | 612472.0944 | 0 | 194316.9352 | 0 | 918899.9986 | 2390789.3041 | 1631762.8259 | 7297605.9712 | 961560.8286 | 5686671.2401 | 5686671.2401 | 1478867.319 | 3156389.5659 | 0 | 13945838.0399 | 24267766.1649 | 13335.2143 | 0.46913 | 29726.7746 | 51728.8681 | 606.0205 | 1054.5629
1 | 1900 | 707 | 0.045 | 15 | 15 | 7 | 1.7783e-11 | 5spot_SharedNeighbor | Water | Porous | Wet | R600a | MinimizeLCOE_Brownfield | IgnoreSilica | 2019 | 22.3797 | 3.5362 | 0.15388 | 4 | 25054.427 | 41824.0353 | 510.7684 | 852.6395 | 98.5146 | 0 | 64.2052 | 844667.4657 | 52780.2756 | 952140.5987 | 766775.3406 | 0 | 216183.7349 | 0 | 1104693.4921 | 2874185.8625 | 1961690.9098 | 8773117.6799 | 961560.8286 | 5686671.2401 | 5686671.2401 | 1478867.319 | 3156389.5659 | 0 | 15421349.7487 | 25743277.8737 | 17782.7941 | 0.61551 | 25054.427 | 41824.0353 | 510.7684 | 852.6395
1 | 1900 | 707 | 0.045 | 15 | 15 | 7 | 2.3714e-11 | 5spot_SharedNeighbor | Water | Porous | Wet | R600a | MinimizeLCOE_Brownfield | IgnoreSilica | 2019 | 28.0017 | 4.4373 | 0.19988 | 4 | 21442.5877 | 34352.4458 | 437.1362 | 700.3211 | 98.6703 | 0 | 61.2935 | 991654.4279 | 61994.9947 | 1141597.2116 | 954681.555 | 0 | 238861.7033 | 0 | 1321628.0581 | 3438605.1039 | 2346918.6397 | 10495941.6941 | 961560.8286 | 5686671.2401 | 5686671.2401 | 1478867.319 | 3156389.5659 | 0 | 17144173.7628 | 27466101.8878 | 23713.7371 | 0.79954 | 21442.5877 | 34352.4458 | 437.1362 | 700.3211
1 | 1900 | 707 | 0.045 | 15 | 15 | 7 | 3.1623e-11 | 5spot_SharedNeighbor | Water | Porous | Wet | R600a | MinimizeLCOE_Brownfield | IgnoreSilica | 2019 | 34.7445 | 5.5181 | 0.25682 | 4 | 18621.8375 | 28669.5753 | 379.6313 | 584.4681 | 98.7918 | 0 | 51.9622 | 1156804.5541 | 72329.0542 | 1358975.885 | 1180060.3086 | 0 | 261778.6366 | 0 | 1571679.891 | 4089188.6804 | 2790955.2988 | 12481772.3086 | 961560.8286 | 5686671.2401 | 5686671.2401 | 1478867.319 | 3156389.5659 | 0 | 19130004.3773 | 29451932.5023 | 31622.7766 | 1.0273 | 18621.8375 | 28669.5753 | 379.6313 | 584.4681
1 | 1900 | 707 | 0.045 | 15 | 15 | 7 | 4.217e-11 | 5spot_SharedNeighbor | Water | Porous | Wet | R600a | MinimizeLCOE_Brownfield | IgnoreSilica | 2019 | 42.6297 | 6.7821 | 0.32564 | 4 | 16403.244 | 24327.515 | 334.4023 | 495.9493 | 98.8849 | 0 | 67.9189 | 1338298.2342 | 83663.8357 | 1602648.9155 | 1443624.4427 | 0 | 283769.0579 | 0 | 1853281.7495 | 4821858.9518 | 3291017.8139 | 14718163.0011 | 961560.8286 | 5686671.2401 | 5686671.2401 | 1478867.319 | 3156389.5659 | 0 | 21366395.0698 | 31688323.1948 | 42169.6503 | 1.3026 | 16403.244 | 24327.515 | 334.4023 | 495.9493
1 | 1900 | 707 | 0.045 | 15 | 15 | 7 | 5.6234e-11 | 5spot_SharedNeighbor | Water | Porous | Wet | R600a | MinimizeLCOE_Brownfield | IgnoreSilica | 2019 | 51.4823 | 8.2004 | 0.40584 | 4 | 14653.4973 | 21011.8837 | 298.7314 | 428.3557 | 98.9505 | 0 | 82.8815 | 1530453.6192 | 95638.9922 | 1865487.2448 | 1739443.9782 | 0 | 302788.0302 | 0 | 2158186.6272 | 5615158.899 | 3832461.3285 | 17139618.7192 | 961560.8286 | 5686671.2401 | 5686671.2401 | 1478867.319 | 3156389.5659 | 0 | 23787850.7879 | 34109778.913 | 56234.1325 | 1.6234 | 14653.4973 | 21011.8837 | 298.7314 | 428.3557
1 | 1900 | 707 | 0.045 | 15 | 15 | 7 | 7.4989e-11 | 5spot_SharedNeighbor | Water | Porous | Wet | R600a | MinimizeLCOE_Brownfield | IgnoreSilica | 2019 | 60.9124 | 9.7085 | 0.49482 | 4 | 13276.8126 | 18491.8316 | 270.6658 | 376.981 | 98.9845 | 0 | 65.7098 | 1724214.2046 | 107683.7083 | 2135191.4268 | 2054285.8539 | 0 | 316548.8435 | 0 | 2471790.3745 | 6431091.5206 | 4389352.1085 | 19630158.0409 | 961560.8286 | 5686671.2401 | 5686671.2401 | 1478867.319 | 3156389.5659 | 0 | 26278390.1096 | 36600318.2346 | 74989.4209 | 1.9793 | 13276.8126 | 18491.8316 | 270.6658 | 376.981
1 | 1900 | 707 | 0.045 | 15 | 15 | 7 | 1e-10 | 5spot_SharedNeighbor | Water | Porous | Wet | R600a | MinimizeLCOE_Brownfield | IgnoreSilica | 2019 | 70.6339 | 11.2579 | 0.5901 | 4 | 12184.9273 | 16557.8986 | 248.4062 | 337.5552 | 98.984 | 0 | 85.8595 | 1913963.5684 | 119442.7056 | 2403697.5687 | 2378292.9424 | 0 | 324146.9602 | 0 | 2784422.0607 | 7244495.0385 | 4944516.7233 | 22112977.5679 | 961560.8286 | 5686671.2401 | 5686671.2401 | 1478867.319 | 3156389.5659 | 0 | 28761209.6366 | 39083137.7616 | 100000 | 2.3604 | 12184.9273 | 16557.8986 | 248.4062 | 337.5552
1 | 1900 | 707 | 0.045 | 15 | 15 | 7 | 1.3335e-10 | 5spot_SharedNeighbor | Water | Porous | Wet | R600a | MinimizeLCOE_Brownfield | IgnoreSilica | 2019 | 79.6035 | 12.6802 | 0.68205 | 4 | 11354.2381 | 15137.6378 | 231.4715 | 308.6012 | 98.9528 | 0 | 66.7332 | 2081098.5364 | 129763.9319 | 2643787.0641 | 2676490.4885 | 0 | 323745.2693 | 0 | 3063405.2632 | 7970352.104 | 5439929.0854 | 24328571.7428 | 961560.8286 | 5686671.2401 | 5686671.2401 | 1478867.319 | 3156389.5659 | 0 | 30976803.8115 | 41298731.9365 | 133352.1432 | 2.7282 | 11354.2381 | 15137.6378 | 231.4715 | 308.6012
1 | 1900 | 707 | 0.045 | 15 | 15 | 7 | 1.7783e-10 | 5spot_SharedNeighbor | Water | Porous | Wet | R600a | MinimizeLCOE_Brownfield | IgnoreSilica | 2019 | 87.6667 | 13.9513 | 0.76788 | 4 | 10714.5311 | 14075.0712 | 218.4302 | 286.9394 | 98.9011 | 0 | 74.0795 | 2225437.052 | 138645.2238 | 2853871.3184 | 2943767.6356 | 0 | 317256.2115 | 0 | 3306801.2021 | 8603618.4097 | 5872146.3513 | 26261543.4043 | 961560.8286 | 5686671.2401 | 5686671.2401 | 1478867.319 | 3156389.5659 | 0 | 32909775.473 | 43231703.598 | 177827.941 | 3.0715 | 10714.5311 | 14075.0712 | 218.4302 | 286.9394
1 | 1900 | 707 | 0.045 | 15 | 15 | 7 | 2.3714e-10 | 5spot_SharedNeighbor | Water | Porous | Wet | R600a | MinimizeLCOE_Brownfield | IgnoreSilica | 2019 | 94.6628 | 15.0475 | 0.84459 | 4 | 10224.8625 | 13280.1588 | 208.4477 | 270.734 | 98.8391 | 0 | 91.4249 | 2346464.317 | 146066.1241 | 3032030.5134 | 3174970.4879 | 0 | 306886.134 | 0 | 3512502.8548 | 9138811.9148 | 6237426.9156 | 27895159.2616 | 961560.8286 | 5686671.2401 | 5686671.2401 | 1478867.319 | 3156389.5659 | 0 | 34543391.3303 | 44865319.4554 | 237137.3706 | 3.3784 | 10224.8625 | 13280.1588 | 208.4477 | 270.734
1 | 1900 | 707 | 0.045 | 15 | 15 | 7 | 3.1623e-10 | 5spot_SharedNeighbor | Water | Porous | Wet | R600a | MinimizeLCOE_Brownfield | IgnoreSilica | 2019 | 100.4829 | 15.9541 | 0.91025 | 4 | 9851.8097 | 12686.7308 | 200.8425 | 258.6362 | 98.776 | 0 | 80.7599 | 2444329.2718 | 152047.6866 | 3177465.0073 | 3366754.9601 | 0 | 294258.0539 | 0 | 3679593.4421 | 9573547.348 | 6534142.7817 | 29222138.5516 | 961560.8286 | 5686671.2401 | 5686671.2401 | 1478867.319 | 3156389.5659 | 0 | 35870370.6203 | 46192298.7453 | 316227.766 | 3.641 | 9851.8097 | 12686.7308 | 200.8425 | 258.6362
1 | 1900 | 707 | 0.045 | 15 | 15 | 7 | 4.217e-10 | 5spot_SharedNeighbor | Water | Porous | Wet | R600a | MinimizeLCOE_Brownfield | IgnoreSilica | 2019 | 105.2307 | 16.6898 | 0.96492 | 4 | 9568.6218 | 12242.9313 | 195.0693 | 249.5887 | 98.7172 | 0 | 84.8336 | 2522346.6619 | 156802.9577 | 3294305.2286 | 3522802.6697 | 0 | 281244.752 | 0 | 3813225.8853 | 9921231.5533 | 6771444.396 | 30283404.1045 | 961560.8286 | 5686671.2401 | 5686671.2401 | 1478867.319 | 3156389.5659 | 0 | 36931636.1732 | 47253564.2982 | 421696.5034 | 3.8597 | 9568.6218 | 12242.9313 | 195.0693 | 249.5887
1 | 1900 | 707 | 0.045 | 15 | 15 | 7 | 5.6234e-10 | 5spot_SharedNeighbor | Water | Porous | Wet | R600a | MinimizeLCOE_Brownfield | IgnoreSilica | 2019 | 108.989 | 17.2697 | 1.0091 | 4 | 9354.2353 | 11911.4797 | 190.6987 | 242.8316 | 98.6662 | 0 | 97.5991 | 2582984.4719 | 160490.3485 | 3385681.9585 | 3646060.8069 | 0 | 268750.1077 | 0 | 3917147.4005 | 10191614.0186 | 6955985.9844 | 31108715.0969 | 961560.8286 | 5686671.2401 | 5686671.2401 | 1478867.319 | 3156389.5659 | 0 | 37756947.1656 | 48078875.2906 | 562341.3252 | 4.0363 | 9354.2353 | 11911.4797 | 190.6987 | 242.8316
1 | 1900 | 707 | 0.045 | 15 | 15 | 7 | 7.4989e-10 | 5spot_SharedNeighbor | Water | Porous | Wet | R600a | MinimizeLCOE_Brownfield | IgnoreSilica | 2019 | 111.9392 | 17.7232 | 1.0442 | 4 | 9192.2704 | 11663.4277 | 187.3969 | 237.7747 | 98.6235 | 0 | 85.2095 | 2629905.4895 | 163338.2407 | 3456733.916 | 3742640.6086 | 0 | 257599.8036 | 0 | 3997585.0428 | 10400896.264 | 7098825.4172 | 31747524.7825 | 961560.8286 | 5686671.2401 | 5686671.2401 | 1478867.319 | 3156389.5659 | 0 | 38395756.8512 | 48717684.9762 | 749894.2093 | 4.177 | 9192.2704 | 11663.4277 | 187.3969 | 237.7747
1 | 1900 | 707 | 0.045 | 15 | 15 | 7 | 1e-09 | 5spot_SharedNeighbor | Water | Porous | Wet | R600a | MinimizeLCOE_Brownfield | IgnoreSilica | 2019 | 114.2218 | 18.073 | 1.0718 | 4 | 9070.1045 | 11477.791 | 184.9063 | 233.9903 | 98.5889 | 0 | 91.677 | 2665807.8758 | 165514.0712 | 3511307.3233 | 3817259.3796 | 0 | 248031.8925 | 0 | 4059089.0115 | 10560916.9744 | 7208042.8402 | 32235969.3686 | 961560.8286 | 5686671.2401 | 5686671.2401 | 1478867.319 | 3156389.5659 | 0 | 38884201.4373 | 49206129.5623 | 1000000 | 4.2871 | 9070.1045 | 11477.791 | 184.9063 | 233.9903
1 | 1900 | 707 | 0.045 | 15 | 15 | 7 | 1.3335e-09 | 5spot_SharedNeighbor | Water | Porous | Wet | R600a | MinimizeLCOE_Brownfield | IgnoreSilica | 2019 | 115.9681 | 18.3401 | 1.0931 | 4 | 8978.0733 | 11338.8677 | 183.0302 | 231.1582 | 98.5615 | 0 | 96.1295 | 2693041.6113 | 167162.598 | 3552825.1318 | 3874281.9924 | 0 | 240059.7377 | 0 | 4105674.7178 | 10682123.4259 | 7290768.7339 | 32605937.9487 | 961560.8286 | 5686671.2401 | 5686671.2401 | 1478867.319 | 3156389.5659 | 0 | 39254170.0174 | 49576098.1424 | 1333521.4322 | 4.3722 | 8978.0733 | 11338.8677 | 183.0302 | 231.1582
1 | 1900 | 707 | 0.045 | 15 | 15 | 7 | 1.7783e-09 | 5spot_SharedNeighbor | Water | Porous | Wet | R600a | MinimizeLCOE_Brownfield | IgnoreSilica | 2019 | 117.2936 | 18.5424 | 1.1094 | 4 | 8908.8121 | 11234.8936 | 181.6182 | 229.0385 | 98.5402 | 0 | 90.4581 | 2713577.7086 | 168404.5654 | 3584202.259 | 3917523.0774 | 0 | 233568.9978 | 0 | 4140737.8772 | 10773350.5743 | 7353033.1372 | 32884398.1969 | 961560.8286 | 5686671.2401 | 5686671.2401 | 1478867.319 | 3156389.5659 | 0 | 39532630.2656 | 49854558.3906 | 1778279.41 | 4.4375 | 8908.8121 | 11234.8936 | 181.6182 | 229.0385
1 | 1900 | 707 | 0.045 | 15 | 15 | 7 | 2.3714e-09 | 5spot_SharedNeighbor | Water | Porous | Wet | R600a | MinimizeLCOE_Brownfield | IgnoreSilica | 2019 | 118.3117 | 18.6976 | 1.1219 | 4 | 8856.7285 | 11156.8198 | 180.5564 | 227.4469 | 98.5235 | 0 | 96.1327 | 2729274.8706 | 169353.2203 | 3608226.7663 | 3950716.5219 | 0 | 228466.4712 | 0 | 4167554.7616 | 10843122.6067 | 7400653.9829 | 33097369.2015 | 961560.8286 | 5686671.2401 | 5686671.2401 | 1478867.319 | 3156389.5659 | 0 | 39745601.2702 | 50067529.3952 | 2371373.7057 | 4.4876 | 8856.7285 | 11156.8198 | 180.5564 | 227.4469
1 | 1900 | 707 | 0.045 | 15 | 15 | 7 | 3.1623e-09 | 5spot_SharedNeighbor | Water | Porous | Wet | R600a | MinimizeLCOE_Brownfield | IgnoreSilica | 2019 | 119.0692 | 18.8129 | 1.1313 | 4 | 8817.5866 | 11098.4854 | 179.7584 | 226.2576 | 98.5109 | 0 | 87.1697 | 2740910.7651 | 170056.0548 | 3626058.5051 | 3975401.4981 | 0 | 224400.7113 | 0 | 4187362.7384 | 10894658.8991 | 7435828.5615 | 33254677.7332 | 961560.8286 | 5686671.2401 | 5686671.2401 | 1478867.319 | 3156389.5659 | 0 | 39902909.8019 | 50224837.927 | 3162277.6602 | 4.5254 | 8817.5866 | 11098.4854 | 179.7584 | 226.2576
1 | 1900 | 707 | 0.045 | 15 | 15 | 7 | 4.217e-09 | 5spot_SharedNeighbor | Water | Porous | Wet | R600a | MinimizeLCOE_Brownfield | IgnoreSilica | 2019 | 119.6345 | 18.8989 | 1.1385 | 4 | 8788.1854 | 11054.8477 | 179.159 | 225.368 | 98.5015 | 0 | 92.1208 | 2749569.1052 | 170578.8273 | 3639339.9792 | 3993813.8703 | 0 | 221215.2519 | 0 | 4202061.6432 | 10932902.4342 | 7461930.56 | 33371411.6713 | 961560.8286 | 5686671.2401 | 5686671.2401 | 1478867.319 | 3156389.5659 | 0 | 40019643.74 | 50341571.865 | 4216965.0343 | 4.5538 | 8788.1854 | 11054.8477 | 179.159 | 225.368
1 | 1900 | 707 | 0.045 | 15 | 15 | 7 | 5.6234e-09 | 5spot_SharedNeighbor | Water | Porous | Wet | R600a | MinimizeLCOE_Brownfield | IgnoreSilica | 2019 | 120.0755 | 18.966 | 1.1439 | 4 | 8766.1094 | 11021.9313 | 178.709 | 224.697 | 98.494 | 0 | 94.1051 | 2756309.6984 | 170985.6861 | 3649687.2441 | 4008174.101 | 0 | 218838.941 | 0 | 4213558.3116 | 10962814.407 | 7482346.0961 | 33462714.4854 | 961560.8286 | 5686671.2401 | 5686671.2401 | 1478867.319 | 3156389.5659 | 0 | 40110946.5541 | 50432874.6791 | 5623413.2519 | 4.5757 | 8766.1094 | 11021.9313 | 178.709 | 224.697
1 | 1900 | 707 | 0.045 | 15 | 15 | 7 | 7.4989e-09 | 5spot_SharedNeighbor | Water | Porous | Wet | R600a | MinimizeLCOE_Brownfield | IgnoreSilica | 2019 | 120.3922 | 19.0141 | 1.1479 | 4 | 8749.5385 | 10997.4565 | 178.3712 | 224.198 | 98.4886 | 0 | 91.9305 | 2761143.0187 | 171277.3541 | 3657110.8397 | 4018485.2609 | 0 | 216947.5292 | 0 | 4221735.961 | 10984090.9733 | 7496867.7898 | 33527658.7265 | 961560.8286 | 5686671.2401 | 5686671.2401 | 1478867.319 | 3156389.5659 | 0 | 40175890.7953 | 50497818.9203 | 7498942.0933 | 4.5918 | 8749.5385 | 10997.4565 | 178.3712 | 224.198
1 | 1900 | 707 | 0.045 | 15 | 15 | 7 | 1e-08 | 5spot_SharedNeighbor | Water | Porous | Wet | R600a | MinimizeLCOE_Brownfield | IgnoreSilica | 2019 | 120.646 | 19.0527 | 1.1511 | 4 | 8737.1029 | 10978.8981 | 178.1177 | 223.8197 | 98.4843 | 0 | 97.831 | 2765010.7469 | 171510.7134 | 3663053.7848 | 4026744.8873 | 0 | 215584.9256 | 0 | 4228342.9726 | 11001281.0624 | 7508600.3788 | 33580129.4718 | 961560.8286 | 5686671.2401 | 5686671.2401 | 1478867.319 | 3156389.5659 | 0 | 40228361.5405 | 50550289.6655 | 10000000 | 4.6043 | 8737.1029 | 10978.8981 | 178.1177 | 223.8197
1 | 2000 | 707 | 0.045 | 15 | 15 | 7 | 1e-13 | 5spot_SharedNeighbor | Water | Porous | Wet | R600a | MinimizeLCOE_Brownfield | IgnoreSilica | 2019 | 0 | 0 | 0 | 0 |  |  |  |  | 15 |  | 10.4684 | [19 empty] | 100 | 0
1 | 2000 | 707 | 0.045 | 15 | 15 | 7 | 1.3335e-13 | 5spot_SharedNeighbor | Water | Porous | Wet | R600a | MinimizeLCOE_Brownfield | IgnoreSilica | 2019 | 0 | 0 | 0 | 0 |  |  |  |  | 15 |  | 11.5383 | [19 empty] | 133.3521 | 0
1 | 2000 | 707 | 0.045 | 15 | 15 | 7 | 1.7783e-13 | 5spot_SharedNeighbor | Water | Porous | Wet | R600a | MinimizeLCOE_Brownfield | IgnoreSilica | 2019 | 0 | 0 | 0 | 0 |  |  |  |  | 15 |  | 11.7155 | [19 empty] | 177.8279 | 0
1 | 2000 | 707 | 0.045 | 15 | 15 | 7 | 2.3714e-13 | 5spot_SharedNeighbor | Water | Porous | Wet | R600a | MinimizeLCOE_Brownfield | IgnoreSilica | 2019 | 0 | 0 | 0 | 0 |  |  |  |  | 15 |  | 12.5434 | [19 empty] | 237.1374 | 0
1 | 2000 | 707 | 0.045 | 15 | 15 | 7 | 3.1623e-13 | 5spot_SharedNeighbor | Water | Porous | Wet | R600a | MinimizeLCOE_Brownfield | IgnoreSilica | 2019 | 0 | 0 | 0 | 0 |  |  |  |  | 15 |  | 11.7746 | [19 empty] | 316.2278 | 0
1 | 2000 | 707 | 0.045 | 15 | 15 | 7 | 4.217e-13 | 5spot_SharedNeighbor | Water | Porous | Wet | R600a | MinimizeLCOE_Brownfield | IgnoreSilica | 2019 | 0.71826 | 0.080425 | 0.00052697 | 4 | 3576367.6665 | 8684040.9963 | 72909.0923 | 177035.9217 | 81.518 | 0 | 38.809 | 53047.0357 | 2946.3994 | 46758.771 | 44568.5613 | 0 | 37639.3705 | 0 | 72134.4538 | 187679.0521 | 128094.8095 | 572868.4535 | 961560.8286 | 6004137.4768 | 6004137.4768 | 1478867.319 | 3283376.0606 | 0 | 7538566.7589 | 18304947.6152 | 421.6965 | 0.0021079 | 3576367.6665 | 8684040.9963 | 72909.0923 | 177035.9217
1 | 2000 | 707 | 0.045 | 15 | 15 | 7 | 5.6234e-13 | 5spot_SharedNeighbor | Water | Porous | Wet | R600a | MinimizeLCOE_Brownfield | IgnoreSilica | 2019 | 1.0485 | 0.13381 | 0.0019251 | 4 | 1008009.7656 | 2406151.2691 | 20549.6425 | 49052.6482 | 87.5856 | 0 | 76.4659 | 79549.0489 | 4600.3148 | 69932.9748 | 55645.6361 | 0 | 47427.3572 | 0 | 100290.5794 | 260935.5151 | 178093.8508 | 796475.277 | 961560.8286 | 6004137.4768 | 6004137.4768 | 1478867.319 | 3283376.0606 | 0 | 7762173.5824 | 18528554.4388 | 562.3413 | 0.0077005 | 1008009.7656 | 2406151.2691 | 20549.6425 | 49052.6482
1 | 2000 | 707 | 0.045 | 15 | 15 | 7 | 7.4989e-13 | 5spot_SharedNeighbor | Water | Porous | Wet | R600a | MinimizeLCOE_Brownfield | IgnoreSilica | 2019 | 1.4764 | 0.20531 | 0.0041108 | 4 | 488387.7201 | 1143142.2353 | 9956.4443 | 23304.5007 | 91.8091 | 0 | 114.2631 | 110708.5652 | 6585.4826 | 98175.442 | 70295.9465 | 0 | 58103.4732 | 0 | 134108.8747 | 348923.7825 | 238147.6512 | 1065049.2178 | 961560.8286 | 6004137.4768 | 6004137.4768 | 1478867.319 | 3283376.0606 | 0 | 8030747.5232 | 18797128.3796 | 749.8942 | 0.016443 | 488387.7201 | 1143142.2353 | 9956.4443 | 23304.5007
1 | 2000 | 707 | 0.045 | 15 | 15 | 7 | 1e-12 | 5spot_SharedNeighbor | Water | Porous | Wet | R600a | MinimizeLCOE_Brownfield | IgnoreSilica | 2019 | 2.0015 | 0.29454 | 0.0072709 | 4 | 286587.8725 | 656773.119 | 5842.4814 | 13389.2084 | 94.7036 | 0 | 150.9578 | 145374.8803 | 8818.153 | 130743.2535 | 88460.1473 | 0 | 68723.0428 | 0 | 172426.596 | 448618.6333 | 306191.4354 | 1369356.1417 | 961560.8286 | 6004137.4768 | 6004137.4768 | 1478867.319 | 3283376.0606 | 0 | 8335054.4471 | 19101435.3035 | 1000 | 0.029084 | 286587.8725 | 656773.119 | 5842.4814 | 13389.2084
1 | 2000 | 707 | 0.045 | 15 | 15 | 7 | 1.3335e-12 | 5spot_SharedNeighbor | Water | Porous | Wet | R600a | MinimizeLCOE_Brownfield | IgnoreSilica | 2019 | 2.7378 | 0.4206 | 0.011628 | 4 | 187793.6364 | 419272.1626 | 3828.4273 | 8547.4301 | 96.9909 | 0 | 17.0574 | 189293.0496 | 11659.9642 | 173561.9596 | 113815.5047 | 0 | 82768.6907 | 0 | 222728.6759 | 579494.3266 | 395516.7854 | 1768838.9567 | 961560.8286 | 6004137.4768 | 6004137.4768 | 1478867.319 | 3283376.0606 | 0 | 8734537.2621 | 19500918.1185 | 1333.5214 | 0.046511 | 187793.6364 | 419272.1626 | 3828.4273 | 8547.4301
1 | 2000 | 707 | 0.045 | 15 | 15 | 7 | 1.7783e-12 | 5spot_SharedNeighbor | Water | Porous | Wet | R600a | MinimizeLCOE_Brownfield | IgnoreSilica | 2019 | 3.5318 | 0.55722 | 0.017462 | 4 | 130710.6654 | 284851.2949 | 2664.7137 | 5807.0789 | 98.4326 | 0 | 36.8543 | 232522.7515 | 14462.6007 | 217127.5221 | 141195.695 | 0 | 93423.8686 | 0 | 272505.6508 | 709003.8047 | 483909.6653 | 2164151.5585 | 961560.8286 | 6004137.4768 | 6004137.4768 | 1478867.319 | 3283376.0606 | 0 | 9129849.8639 | 19896230.7203 | 1778.2794 | 0.069848 | 130710.6654 | 284851.2949 | 2664.7137 | 5807.0789
1 | 2000 | 707 | 0.045 | 15 | 15 | 7 | 2.3714e-12 | 5spot_SharedNeighbor | Water | Porous | Wet | R600a | MinimizeLCOE_Brownfield | IgnoreSilica | 2019 | 4.6159 | 0.74429 | 0.025325 | 4 | 95193.7516 | 201477.1427 | 1940.6534 | 4107.3841 | 99.6239 | 0 | 54.5061 | 286806.6325 | 17984.4945 | 273466.3177 | 178726.8948 | 0 | 107431.5703 | 0 | 337122.2048 | 877122.8237 | 598654.3503 | 2677315.2887 | 961560.8286 | 6004137.4768 | 6004137.4768 | 1478867.319 | 3283376.0606 | 0 | 9643013.5941 | 20409394.4505 | 2371.3737 | 0.1013 | 95193.7516 | 201477.1427 | 1940.6534 | 4107.3841
1 | 2000 | 707 | 0.045 | 15 | 15 | 7 | 3.1623e-12 | 5spot_SharedNeighbor | Water | Porous | Wet | R600a | MinimizeLCOE_Brownfield | IgnoreSilica | 2019 | 5.9749 | 0.97892 | 0.035678 | 4 | 71807.5074 | 147248.4207 | 1463.8932 | 3001.8582 | 100.5114 | 0 | 47.8981 | 349265.3114 | 22032.8107 | 340268.6494 | 225672.72 | 0 | 122457.1293 | 0 | 413281.6821 | 1075274.1611 | 733896.7096 | 3282149.1735 | 961560.8286 | 6004137.4768 | 6004137.4768 | 1478867.319 | 3283376.0606 | 0 | 10247847.4789 | 21014228.3353 | 3162.2777 | 0.14271 | 71807.5074 | 147248.4207 | 1463.8932 | 3001.8582
1 | 2000 | 707 | 0.045 | 15 | 15 | 7 | 4.217e-12 | 5spot_SharedNeighbor | Water | Porous | Wet | R600a | MinimizeLCOE_Brownfield | IgnoreSilica | 2019 | 7.5996 | 1.2585 | 0.048918 | 4 | 55839.0229 | 110861.1995 | 1138.354 | 2260.0555 | 101.1102 | 0 | 53.8241 | 417852.0599 | 26466.3476 | 415820.7398 | 281682.515 | 0 | 136897.5554 | 0 | 498700.4949 | 1297516.3902 | 885581.5976 | 3960517.7003 | 961560.8286 | 6004137.4768 | 6004137.4768 | 1478867.319 | 3283376.0606 | 0 | 10926216.0057 | 21692596.8621 | 4216.965 | 0.19567 | 55839.0229 | 110861.1995 | 1138.354 | 2260.0555
1 | 2000 | 707 | 0.045 | 15 | 15 | 7 | 5.6234e-12 | 5spot_SharedNeighbor | Water | Porous | Wet | R600a | MinimizeLCOE_Brownfield | IgnoreSilica | 2019 | 9.9554 | 1.6678 | 0.067369 | 4 | 44082.5528 | 84035.7654 | 898.6825 | 1713.1827 | 101.7635 | 0 | 61.3727 | 510922.1083 | 32494.6645 | 520639.2279 | 363196.0816 | 0 | 159132.5042 | 0 | 618689.9887 | 1609704.4399 | 1098656.3563 | 4913435.3713 | 961560.8286 | 6004137.4768 | 6004137.4768 | 1478867.319 | 3283376.0606 | 0 | 11879133.6767 | 22645514.5331 | 5623.4133 | 0.26947 | 44082.5528 | 84035.7654 | 898.6825 | 1713.1827
1 | 2000 | 707 | 0.045 | 15 | 15 | 7 | 7.4989e-12 | 5spot_SharedNeighbor | Water | Porous | Wet | R600a | MinimizeLCOE_Brownfield | IgnoreSilica | 2019 | 12.7398 | 2.1498 | 0.090694 | 4 | 35662.407 | 65340.1832 | 727.0264 | 1332.048 | 102.1758 | 0 | 52.9825 | 611906.7736 | 39014.9532 | 637707.0775 | 459475.5576 | 0 | 179978.6726 | 0 | 751952.3835 | 1956425.8552 | 1335300.8467 | 5971762.1199 | 961560.8286 | 6004137.4768 | 6004137.4768 | 1478867.319 | 3283376.0606 | 0 | 12937460.4252 | 23703841.2816 | 7498.9421 | 0.36278 | 35662.407 | 65340.1832 | 727.0264 | 1332.048
1 | 2000 | 707 | 0.045 | 15 | 15 | 7 | 1e-11 | 5spot_SharedNeighbor | Water | Porous | Wet | R600a | MinimizeLCOE_Brownfield | IgnoreSilica | 2019 | 16.1964 | 2.7484 | 0.12075 | 4 | 29377.9079 | 51669.2909 | 598.9084 | 1053.3484 | 102.4924 | 0 | 68.4401 | 728337.2006 | 46520.5049 | 776009.5308 | 579124.134 | 0 | 202191.0885 | 0 | 909551.1589 | 2366465.5409 | 1615161.3577 | 7223360.5163 | 961560.8286 | 6004137.4768 | 6004137.4768 | 1478867.319 | 3283376.0606 | 0 | 14189058.8217 | 24955439.678 | 10000 | 0.48298 | 29377.9079 | 51669.2909 | 598.9084 | 1053.3484
1 | 2000 | 707 | 0.045 | 15 | 15 | 7 | 1.3335e-11 | 5spot_SharedNeighbor | Water | Porous | Wet | R600a | MinimizeLCOE_Brownfield | IgnoreSilica | 2019 | 20.4696 | 3.4886 | 0.15915 | 4 | 24609.4973 | 41521.549 | 501.6979 | 846.4729 | 102.7373 | 0 | 59.9912 | 862321.4779 | 55141.531 | 938947.3029 | 727050.3586 | 0 | 225787.2527 | 0 | 1095606.69 | 2850543.8677 | 1945554.7625 | 8700953.2434 | 961560.8286 | 6004137.4768 | 6004137.4768 | 1478867.319 | 3283376.0606 | 0 | 15666651.5488 | 26433032.4052 | 13335.2143 | 0.63661 | 24609.4973 | 41521.549 | 501.6979 | 846.4729
1 | 2000 | 707 | 0.045 | 15 | 15 | 7 | 1.7783e-11 | 5spot_SharedNeighbor | Water | Porous | Wet | R600a | MinimizeLCOE_Brownfield | IgnoreSilica | 2019 | 25.6971 | 4.3942 | 0.2077 | 4 | 20939.3113 | 33898.0861 | 426.8762 | 691.0583 | 102.9275 | 0 | 61.6468 | 1015278.6545 | 64964.3382 | 1129180.0051 | 908025.9474 | 0 | 250390.9908 | 0 | 1313457.5751 | 3417347.1831 | 2332409.672 | 10431054.3662 | 961560.8286 | 6004137.4768 | 6004137.4768 | 1478867.319 | 3283376.0606 | 0 | 17396752.6716 | 28163133.528 | 17782.7941 | 0.83082 | 20939.3113 | 33898.0861 | 426.8762 | 691.0583
1 | 2000 | 707 | 0.045 | 15 | 15 | 7 | 2.3714e-11 | 5spot_SharedNeighbor | Water | Porous | Wet | R600a | MinimizeLCOE_Brownfield | IgnoreSilica | 2019 | 32.0307 | 5.4916 | 0.26835 | 4 | 18081.1268 | 28111.3228 | 368.6082 | 573.0873 | 103.0759 | 0 | 68.3868 | 1188667.8078 | 76077.07 | 1349494.8698 | 1127314.7897 | 0 | 275722.6812 | 0 | 1566738.1152 | 4076331.1935 | 2782179.7998 | 12442526.327 | 961560.8286 | 6004137.4768 | 6004137.4768 | 1478867.319 | 3283376.0606 | 0 | 19408224.6324 | 30174605.4887 | 23713.7371 | 1.0734 | 18081.1268 | 28111.3228 | 368.6082 | 573.0873
1 | 2000 | 707 | 0.045 | 15 | 15 | 7 | 3.1623e-11 | 5spot_SharedNeighbor | Water | Porous | Wet | R600a | MinimizeLCOE_Brownfield | IgnoreSilica | 2019 | 39.5675 | 6.7977 | 0.34275 | 4 | 15835.3726 | 23688.4037 | 322.8255 | 482.9202 | 103.1912 | 0 | 78.1316 | 1382239.8864 | 88458.023 | 1600517.0491 | 1388276.227 | 0 | 300966.8232 | 0 | 1856578.6234 | 4830436.7415 | 3296872.3316 | 14744345.7052 | 961560.8286 | 6004137.4768 | 6004137.4768 | 1478867.319 | 3283376.0606 | 0 | 21710044.0106 | 32476424.8669 | 31622.7766 | 1.371 | 15835.3726 | 23688.4037 | 322.8255 | 482.9202
1 | 2000 | 707 | 0.045 | 15 | 15 | 7 | 4.217e-11 | 5spot_SharedNeighbor | Water | Porous | Wet | R600a | MinimizeLCOE_Brownfield | IgnoreSilica | 2019 | 48.223 | 8.2971 | 0.43123 | 4 | 14061.8124 | 20303.433 | 286.6691 | 413.9129 | 103.2763 | 0 | 70.8998 | 1591459.1161 | 101810.7403 | 1877100.1894 | 1687931.9107 | 0 | 324060.9587 | 0 | 2177121.5369 | 5664423.65 | 3866085.5334 | 17289993.6353 | 961560.8286 | 6004137.4768 | 6004137.4768 | 1478867.319 | 3283376.0606 | 0 | 24255691.9407 | 35022072.7971 | 42169.6503 | 1.7249 | 14061.8124 | 20303.433 | 286.6691 | 413.9129
1 | 2000 | 707 | 0.045 | 15 | 15 | 7 | 5.6234e-11 | 5spot_SharedNeighbor | Water | Porous | Wet | R600a | MinimizeLCOE_Brownfield | IgnoreSilica | 2019 | 57.7038 | 9.9374 | 0.53202 | 4 | 12661.1696 | 17720.3965 | 258.1151 | 361.2543 | 103.3277 | 0 | 87.1825 | 1807877.1065 | 115587.8713 | 2168436.5122 | 2015944.488 | 0 | 342428.7157 | 0 | 2515607.1306 | 6545093.7318 | 4467160.9602 | 19978136.5164 | 961560.8286 | 6004137.4768 | 6004137.4768 | 1478867.319 | 3283376.0606 | 0 | 26943834.8218 | 37710215.6782 | 56234.1325 | 2.1281 | 12661.1696 | 17720.3965 | 258.1151 | 361.2543
1 | 2000 | 707 | 0.045 | 15 | 15 | 7 | 7.4989e-11 | 5spot_SharedNeighbor | Water | Porous | Wet | R600a | MinimizeLCOE_Brownfield | IgnoreSilica | 2019 | 67.5212 | 11.6307 | 0.64076 | 4 | 11560.3285 | 15760.9321 | 235.6729 | 321.3079 | 103.3406 | 0 | 77.6663 | 2020280.388 | 129067.2562 | 2459292.838 | 2355091.2822 | 0 | 353740.3991 | 0 | 2853814.1438 | 7425039.0043 | 5067741.6898 | 22664067.0014 | 961560.8286 | 6004137.4768 | 6004137.4768 | 1478867.319 | 3283376.0606 | 0 | 29629765.3068 | 40396146.1632 | 74989.4209 | 2.5631 | 11560.3285 | 15760.9321 | 235.6729 | 321.3079
1 | 2000 | 707 | 0.045 | 15 | 15 | 7 | 1e-10 | 5spot_SharedNeighbor | Water | Porous | Wet | R600a | MinimizeLCOE_Brownfield | IgnoreSilica | 2019 | 77.1092 | 13.2764 | 0.75139 | 4 | 10701.4749 | 14283.6255 | 218.164 | 291.191 | 103.3157 | 0 | 87.3531 | 2217730.0548 | 141551.3333 | 2733997.0434 | 2685515.6411 | 0 | 356885.7035 | 0 | 3172915.1127 | 8255274.2688 | 5634394.3174 | 25198263.475 | 961560.8286 | 6004137.4768 | 6004137.4768 | 1478867.319 | 3283376.0606 | 0 | 32163961.7804 | 42930342.6368 | 100000 | 3.0056 | 10701.4749 | 14283.6255 | 218.164 | 291.191
1 | 2000 | 707 | 0.045 | 15 | 15 | 7 | 1.3335e-10 | 5spot_SharedNeighbor | Water | Porous | Wet | R600a | MinimizeLCOE_Brownfield | IgnoreSilica | 2019 | 86.2512 | 14.8357 | 0.86034 | 4 | 10026.4694 | 13154.9792 | 204.4031 | 268.182 | 103.2592 | 0 | 81.0717 | 2397741.1751 | 152886.1421 | 2988115.3644 | 2999592.0359 | 0 | 353142.3885 | 0 | 3467676.0714 | 9022181.8196 | 6157824.4792 | 27539159.4762 | 961560.8286 | 6004137.4768 | 6004137.4768 | 1478867.319 | 3283376.0606 | 0 | 34504857.7816 | 45271238.638 | 133352.1432 | 3.4414 | 10026.4694 | 13154.9792 | 204.4031 | 268.182
1 | 2000 | 707 | 0.045 | 15 | 15 | 7 | 1.7783e-10 | 5spot_SharedNeighbor | Water | Porous | Wet | R600a | MinimizeLCOE_Brownfield | IgnoreSilica | 2019 | 94.0929 | 16.1638 | 0.95741 | 4 | 9518.1728 | 12329.4888 | 194.0408 | 251.3533 | 103.187 | 0 | 77.2106 | 2546232.9701 | 162197.4812 | 3200443.941 | 3268071.5343 | 0 | 342989.7247 | 0 | 3712774.9041 | 9659878.7055 | 6593065.7072 | 29485654.9681 | 961560.8286 | 6004137.4768 | 6004137.4768 | 1478867.319 | 3283376.0606 | 0 | 36451353.2735 | 47217734.1299 | 177827.941 | 3.8297 | 9518.1728 | 12329.4888 | 194.0408 | 251.3533
1 | 2000 | 707 | 0.045 | 15 | 15 | 7 | 2.3714e-10 | 5spot_SharedNeighbor | Water | Porous | Wet | R600a | MinimizeLCOE_Brownfield | IgnoreSilica | 2019 | 100.7601 | 17.2855 | 1.0423 | 4 | 9129.4959 | 11711.831 | 186.1171 | 238.7615 | 103.1093 | 0 | 91.6168 | 2668455.8286 | 169832.175 | 3377099.3012 | 3495583.7462 | 0 | 329337.4635 | 0 | 3915720.3207 | 10187901.0497 | 6953451.8069 | 31097381.6919 | 961560.8286 | 6004137.4768 | 6004137.4768 | 1478867.319 | 3283376.0606 | 0 | 38063079.9973 | 48829460.8536 | 237137.3706 | 4.1692 | 9129.4959 | 11711.831 | 186.1171 | 238.7615
1 | 2000 | 707 | 0.045 | 15 | 15 | 7 | 3.1623e-10 | 5spot_SharedNeighbor | Water | Porous | Wet | R600a | MinimizeLCOE_Brownfield | IgnoreSilica | 2019 | 106.2512 | 18.2035 | 1.1139 | 4 | 8833.5573 | 11249.8512 | 180.084 | 229.3434 | 103.0349 | 0 | 78.0447 | 2766469.6269 | 175933.7072 | 3520032.6176 | 3682397.6282 | 0 | 314222.1567 | 0 | 4079031.7373 | 10612803.8559 | 7243456.703 | 32394348.0327 | 961560.8286 | 6004137.4768 | 6004137.4768 | 1478867.319 | 3283376.0606 | 0 | 39360046.3381 | 50126427.1945 | 316227.766 | 4.4557 | 8833.5573 | 11249.8512 | 180.084 | 229.3434
1 | 2000 | 707 | 0.045 | 15 | 15 | 7 | 4.217e-10 | 5spot_SharedNeighbor | Water | Porous | Wet | R600a | MinimizeLCOE_Brownfield | IgnoreSilica | 2019 | 110.6675 | 18.9379 | 1.1727 | 4 | 8608.9782 | 10904.2107 | 175.5057 | 222.2971 | 102.9684 | 0 | 93.5345 | 2843623.5861 | 180722.4788 | 3633367.6105 | 3832254.2399 | 0 | 299247.9638 | 0 | 4207794.1929 | 10947817.3526 | 7472110.2983 | 33416937.7229 | 961560.8286 | 6004137.4768 | 6004137.4768 | 1478867.319 | 3283376.0606 | 0 | 40382636.0283 | 51149016.8846 | 421696.5034 | 4.6908 | 8608.9782 | 10904.2107 | 175.5057 | 222.2971
1 | 2000 | 707 | 0.045 | 15 | 15 | 7 | 5.6234e-10 | 5spot_SharedNeighbor | Water | Porous | Wet | R600a | MinimizeLCOE_Brownfield | IgnoreSilica | 2019 | 112.2142 | 19.1942 | 1.2061 | 4 | 8430.9347 | 10662.6293 | 171.876 | 217.3721 | 102.9436 | 0 | 78.7286 | 2870295.526 | 182374.7288 | 3672724.5198 | 3884653.9326 | 0 | 273052.4552 | 0 | 4244409.4533 | 11043082.7494 | 7537130.8891 | 33707724.2542 | 961560.8286 | 6004137.4768 | 6004137.4768 | 1478867.319 | 3283376.0606 | 0 | 40673422.5596 | 51439803.4159 | 562341.3252 | 4.8243 | 8430.9347 | 10662.6293 | 171.876 | 217.3721
1 | 2000 | 707 | 0.045 | 15 | 15 | 7 | 7.4989e-10 | 5spot_SharedNeighbor | Water | Porous | Wet | R600a | MinimizeLCOE_Brownfield | IgnoreSilica | 2019 | 116.865 | 19.9623 | 1.257 | 4 | 8310.5596 | 10451.8603 | 169.422 | 213.0753 | 102.8657 | 0 | 97.146 | 2949462.7248 | 187269.9154 | 3790054.481 | 4041945.5076 | 0 | 273319.7924 | 0 | 4384400.4442 | 11407310.5917 | 7785723.8757 | 34819487.3328 | 961560.8286 | 6004137.4768 | 6004137.4768 | 1478867.319 | 3283376.0606 | 0 | 41785185.6382 | 52551566.4945 | 749894.2093 | 5.028 | 8310.5596 | 10451.8603 | 169.422 | 213.0753
1 | 2000 | 707 | 0.045 | 15 | 15 | 7 | 1e-09 | 5spot_SharedNeighbor | Water | Porous | Wet | R600a | MinimizeLCOE_Brownfield | IgnoreSilica | 2019 | 118.9501 | 20.3053 | 1.2859 | 4 | 8213.6877 | 10306.8518 | 167.4471 | 210.1191 | 102.8287 | 0 | 93.183 | 2984447.916 | 189428.4294 | 3842162.1201 | 4112328.6036 | 0 | 263065.2579 | 0 | 4442658.6075 | 11558886.3822 | 7889177.4672 | 35282154.7839 | 961560.8286 | 6004137.4768 | 6004137.4768 | 1478867.319 | 3283376.0606 | 0 | 42247853.0893 | 53014233.9457 | 1000000 | 5.1436 | 8213.6877 | 10306.8518 | 167.4471 | 210.1191
1 | 2000 | 707 | 0.045 | 15 | 15 | 7 | 1.3335e-09 | 5spot_SharedNeighbor | Water | Porous | Wet | R600a | MinimizeLCOE_Brownfield | IgnoreSilica | 2019 | 120.5554 | 20.5687 | 1.3083 | 4 | 8140.7073 | 10198.0724 | 165.9593 | 207.9015 | 102.7994 | 0 | 95.1879 | 3011170.7298 | 191075.1765 | 3882071.0555 | 4166453.8031 | 0 | 254703.436 | 0 | 4487134.9383 | 11674604.6715 | 7968157.5774 | 35635371.388 | 961560.8286 | 6004137.4768 | 6004137.4768 | 1478867.319 | 3283376.0606 | 0 | 42601069.6934 | 53367450.5498 | 1333521.4322 | 5.2331 | 8140.7073 | 10198.0724 | 165.9593 | 207.9015
1 | 2000 | 707 | 0.045 | 15 | 15 | 7 | 1.7783e-09 | 5spot_SharedNeighbor | Water | Porous | Wet | R600a | MinimizeLCOE_Brownfield | IgnoreSilica | 2019 | 121.754 | 20.765 | 1.3252 | 4 | 8085.7807 | 10116.8205 | 164.8396 | 206.2451 | 102.7771 | 0 | 88.2901 | 3031004.0578 | 192296.2301 | 3911751.8315 | 4206830.9173 | 0 | 247863.589 | 0 | 4520001.184 | 11760115.9011 | 8026520.7487 | 35896384.4595 | 961560.8286 | 6004137.4768 | 6004137.4768 | 1478867.319 | 3283376.0606 | 0 | 42862082.7649 | 53628463.6213 | 1778279.41 | 5.3009 | 8085.7807 | 10116.8205 | 164.8396 | 206.2451
1 | 2000 | 707 | 0.045 | 15 | 15 | 7 | 2.3714e-09 | 5spot_SharedNeighbor | Water | Porous | Wet | R600a | MinimizeLCOE_Brownfield | IgnoreSilica | 2019 | 122.687 | 20.9176 | 1.3383 | 4 | 8044.4747 | 10055.6213 | 163.9975 | 204.9974 | 102.7595 | 0 | 105.3667 | 3046373.9749 | 193241.8163 | 3934788.9116 | 4238242.6793 | 0 | 242590.1743 | 0 | 4545542.647 | 11826569.5484 | 8071876.7285 | 36099226.4802 | 961560.8286 | 6004137.4768 | 6004137.4768 | 1478867.319 | 3283376.0606 | 0 | 43064924.7856 | 53831305.6419 | 2371373.7057 | 5.3534 | 8044.4747 | 10055.6213 | 163.9975 | 204.9974
1 | 2000 | 707 | 0.045 | 15 | 15 | 7 | 3.1623e-09 | 5spot_SharedNeighbor | Water | Porous | Wet | R600a | MinimizeLCOE_Brownfield | IgnoreSilica | 2019 | 123.3734 | 21.0298 | 1.3481 | 4 | 8013.4314 | 10009.96 | 163.3646 | 204.0666 | 102.7464 | 0 | 101.1368 | 3057642.5374 | 193934.6982 | 3951698.8198 | 4261340.3675 | 0 | 238375.2439 | 0 | 4564166.75 | 11875025.6442 | 8104949.0096 | 36247133.0705 | 961560.8286 | 6004137.4768 | 6004137.4768 | 1478867.319 | 3283376.0606 | 0 | 43212831.3759 | 53979212.2323 | 3162277.6602 | 5.3926 | 8013.4314 | 10009.96 | 163.3646 | 204.0666
1 | 2000 | 707 | 0.045 | 15 | 15 | 7 | 4.217e-09 | 5spot_SharedNeighbor | Water | Porous | Wet | R600a | MinimizeLCOE_Brownfield | IgnoreSilica | 2019 | 123.8876 | 21.1138 | 1.3555 | 4 | 7990.1127 | 9975.7647 | 162.8893 | 203.3695 | 102.7365 | 0 | 99.0056 | 3066061.7586 | 194452.1681 | 3964344.0674 | 4278635.2545 | 0 | 235100.048 | 0 | 4578051.3856 | 11911150.618 | 8129605.0465 | 36357400.3466 | 961560.8286 | 6004137.4768 | 6004137.4768 | 1478867.319 | 3283376.0606 | 0 | 43323098.652 | 54089479.5084 | 4216965.0343 | 5.4221 | 7990.1127 | 9975.7647 | 162.8893 | 203.3695
1 | 2000 | 707 | 0.045 | 15 | 15 | 7 | 5.6234e-09 | 5spot_SharedNeighbor | Water | Porous | Wet | R600a | MinimizeLCOE_Brownfield | IgnoreSilica | 2019 | 124.2897 | 21.1794 | 1.3612 | 4 | 7972.6034 | 9949.9545 | 162.5323 | 202.8433 | 102.7287 | 0 | 98.0636 | 3072633.3611 | 194855.9532 | 3974220.8709 | 4292157.0365 | 0 | 232665.2612 | 0 | 4588947.6684 | 11939500.5105 | 8148954.4306 | 36443935.0926 | 961560.8286 | 6004137.4768 | 6004137.4768 | 1478867.319 | 3283376.0606 | 0 | 43409633.398 | 54176014.2543 | 5623413.2519 | 5.4449 | 7972.6034 | 9949.9545 | 162.5323 | 202.8433
1 | 2000 | 707 | 0.045 | 15 | 15 | 7 | 7.4989e-09 | 5spot_SharedNeighbor | Water | Porous | Wet | R600a | MinimizeLCOE_Brownfield | IgnoreSilica | 2019 | 124.5797 | 21.2267 | 1.3654 | 4 | 7959.4603 | 9930.7428 | 162.2644 | 202.4516 | 102.7231 | 0 | 106.1886 | 3077366.5734 | 195146.7103 | 3981338.3164 | 4301908.4303 | 0 | 230742.6331 | 0 | 4596736.0388 | 11959764.2527 | 8162784.851 | 36505787.806 | 961560.8286 | 6004137.4768 | 6004137.4768 | 1478867.319 | 3283376.0606 | 0 | 43471486.1114 | 54237866.9677 | 7498942.0933 | 5.4616 | 7959.4603 | 9930.7428 | 162.2644 | 202.4516
1 | 2000 | 707 | 0.045 | 15 | 15 | 7 | 1e-08 | 5spot_SharedNeighbor | Water | Porous | Wet | R600a | MinimizeLCOE_Brownfield | IgnoreSilica | 2019 | 124.789 | 21.2608 | 1.3685 | 4 | 7949.5969 | 9916.4349 | 162.0633 | 202.1599 | 102.719 | 0 | 105.0696 | 3080778.4225 | 195356.2604 | 3986470.707 | 4308943.9631 | 0 | 229237.1548 | 0 | 4602306.738 | 11974258.0694 | 8172677.1787 | 36550028.4938 | 961560.8286 | 6004137.4768 | 6004137.4768 | 1478867.319 | 3283376.0606 | 0 | 43515726.7992 | 54282107.6556 | 10000000 | 5.474 | 7949.5969 | 9916.4349 | 162.0633 | 202.1599
1 | 2100 | 707 | 0.045 | 15 | 15 | 7 | 1e-13 | 5spot_SharedNeighbor | Water | Porous | Wet | R600a | MinimizeLCOE_Brownfield | IgnoreSilica | 2019 | 0 | 0 | 0 | 0 |  |  |  |  | 15 |  | 10.6037 | [19 empty] | 100 | 0
1 | 2100 | 707 | 0.045 | 15 | 15 | 7 | 1.3335e-13 | 5spot_SharedNeighbor | Water | Porous | Wet | R600a | MinimizeLCOE_Brownfield | IgnoreSilica | 2019 | 0 | 0 | 0 | 0 |  |  |  |  | 15 |  | 11.701 | [19 empty] | 133.3521 | 0
1 | 2100 | 707 | 0.045 | 15 | 15 | 7 | 1.7783e-13 | 5spot_SharedNeighbor | Water | Porous | Wet | R600a | MinimizeLCOE_Brownfield | IgnoreSilica | 2019 | 0 | 0 | 0 | 0 |  |  |  |  | 15 |  | 11.6048 | [19 empty] | 177.8279 | 0
1 | 2100 | 707 | 0.045 | 15 | 15 | 7 | 2.3714e-13 | 5spot_SharedNeighbor | Water | Porous | Wet | R600a | MinimizeLCOE_Brownfield | IgnoreSilica | 2019 | 0 | 0 | 0 | 0 |  |  |  |  | 15 |  | 12.0942 | [19 empty] | 237.1374 | 0
1 | 2100 | 707 | 0.045 | 15 | 15 | 7 | 3.1623e-13 | 5spot_SharedNeighbor | Water | Porous | Wet | R600a | MinimizeLCOE_Brownfield | IgnoreSilica | 2019 | 0.55509 | 0.057928 | 7.5609e-05 | 4 | 25655845.5346 | 62751207.1332 | 523029.1133 | 1279268.2347 | 78.4444 | 0 | 32.7689 | 41090.8662 | 2232.366 | 36051.7834 | 39474.2513 | 0 | 32985.758 | 0 | 59215.6597 | 154066.9996 | 105153.893 | 470271.5771 | 961560.8286 | 6327463.8043 | 6327463.8043 | 1478867.319 | 3412706.5916 | 0 | 7759296.21 | 18978333.925 | 316.2278 | 0.00030244 | 25655845.5346 | 62751207.1332 | 523029.1133 | 1279268.2347
1 | 2100 | 707 | 0.045 | 15 | 15 | 7 | 4.217e-13 | 5spot_SharedNeighbor | Water | Porous | Wet | R600a | MinimizeLCOE_Brownfield | IgnoreSilica | 2019 | 0.88403 | 0.11306 | 0.0012831 | 4 | 1560310.9461 | 3746298.1235 | 31809.0491 | 76373.3545 | 87.6895 | 0 | 34.0392 | 70908.2993 | 4094.425 | 61108.6308 | 50715.1359 | 0 | 45277.4626 | 0 | 90520.542 | 235515.8819 | 160744.4287 | 718884.8063 | 961560.8286 | 6327463.8043 | 6327463.8043 | 1478867.319 | 3412706.5916 | 0 | 8007909.4392 | 19226947.1542 | 421.6965 | 0.0051323 | 1560310.9461 | 3746298.1235 | 31809.0491 | 76373.3545
1 | 2100 | 707 | 0.045 | 15 | 15 | 7 | 5.6234e-13 | 5spot_SharedNeighbor | Water | Porous | Wet | R600a | MinimizeLCOE_Brownfield | IgnoreSilica | 2019 | 1.2819 | 0.1836 | 0.0033513 | 4 | 618054.2794 | 1454967.4427 | 12599.8725 | 29661.4793 | 93.297 | 0 | 97.4524 | 103739.9592 | 6215.7131 | 89674.122 | 64804.1085 | 0 | 57190.732 | 0 | 125433.6076 | 326352.5169 | 222742.2986 | 996153.0578 | 961560.8286 | 6327463.8043 | 6327463.8043 | 1478867.319 | 3412706.5916 | 0 | 8285177.6908 | 19504215.4057 | 562.3413 | 0.013405 | 618054.2794 | 1454967.4427 | 12599.8725 | 29661.4793
1 | 2100 | 707 | 0.045 | 15 | 15 | 7 | 7.4989e-13 | 5spot_SharedNeighbor | Water | Porous | Wet | R600a | MinimizeLCOE_Brownfield | IgnoreSilica | 2019 | 1.7292 | 0.26467 | 0.0063594 | 4 | 336886.5481 | 777927.2396 | 6867.888 | 15859.099 | 96.7919 | 0 | 117.6122 | 137172.5289 | 8409.3773 | 119836.5678 | 80664.3134 | 0 | 67372.7583 | 0 | 161247.6629 | 419533.3424 | 286340.1267 | 1280576.6779 | 961560.8286 | 6327463.8043 | 6327463.8043 | 1478867.319 | 3412706.5916 | 0 | 8569601.3108 | 19788639.0257 | 749.8942 | 0.025438 | 336886.5481 | 777927.2396 | 6867.888 | 15859.099
1 | 2100 | 707 | 0.045 | 15 | 15 | 7 | 1e-12 | 5spot_SharedNeighbor | Water | Porous | Wet | R600a | MinimizeLCOE_Brownfield | IgnoreSilica | 2019 | 2.371 | 0.38249 | 0.010713 | 4 | 208927.0605 | 470740.8286 | 4259.2607 | 9596.6885 | 99.6501 | 0 | 179.0022 | 180719.0454 | 11289.1238 | 160546.791 | 103531.58 | 0 | 81084.0266 | 0 | 209496.521 | 545066.9741 | 372019.4098 | 1663753.4718 | 961560.8286 | 6327463.8043 | 6327463.8043 | 1478867.319 | 3412706.5916 | 0 | 8952778.1047 | 20171815.8197 | 1000 | 0.042851 | 208927.0605 | 470740.8286 | 4259.2607 | 9596.6885
1 | 2100 | 707 | 0.045 | 15 | 15 | 7 | 1.3335e-12 | 5spot_SharedNeighbor | Water | Porous | Wet | R600a | MinimizeLCOE_Brownfield | IgnoreSilica | 2019 | 3.1445 | 0.52544 | 0.016595 | 4 | 141304.9611 | 310315.2456 | 2880.6928 | 6326.196 | 101.6192 | 0 | 29.2607 | 228366.6033 | 14451.3573 | 206676.2858 | 131074.9497 | 0 | 94516.4931 | 0 | 263283.4188 | 685009.4489 | 467533.0244 | 2090911.5814 | 961560.8286 | 6327463.8043 | 6327463.8043 | 1478867.319 | 3412706.5916 | 0 | 9379936.2144 | 20598973.9293 | 1333.5214 | 0.066381 | 141304.9611 | 310315.2456 | 2880.6928 | 6326.196
1 | 2100 | 707 | 0.045 | 15 | 15 | 7 | 1.7783e-12 | 5spot_SharedNeighbor | Water | Porous | Wet | R600a | MinimizeLCOE_Brownfield | IgnoreSilica | 2019 | 4.1313 | 0.70861 | 0.024533 | 4 | 100793.8116 | 215117.4793 | 2054.8182 | 4385.4608 | 103.0998 | 0 | 48.0248 | 284007.6534 | 18150.0765 | 262258.7693 | 166403.0257 | 0 | 109368.1555 | 0 | 327673.1954 | 852538.4393 | 581875.0028 | 2602274.3179 | 961560.8286 | 6327463.8043 | 6327463.8043 | 1478867.319 | 3412706.5916 | 0 | 9891298.9509 | 21110336.6658 | 1778.2794 | 0.098134 | 100793.8116 | 215117.4793 | 2054.8182 | 4385.4608
1 | 2100 | 707 | 0.045 | 15 | 15 | 7 | 2.3714e-12 | 5spot_SharedNeighbor | Water | Porous | Wet | R600a | MinimizeLCOE_Brownfield | IgnoreSilica | 2019 | 5.3734 | 0.93975 | 0.035077 | 4 | 74808.8062 | 154769.6523 | 1525.0787 | 3155.1887 | 104.2076 | 0 | 46.5872 | 348271.4987 | 22420.4657 | 328443.0165 | 210940.6577 | 0 | 125405.4914 | 0 | 403837.6407 | 1050702.7027 | 717126.1844 | 3207147.6579 | 961560.8286 | 6327463.8043 | 6327463.8043 | 1478867.319 | 3412706.5916 | 0 | 10496172.2909 | 21715210.0058 | 2371.3737 | 0.14031 | 74808.8062 | 154769.6523 | 1525.0787 | 3155.1887
1 | 2100 | 707 | 0.045 | 15 | 15 | 7 | 3.1623e-12 | 5spot_SharedNeighbor | Water | Porous | Wet | R600a | MinimizeLCOE_Brownfield | IgnoreSilica | 2019 | 6.9003 | 1.2234 | 0.048771 | 4 | 57379.6009 | 114888.4285 | 1169.7608 | 2342.156 | 105.0036 | 0 | 57.3478 | 420779.2798 | 27228.8434 | 405368.5086 | 265467.6218 | 0 | 141886.5573 | 0 | 491685.0163 | 1279263.5539 | 873123.6618 | 3904803.043 | 961560.8286 | 6327463.8043 | 6327463.8043 | 1478867.319 | 3412706.5916 | 0 | 11193827.676 | 22412865.3909 | 3162.2777 | 0.19508 | 57379.6009 | 114888.4285 | 1169.7608 | 2342.156
1 | 2100 | 707 | 0.045 | 15 | 15 | 7 | 4.217e-12 | 5spot_SharedNeighbor | Water | Porous | Wet | R600a | MinimizeLCOE_Brownfield | IgnoreSilica | 2019 | 9.2586 | 1.6637 | 0.067992 | 4 | 44986.7258 | 86237.9117 | 917.1153 | 1758.0765 | 105.7846 | 0 | 47.8519 | 524271.144 | 34095.343 | 518109.2329 | 350197.6152 | 0 | 170213.5339 | 0 | 622785.8789 | 1620361.106 | 1105929.7499 | 4945963.6039 | 961560.8286 | 6327463.8043 | 6327463.8043 | 1478867.319 | 3412706.5916 | 0 | 12234988.2368 | 23454025.9517 | 4216.965 | 0.27197 | 44986.7258 | 86237.9117 | 917.1153 | 1758.0765
1 | 2100 | 707 | 0.045 | 15 | 15 | 7 | 5.6234e-12 | 5spot_SharedNeighbor | Water | Porous | Wet | R600a | MinimizeLCOE_Brownfield | IgnoreSilica | 2019 | 11.4977 | 2.0818 | 0.09119 | 4 | 36035.8151 | 66793.1424 | 734.6388 | 1361.6686 | 106.2296 | 0 | 54.6761 | 615036.0165 | 40105.1617 | 619679.9929 | 430526.9507 | 0 | 185163.3359 | 0 | 737299.4685 | 1918301.9761 | 1309280.5159 | 5855393.4182 | 961560.8286 | 6327463.8043 | 6327463.8043 | 1478867.319 | 3412706.5916 | 0 | 13144418.0511 | 24363455.7661 | 5623.4133 | 0.36476 | 36035.8151 | 66793.1424 | 734.6388 | 1361.6686
1 | 2100 | 707 | 0.045 | 15 | 15 | 7 | 7.4989e-12 | 5spot_SharedNeighbor | Water | Porous | Wet | R600a | MinimizeLCOE_Brownfield | IgnoreSilica | 2019 | 14.6519 | 2.6703 | 0.12201 | 4 | 29468.2996 | 52455.3947 | 600.7511 | 1069.3742 | 106.6176 | 0 | 44.621 | 733990.9977 | 47963.9736 | 756044.8505 | 543528.7767 | 0 | 208634.9842 | 0 | 893163.7973 | 2323828.9874 | 1586061.0338 | 7093217.4013 | 961560.8286 | 6327463.8043 | 6327463.8043 | 1478867.319 | 3412706.5916 | 0 | 14382242.0342 | 25601279.7492 | 7498.9421 | 0.48806 | 29468.2996 | 52455.3947 | 600.7511 | 1069.3742
1 | 2100 | 707 | 0.045 | 15 | 15 | 7 | 1e-11 | 5spot_SharedNeighbor | Water | Porous | Wet | R600a | MinimizeLCOE_Brownfield | IgnoreSilica | 2019 | 18.5593 | 3.3996 | 0.16154 | 4 | 24519.5569 | 41881.7089 | 499.8643 | 853.8153 | 106.9172 | 0 | 58.0448 | 871035.7089 | 57000.1109 | 916940.7809 | 683530.2207 | 0 | 233607.7945 | 0 | 1077224.7002 | 2802717.7008 | 1912912.4209 | 8554969.4378 | 961560.8286 | 6327463.8043 | 6327463.8043 | 1478867.319 | 3412706.5916 | 0 | 15843994.0708 | 27063031.7857 | 10000 | 0.64618 | 24519.5569 | 41881.7089 | 499.8643 | 853.8153
1 | 2100 | 707 | 0.045 | 15 | 15 | 7 | 1.3335e-11 | 5spot_SharedNeighbor | Water | Porous | Wet | R600a | MinimizeLCOE_Brownfield | IgnoreSilica | 2019 | 23.3802 | 4.2996 | 0.21187 | 4 | 20729.8882 | 33967.6928 | 422.6068 | 692.4774 | 107.1502 | 0 | 59.5648 | 1028700.6994 | 67376.1195 | 1106287.4369 | 856439.033 | 0 | 260121.9012 | 0 | 1294380.8241 | 3367713.3903 | 2298533.5885 | 10279552.9928 | 961560.8286 | 6327463.8043 | 6327463.8043 | 1478867.319 | 3412706.5916 | 0 | 17568577.6258 | 28787615.3407 | 13335.2143 | 0.8475 | 20729.8882 | 33967.6928 | 422.6068 | 692.4774
1 | 2100 | 707 | 0.045 | 15 | 15 | 7 | 1.7783e-11 | 5spot_SharedNeighbor | Water | Porous | Wet | R600a | MinimizeLCOE_Brownfield | IgnoreSilica | 2019 | 29.2586 | 5.3972 | 0.27519 | 4 | 17790.4349 | 27982.4137 | 362.6821 | 570.4594 | 107.3318 | 0 | 53.6134 | 1208360.322 | 79175.5988 | 1326798.4166 | 1067378.2047 | 0 | 287667.0652 | 0 | 1548058.0469 | 4027729.4875 | 2749008.1368 | 12294175.2785 | 961560.8286 | 6327463.8043 | 6327463.8043 | 1478867.319 | 3412706.5916 | 0 | 19583199.9115 | 30802237.6264 | 17782.7941 | 1.1008 | 17790.4349 | 27982.4137 | 362.6821 | 570.4594
1 | 2100 | 707 | 0.045 | 15 | 15 | 7 | 2.3714e-11 | 5spot_SharedNeighbor | Water | Porous | Wet | R600a | MinimizeLCOE_Brownfield | IgnoreSilica | 2019 | 36.3233 | 6.7165 | 0.35365 | 4 | 15486.6113 | 23417.4497 | 315.7155 | 477.3964 | 107.4733 | 0 | 59.4513 | 1410638.6574 | 92432.3023 | 1580295.8705 | 1320898.8056 | 0 | 315554.3869 | 0 | 1840729.8089 | 4789201.3771 | 3268728.3481 | 14618479.5569 | 961560.8286 | 6327463.8043 | 6327463.8043 | 1478867.319 | 3412706.5916 | 0 | 21907504.1899 | 33126541.9048 | 23713.7371 | 1.4146 | 15486.6113 | 23417.4497 | 315.7155 | 477.3964
1 | 2100 | 707 | 0.045 | 15 | 15 | 7 | 3.1623e-11 | 5spot_SharedNeighbor | Water | Porous | Wet | R600a | MinimizeLCOE_Brownfield | IgnoreSilica | 2019 | 44.6176 | 8.2653 | 0.44873 | 4 | 13667.6337 | 19918.0657 | 278.6332 | 406.0567 | 107.5813 | 0 | 58.9782 | 1633766.5676 | 107022.943 | 1865505.4567 | 1618535.8565 | 0 | 342459.92 | 0 | 2171243.3901 | 5649129.9177 | 3855647.2469 | 17243311.2985 | 961560.8286 | 6327463.8043 | 6327463.8043 | 1478867.319 | 3412706.5916 | 0 | 24532335.9314 | 35751373.6464 | 31622.7766 | 1.7949 | 13667.6337 | 19918.0657 | 278.6332 | 406.0567
1 | 2100 | 707 | 0.045 | 15 | 15 | 7 | 4.217e-11 | 5spot_SharedNeighbor | Water | Porous | Wet | R600a | MinimizeLCOE_Brownfield | IgnoreSilica | 2019 | 53.9861 | 10.0131 | 0.55995 | 4 | 12227.6077 | 17236.5395 | 249.2763 | 351.3902 | 107.6544 | 0 | 69.975 | 1871254.5518 | 122513.402 | 2174823.5171 | 1954568.7046 | 0 | 365959.5831 | 0 | 2530756.7059 | 6584509.8191 | 4494063.2497 | 20098449.5333 | 961560.8286 | 6327463.8043 | 6327463.8043 | 1478867.319 | 3412706.5916 | 0 | 27387474.1662 | 38606511.8812 | 42169.6503 | 2.2398 | 12227.6077 | 17236.5395 | 249.2763 | 351.3902
1 | 2100 | 707 | 0.045 | 15 | 15 | 7 | 5.6234e-11 | 5spot_SharedNeighbor | Water | Porous | Wet | R600a | MinimizeLCOE_Brownfield | IgnoreSilica | 2019 | 63.9667 | 11.8706 | 0.6834 | 4 | 11090.6125 | 15194.7427 | 226.0971 | 309.7654 | 107.6859 | 0 | 69.4063 | 2110423.1756 | 138064.7011 | 2491934.4553 | 2312096.8369 | 0 | 382532.0518 | 0 | 2899669.9761 | 7544346.4737 | 5149171.4891 | 23028239.1596 | 961560.8286 | 6327463.8043 | 6327463.8043 | 1478867.319 | 3412706.5916 | 0 | 30317263.7926 | 41536301.5075 | 56234.1325 | 2.7336 | 11090.6125 | 15194.7427 | 226.0971 | 309.7654
1 | 2100 | 707 | 0.045 | 15 | 15 | 7 | 7.4989e-11 | 5spot_SharedNeighbor | Water | Porous | Wet | R600a | MinimizeLCOE_Brownfield | IgnoreSilica | 2019 | 74.023 | 13.7338 | 0.81294 | 4 | 10198.662 | 13648.8148 | 207.9135 | 278.2496 | 107.6728 | 0 | 76.7788 | 2339065.4481 | 152874.1294 | 2800228.8658 | 2671493.7312 | 0 | 390346.6577 | 0 | 3258063.4446 | 8476812.762 | 5785598.8912 | 25874483.93 | 961560.8286 | 6327463.8043 | 6327463.8043 | 1478867.319 | 3412706.5916 | 0 | 33163508.5629 | 44382546.2778 | 74989.4209 | 3.2518 | 10198.662 | 13648.8148 | 207.9135 | 278.2496
1 | 2100 | 707 | 0.045 | 15 | 15 | 7 | 1e-10 | 5spot_SharedNeighbor | Water | Porous | Wet | R600a | MinimizeLCOE_Brownfield | IgnoreSilica | 2019 | 83.5964 | 15.4963 | 0.94114 | 4 | 9504.331 | 12484.5048 | 193.7586 | 254.5135 | 107.6206 | 0 | 89.0316 | 2546508.4384 | 166250.7716 | 3084323.1497 | 3012514.271 | 0 | 389063.2861 | 0 | 3587477.3675 | 9333880.2175 | 6370565.0405 | 28490582.5423 | 961560.8286 | 6327463.8043 | 6327463.8043 | 1478867.319 | 3412706.5916 | 0 | 35779607.1752 | 46998644.8901 | 100000 | 3.7646 | 9504.331 | 12484.5048 | 193.7586 | 254.5135
1 | 2100 | 707 | 0.045 | 15 | 15 | 7 | 1.3335e-10 | 5spot_SharedNeighbor | Water | Porous | Wet | R600a | MinimizeLCOE_Brownfield | IgnoreSilica | 2019 | 92.305 | 17.0877 | 1.0617 | 4 | 8967.7566 | 11609.5727 | 182.8198 | 236.6768 | 107.5417 | 0 | 96.9065 | 2727311.2392 | 177854.8843 | 3335421.9665 | 3321546.4162 | 0 | 380374.7991 | 0 | 3877578.6291 | 10088664.1922 | 6885720.6125 | 30794472.7391 | 961560.8286 | 6327463.8043 | 6327463.8043 | 1478867.319 | 3412706.5916 | 0 | 38083497.372 | 49302535.087 | 133352.1432 | 4.2467 | 8967.7566 | 11609.5727 | 182.8198 | 236.6768
1 | 2100 | 707 | 0.045 | 15 | 15 | 7 | 1.7783e-10 | 5spot_SharedNeighbor | Water | Porous | Wet | R600a | MinimizeLCOE_Brownfield | IgnoreSilica | 2019 | 100.1345 | 18.5075 | 1.1725 | 4 | 8549.1899 | 10941.2358 | 174.2868 | 223.0519 | 107.447 | 0 | 76.248 | 2883884.1938 | 187857.0339 | 3555581.4157 | 3598274.1855 | 0 | 366981.1731 | 0 | 4131105.4208 | 10748288.8986 | 7335928.0286 | 32807900.3499 | 961560.8286 | 6327463.8043 | 6327463.8043 | 1478867.319 | 3412706.5916 | 0 | 40096924.9829 | 51315962.6978 | 177827.941 | 4.6901 | 8549.1899 | 10941.2358 | 174.2868 | 223.0519
1 | 2100 | 707 | 0.045 | 15 | 15 | 7 | 2.3714e-10 | 5spot_SharedNeighbor | Water | Porous | Wet | R600a | MinimizeLCOE_Brownfield | IgnoreSilica | 2019 | 106.4681 | 19.6474 | 1.2651 | 4 | 8236.3483 | 10453.3259 | 167.9091 | 213.1052 | 107.355 | 0 | 78.3572 | 3006618.0541 | 195663.7036 | 3729982.4427 | 3821279.0973 | 0 | 350197.5053 | 0 | 4330458.9132 | 11266965.7928 | 7689935.6666 | 34391101.1757 | 961560.8286 | 6327463.8043 | 6327463.8043 | 1478867.319 | 3412706.5916 | 0 | 41680125.8086 | 52899163.5236 | 237137.3706 | 5.0605 | 8236.3483 | 10453.3259 | 167.9091 | 213.1052
1 | 2100 | 707 | 0.045 | 15 | 15 | 7 | 3.1623e-10 | 5spot_SharedNeighbor | Water | Porous | Wet | R600a | MinimizeLCOE_Brownfield | IgnoreSilica | 2019 | 111.6445 | 20.5731 | 1.3423 | 4 | 7998.2569 | 10087.7322 | 163.0553 | 205.6521 | 107.2702 | 0 | 71.9302 | 3104428.3154 | 201862.0496 | 3870153.1037 | 4002933.2271 | 0 | 332785.3526 | 0 | 4489743.1988 | 11681390.8304 | 7972789.2703 | 35656085.3479 | 961560.8286 | 6327463.8043 | 6327463.8043 | 1478867.319 | 3412706.5916 | 0 | 42945109.9809 | 54164147.6958 | 316227.766 | 5.3693 | 7998.2569 | 10087.7322 | 163.0553 | 205.6521
1 | 2100 | 707 | 0.045 | 15 | 15 | 7 | 4.217e-10 | 5spot_SharedNeighbor | Water | Porous | Wet | R600a | MinimizeLCOE_Brownfield | IgnoreSilica | 2019 | 115.7512 | 21.3033 | 1.4048 | 4 | 7817.6081 | 9814.1699 | 159.3725 | 200.0751 | 107.1969 | 0 | 87.1883 | 3180476.4876 | 206666.282 | 3979885.0827 | 4146643.606 | 0 | 316006.3964 | 0 | 4613574.3633 | 12003574.1191 | 8192685.9851 | 36639512.3222 | 961560.8286 | 6327463.8043 | 6327463.8043 | 1478867.319 | 3412706.5916 | 0 | 43928536.9551 | 55147574.6701 | 421696.5034 | 5.6192 | 7817.6081 | 9814.1699 | 159.3725 | 200.0751
1 | 2100 | 707 | 0.045 | 15 | 15 | 7 | 5.6234e-10 | 5spot_SharedNeighbor | Water | Porous | Wet | R600a | MinimizeLCOE_Brownfield | IgnoreSilica | 2019 | 118.987 | 21.8761 | 1.4546 | 4 | 7680.8714 | 9609.0392 | 156.585 | 195.8933 | 107.1357 | 0 | 94.0919 | 3239451.5199 | 210382.4426 | 4065443.898 | 4259612.2923 | 0 | 301001.4006 | 0 | 4709597.7058 | 12253407.1592 | 8363202.1685 | 37402098.587 | 961560.8286 | 6327463.8043 | 6327463.8043 | 1478867.319 | 3412706.5916 | 0 | 44691123.2199 | 55910160.9349 | 562341.3252 | 5.8185 | 7680.8714 | 9609.0392 | 156.585 | 195.8933
1 | 2100 | 707 | 0.045 | 15 | 15 | 7 | 7.4989e-10 | 5spot_SharedNeighbor | Water | Porous | Wet | R600a | MinimizeLCOE_Brownfield | IgnoreSilica | 2019 | 124.3 | 22.8115 | 1.5189 | 4 | 7573.2233 | 9419.7964 | 154.3904 | 192.0353 | 107.0288 | 0 | 83.1361 | 3334539.3872 | 216356.2235 | 4204255.6051 | 4444596.1468 | 0 | 302568.9442 | 0 | 4875903.3596 | 12686100.3564 | 8658524.1665 | 38722844.1893 | 961560.8286 | 6327463.8043 | 6327463.8043 | 1478867.319 | 3412706.5916 | 0 | 46011868.8222 | 57230906.5372 | 749894.2093 | 6.0756 | 7573.2233 | 9419.7964 | 154.3904 | 192.0353
1 | 2100 | 707 | 0.045 | 15 | 15 | 7 | 1e-09 | 5spot_SharedNeighbor | Water | Porous | Wet | R600a | MinimizeLCOE_Brownfield | IgnoreSilica | 2019 | 123.4077 | 22.6548 | 1.5238 | 4 | 7499.6447 | 9340.2196 | 152.8904 | 190.413 | 107.0471 | 0 | 90.107 | 3318704.1612 | 215362.6594 | 4181072.934 | 4413563.7469 | 0 | 277222.6167 | 0 | 4838311.186 | 12588293.232 | 8591768.7944 | 38424299.3305 | 961560.8286 | 6327463.8043 | 6327463.8043 | 1478867.319 | 3412706.5916 | 0 | 45713323.9634 | 56932361.6784 | 1000000 | 6.0954 | 7499.6447 | 9340.2196 | 152.8904 | 190.413
1 | 2100 | 707 | 0.045 | 15 | 15 | 7 | 1.3335e-09 | 5spot_SharedNeighbor | Water | Porous | Wet | R600a | MinimizeLCOE_Brownfield | IgnoreSilica | 2019 | 124.8692 | 22.9112 | 1.547 | 4 | 7440.9357 | 9253.9102 | 151.6935 | 188.6535 | 107.0165 | 0 | 86.1777 | 3344576.2679 | 216984.9338 | 4218985.5364 | 4464362.5301 | 0 | 268411.752 | 0 | 4880195.1979 | 12697266.8393 | 8666145.5205 | 38756928.578 | 961560.8286 | 6327463.8043 | 6327463.8043 | 1478867.319 | 3412706.5916 | 0 | 46045953.2109 | 57264990.9259 | 1333521.4322 | 6.1882 | 7440.9357 | 9253.9102 | 151.6935 | 188.6535
1 | 2100 | 707 | 0.045 | 15 | 15 | 7 | 1.7783e-09 | 5spot_SharedNeighbor | Water | Porous | Wet | R600a | MinimizeLCOE_Brownfield | IgnoreSilica | 2019 | 125.983 | 23.1063 | 1.5648 | 4 | 7396.7473 | 9189.149 | 150.7927 | 187.3332 | 106.9929 | 0 | 94.2188 | 3364188.3028 | 218213.724 | 4247773.2172 | 4503077.4248 | 0 | 261404.2742 | 0 | 4911916.2078 | 12779798.4001 | 8722475.0067 | 39008846.5576 | 961560.8286 | 6327463.8043 | 6327463.8043 | 1478867.319 | 3412706.5916 | 0 | 46297871.1906 | 57516908.9055 | 1778279.41 | 6.2592 | 7396.7473 | 9189.149 | 150.7927 | 187.3332
1 | 2100 | 707 | 0.045 | 15 | 15 | 7 | 2.3714e-09 | 5spot_SharedNeighbor | Water | Porous | Wet | R600a | MinimizeLCOE_Brownfield | IgnoreSilica | 2019 | 126.8159 | 23.252 | 1.5782 | 4 | 7363.5141 | 9140.6754 | 150.1152 | 186.345 | 106.975 | 0 | 101.8803 | 3378806.2276 | 219129.3443 | 4269249.6531 | 4532084.9262 | 0 | 255839.9745 | 0 | 4935492.949 | 12841140.2445 | 8764342.0759 | 39196085.3952 | 961560.8286 | 6327463.8043 | 6327463.8043 | 1478867.319 | 3412706.5916 | 0 | 46485110.0281 | 57704147.7431 | 2371373.7057 | 6.3129 | 7363.5141 | 9140.6754 | 150.1152 | 186.345
1 | 2100 | 707 | 0.045 | 15 | 15 | 7 | 3.1623e-09 | 5spot_SharedNeighbor | Water | Porous | Wet | R600a | MinimizeLCOE_Brownfield | IgnoreSilica | 2019 | 127.4445 | 23.3619 | 1.5884 | 4 | 7338.5375 | 9104.3268 | 149.606 | 185.604 | 106.9613 | 0 | 81.7275 | 3389804.785 | 219817.8852 | 4285425.9294 | 4553969.0117 | 0 | 251514.9294 | 0 | 4953207.6909 | 12887230.3691 | 8795799.533 | 39336770.1337 | 961560.8286 | 6327463.8043 | 6327463.8043 | 1478867.319 | 3412706.5916 | 0 | 46625794.7666 | 57844832.4816 | 3162277.6602 | 6.3536 | 7338.5375 | 9104.3268 | 149.606 | 185.604
1 | 2100 | 707 | 0.045 | 15 | 15 | 7 | 4.217e-09 | 5spot_SharedNeighbor | Water | Porous | Wet | R600a | MinimizeLCOE_Brownfield | IgnoreSilica | 2019 | 127.9218 | 23.4453 | 1.5961 | 4 | 7319.7758 | 9077.0337 | 149.2235 | 185.0476 | 106.9509 | 0 | 97.3587 | 3398135.6534 | 220339.2066 | 4297688.6191 | 4570578.8379 | 0 | 248202.0117 | 0 | 4966628.2882 | 12922148.0103 | 8819631.5406 | 39443352.1677 | 961560.8286 | 6327463.8043 | 6327463.8043 | 1478867.319 | 3412706.5916 | 0 | 46732376.8006 | 57951414.5156 | 4216965.0343 | 6.3844 | 7319.7758 | 9077.0337 | 149.2235 | 185.0476
1 | 2100 | 707 | 0.045 | 15 | 15 | 7 | 5.6234e-09 | 5spot_SharedNeighbor | Water | Porous | Wet | R600a | MinimizeLCOE_Brownfield | IgnoreSilica | 2019 | 128.2682 | 23.5058 | 1.6018 | 4 | 7305.688 | 9056.6923 | 148.9363 | 184.6329 | 106.9432 | 0 | 88.9262 | 3404170.4578 | 220716.7286 | 4306577.0371 | 4582629.1961 | 0 | 245595.3391 | 0 | 4976278.6159 | 12947256.1836 | 8836768.3848 | 39519991.9431 | 961560.8286 | 6327463.8043 | 6327463.8043 | 1478867.319 | 3412706.5916 | 0 | 46809016.5761 | 58028054.291 | 5623413.2519 | 6.4072 | 7305.688 | 9056.6923 | 148.9363 | 184.6329
1 | 2100 | 707 | 0.045 | 15 | 15 | 7 | 7.4989e-09 | 5spot_SharedNeighbor | Water | Porous | Wet | R600a | MinimizeLCOE_Brownfield | IgnoreSilica | 2019 | 128.5286 | 23.5512 | 1.6061 | 4 | 7295.1132 | 9041.4377 | 148.7207 | 184.3219 | 106.9375 | 0 | 92.6577 | 3408701.8263 | 221000.135 | 4313254.0879 | 4591687.5686 | 0 | 243610.5546 | 0 | 4983519.1272 | 12966094.5087 | 8849625.9288 | 39577493.7372 | 961560.8286 | 6327463.8043 | 6327463.8043 | 1478867.319 | 3412706.5916 | 0 | 46866518.3701 | 58085556.0851 | 7498942.0933 | 6.4244 | 7295.1132 | 9041.4377 | 148.7207 | 184.3219
1 | 2100 | 707 | 0.045 | 15 | 15 | 7 | 1e-08 | 5spot_SharedNeighbor | Water | Porous | Wet | R600a | MinimizeLCOE_Brownfield | IgnoreSilica | 2019 | 128.7332 | 23.5869 | 1.6094 | 4 | 7287.1771 | 9029.9104 | 148.559 | 184.0869 | 106.933 | 0 | 91.7195 | 3412259.7584 | 221222.6218 | 4318498.52 | 4598805.9868 | 0 | 242154.2632 | 0 | 4989247.0486 | 12980997.3852 | 8859797.4482 | 39622983.0323 | 961560.8286 | 6327463.8043 | 6327463.8043 | 1478867.319 | 3412706.5916 | 0 | 46912007.6652 | 58131045.3801 | 10000000 | 6.4376 | 7287.1771 | 9029.9104 | 148.559 | 184.0869
1 | 2200 | 707 | 0.045 | 15 | 15 | 7 | 1e-13 | 5spot_SharedNeighbor | Water | Porous | Wet | R600a | MinimizeLCOE_Brownfield | IgnoreSilica | 2019 | 0 | 0 | 0 | 0 |  |  |  |  | 15 |  | 11.5539 | [19 empty] | 100 | 0
1 | 2200 | 707 | 0.045 | 15 | 15 | 7 | 1.3335e-13 | 5spot_SharedNeighbor | Water | Porous | Wet | R600a | MinimizeLCOE_Brownfield | IgnoreSilica | 2019 | 0 | 0 | 0 | 0 |  |  |  |  | 15 |  | 13.2138 | [19 empty] | 133.3521 | 0
1 | 2200 | 707 | 0.045 | 15 | 15 | 7 | 1.7783e-13 | 5spot_SharedNeighbor | Water | Porous | Wet | R600a | MinimizeLCOE_Brownfield | IgnoreSilica | 2019 | 0 | 0 | 0 | 0 |  |  |  |  | 15 |  | 12.2055 | [19 empty] | 177.8279 | 0
1 | 2200 | 707 | 0.045 | 15 | 15 | 7 | 2.3714e-13 | 5spot_SharedNeighbor | Water | Porous | Wet | R600a | MinimizeLCOE_Brownfield | IgnoreSilica | 2019 | 0 | 0 | 0 | 0 |  |  |  |  | 15 |  | 13.9322 | [19 empty] | 237.1374 | 0
1 | 2200 | 707 | 0.045 | 15 | 15 | 7 | 3.1623e-13 | 5spot_SharedNeighbor | Water | Porous | Wet | R600a | MinimizeLCOE_Brownfield | IgnoreSilica | 2019 | 0.73307 | 0.091633 | 0.00059943 | 4 | 3441345.934 | 8312590.21 | 70156.4916 | 169463.395 | 86.5898 | 0 | 29.883 | 60792.7493 | 3479.4 | 51696.7838 | 45957.877 | 0 | 42507.9369 | 0 | 79729.5513 | 207439.9378 | 141582.02 | 633186.2563 | 961560.8286 | 6656650.2227 | 6656650.2227 | 1478867.319 | 3544381.159 | 0 | 8251397.3076 | 19931296.0083 | 316.2278 | 0.0023977 | 3441345.934 | 8312590.21 | 70156.4916 | 169463.395
1 | 2200 | 707 | 0.045 | 15 | 15 | 7 | 4.217e-13 | 5spot_SharedNeighbor | Water | Porous | Wet | R600a | MinimizeLCOE_Brownfield | IgnoreSilica | 2019 | 1.1069 | 0.1611 | 0.0024563 | 4 | 869082.2256 | 2057831.9136 | 17717.4167 | 41951.687 | 94.133 | 0 | 93.8342 | 95425.1057 | 5736.0889 | 80719.6624 | 59492.4811 | 0 | 55934.6994 | 0 | 115950.1346 | 301678.4657 | 205901.7517 | 920838.3895 | 961560.8286 | 6656650.2227 | 6656650.2227 | 1478867.319 | 3544381.159 | 0 | 8539049.4408 | 20218948.1415 | 421.6965 | 0.0098254 | 869082.2256 | 2057831.9136 | 17717.4167 | 41951.687
1 | 2200 | 707 | 0.045 | 15 | 15 | 7 | 5.6234e-13 | 5spot_SharedNeighbor | Water | Porous | Wet | R600a | MinimizeLCOE_Brownfield | IgnoreSilica | 2019 | 1.5347 | 0.24346 | 0.0053221 | 4 | 415240.5393 | 963891.1194 | 8465.24 | 19650.2242 | 98.7289 | 0 | 110.7959 | 131334.1453 | 8132.1712 | 111929.5651 | 75109.2421 | 0 | 67908.8022 | 0 | 153821.4311 | 400211.8106 | 273152.7843 | 1221599.9519 | 961560.8286 | 6656650.2227 | 6656650.2227 | 1478867.319 | 3544381.159 | 0 | 8839811.0032 | 20519709.7039 | 562.3413 | 0.021288 | 415240.5393 | 963891.1194 | 8465.24 | 19650.2242
1 | 2200 | 707 | 0.045 | 15 | 15 | 7 | 7.4989e-13 | 5spot_SharedNeighbor | Water | Porous | Wet | R600a | MinimizeLCOE_Brownfield | IgnoreSilica | 2019 | 2.0793 | 0.3501 | 0.0094801 | 4 | 242464.1289 | 550474.8184 | 4942.9592 | 11222.1737 | 102.0517 | 0 | 162.5071 | 172854.2465 | 10934.6879 | 149312.8664 | 95062.6349 | 0 | 80716.6248 | 0 | 198463.6136 | 516361.6121 | 352427.4105 | 1576133.6968 | 961560.8286 | 6656650.2227 | 6656650.2227 | 1478867.319 | 3544381.159 | 0 | 9194344.7481 | 20874243.4488 | 749.8942 | 0.03792 | 242464.1289 | 550474.8184 | 4942.9592 | 11222.1737
1 | 2200 | 707 | 0.045 | 15 | 15 | 7 | 1e-12 | 5spot_SharedNeighbor | Water | Porous | Wet | R600a | MinimizeLCOE_Brownfield | IgnoreSilica | 2019 | 2.7741 | 0.48764 | 0.015272 | 4 | 157419.768 | 348619.2324 | 3209.2149 | 7107.0746 | 104.5053 | 0 | 36.1485 | 221164.2149 | 14216.1542 | 194284.7284 | 120761.1825 | 0 | 94716.3066 | 0 | 251605.6088 | 654626.1826 | 446795.8208 | 1998170.1987 | 961560.8286 | 6656650.2227 | 6656650.2227 | 1478867.319 | 3544381.159 | 0 | 9616381.2501 | 21296279.9508 | 1000 | 0.061088 | 157419.768 | 348619.2324 | 3209.2149 | 7107.0746
1 | 2200 | 707 | 0.045 | 15 | 15 | 7 | 1.3335e-12 | 5spot_SharedNeighbor | Water | Porous | Wet | R600a | MinimizeLCOE_Brownfield | IgnoreSilica | 2019 | 3.6561 | 0.66316 | 0.023128 | 4 | 109355.6397 | 235607.2822 | 2229.3626 | 4803.1731 | 106.3346 | 0 | 40.4495 | 277154.4787 | 18028.963 | 248126.6007 | 153422.0254 | 0 | 109979.5118 | 0 | 314617.5161 | 818570.2399 | 558691.0086 | 2498590.3442 | 961560.8286 | 6656650.2227 | 6656650.2227 | 1478867.319 | 3544381.159 | 0 | 10116801.3955 | 21796700.0963 | 1333.5214 | 0.092513 | 109355.6397 | 235607.2822 | 2229.3626 | 4803.1731
1 | 2200 | 707 | 0.045 | 15 | 15 | 7 | 1.7783e-12 | 5spot_SharedNeighbor | Water | Porous | Wet | R600a | MinimizeLCOE_Brownfield | IgnoreSilica | 2019 | 4.7887 | 0.88927 | 0.033661 | 4 | 79619.116 | 166364.6608 | 1623.1434 | 3391.5686 | 107.7264 | 0 | 35.1502 | 343012.1506 | 22515.9152 | 313453.1205 | 195424.5423 | 0 | 127173.8515 | 0 | 390616.0362 | 1016302.7999 | 693647.5439 | 3102145.9602 | 961560.8286 | 6656650.2227 | 6656650.2227 | 1478867.319 | 3544381.159 | 0 | 10720357.0115 | 22400255.7122 | 1778.2794 | 0.13465 | 79619.116 | 166364.6608 | 1623.1434 | 3391.5686
1 | 2200 | 707 | 0.045 | 15 | 15 | 7 | 2.3714e-12 | 5spot_SharedNeighbor | Water | Porous | Wet | R600a | MinimizeLCOE_Brownfield | IgnoreSilica | 2019 | 6.1628 | 1.1637 | 0.047434 | 4 | 60113.6243 | 121672.4597 | 1225.4975 | 2480.4577 | 108.7312 | 0 | 49.0404 | 416384.6023 | 27508.8933 | 388425.7464 | 246277.6517 | 0 | 144254.1299 | 0 | 476911.8992 | 1240826.9337 | 846889.8787 | 3787479.7353 | 961560.8286 | 6656650.2227 | 6656650.2227 | 1478867.319 | 3544381.159 | 0 | 11405690.7867 | 23085589.4874 | 2371.3737 | 0.18974 | 60113.6243 | 121672.4597 | 1225.4975 | 2480.4577
1 | 2200 | 707 | 0.045 | 15 | 15 | 7 | 3.1623e-12 | 5spot_SharedNeighbor | Water | Porous | Wet | R600a | MinimizeLCOE_Brownfield | IgnoreSilica | 2019 | 7.8313 | 1.4957 | 0.065051 | 4 | 46837.8137 | 91724.9962 | 954.8522 | 1869.9381 | 109.4144 | 0 | 52.4844 | 498249.7363 | 33061.3158 | 474556.1953 | 308014.9905 | 0 | 161377.3019 | 0 | 575351.2205 | 1496945.855 | 1021696.3052 | 4569252.9204 | 961560.8286 | 6656650.2227 | 6656650.2227 | 1478867.319 | 3544381.159 | 0 | 12187463.9718 | 23867362.6725 | 3162.2777 | 0.26021 | 46837.8137 | 91724.9962 | 954.8522 | 1869.9381
1 | 2200 | 707 | 0.045 | 15 | 15 | 7 | 4.217e-12 | 5spot_SharedNeighbor | Water | Porous | Wet | R600a | MinimizeLCOE_Brownfield | IgnoreSilica | 2019 | 10.3038 | 1.9939 | 0.089992 | 4 | 36989.2879 | 69436.2515 | 754.0767 | 1415.5519 | 110.2027 | 0 | 61.8115 | 612208.4936 | 40817.2823 | 596939.501 | 400262.2959 | 0 | 189073.9477 | 0 | 717327.593 | 1866339.2529 | 1273814.8895 | 5696783.256 | 961560.8286 | 6656650.2227 | 6656650.2227 | 1478867.319 | 3544381.159 | 0 | 13314994.3073 | 24994893.008 | 4216.965 | 0.35997 | 36989.2879 | 69436.2515 | 754.0767 | 1415.5519
1 | 2200 | 707 | 0.045 | 15 | 15 | 7 | 5.6234e-12 | 5spot_SharedNeighbor | Water | Porous | Wet | R600a | MinimizeLCOE_Brownfield | IgnoreSilica | 2019 | 13.1419 | 2.563 | 0.1211 | 4 | 29983.283 | 54095.2659 | 611.2498 | 1102.8052 | 110.6766 | 0 | 50.1019 | 732059.3156 | 48940.0154 | 729504.5885 | 505877.7294 | 0 | 213257.7296 | 0 | 869559.3576 | 2262415.0773 | 1544144.7783 | 6905758.5917 | 961560.8286 | 6656650.2227 | 6656650.2227 | 1478867.319 | 3544381.159 | 0 | 14523969.6431 | 26203868.3438 | 5623.4133 | 0.4844 | 29983.283 | 54095.2659 | 611.2498 | 1102.8052
1 | 2200 | 707 | 0.045 | 15 | 15 | 7 | 7.4989e-12 | 5spot_SharedNeighbor | Water | Porous | Wet | R600a | MinimizeLCOE_Brownfield | IgnoreSilica | 2019 | 16.6936 | 3.2755 | 0.16123 | 4 | 24754.688 | 42865.1578 | 504.6578 | 873.8642 | 111.045 | 0 | 50.1881 | 871408.795 | 58364.5033 | 887427.9625 | 638052.2297 | 0 | 239621.5821 | 0 | 1051001.2783 | 2734489.7362 | 1866345.4331 | 8346711.5203 | 961560.8286 | 6656650.2227 | 6656650.2227 | 1478867.319 | 3544381.159 | 0 | 15964922.5716 | 27644821.2723 | 7498.9421 | 0.64493 | 24754.688 | 42865.1578 | 504.6578 | 873.8642
1 | 2200 | 707 | 0.045 | 15 | 15 | 7 | 1e-11 | 5spot_SharedNeighbor | Water | Porous | Wet | R600a | MinimizeLCOE_Brownfield | IgnoreSilica | 2019 | 21.0808 | 4.1557 | 0.21246 | 4 | 20783.1174 | 34526.672 | 423.692 | 703.8729 | 111.3304 | 0 | 54.1479 | 1031661.1095 | 69178.1037 | 1073342.2603 | 801207.7962 | 0 | 267557.5608 | 0 | 1264749.2639 | 3290618.1489 | 2245914.5021 | 10044228.7453 | 961560.8286 | 6656650.2227 | 6656650.2227 | 1478867.319 | 3544381.159 | 0 | 17662439.7967 | 29342338.4974 | 10000 | 0.84985 | 20783.1174 | 34526.672 | 423.692 | 703.8729
1 | 2200 | 707 | 0.045 | 15 | 15 | 7 | 1.3335e-11 | 5spot_SharedNeighbor | Water | Porous | Wet | R600a | MinimizeLCOE_Brownfield | IgnoreSilica | 2019 | 26.4935 | 5.2418 | 0.27746 | 4 | 17719.7184 | 28243.6199 | 361.2404 | 575.7844 | 111.5537 | 0 | 52.4551 | 1216173.8453 | 81601.3611 | 1292229.4582 | 1002517.5292 | 0 | 297352.5176 | 0 | 1517051.1374 | 3947055.8696 | 2693946.7349 | 12047928.4533 | 961560.8286 | 6656650.2227 | 6656650.2227 | 1478867.319 | 3544381.159 | 0 | 19666139.5047 | 31346038.2054 | 13335.2143 | 1.1098 | 17719.7184 | 28243.6199 | 361.2404 | 575.7844
1 | 2200 | 707 | 0.045 | 15 | 15 | 7 | 1.7783e-11 | 5spot_SharedNeighbor | Water | Porous | Wet | R600a | MinimizeLCOE_Brownfield | IgnoreSilica | 2019 | 33.0318 | 6.554 | 0.35858 | 4 | 15327.721 | 23470.8454 | 312.4763 | 478.4849 | 111.7272 | 0 | 55.9788 | 1424687.2661 | 95609.2136 | 1544916.2471 | 1245708.1711 | 0 | 327622.2516 | 0 | 1809031.8283 | 4706729.7337 | 3212439.7569 | 14366744.4683 | 961560.8286 | 6656650.2227 | 6656650.2227 | 1478867.319 | 3544381.159 | 0 | 21984955.5197 | 33664854.2204 | 17782.7941 | 1.4343 | 15327.721 | 23470.8454 | 312.4763 | 478.4849
1 | 2200 | 707 | 0.045 | 15 | 15 | 7 | 2.3714e-11 | 5spot_SharedNeighbor | Water | Porous | Wet | R600a | MinimizeLCOE_Brownfield | IgnoreSilica | 2019 | 40.8586 | 8.1249 | 0.45847 | 4 | 13442.3601 | 19811.2639 | 274.0407 | 403.8794 | 111.8623 | 0 | 63.3546 | 1658823.9036 | 111302.4776 | 1834470.4884 | 1536835.4532 | 0 | 358169.5145 | 0 | 2144844.7165 | 5580445.9843 | 3808769.051 | 17033661.5891 | 961560.8286 | 6656650.2227 | 6656650.2227 | 1478867.319 | 3544381.159 | 0 | 24651872.6404 | 36331771.3412 | 23713.7371 | 1.8339 | 13442.3601 | 19811.2639 | 274.0407 | 403.8794
1 | 2200 | 707 | 0.045 | 15 | 15 | 7 | 3.1623e-11 | 5spot_SharedNeighbor | Water | Porous | Wet | R600a | MinimizeLCOE_Brownfield | IgnoreSilica | 2019 | 49.8964 | 9.938 | 0.57777 | 4 | 11948.3009 | 17002.1849 | 243.5823 | 346.6125 | 111.9604 | 0 | 76.3192 | 1913118.3606 | 128304.3671 | 2155089.6803 | 1872931.0494 | 0 | 386338.5396 | 0 | 2517754.9788 | 6550681.9923 | 4470975.0628 | 19995194.0309 | 961560.8286 | 6656650.2227 | 6656650.2227 | 1478867.319 | 3544381.159 | 0 | 27613405.0822 | 39293303.7829 | 31622.7766 | 2.3111 | 11948.3009 | 17002.1849 | 243.5823 | 346.6125
1 | 2200 | 707 | 0.045 | 15 | 15 | 7 | 4.217e-11 | 5spot_SharedNeighbor | Water | Porous | Wet | R600a | MinimizeLCOE_Brownfield | IgnoreSilica | 2019 | 59.8381 | 11.9288 | 0.71412 | 4 | 10764.2958 | 14853.2207 | 219.4447 | 302.803 | 112.0158 | 0 | 71.179 | 2176976.8603 | 145892.4034 | 2493948.9278 | 2242281.4373 | 0 | 408708.7947 | 0 | 2912445.2852 | 7577585.2073 | 5171857.6078 | 23129696.5238 | 961560.8286 | 6656650.2227 | 6656650.2227 | 1478867.319 | 3544381.159 | 0 | 30747907.5752 | 42427806.2759 | 42169.6503 | 2.8565 | 10764.2958 | 14853.2207 | 219.4447 | 302.803
1 | 2200 | 707 | 0.045 | 15 | 15 | 7 | 5.6234e-11 | 5spot_SharedNeighbor | Water | Porous | Wet | R600a | MinimizeLCOE_Brownfield | IgnoreSilica | 2019 | 70.1929 | 13.9943 | 0.86188 | 4 | 9830.5264 | 13218.4271 | 200.4086 | 269.4755 | 112.0215 | 0 | 84.6537 | 2437005.8512 | 163158.717 | 2833804.8127 | 2626243.8087 | 0 | 422415.0681 | 0 | 3308225.0204 | 8607322.8929 | 5874674.7372 | 26272850.9082 | 961560.8286 | 6656650.2227 | 6656650.2227 | 1478867.319 | 3544381.159 | 0 | 33891061.9595 | 45570960.6602 | 56234.1325 | 3.4475 | 9830.5264 | 13218.4271 | 200.4086 | 269.4755
1 | 2200 | 707 | 0.045 | 15 | 15 | 7 | 7.4989e-11 | 5spot_SharedNeighbor | Water | Porous | Wet | R600a | MinimizeLCOE_Brownfield | IgnoreSilica | 2019 | 80.3781 | 16.0138 | 1.013 | 4 | 9099.5084 | 11982.0742 | 185.5058 | 244.2708 | 111.9784 | 0 | 81.7518 | 2679911.8711 | 179213.2249 | 3156577.2335 | 3002831.1057 | 0 | 426022.0843 | 0 | 3683376.6526 | 9583390.4856 | 6540860.9254 | 29252183.5831 | 961560.8286 | 6656650.2227 | 6656650.2227 | 1478867.319 | 3544381.159 | 0 | 36870394.6345 | 48550293.3352 | 74989.4209 | 4.0519 | 9099.5084 | 11982.0742 | 185.5058 | 244.2708
1 | 2200 | 707 | 0.045 | 15 | 15 | 7 | 1e-10 | 5spot_SharedNeighbor | Water | Porous | Wet | R600a | MinimizeLCOE_Brownfield | IgnoreSilica | 2019 | 89.8593 | 17.8791 | 1.1588 | 4 | 8531.5861 | 11051.3335 | 173.9279 | 225.2964 | 111.8976 | 0 | 73.7468 | 2895662.4835 | 193399.5586 | 3447652.3228 | 3352003.8303 | 0 | 419974.2023 | 0 | 4020390.035 | 10460230.1758 | 7139322.0312 | 31928634.6396 | 961560.8286 | 6656650.2227 | 6656650.2227 | 1478867.319 | 3544381.159 | 0 | 39546845.6909 | 51226744.3916 | 100000 | 4.6353 | 8531.5861 | 11051.3335 | 173.9279 | 225.2964
1 | 2200 | 707 | 0.045 | 15 | 15 | 7 | 1.3335e-10 | 5spot_SharedNeighbor | Water | Porous | Wet | R600a | MinimizeLCOE_Brownfield | IgnoreSilica | 2019 | 98.3318 | 19.532 | 1.2931 | 4 | 8093.3637 | 10351.4664 | 164.9942 | 211.0286 | 111.7947 | 0 | 80.5968 | 3080660.3559 | 205499.9631 | 3700634.3313 | 3662727.9984 | 0 | 406794.5987 | 0 | 4311963.7265 | 11218845.111 | 7657092.3125 | 34244218.3973 | 961560.8286 | 6656650.2227 | 6656650.2227 | 1478867.319 | 3544381.159 | 0 | 41862429.4487 | 53542328.1494 | 133352.1432 | 5.1724 | 8093.3637 | 10351.4664 | 164.9942 | 211.0286
1 | 2200 | 707 | 0.045 | 15 | 15 | 7 | 1.7783e-10 | 5spot_SharedNeighbor | Water | Porous | Wet | R600a | MinimizeLCOE_Brownfield | IgnoreSilica | 2019 | 105.8614 | 20.9885 | 1.4147 | 4 | 7751.1947 | 9815.162 | 158.0186 | 200.0954 | 111.6807 | 0 | 84.6708 | 3239268.2165 | 215821.4596 | 3920119.1484 | 3937715.4106 | 0 | 389524.6655 | 0 | 4563955.0713 | 11874474.8995 | 8104573.115 | 36245451.9865 | 961560.8286 | 6656650.2227 | 6656650.2227 | 1478867.319 | 3544381.159 | 0 | 43863663.0378 | 55543561.7386 | 177827.941 | 5.659 | 7751.1947 | 9815.162 | 158.0186 | 200.0954
1 | 2200 | 707 | 0.045 | 15 | 15 | 7 | 2.3714e-10 | 5spot_SharedNeighbor | Water | Porous | Wet | R600a | MinimizeLCOE_Brownfield | IgnoreSilica | 2019 | 111.866 | 22.141 | 1.5146 | 4 | 7496.2325 | 9424.1126 | 152.8208 | 192.1233 | 111.5754 | 0 | 84.1118 | 3362019.342 | 223772.6914 | 4091692.4433 | 4156165.264 | 0 | 369767.9484 | 0 | 4759332.8987 | 12382807.929 | 8451520.8528 | 37797079.3696 | 961560.8286 | 6656650.2227 | 6656650.2227 | 1478867.319 | 3544381.159 | 0 | 45415290.4209 | 57095189.1216 | 237137.3706 | 6.0584 | 7496.2325 | 9424.1126 | 152.8208 | 192.1233
1 | 2200 | 707 | 0.045 | 15 | 15 | 7 | 3.1623e-10 | 5spot_SharedNeighbor | Water | Porous | Wet | R600a | MinimizeLCOE_Brownfield | IgnoreSilica | 2019 | 116.7038 | 23.0632 | 1.5967 | 4 | 7302.2619 | 9131.0549 | 148.8665 | 186.1489 | 111.4819 | 0 | 96.751 | 3458591.8952 | 230003.8723 | 4227758.9646 | 4331585.8854 | 0 | 349971.9991 | 0 | 4913185.9205 | 12783101.9321 | 8724729.7352 | 39018930.2044 | 961560.8286 | 6656650.2227 | 6656650.2227 | 1478867.319 | 3544381.159 | 0 | 46637141.2558 | 58317039.9565 | 316227.766 | 6.3867 | 7302.2619 | 9131.0549 | 148.8665 | 186.1489
1 | 2200 | 707 | 0.045 | 15 | 15 | 7 | 4.217e-10 | 5spot_SharedNeighbor | Water | Porous | Wet | R600a | MinimizeLCOE_Brownfield | IgnoreSilica | 2019 | 120.5554 | 23.7933 | 1.6629 | 4 | 7155.1163 | 8911.1039 | 145.8667 | 181.6649 | 111.4021 | 0 | 88.0153 | 3534033.9409 | 234855.85 | 4334738.0254 | 4470863.4289 | 0 | 331726.7621 | 0 | 5033425.0228 | 13095939.412 | 8938247.7433 | 39973830.1854 | 961560.8286 | 6656650.2227 | 6656650.2227 | 1478867.319 | 3544381.159 | 0 | 47592041.2367 | 59271939.9374 | 421696.5034 | 6.6515 | 7155.1163 | 8911.1039 | 145.8667 | 181.6649
1 | 2200 | 707 | 0.045 | 15 | 15 | 7 | 5.6234e-10 | 5spot_SharedNeighbor | Water | Porous | Wet | R600a | MinimizeLCOE_Brownfield | IgnoreSilica | 2019 | 123.5392 | 24.3563 | 1.715 | 4 | 7043.7474 | 8746.3906 | 143.5963 | 178.307 | 111.3371 | 0 | 89.2754 | 3591613.9438 | 238549.2878 | 4416802.8582 | 4578517.8752 | 0 | 315489.7266 | 0 | 5124979.7397 | 13334146.0049 | 9100828.6376 | 40700928.0738 | 961560.8286 | 6656650.2227 | 6656650.2227 | 1478867.319 | 3544381.159 | 0 | 48319139.1252 | 59999037.8259 | 562341.3252 | 6.8599 | 7043.7474 | 8746.3906 | 143.5963 | 178.307
1 | 2200 | 707 | 0.045 | 15 | 15 | 7 | 7.4989e-10 | 5spot_SharedNeighbor | Water | Porous | Wet | R600a | MinimizeLCOE_Brownfield | IgnoreSilica | 2019 | 123.091 | 24.2717 | 1.7291 | 4 | 6955.2098 | 8643.98 | 141.7914 | 176.2192 | 111.3467 | 0 | 86.7473 | 3582992.225 | 237996.3654 | 4404502.9168 | 4562348.0752 | 0 | 283586.2399 | 0 | 5097856.0707 | 13263575.7819 | 9052663.0103 | 40485520.6851 | 961560.8286 | 6656650.2227 | 6656650.2227 | 1478867.319 | 3544381.159 | 0 | 48103731.7365 | 59783630.4372 | 749894.2093 | 6.9162 | 6955.2098 | 8643.98 | 141.7914 | 176.2192
1 | 2200 | 707 | 0.045 | 15 | 15 | 7 | 1e-09 | 5spot_SharedNeighbor | Water | Porous | Wet | R600a | MinimizeLCOE_Brownfield | IgnoreSilica | 2019 | 127.6077 | 25.1202 | 1.787 | 4 | 6896.145 | 8530.184 | 140.5872 | 173.8993 | 111.2441 | 0 | 84.0705 | 3668932.3509 | 243494.9755 | 4527578.4994 | 4724960.5688 | 0 | 290353.9697 | 0 | 5247574.9421 | 13653113.5737 | 9318530.5575 | 41674539.4375 | 961560.8286 | 6656650.2227 | 6656650.2227 | 1478867.319 | 3544381.159 | 0 | 49292750.4889 | 60972649.1896 | 1000000 | 7.1479 | 6896.145 | 8530.184 | 140.5872 | 173.8993
1 | 2200 | 707 | 0.045 | 15 | 15 | 7 | 1.3335e-09 | 5spot_SharedNeighbor | Water | Porous | Wet | R600a | MinimizeLCOE_Brownfield | IgnoreSilica | 2019 | 128.9307 | 25.3676 | 1.8108 | 4 | 6848.3282 | 8460.8614 | 139.6124 | 172.4861 | 111.2128 | 0 | 88.536 | 3693781.4467 | 245080.9647 | 4563324.22 | 4772492.6057 | 0 | 281069.9867 | 0 | 5286742.1973 | 13755018.7373 | 9388082.9256 | 41985593.0839 | 961560.8286 | 6656650.2227 | 6656650.2227 | 1478867.319 | 3544381.159 | 0 | 49603804.1353 | 61283702.836 | 1333521.4322 | 7.2432 | 6848.3282 | 8460.8614 | 139.6124 | 172.4861
1 | 2200 | 707 | 0.045 | 15 | 15 | 7 | 1.7783e-09 | 5spot_SharedNeighbor | Water | Porous | Wet | R600a | MinimizeLCOE_Brownfield | IgnoreSilica | 2019 | 129.9434 | 25.5567 | 1.8291 | 4 | 6812.3382 | 8408.7762 | 138.8787 | 171.4243 | 111.1885 | 0 | 104.2921 | 3712705.63 | 246287.6339 | 4590594.5171 | 4808845.8149 | 0 | 273768.1189 | 0 | 5316558.6688 | 13832595.0801 | 9441030.3735 | 42222385.8372 | 961560.8286 | 6656650.2227 | 6656650.2227 | 1478867.319 | 3544381.159 | 0 | 49840596.8886 | 61520495.5893 | 1778279.41 | 7.3162 | 6812.3382 | 8408.7762 | 138.8787 | 171.4243
1 | 2200 | 707 | 0.045 | 15 | 15 | 7 | 2.3714e-09 | 5spot_SharedNeighbor | Water | Porous | Wet | R600a | MinimizeLCOE_Brownfield | IgnoreSilica | 2019 | 130.7157 | 25.7007 | 1.843 | 4 | 6785.2716 | 8369.6486 | 138.3269 | 170.6266 | 111.1698 | 0 | 98.7349 | 3727083.2528 | 247203.7188 | 4611340.8309 | 4836555.0437 | 0 | 268094.0765 | 0 | 5339207.9999 | 13891523.9935 | 9481250.5678 | 42402259.4838 | 961560.8286 | 6656650.2227 | 6656650.2227 | 1478867.319 | 3544381.159 | 0 | 50020470.5352 | 61700369.2359 | 2371373.7057 | 7.3719 | 6785.2716 | 8369.6486 | 138.3269 | 170.6266
1 | 2200 | 707 | 0.045 | 15 | 15 | 7 | 3.1623e-09 | 5spot_SharedNeighbor | Water | Porous | Wet | R600a | MinimizeLCOE_Brownfield | IgnoreSilica | 2019 | 131.2929 | 25.8083 | 1.8535 | 4 | 6764.9291 | 8340.3484 | 137.9122 | 170.0293 | 111.1557 | 0 | 101.4546 | 3737795.0769 | 247885.8465 | 4626813.2648 | 4857250.2395 | 0 | 263666.1797 | 0 | 5356030.1369 | 13935291.7433 | 9511122.9564 | 42535855.444 | 961560.8286 | 6656650.2227 | 6656650.2227 | 1478867.319 | 3544381.159 | 0 | 50154066.4954 | 61833965.1961 | 3162277.6602 | 7.4138 | 6764.9291 | 8340.3484 | 137.9122 | 170.0293
1 | 2200 | 707 | 0.045 | 15 | 15 | 7 | 4.217e-09 | 5spot_SharedNeighbor | Water | Porous | Wet | R600a | MinimizeLCOE_Brownfield | IgnoreSilica | 2019 | 133.8 | 26.2767 | 1.8824 | 4 | 6749.5244 | 8300.7118 | 137.5982 | 169.2212 | 111.099 | 0 | 91.688 | 3784401.6767 | 250858.6241 | 4694063.2406 | 4947279.6992 | 0 | 272318.0236 | 0 | 5440079.2931 | 14153970.4068 | 9660375.6377 | 43203346.6018 | 961560.8286 | 6656650.2227 | 6656650.2227 | 1478867.319 | 3544381.159 | 0 | 50821557.6532 | 62501456.3539 | 4216965.0343 | 7.5297 | 6749.5244 | 8300.7118 | 137.5982 | 169.2212
1 | 2200 | 707 | 0.045 | 15 | 15 | 7 | 5.6234e-09 | 5spot_SharedNeighbor | Water | Porous | Wet | R600a | MinimizeLCOE_Brownfield | IgnoreSilica | 2019 | 133.8144 | 26.2794 | 1.8853 | 4 | 6737.8722 | 8286.6894 | 137.3606 | 168.9354 | 111.0986 | 0 | 99.6785 | 3784667.2859 | 250875.526 | 4694447.7878 | 4947796.4265 | 0 | 267874.9441 | 0 | 5438808.1684 | 14150663.2013 | 9658118.4019 | 43193251.7419 | 961560.8286 | 6656650.2227 | 6656650.2227 | 1478867.319 | 3544381.159 | 0 | 50811462.7933 | 62491361.494 | 5623413.2519 | 7.5412 | 6737.8722 | 8286.6894 | 137.3606 | 168.9354
1 | 2200 | 707 | 0.045 | 15 | 15 | 7 | 7.4989e-09 | 5spot_SharedNeighbor | Water | Porous | Wet | R600a | MinimizeLCOE_Brownfield | IgnoreSilica | 2019 | 134.0728 | 26.3277 | 1.89 | 4 | 6729.1364 | 8274.1183 | 137.1825 | 168.6791 | 111.093 | 0 | 93.495 | 3789467.3961 | 251181.9233 | 4701373.3666 | 4957080.786 | 0 | 265959.9399 | 0 | 5446374.7307 | 14170349.8441 | 9671554.9402 | 43253342.927 | 961560.8286 | 6656650.2227 | 6656650.2227 | 1478867.319 | 3544381.159 | 0 | 50871553.9784 | 62551452.6791 | 7498942.0933 | 7.5599 | 6729.1364 | 8274.1183 | 137.1825 | 168.6791
1 | 2200 | 707 | 0.045 | 15 | 15 | 7 | 1e-08 | 5spot_SharedNeighbor | Water | Porous | Wet | R600a | MinimizeLCOE_Brownfield | IgnoreSilica | 2019 | 134.2749 | 26.3655 | 1.8936 | 4 | 6722.5803 | 8264.6245 | 137.0489 | 168.4855 | 111.0887 | 0 | 102.2574 | 3793218.0713 | 251421.2988 | 4706786.3947 | 4964340.6762 | 0 | 264554.728 | 0 | 5452325.2559 | 14185831.8903 | 9682121.7548 | 43300600.0701 | 961560.8286 | 6656650.2227 | 6656650.2227 | 1478867.319 | 3544381.159 | 0 | 50918811.1214 | 62598709.8221 | 10000000 | 7.5743 | 6722.5803 | 8264.6245 | 137.0489 | 168.4855
1 | 2300 | 707 | 0.045 | 15 | 15 | 7 | 1e-13 | 5spot_SharedNeighbor | Water | Porous | Wet | R600a | MinimizeLCOE_Brownfield | IgnoreSilica | 2019 | 0 | 0 | 0 | 0 |  |  |  |  | 15 |  | 10.757 | [19 empty] | 100 | 0
1 | 2300 | 707 | 0.045 | 15 | 15 | 7 | 1.3335e-13 | 5spot_SharedNeighbor | Water | Porous | Wet | R600a | MinimizeLCOE_Brownfield | IgnoreSilica | 2019 | 0 | 0 | 0 | 0 |  |  |  |  | 15 |  | 11.7437 | [19 empty] | 133.3521 | 0
1 | 2300 | 707 | 0.045 | 15 | 15 | 7 | 1.7783e-13 | 5spot_SharedNeighbor | Water | Porous | Wet | R600a | MinimizeLCOE_Brownfield | IgnoreSilica | 2019 | 0 | 0 | 0 | 0 |  |  |  |  | 15 |  | 11.4318 | [19 empty] | 177.8279 | 0
1 | 2300 | 707 | 0.045 | 15 | 15 | 7 | 2.3714e-13 | 5spot_SharedNeighbor | Water | Porous | Wet | R600a | MinimizeLCOE_Brownfield | IgnoreSilica | 2019 | 0 | 0 | 0 | 0 |  |  |  |  | 15 |  | 11.9941 | [19 empty] | 237.1374 | 0
1 | 2300 | 707 | 0.045 | 15 | 15 | 7 | 3.1623e-13 | 5spot_SharedNeighbor | Water | Porous | Wet | R600a | MinimizeLCOE_Brownfield | IgnoreSilica | 2019 | 0.89885 | 0.1283 | 0.0014538 | 4 | 1504566.1174 | 3593751.0822 | 30672.6154 | 73263.4767 | 93.1211 | 0 | 20.6118 | 80934.225 | 4825.1866 | 67330.1932 | 52592.6374 | 0 | 51335.3967 | 0 | 100236.8792 | 260795.7982 | 177998.4911 | 796048.8074 | 961560.8286 | 6991696.732 | 6991696.732 | 1478867.319 | 3678399.7627 | 0 | 8749306.3681 | 20898270.1818 | 316.2278 | 0.0058152 | 1504566.1174 | 3593751.0822 | 30672.6154 | 73263.4767
1 | 2300 | 707 | 0.045 | 15 | 15 | 7 | 4.217e-13 | 5spot_SharedNeighbor | Water | Porous | Wet | R600a | MinimizeLCOE_Brownfield | IgnoreSilica | 2019 | 1.3013 | 0.20959 | 0.004054 | 4 | 558949.2734 | 1308145.3181 | 11394.937 | 26668.3117 | 99.5595 | 0 | 94.2205 | 119138.8051 | 7400.9325 | 99227.2367 | 67654.5324 | 0 | 65175.0315 | 0 | 139852.6499 | 363867.9074 | 248347.3235 | 1110664.4191 | 961560.8286 | 6991696.732 | 6991696.732 | 1478867.319 | 3678399.7627 | 0 | 9063921.9797 | 21212885.7934 | 421.6965 | 0.016216 | 558949.2734 | 1308145.3181 | 11394.937 | 26668.3117
1 | 2300 | 707 | 0.045 | 15 | 15 | 7 | 5.6234e-13 | 5spot_SharedNeighbor | Water | Porous | Wet | R600a | MinimizeLCOE_Brownfield | IgnoreSilica | 2019 | 1.7875 | 0.31058 | 0.0079678 | 4 | 295364.3956 | 676554.4191 | 6021.4027 | 13792.4769 | 103.8309 | 0 | 140.8877 | 161057.8008 | 10281.3909 | 135490.8327 | 86052.5808 | 0 | 78614.1191 | 0 | 183883.7225 | 478427.7262 | 326536.7538 | 1460344.9267 | 961560.8286 | 6991696.732 | 6991696.732 | 1478867.319 | 3678399.7627 | 0 | 9413602.4874 | 21562566.3011 | 562.3413 | 0.031871 | 295364.3956 | 676554.4191 | 6021.4027 | 13792.4769
1 | 2300 | 707 | 0.045 | 15 | 15 | 7 | 7.4989e-13 | 5spot_SharedNeighbor | Water | Porous | Wet | R600a | MinimizeLCOE_Brownfield | IgnoreSilica | 2019 | 2.4099 | 0.44172 | 0.01352 | 4 | 181752.2619 | 406394.471 | 3705.2657 | 8284.901 | 106.9559 | 0 | 201.7237 | 209856.6247 | 13667.2364 | 179186.3434 | 109730.7625 | 0 | 93307.986 | 0 | 236242.0917 | 614653.4626 | 419513.6181 | 1876158.1253 | 961560.8286 | 6991696.732 | 6991696.732 | 1478867.319 | 3678399.7627 | 0 | 9829415.6859 | 21978379.4996 | 749.8942 | 0.054081 | 181752.2619 | 406394.471 | 3705.2657 | 8284.901
1 | 2300 | 707 | 0.045 | 15 | 15 | 7 | 1e-12 | 5spot_SharedNeighbor | Water | Porous | Wet | R600a | MinimizeLCOE_Brownfield | IgnoreSilica | 2019 | 3.2151 | 0.61281 | 0.021177 | 4 | 121969.5627 | 265392.3414 | 2486.5145 | 5410.3818 | 109.2959 | 0 | 37.2 | 267388.4795 | 17678.5018 | 232445.0426 | 140523.0497 | 0 | 109890.7845 | 0 | 299491.0847 | 779214.3683 | 531829.8176 | 2378461.1288 | 961560.8286 | 6991696.732 | 6991696.732 | 1478867.319 | 3678399.7627 | 0 | 10331718.6895 | 22480682.5032 | 1000 | 0.084707 | 121969.5627 | 265392.3414 | 2486.5145 | 5410.3818
1 | 2300 | 707 | 0.045 | 15 | 15 | 7 | 1.3335e-12 | 5spot_SharedNeighbor | Water | Porous | Wet | R600a | MinimizeLCOE_Brownfield | IgnoreSilica | 2019 | 4.2091 | 0.82525 | 0.03149 | 4 | 86623.0569 | 183072.6057 | 1765.9282 | 3732.1827 | 110.9978 | 0 | 41.9298 | 332444.2815 | 22223.9715 | 294573.6818 | 178826.0067 | 0 | 126953.3465 | 0 | 372458.3024 | 969060.101 | 661403.4312 | 2957943.1227 | 961560.8286 | 6991696.732 | 6991696.732 | 1478867.319 | 3678399.7627 | 0 | 10911200.6833 | 23060164.497 | 1333.5214 | 0.12596 | 86623.0569 | 183072.6057 | 1765.9282 | 3732.1827
1 | 2300 | 707 | 0.045 | 15 | 15 | 7 | 1.7783e-12 | 5spot_SharedNeighbor | Water | Porous | Wet | R600a | MinimizeLCOE_Brownfield | IgnoreSilica | 2019 | 5.466 | 1.0944 | 0.045166 | 4 | 64199.6791 | 131446.0223 | 1308.7973 | 2679.705 | 112.2845 | 0 | 40.7574 | 407883.0352 | 27491.0552 | 368856.9141 | 227103.7699 | 0 | 145606.3353 | 0 | 459007.0328 | 1194242.144 | 815094.8025 | 3645285.0891 | 961560.8286 | 6991696.732 | 6991696.732 | 1478867.319 | 3678399.7627 | 0 | 11598542.6497 | 23747506.4634 | 1778.2794 | 0.18066 | 64199.6791 | 131446.0223 | 1308.7973 | 2679.705
1 | 2300 | 707 | 0.045 | 15 | 15 | 7 | 2.3714e-12 | 5spot_SharedNeighbor | Water | Porous | Wet | R600a | MinimizeLCOE_Brownfield | IgnoreSilica | 2019 | 7.013 | 1.4251 | 0.062931 | 4 | 49228.9777 | 97491.9198 | 1003.5993 | 1987.5047 | 113.2105 | 0 | 38.2485 | 493156.746 | 33431.8865 | 455318.9361 | 286403.0326 | 0 | 164856.2043 | 0 | 558935.0541 | 1454234.3574 | 992544.8305 | 4438881.0475 | 961560.8286 | 6991696.732 | 6991696.732 | 1478867.319 | 3678399.7627 | 0 | 12392138.6081 | 24541102.4218 | 2371.3737 | 0.25172 | 49228.9777 | 97491.9198 | 1003.5993 | 1987.5047
1 | 2300 | 707 | 0.045 | 15 | 15 | 7 | 3.1623e-12 | 5spot_SharedNeighbor | Water | Porous | Wet | R600a | MinimizeLCOE_Brownfield | IgnoreSilica | 2019 | 9.3272 | 1.923 | 0.087738 | 4 | 38573.0644 | 73190.065 | 786.3641 | 1492.0785 | 114.1137 | 0 | 41.934 | 611385.8579 | 41675.2351 | 578291.1996 | 375609.6985 | 0 | 195958.3216 | 0 | 703138.922 | 1829423.2413 | 1248618.9531 | 5584101.4291 | 961560.8286 | 6991696.732 | 6991696.732 | 1478867.319 | 3678399.7627 | 0 | 13537358.9897 | 25686322.8034 | 3162.2777 | 0.35095 | 38573.0644 | 73190.065 | 786.3641 | 1492.0785
1 | 2300 | 707 | 0.045 | 15 | 15 | 7 | 4.217e-12 | 5spot_SharedNeighbor | Water | Porous | Wet | R600a | MinimizeLCOE_Brownfield | IgnoreSilica | 2019 | 11.705 | 2.4341 | 0.11816 | 4 | 30945.5187 | 56650.0813 | 630.8663 | 1154.8885 | 114.6558 | 0 | 49.2673 | 723405.7568 | 49465.4423 | 698020.957 | 467203.6811 | 0 | 216323.644 | 0 | 840223.5977 | 2186089.4475 | 1492050.9676 | 6672783.4939 | 961560.8286 | 6991696.732 | 6991696.732 | 1478867.319 | 3678399.7627 | 0 | 14626041.0545 | 26775004.8683 | 4216.965 | 0.47264 | 30945.5187 | 56650.0813 | 630.8663 | 1154.8885
1 | 2300 | 707 | 0.045 | 15 | 15 | 7 | 5.6234e-12 | 5spot_SharedNeighbor | Water | Porous | Wet | R600a | MinimizeLCOE_Brownfield | IgnoreSilica | 2019 | 14.9077 | 3.1224 | 0.15823 | 4 | 25332.4655 | 44527.2419 | 516.4366 | 907.7481 | 115.1097 | 0 | 47.2159 | 863695.9313 | 59198.7979 | 851635.9563 | 590511.8145 | 0 | 243861.8364 | 0 | 1017472.6912 | 2647255.2302 | 1806806.0903 | 8080438.3482 | 961560.8286 | 6991696.732 | 6991696.732 | 1478867.319 | 3678399.7627 | 0 | 16033695.9089 | 28182659.7226 | 5623.4133 | 0.63293 | 25332.4655 | 44527.2419 | 516.4366 | 907.7481
1 | 2300 | 707 | 0.045 | 15 | 15 | 7 | 7.4989e-12 | 5spot_SharedNeighbor | Water | Porous | Wet | R600a | MinimizeLCOE_Brownfield | IgnoreSilica | 2019 | 18.8714 | 3.9744 | 0.20956 | 4 | 21105.3041 | 35598.3971 | 430.2602 | 725.7215 | 115.4602 | 0 | 42.3611 | 1025141.9352 | 70373.2836 | 1032683.7244 | 742949.6905 | 0 | 273072.7038 | 0 | 1226246.3217 | 3190441.3913 | 2177541.8065 | 9738450.8571 | 961560.8286 | 6991696.732 | 6991696.732 | 1478867.319 | 3678399.7627 | 0 | 17691708.4177 | 29840672.2314 | 7498.9421 | 0.83826 | 21105.3041 | 35598.3971 | 430.2602 | 725.7215
1 | 2300 | 707 | 0.045 | 15 | 15 | 7 | 1e-11 | 5spot_SharedNeighbor | Water | Porous | Wet | R600a | MinimizeLCOE_Brownfield | IgnoreSilica | 2019 | 23.7823 | 5.0301 | 0.27501 | 4 | 17866.4664 | 28910.5286 | 364.2321 | 589.3802 | 115.7341 | 0 | 55.7272 | 1211629.499 | 83251.2771 | 1246615.7765 | 931840.8058 | 0 | 304414.9362 | 0 | 1473323.3949 | 3833285.2534 | 2616295.9516 | 11700656.8946 | 961560.8286 | 6991696.732 | 6991696.732 | 1478867.319 | 3678399.7627 | 0 | 19653914.4553 | 31802878.269 | 10000 | 1.1 | 17866.4664 | 28910.5286 | 364.2321 | 589.3802
1 | 2300 | 707 | 0.045 | 15 | 15 | 7 | 1.3335e-11 | 5spot_SharedNeighbor | Water | Porous | Wet | R600a | MinimizeLCOE_Brownfield | IgnoreSilica | 2019 | 29.7728 | 6.3181 | 0.35738 | 4 | 15350.3387 | 23848.8932 | 312.9374 | 486.1919 | 115.9474 | 0 | 50.8201 | 1424186.9981 | 97895.1833 | 1495817.1339 | 1162276.6415 | 0 | 336908.9903 | 0 | 1761663.1294 | 4583486.0959 | 3128323.4417 | 13990557.6141 | 961560.8286 | 6991696.732 | 6991696.732 | 1478867.319 | 3678399.7627 | 0 | 21943815.1747 | 34092778.9884 | 13335.2143 | 1.4295 | 15350.3387 | 23848.8932 | 312.9374 | 486.1919
1 | 2300 | 707 | 0.045 | 15 | 15 | 7 | 1.7783e-11 | 5spot_SharedNeighbor | Water | Porous | Wet | R600a | MinimizeLCOE_Brownfield | IgnoreSilica | 2019 | 37.0419 | 7.8814 | 0.46007 | 4 | 13373.2584 | 19974.9803 | 272.632 | 407.217 | 116.1147 | 0 | 54.9516 | 1665804.0431 | 114503.4864 | 1785007.7891 | 1442111.6361 | 0 | 370619.9534 | 0 | 2097438.2942 | 5457104.1977 | 3724585.7472 | 16657175.1471 | 961560.8286 | 6991696.732 | 6991696.732 | 1478867.319 | 3678399.7627 | 0 | 24610432.7078 | 36759396.5215 | 17782.7941 | 1.8403 | 13373.2584 | 19974.9803 | 272.632 | 407.217
1 | 2300 | 707 | 0.045 | 15 | 15 | 7 | 2.3714e-11 | 5spot_SharedNeighbor | Water | Porous | Wet | R600a | MinimizeLCOE_Brownfield | IgnoreSilica | 2019 | 45.5922 | 9.7201 | 0.58484 | 4 | 11807.8476 | 17001.12 | 240.7189 | 346.5908 | 116.2414 | 0 | 60.3461 | 1932680.2144 | 132803.0142 | 2110823.8916 | 1771327.4241 | 0 | 403029.5942 | 0 | 2476759.014 | 6444018.9012 | 4398175.3114 | 19669617.3651 | 961560.8286 | 6991696.732 | 6991696.732 | 1478867.319 | 3678399.7627 | 0 | 27622874.9257 | 39771838.7394 | 23713.7371 | 2.3394 | 11807.8476 | 17001.12 | 240.7189 | 346.5908
1 | 2300 | 707 | 0.045 | 15 | 15 | 7 | 3.1623e-11 | 5spot_SharedNeighbor | Water | Porous | Wet | R600a | MinimizeLCOE_Brownfield | IgnoreSilica | 2019 | 55.2897 | 11.8031 | 0.73139 | 4 | 10564.7212 | 14717.4462 | 215.3761 | 300.035 | 116.3251 | 0 | 73.3654 | 2217656.7048 | 152286.8191 | 2465398.4528 | 2144488.9305 | 0 | 431334.4753 | 0 | 2890354.4992 | 7520109.5137 | 5132629.2659 | 22954258.6613 | 961560.8286 | 6991696.732 | 6991696.732 | 1478867.319 | 3678399.7627 | 0 | 30907516.2219 | 43056480.0356 | 31622.7766 | 2.9255 | 10564.7212 | 14717.4462 | 215.3761 | 300.035
1 | 2300 | 707 | 0.045 | 15 | 15 | 7 | 4.217e-11 | 5spot_SharedNeighbor | Water | Porous | Wet | R600a | MinimizeLCOE_Brownfield | IgnoreSilica | 2019 | 65.7307 | 14.039 | 0.8953 | 4 | 9579.9618 | 12972.3716 | 195.3005 | 264.4593 | 116.3568 | 0 | 76.3925 | 2507265.9686 | 172013.3754 | 2832370.9136 | 2545597.2553 | 0 | 451803.0666 | 0 | 3318529.726 | 8634133.623 | 5892973.6114 | 26354687.5399 | 961560.8286 | 6991696.732 | 6991696.732 | 1478867.319 | 3678399.7627 | 0 | 34307945.1006 | 46456908.9143 | 42169.6503 | 3.5812 | 9579.9618 | 12972.3716 | 195.3005 | 264.4593
1 | 2300 | 707 | 0.045 | 15 | 15 | 7 | 5.6234e-11 | 5spot_SharedNeighbor | Water | Porous | Wet | R600a | MinimizeLCOE_Brownfield | IgnoreSilica | 2019 | 76.3297 | 16.2963 | 1.0684 | 4 | 8804.8058 | 11647.6578 | 179.4979 | 237.4533 | 116.3316 | 0 | 72.6156 | 2785577.971 | 190880.283 | 3191245.5322 | 2951556.5936 | 0 | 461547.1497 | 0 | 3736514.9365 | 9721645.4002 | 6635222.7454 | 29674190.6116 | 961560.8286 | 6991696.732 | 6991696.732 | 1478867.319 | 3678399.7627 | 0 | 37627448.1722 | 49776411.9859 | 56234.1325 | 4.2735 | 8804.8058 | 11647.6578 | 179.4979 | 237.4533
1 | 2300 | 707 | 0.045 | 15 | 15 | 7 | 7.4989e-11 | 5spot_SharedNeighbor | Water | Porous | Wet | R600a | MinimizeLCOE_Brownfield | IgnoreSilica | 2019 | 86.507 | 18.4473 | 1.2408 | 4 | 8199.2773 | 10647.0084 | 167.1534 | 217.0537 | 116.2564 | 0 | 90.4977 | 3039572.9573 | 208002.6649 | 3524179.8912 | 3339749.1802 | 0 | 460017.2111 | 0 | 4122893.5429 | 10726923.2768 | 7321345.5526 | 32742684.2771 | 961560.8286 | 6991696.732 | 6991696.732 | 1478867.319 | 3678399.7627 | 0 | 40695941.8377 | 52844905.6514 | 74989.4209 | 4.9634 | 8199.2773 | 10647.0084 | 167.1534 | 217.0537
1 | 2300 | 707 | 0.045 | 15 | 15 | 7 | 1e-10 | 5spot_SharedNeighbor | Water | Porous | Wet | R600a | MinimizeLCOE_Brownfield | IgnoreSilica | 2019 | 95.8445 | 20.4032 | 1.4041 | 4 | 7729.6823 | 9892.809 | 157.58 | 201.6783 | 116.1467 | 0 | 77.0637 | 3262171.6484 | 222918.7086 | 3820359.6612 | 3694188.9549 | 0 | 449102.5597 | 0 | 4465009.1978 | 11617038.0334 | 7928867.164 | 35459655.928 | 961560.8286 | 6991696.732 | 6991696.732 | 1478867.319 | 3678399.7627 | 0 | 43412913.4886 | 55561877.3023 | 100000 | 5.6164 | 7729.6823 | 9892.809 | 157.58 | 201.6783
1 | 2300 | 707 | 0.045 | 15 | 15 | 7 | 1.3335e-10 | 5spot_SharedNeighbor | Water | Porous | Wet | R600a | MinimizeLCOE_Brownfield | IgnoreSilica | 2019 | 104.0197 | 22.0998 | 1.5512 | 4 | 7367.7971 | 9325.8471 | 150.2025 | 190.12 | 116.0212 | 0 | 91.6827 | 3449414.4173 | 235390.9839 | 4072814.586 | 4002961.3202 | 0 | 431236.962 | 0 | 4754809.125 | 12371037.9979 | 8443487.633 | 37761153.0253 | 961560.8286 | 6991696.732 | 6991696.732 | 1478867.319 | 3678399.7627 | 0 | 45714410.5859 | 57863374.3996 | 133352.1432 | 6.2046 | 7367.7971 | 9325.8471 | 150.2025 | 190.12
1 | 2300 | 707 | 0.045 | 15 | 15 | 7 | 1.7783e-10 | 5spot_SharedNeighbor | Water | Porous | Wet | R600a | MinimizeLCOE_Brownfield | IgnoreSilica | 2019 | 110.9723 | 23.5302 | 1.679 | 4 | 7090.3437 | 8899.3259 | 144.5462 | 181.4248 | 115.8944 | 0 | 103.8534 | 3603426.1066 | 245596.5934 | 4282750.7255 | 4264843.1422 | 0 | 409845.7411 | 0 | 4994520.3004 | 12994717.3047 | 8869161.5752 | 39664861.4892 | 961560.8286 | 6991696.732 | 6991696.732 | 1478867.319 | 3678399.7627 | 0 | 47618119.0498 | 59767082.8635 | 177827.941 | 6.7159 | 7090.3437 | 8899.3259 | 144.5462 | 181.4248
1 | 2300 | 707 | 0.045 | 15 | 15 | 7 | 2.3714e-10 | 5spot_SharedNeighbor | Water | Porous | Wet | R600a | MinimizeLCOE_Brownfield | IgnoreSilica | 2019 | 116.9233 | 24.7446 | 1.7896 | 4 | 6874.6804 | 8571.8832 | 140.1497 | 174.7494 | 115.772 | 0 | 93.1672 | 3731559.363 | 254046.2082 | 4459074.2802 | 4488247.3055 | 0 | 387670.0016 | 0 | 5195032.8918 | 13516409.9366 | 9225227.5162 | 41257267.5031 | 961560.8286 | 6991696.732 | 6991696.732 | 1478867.319 | 3678399.7627 | 0 | 49210525.0637 | 61359488.8774 | 237137.3706 | 7.1582 | 6874.6804 | 8571.8832 | 140.1497 | 174.7494
1 | 2300 | 707 | 0.045 | 15 | 15 | 7 | 3.1623e-10 | 5spot_SharedNeighbor | Water | Porous | Wet | R600a | MinimizeLCOE_Brownfield | IgnoreSilica | 2019 | 121.4593 | 25.6639 | 1.8762 | 4 | 6714.8213 | 8333.6478 | 136.8907 | 169.8927 | 115.6705 | 0 | 77.5684 | 3826994.5773 | 260312.9926 | 4591432.1975 | 4657986.5835 | 0 | 365771.432 | 0 | 5343974.1353 | 13903924.5003 | 9489714.1686 | 42440110.5872 | 961560.8286 | 6991696.732 | 6991696.732 | 1478867.319 | 3678399.7627 | 0 | 50393368.1478 | 62542331.9615 | 316227.766 | 7.5048 | 6714.8213 | 8333.6478 | 136.8907 | 169.8927
1 | 2300 | 707 | 0.045 | 15 | 15 | 7 | 4.217e-10 | 5spot_SharedNeighbor | Water | Porous | Wet | R600a | MinimizeLCOE_Brownfield | IgnoreSilica | 2019 | 125.0324 | 26.3839 | 1.9454 | 4 | 6593.5748 | 8154.8402 | 134.4189 | 166.2474 | 115.5858 | 0 | 91.9572 | 3900844.8738 | 265145.9788 | 4694476.2058 | 4791351.188 | 0 | 345920.5264 | 0 | 5459118.1214 | 14203505.5327 | 9694184.3789 | 43354546.8058 | 961560.8286 | 6991696.732 | 6991696.732 | 1478867.319 | 3678399.7627 | 0 | 51307804.3664 | 63456768.1801 | 421696.5034 | 7.7815 | 6593.5748 | 8154.8402 | 134.4189 | 166.2474
1 | 2300 | 707 | 0.045 | 15 | 15 | 7 | 5.6234e-10 | 5spot_SharedNeighbor | Water | Porous | Wet | R600a | MinimizeLCOE_Brownfield | IgnoreSilica | 2019 | 127.7929 | 26.9376 | 1.9995 | 4 | 6501.8161 | 8020.7854 | 132.5483 | 163.5146 | 115.5175 | 0 | 80.4915 | 3957111.8546 | 268818.2233 | 4773359.9918 | 4894171.9526 | 0 | 328597.4427 | 0 | 5546603.1914 | 14431123.7393 | 9849538.482 | 44049324.8778 | 961560.8286 | 6991696.732 | 6991696.732 | 1478867.319 | 3678399.7627 | 0 | 52002582.4384 | 64151546.2521 | 562341.3252 | 7.9982 | 6501.8161 | 8020.7854 | 132.5483 | 163.5146
1 | 2300 | 707 | 0.045 | 15 | 15 | 7 | 7.4989e-10 | 5spot_SharedNeighbor | Water | Porous | Wet | R600a | MinimizeLCOE_Brownfield | IgnoreSilica | 2019 | 129.9265 | 27.3641 | 2.0417 | 4 | 6432.4979 | 7920.1005 | 131.1352 | 161.462 | 115.4631 | 0 | 90.76 | 4000136.776 | 271620.1812 | 4833901.7592 | 4973513.9648 | 0 | 314131.869 | 0 | 5613388.7746 | 14604886.1271 | 9968134.8821 | 44579714.3339 | 961560.8286 | 6991696.732 | 6991696.732 | 1478867.319 | 3678399.7627 | 0 | 52532971.8945 | 64681935.7082 | 749894.2093 | 8.1668 | 6432.4979 | 7920.1005 | 131.1352 | 161.462
1 | 2300 | 707 | 0.045 | 15 | 15 | 7 | 1e-09 | 5spot_SharedNeighbor | Water | Porous | Wet | R600a | MinimizeLCOE_Brownfield | IgnoreSilica | 2019 | 131.9337 | 27.7641 | 2.0796 | 4 | 6375.9048 | 7836.4228 | 129.9814 | 159.7561 | 115.4107 | 0 | 82.8931 | 4040253.3366 | 274228.0477 | 4890524.315 | 5048054.8724 | 0 | 302788.3009 | 0 | 5676781.0604 | 14769819.8511 | 10080705.5379 | 45083155.3221 | 961560.8286 | 6991696.732 | 6991696.732 | 1478867.319 | 3678399.7627 | 0 | 53036412.8827 | 65185376.6964 | 1000000 | 8.3183 | 6375.9048 | 7836.4228 | 129.9814 | 159.7561
1 | 2300 | 707 | 0.045 | 15 | 15 | 7 | 1.3335e-09 | 5spot_SharedNeighbor | Water | Porous | Wet | R600a | MinimizeLCOE_Brownfield | IgnoreSilica | 2019 | 134.6486 | 28.3072 | 2.1202 | 4 | 6340.1776 | 7772.6917 | 129.2531 | 158.4568 | 115.3469 | 0 | 140.1769 | 4094584.9942 | 277767.9799 | 4967124.0249 | 5149051.6364 | 0 | 304239.3756 | 0 | 5769179.5243 | 15010221.7007 | 10244784.74 | 45816953.976 | 961560.8286 | 6991696.732 | 6991696.732 | 1478867.319 | 3678399.7627 | 0 | 53770211.5366 | 65919175.3503 | 1333521.4322 | 8.4809 | 6340.1776 | 7772.6917 | 129.2531 | 158.4568
1 | 2300 | 707 | 0.045 | 15 | 15 | 7 | 1.7783e-09 | 5spot_SharedNeighbor | Water | Porous | Wet | R600a | MinimizeLCOE_Brownfield | IgnoreSilica | 2019 | 135.6392 | 28.5051 | 2.14 | 4 | 6310.0715 | 7729.3686 | 128.6393 | 157.5736 | 115.3238 | 0 | 90.4048 | 4114302.8882 | 279051.8359 | 4994970.5909 | 5185884.0391 | 0 | 297022.608 | 0 | 5799780.4652 | 15089839.072 | 10299125.2318 | 46059976.7311 | 961560.8286 | 6991696.732 | 6991696.732 | 1478867.319 | 3678399.7627 | 0 | 54013234.2918 | 66162198.1055 | 1778279.41 | 8.5598 | 6310.0715 | 7729.3686 | 128.6393 | 157.5736
1 | 2300 | 707 | 0.045 | 15 | 15 | 7 | 2.3714e-09 | 5spot_SharedNeighbor | Water | Porous | Wet | R600a | MinimizeLCOE_Brownfield | IgnoreSilica | 2019 | 136.3897 | 28.6549 | 2.155 | 4 | 6287.4275 | 7696.8481 | 128.1777 | 156.9107 | 115.3061 | 0 | 91.6325 | 4129192.2781 | 280020.6992 | 5016021.8228 | 5213776.6532 | 0 | 291405.1448 | 0 | 5822862.4733 | 15149893.7221 | 10340113.7645 | 46243286.558 | 961560.8286 | 6991696.732 | 6991696.732 | 1478867.319 | 3678399.7627 | 0 | 54196544.1186 | 66345507.9323 | 2371373.7057 | 8.6198 | 6287.4275 | 7696.8481 | 128.1777 | 156.9107
1 | 2300 | 707 | 0.045 | 15 | 15 | 7 | 3.1623e-09 | 5spot_SharedNeighbor | Water | Porous | Wet | R600a | MinimizeLCOE_Brownfield | IgnoreSilica | 2019 | 136.9692 | 28.7705 | 2.1665 | 4 | 6270.4078 | 7672.3502 | 127.8307 | 156.4112 | 115.2924 | 0 | 85.2978 | 4140661.4616 | 280766.6539 | 5032251.3285 | 5235308.9057 | 0 | 287147.742 | 0 | 5840693.0758 | 15196285.2923 | 10371776.9644 | 46384891.4243 | 961560.8286 | 6991696.732 | 6991696.732 | 1478867.319 | 3678399.7627 | 0 | 54338148.985 | 66487112.7987 | 3162277.6602 | 8.6658 | 6270.4078 | 7672.3502 | 127.8307 | 156.4112
1 | 2300 | 707 | 0.045 | 15 | 15 | 7 | 4.217e-09 | 5spot_SharedNeighbor | Water | Porous | Wet | R600a | MinimizeLCOE_Brownfield | IgnoreSilica | 2019 | 137.3862 | 28.8536 | 2.1749 | 4 | 6257.6222 | 7654.1168 | 127.5701 | 156.0395 | 115.2825 | 0 | 85.1345 | 4148896.2019 | 281302.0444 | 5043911.5432 | 5250794.3097 | 0 | 283760.3825 | 0 | 5853379.1478 | 15229291.8495 | 10394304.6179 | 46485640.0969 | 961560.8286 | 6991696.732 | 6991696.732 | 1478867.319 | 3678399.7627 | 0 | 54438897.6575 | 66587861.4712 | 4216965.0343 | 8.6996 | 6257.6222 | 7654.1168 | 127.5701 | 156.0395
1 | 2300 | 707 | 0.045 | 15 | 15 | 7 | 5.6234e-09 | 5spot_SharedNeighbor | Water | Porous | Wet | R600a | MinimizeLCOE_Brownfield | IgnoreSilica | 2019 | 137.7003 | 28.9162 | 2.1813 | 4 | 6248.0215 | 7640.4358 | 127.3744 | 155.7606 | 115.275 | 0 | 85.5086 | 4155091.922 | 281704.7596 | 5052688.7004 | 5262459.2903 | 0 | 281179.9003 | 0 | 5862918.5833 | 15254111.5038 | 10411244.542 | 46561399.2016 | 961560.8286 | 6991696.732 | 6991696.732 | 1478867.319 | 3678399.7627 | 0 | 54514656.7622 | 66663620.5759 | 5623413.2519 | 8.7251 | 6248.0215 | 7640.4358 | 127.3744 | 155.7606
1 | 2300 | 707 | 0.045 | 15 | 15 | 7 | 7.4989e-09 | 5spot_SharedNeighbor | Water | Porous | Wet | R600a | MinimizeLCOE_Brownfield | IgnoreSilica | 2019 | 137.9366 | 28.9633 | 2.1861 | 4 | 6240.8147 | 7630.1725 | 127.2274 | 155.5514 | 115.2694 | 0 | 88.8258 | 4159748.3923 | 282007.3649 | 5059287.6322 | 5271234.1477 | 0 | 279221.2464 | 0 | 5870084.5256 | 15272755.8157 | 10423969.668 | 46618308.793 | 961560.8286 | 6991696.732 | 6991696.732 | 1478867.319 | 3678399.7627 | 0 | 54571566.3536 | 66720530.1673 | 7498942.0933 | 8.7443 | 6240.8147 | 7630.1725 | 127.2274 | 155.5514
1 | 2300 | 707 | 0.045 | 15 | 15 | 7 | 1e-08 | 5spot_SharedNeighbor | Water | Porous | Wet | R600a | MinimizeLCOE_Brownfield | IgnoreSilica | 2019 | 138.1265 | 29.0011 | 2.1898 | 4 | 6235.4061 | 7622.3853 | 127.1172 | 155.3926 | 115.2648 | 0 | 95.2252 | 4163486.1109 | 282250.2296 | 5064585.9486 | 5278282.4257 | 0 | 277813.7408 | 0 | 5875903.1977 | 15287894.8069 | 10434302.3406 | 46664518.8008 | 961560.8286 | 6991696.732 | 6991696.732 | 1478867.319 | 3678399.7627 | 0 | 54617776.3615 | 66766740.1752 | 10000000 | 8.7593 | 6235.4061 | 7622.3853 | 127.1172 | 155.3926
1 | 2400 | 707 | 0.045 | 15 | 15 | 7 | 1e-13 | 5spot_SharedNeighbor | Water | Porous | Wet | R600a | MinimizeLCOE_Brownfield | IgnoreSilica | 2019 | 0 | 0 | 0 | 0 |  |  |  |  | 15 |  | 11.2159 | [19 empty] | 100 | 0
1 | 2400 | 707 | 0.045 | 15 | 15 | 7 | 1.3335e-13 | 5spot_SharedNeighbor | Water | Porous | Wet | R600a | MinimizeLCOE_Brownfield | IgnoreSilica | 2019 | 0 | 0 | 0 | 0 |  |  |  |  | 15 |  | 12.3893 | [19 empty] | 133.3521 | 0
1 | 2400 | 707 | 0.045 | 15 | 15 | 7 | 1.7783e-13 | 5spot_SharedNeighbor | Water | Porous | Wet | R600a | MinimizeLCOE_Brownfield | IgnoreSilica | 2019 | 0 | 0 | 0 | 0 |  |  |  |  | 15 |  | 12.7028 | [19 empty] | 177.8279 | 0
1 | 2400 | 707 | 0.045 | 15 | 15 | 7 | 2.3714e-13 | 5spot_SharedNeighbor | Water | Porous | Wet | R600a | MinimizeLCOE_Brownfield | IgnoreSilica | 2019 | 0.69881 | 0.093483 | 0.00049994 | 4 | 4472918.1262 | 10786828.4275 | 91186.4861 | 219904.0878 | 89.8661 | 0 | 30.1808 | 63398.8678 | 3696.6978 | 52396.2094 | 45587.9721 | 0 | 44960.3464 | 0 | 81915.6365 | 213127.6829 | 145464.0229 | 650547.4358 | 961560.8286 | 7332603.3321 | 7332603.3321 | 1478867.319 | 3814762.4027 | 0 | 8944711.5966 | 21570944.6505 | 237.1374 | 0.0019997 | 4472918.1262 | 10786828.4275 | 91186.4861 | 219904.0878
1 | 2400 | 707 | 0.045 | 15 | 15 | 7 | 3.1623e-13 | 5spot_SharedNeighbor | Water | Porous | Wet | R600a | MinimizeLCOE_Brownfield | IgnoreSilica | 2019 | 1.0887 | 0.17485 | 0.0026974 | 4 | 860442.1622 | 2030668.3763 | 17541.2773 | 41397.9215 | 99.4027 | 0 | 29.0139 | 105014.8219 | 6506.0487 | 85842.9656 | 60487.2663 | 0 | 61668.5514 | 0 | 124612.665 | 324216.5928 | 221284.4866 | 989633.3984 | 961560.8286 | 7332603.3321 | 7332603.3321 | 1478867.319 | 3814762.4027 | 0 | 9283797.5592 | 21910030.6131 | 316.2278 | 0.01079 | 860442.1622 | 2030668.3763 | 17541.2773 | 41397.9215
1 | 2400 | 707 | 0.045 | 15 | 15 | 7 | 4.217e-13 | 5spot_SharedNeighbor | Water | Porous | Wet | R600a | MinimizeLCOE_Brownfield | IgnoreSilica | 2019 | 1.5347 | 0.27231 | 0.0062518 | 4 | 385414.0874 | 890316.2372 | 7857.1875 | 18150.3007 | 105.0487 | 0 | 121.9927 | 148244.1516 | 9517.5312 | 121853.4749 | 77787.2576 | 0 | 76529.3112 | 0 | 169233.3733 | 440310.5228 | 300520.9793 | 1343996.6018 | 961560.8286 | 7332603.3321 | 7332603.3321 | 1478867.319 | 3814762.4027 | 0 | 9638160.7626 | 22264393.8165 | 421.6965 | 0.025007 | 385414.0874 | 890316.2372 | 7857.1875 | 18150.3007
1 | 2400 | 707 | 0.045 | 15 | 15 | 7 | 5.6234e-13 | 5spot_SharedNeighbor | Water | Porous | Wet | R600a | MinimizeLCOE_Brownfield | IgnoreSilica | 2019 | 2.0793 | 0.39392 | 0.011454 | 4 | 219080.9198 | 494659.0846 | 4466.2609 | 10084.2945 | 108.931 | 0 | 177.8561 | 196300.7626 | 12917.9079 | 163265.897 | 99152.5591 | 0 | 91287.5968 | 0 | 219540.6421 | 571199.7168 | 389855.5437 | 1743520.6261 | 961560.8286 | 7332603.3321 | 7332603.3321 | 1478867.319 | 3814762.4027 | 0 | 10037684.7868 | 22663917.8407 | 562.3413 | 0.045817 | 219080.9198 | 494659.0846 | 4466.2609 | 10084.2945
1 | 2400 | 707 | 0.045 | 15 | 15 | 7 | 7.4989e-13 | 5spot_SharedNeighbor | Water | Porous | Wet | R600a | MinimizeLCOE_Brownfield | IgnoreSilica | 2019 | 2.7794 | 0.55236 | 0.018755 | 4 | 140193.8383 | 308496.5018 | 2858.041 | 6289.1185 | 111.8254 | 0 | 241.7871 | 252732.1532 | 16943.4208 | 213524.1229 | 126951.2706 | 0 | 107683.9869 | 0 | 279955.6322 | 728387.1282 | 497139.1819 | 2223316.8967 | 961560.8286 | 7332603.3321 | 7332603.3321 | 1478867.319 | 3814762.4027 | 0 | 10517481.0575 | 23143714.1114 | 749.8942 | 0.075021 | 140193.8383 | 308496.5018 | 2858.041 | 6289.1185
1 | 2400 | 707 | 0.045 | 15 | 15 | 7 | 1e-12 | 5spot_SharedNeighbor | Water | Porous | Wet | R600a | MinimizeLCOE_Brownfield | IgnoreSilica | 2019 | 3.6755 | 0.75636 | 0.02869 | 4 | 96636.905 | 206658.3176 | 1970.074 | 4213.0093 | 113.996 | 0 | 37.7104 | 318602.788 | 21657.2768 | 274149.6868 | 162470.1166 | 0 | 125868.7573 | 0 | 352071.964 | 916019.0304 | 625201.8106 | 2796041.4306 | 961560.8286 | 7332603.3321 | 7332603.3321 | 1478867.319 | 3814762.4027 | 0 | 11090205.5914 | 23716438.6453 | 1000 | 0.11476 | 96636.905 | 206658.3176 | 1970.074 | 4213.0093
1 | 2400 | 707 | 0.045 | 15 | 15 | 7 | 1.3335e-12 | 5spot_SharedNeighbor | Water | Porous | Wet | R600a | MinimizeLCOE_Brownfield | IgnoreSilica | 2019 | 4.7965 | 1.0125 | 0.041979 | 4 | 70038.0342 | 145232.235 | 1427.8201 | 2960.7556 | 115.6083 | 0 | 36.8024 | 394108.8394 | 27066.5684 | 345796.8962 | 206987.9642 | 0 | 145183.2361 | 0 | 436465.9666 | 1135594.9137 | 775066.8628 | 3466271.2474 | 961560.8286 | 7332603.3321 | 7332603.3321 | 1478867.319 | 3814762.4027 | 0 | 11760435.4081 | 24386668.462 | 1333.5214 | 0.16791 | 70038.0342 | 145232.235 | 1427.8201 | 2960.7556
1 | 2400 | 707 | 0.045 | 15 | 15 | 7 | 1.7783e-12 | 5spot_SharedNeighbor | Water | Porous | Wet | R600a | MinimizeLCOE_Brownfield | IgnoreSilica | 2019 | 6.2165 | 1.3375 | 0.059551 | 4 | 52724.0267 | 105729.7888 | 1074.8506 | 2155.4448 | 116.8214 | 0 | 44.6265 | 481997.3616 | 33357.0356 | 431689.3795 | 263506.2318 | 0 | 166462.8784 | 0 | 537035.0258 | 1397254.9762 | 953655.232 | 4264958.1208 | 961560.8286 | 7332603.3321 | 7332603.3321 | 1478867.319 | 3814762.4027 | 0 | 12559122.2816 | 25185355.3355 | 1778.2794 | 0.2382 | 52724.0267 | 105729.7888 | 1074.8506 | 2155.4448
1 | 2400 | 707 | 0.045 | 15 | 15 | 7 | 2.3714e-12 | 5spot_SharedNeighbor | Water | Porous | Wet | R600a | MinimizeLCOE_Brownfield | IgnoreSilica | 2019 | 7.8755 | 1.7154 | 0.081814 | 4 | 41034.8872 | 79616.9312 | 836.5517 | 1623.0988 | 117.6132 | 0 | 40.9089 | 576176.3963 | 40071.7819 | 526487.6455 | 329365.4835 | 0 | 185747.5403 | 0 | 646561.0505 | 1682219.2255 | 1148149.1876 | 5134778.3111 | 961560.8286 | 7332603.3321 | 7332603.3321 | 1478867.319 | 3814762.4027 | 0 | 13428942.4719 | 26055175.5258 | 2371.3737 | 0.32726 | 41034.8872 | 79616.9312 | 836.5517 | 1623.0988
1 | 2400 | 707 | 0.045 | 15 | 15 | 7 | 3.1623e-12 | 5spot_SharedNeighbor | Water | Porous | Wet | R600a | MinimizeLCOE_Brownfield | IgnoreSilica | 2019 | 10.3575 | 2.2883 | 0.11343 | 4 | 32390.2488 | 60217.4782 | 660.319 | 1227.6147 | 118.5372 | 0 | 50.8348 | 708650.1498 | 49553.2125 | 662572.1702 | 428496.408 | 0 | 217874.864 | 0 | 806187.2537 | 2097533.8625 | 1431609.9611 | 6402477.8818 | 961560.8286 | 7332603.3321 | 7332603.3321 | 1478867.319 | 3814762.4027 | 0 | 14696642.0425 | 27322875.0964 | 3162.2777 | 0.45374 | 32390.2488 | 60217.4782 | 660.319 | 1227.6147
1 | 2400 | 707 | 0.045 | 15 | 15 | 7 | 4.217e-12 | 5spot_SharedNeighbor | Water | Porous | Wet | R600a | MinimizeLCOE_Brownfield | IgnoreSilica | 2019 | 13.2151 | 2.9448 | 0.15287 | 4 | 26260.3249 | 46908.431 | 535.3522 | 956.2918 | 119.0956 | 0 | 41.4773 | 848339.9135 | 59501.5441 | 810392.3285 | 542344.4266 | 0 | 246132.1976 | 0 | 977617.0601 | 2543559.0534 | 1736031.3189 | 7763917.8428 | 961560.8286 | 7332603.3321 | 7332603.3321 | 1478867.319 | 3814762.4027 | 0 | 16058082.0036 | 28684315.0575 | 4216.965 | 0.6115 | 26260.3249 | 46908.431 | 535.3522 | 956.2918
1 | 2400 | 707 | 0.045 | 15 | 15 | 7 | 5.6234e-12 | 5spot_SharedNeighbor | Water | Porous | Wet | R600a | MinimizeLCOE_Brownfield | IgnoreSilica | 2019 | 16.7862 | 3.7657 | 0.20377 | 4 | 21687.8543 | 37178.5657 | 442.1362 | 757.9354 | 119.5291 | 0 | 42.8083 | 1010599.0744 | 71032.4001 | 986264.224 | 684839.7837 | 0 | 276807.1164 | 0 | 1181521.6135 | 3074076.8748 | 2098120.633 | 9383261.72 | 961560.8286 | 7332603.3321 | 7332603.3321 | 1478867.319 | 3814762.4027 | 0 | 17677425.8808 | 30303658.9347 | 5623.4133 | 0.81508 | 21687.8543 | 37178.5657 | 442.1362 | 757.9354
1 | 2400 | 707 | 0.045 | 15 | 15 | 7 | 7.4989e-12 | 5spot_SharedNeighbor | Water | Porous | Wet | R600a | MinimizeLCOE_Brownfield | IgnoreSilica | 2019 | 21.2077 | 4.7824 | 0.26885 | 4 | 18215.1675 | 29956.2399 | 371.3408 | 610.6985 | 119.8656 | 0 | 44.397 | 1197669.3958 | 84294.2598 | 1193789.1574 | 861302.081 | 0 | 309481.0558 | 0 | 1422149.0204 | 3700140.0282 | 2525421.5995 | 11294246.598 | 961560.8286 | 7332603.3321 | 7332603.3321 | 1478867.319 | 3814762.4027 | 0 | 19588410.7587 | 32214643.8126 | 7498.9421 | 1.0754 | 18215.1675 | 29956.2399 | 371.3408 | 610.6985
1 | 2400 | 707 | 0.045 | 15 | 15 | 7 | 1e-11 | 5spot_SharedNeighbor | Water | Porous | Wet | R600a | MinimizeLCOE_Brownfield | IgnoreSilica | 2019 | 26.6593 | 6.036 | 0.35143 | 4 | 15536.1682 | 24518.233 | 316.7258 | 499.8373 | 120.1286 | 0 | 46.2076 | 1412888.6121 | 99514.5609 | 1437904.0243 | 1078834.0659 | 0 | 344177.623 | 0 | 1705594.3656 | 4437606.6738 | 3028757.7386 | 13545277.6642 | 961560.8286 | 7332603.3321 | 7332603.3321 | 1478867.319 | 3814762.4027 | 0 | 21839441.8249 | 34465674.8788 | 10000 | 1.4057 | 15536.1682 | 24518.233 | 316.7258 | 499.8373
1 | 2400 | 707 | 0.045 | 15 | 15 | 7 | 1.3335e-11 | 5spot_SharedNeighbor | Water | Porous | Wet | R600a | MinimizeLCOE_Brownfield | IgnoreSilica | 2019 | 33.2829 | 7.5591 | 0.45485 | 4 | 13442.2587 | 20381.9714 | 274.0386 | 415.5141 | 120.3336 | 0 | 63.2229 | 1657451.8931 | 116767.5634 | 1721263.9442 | 1343088.9265 | 0 | 379893.8172 | 0 | 2035201.7963 | 5295177.5968 | 3614067.5148 | 16162913.0524 | 961560.8286 | 7332603.3321 | 7332603.3321 | 1478867.319 | 3814762.4027 | 0 | 24457077.2132 | 37083310.2671 | 13335.2143 | 1.8194 | 13442.2587 | 20381.9714 | 274.0386 | 415.5141
1 | 2400 | 707 | 0.045 | 15 | 15 | 7 | 1.7783e-11 | 5spot_SharedNeighbor | Water | Porous | Wet | R600a | MinimizeLCOE_Brownfield | IgnoreSilica | 2019 | 41.2413 | 9.3893 | 0.58265 | 4 | 11788.8811 | 17206.499 | 240.3323 | 350.7778 | 120.4931 | 0 | 60.431 | 1932970.6118 | 136155.0704 | 2047049.441 | 1660603.2441 | 0 | 416081.1428 | 0 | 2415215.2089 | 6283894.5448 | 4288887.148 | 19180856.4117 | 961560.8286 | 7332603.3321 | 7332603.3321 | 1478867.319 | 3814762.4027 | 0 | 27475020.5725 | 40101253.6264 | 17782.7941 | 2.3306 | 11788.8811 | 17206.499 | 240.3323 | 350.7778
1 | 2400 | 707 | 0.045 | 15 | 15 | 7 | 2.3714e-11 | 5spot_SharedNeighbor | Water | Porous | Wet | R600a | MinimizeLCOE_Brownfield | IgnoreSilica | 2019 | 50.5102 | 11.5197 | 0.73628 | 4 | 10475.4054 | 14762.5893 | 213.5553 | 300.9554 | 120.6088 | 0 | 61.9931 | 2234567.6676 | 157318.1979 | 2410687.128 | 2030303.0051 | 0 | 450049.9813 | 0 | 2840341.1322 | 7389984.9919 | 5043816.606 | 22557068.7101 | 961560.8286 | 7332603.3321 | 7332603.3321 | 1478867.319 | 3814762.4027 | 0 | 30851232.8709 | 43477465.9247 | 23713.7371 | 2.9451 | 10475.4054 | 14762.5893 | 213.5553 | 300.9554
1 | 2400 | 707 | 0.045 | 15 | 15 | 7 | 3.1623e-11 | 5spot_SharedNeighbor | Water | Porous | Wet | R600a | MinimizeLCOE_Brownfield | IgnoreSilica | 2019 | 60.8003 | 13.8799 | 0.91322 | 4 | 9431.3931 | 12887.9195 | 192.2717 | 262.7377 | 120.6723 | 0 | 60.9845 | 2549984.9319 | 179373.4361 | 2798192.5479 | 2440268.8317 | 0 | 477554.3695 | 0 | 3293695.9057 | 8569521.1166 | 5848874.2481 | 26157465.3875 | 961560.8286 | 7332603.3321 | 7332603.3321 | 1478867.319 | 3814762.4027 | 0 | 34451629.5483 | 47077862.6022 | 31622.7766 | 3.6529 | 9431.3931 | 12887.9195 | 192.2717 | 262.7377
1 | 2400 | 707 | 0.045 | 15 | 15 | 7 | 4.217e-11 | 5spot_SharedNeighbor | Water | Porous | Wet | R600a | MinimizeLCOE_Brownfield | IgnoreSilica | 2019 | 71.589 | 16.3433 | 1.1062 | 4 | 8605.3342 | 11458.8502 | 175.4314 | 233.6042 | 120.674 | 0 | 87.2321 | 2862280.5552 | 201109.6906 | 3188883.578 | 2869050.4856 | 0 | 494519.0028 | 0 | 3750178.8918 | 9757196.2089 | 6659486.9029 | 29782705.3159 | 961560.8286 | 7332603.3321 | 7332603.3321 | 1478867.319 | 3814762.4027 | 0 | 38076869.4767 | 50703102.5306 | 42169.6503 | 4.4248 | 8605.3342 | 11458.8502 | 175.4314 | 233.6042
1 | 2400 | 707 | 0.045 | 15 | 15 | 7 | 5.6234e-11 | 5spot_SharedNeighbor | Water | Porous | Wet | R600a | MinimizeLCOE_Brownfield | IgnoreSilica | 2019 | 82.3271 | 18.7776 | 1.3054 | 4 | 7956.4028 | 10374.5004 | 162.202 | 211.4982 | 120.614 | 0 | 78.1025 | 3156709.0368 | 221484.7598 | 3563671.9049 | 3294183.8086 | 0 | 499475.3002 | 0 | 4186854.676 | 10893337.025 | 7434926.3553 | 33250642.8667 | 961560.8286 | 7332603.3321 | 7332603.3321 | 1478867.319 | 3814762.4027 | 0 | 41544807.0274 | 54171040.0813 | 56234.1325 | 5.2216 | 7956.4028 | 10374.5004 | 162.202 | 211.4982
1 | 2400 | 707 | 0.045 | 15 | 15 | 7 | 7.4989e-11 | 5spot_SharedNeighbor | Water | Porous | Wet | R600a | MinimizeLCOE_Brownfield | IgnoreSilica | 2019 | 92.4339 | 21.0481 | 1.4994 | 4 | 7450.4474 | 9555.6321 | 151.8874 | 194.8045 | 120.5054 | 0 | 88.6397 | 3420315.1631 | 239608.0856 | 3904709.1363 | 3692382.7949 | 0 | 492512.4245 | 0 | 4582315.7657 | 11922245.6602 | 8137177.6407 | 36391266.671 | 961560.8286 | 7332603.3321 | 7332603.3321 | 1478867.319 | 3814762.4027 | 0 | 44685430.8318 | 57311663.8857 | 74989.4209 | 5.9977 | 7450.4474 | 9555.6321 | 151.8874 | 194.8045
1 | 2400 | 707 | 0.045 | 15 | 15 | 7 | 1e-10 | 5spot_SharedNeighbor | Water | Porous | Wet | R600a | MinimizeLCOE_Brownfield | IgnoreSilica | 2019 | 101.5519 | 23.076 | 1.6795 | 4 | 7058.6596 | 8938.146 | 143.9003 | 182.2162 | 120.3676 | 0 | 84.8766 | 3647743.0459 | 255138.1845 | 4203289.143 | 4049717.0806 | 0 | 476375.8632 | 0 | 4926582.6937 | 12817957.5879 | 8748519.4365 | 39125323.0353 | 961560.8286 | 7332603.3321 | 7332603.3321 | 1478867.319 | 3814762.4027 | 0 | 47419487.1961 | 60045720.25 | 100000 | 6.7179 | 7058.6596 | 8938.146 | 143.9003 | 182.2162
1 | 2400 | 707 | 0.045 | 15 | 15 | 7 | 1.3335e-10 | 5spot_SharedNeighbor | Water | Porous | Wet | R600a | MinimizeLCOE_Brownfield | IgnoreSilica | 2019 | 109.4371 | 24.8123 | 1.8391 | 4 | 6757.0537 | 8473.4128 | 137.7517 | 172.742 | 120.2203 | 0 | 97.7773 | 3836947.664 | 267973.2356 | 4454906.4524 | 4357106.2626 | 0 | 454093.0592 | 0 | 5214700.4028 | 13567580.7658 | 9260152.6586 | 41413460.5009 | 961560.8286 | 7332603.3321 | 7332603.3321 | 1478867.319 | 3814762.4027 | 0 | 49707624.6617 | 62333857.7156 | 133352.1432 | 7.3564 | 6757.0537 | 8473.4128 | 137.7517 | 172.742
1 | 2400 | 707 | 0.045 | 15 | 15 | 7 | 1.7783e-10 | 5spot_SharedNeighbor | Water | Porous | Wet | R600a | MinimizeLCOE_Brownfield | IgnoreSilica | 2019 | 116.0413 | 26.253 | 1.9755 | 4 | 6526.0017 | 8123.8354 | 133.0414 | 165.6154 | 120.0783 | 0 | 96.4177 | 3990326.4897 | 278315.272 | 4661129.6262 | 4613302.1293 | 0 | 428956.0651 | 0 | 5449091.5371 | 14177418.4172 | 9676379.3865 | 43274918.9231 | 961560.8286 | 7332603.3321 | 7332603.3321 | 1478867.319 | 3814762.4027 | 0 | 51569083.0839 | 64195316.1378 | 177827.941 | 7.9021 | 6526.0017 | 8123.8354 | 133.0414 | 165.6154
1 | 2400 | 707 | 0.045 | 15 | 15 | 7 | 2.3714e-10 | 5spot_SharedNeighbor | Water | Porous | Wet | R600a | MinimizeLCOE_Brownfield | IgnoreSilica | 2019 | 121.7003 | 27.4768 | 2.093 | 4 | 6346.0608 | 7854.2311 | 129.373 | 160.1191 | 119.9439 | 0 | 99.1174 | 4118168.6887 | 286889.4979 | 4834612.921 | 4831728.8558 | 0 | 404116.7581 | 0 | 5645451.5214 | 14688306.8174 | 10025071.2174 | 44834346.2777 | 961560.8286 | 7332603.3321 | 7332603.3321 | 1478867.319 | 3814762.4027 | 0 | 53128510.4385 | 65754743.4924 | 237137.3706 | 8.3719 | 6346.0608 | 7854.2311 | 129.373 | 160.1191
1 | 2400 | 707 | 0.045 | 15 | 15 | 7 | 3.1623e-10 | 5spot_SharedNeighbor | Water | Porous | Wet | R600a | MinimizeLCOE_Brownfield | IgnoreSilica | 2019 | 125.9487 | 28.3885 | 2.1836 | 4 | 6213.0334 | 7658.6036 | 126.6611 | 156.131 | 119.8355 | 0 | 91.4801 | 4211999.1569 | 293154.2514 | 4962900.3728 | 4994918.895 | 0 | 380225.5948 | 0 | 5788847.3257 | 15061393.2855 | 10279710.398 | 45973149.2801 | 961560.8286 | 7332603.3321 | 7332603.3321 | 1478867.319 | 3814762.4027 | 0 | 54267313.4409 | 66893546.4947 | 316227.766 | 8.7344 | 6213.0334 | 7658.6036 | 126.6611 | 156.131
1 | 2400 | 707 | 0.045 | 15 | 15 | 7 | 4.217e-10 | 5spot_SharedNeighbor | Water | Porous | Wet | R600a | MinimizeLCOE_Brownfield | IgnoreSilica | 2019 | 129.266 | 29.0962 | 2.2553 | 4 | 6112.1404 | 7511.7437 | 124.6042 | 153.1371 | 119.7466 | 0 | 100.9794 | 4284031.7485 | 297946.2346 | 5061959.1907 | 5121945.8786 | 0 | 358888.6491 | 0 | 5898660.9635 | 15347105.8454 | 10474715.091 | 46845253.6013 | 961560.8286 | 7332603.3321 | 7332603.3321 | 1478867.319 | 3814762.4027 | 0 | 55139417.762 | 67765650.8159 | 421696.5034 | 9.0213 | 6112.1404 | 7511.7437 | 124.6042 | 153.1371
1 | 2400 | 707 | 0.045 | 15 | 15 | 7 | 5.6234e-10 | 5spot_SharedNeighbor | Water | Porous | Wet | R600a | MinimizeLCOE_Brownfield | IgnoreSilica | 2019 | 133.8 | 30.0605 | 2.336 | 4 | 6035.6157 | 7386.8883 | 123.0442 | 150.5917 | 119.6252 | 0 | 81.9183 | 4381208.2028 | 304397.8266 | 5196160.5761 | 5295256.8867 | 0 | 353630.3218 | 0 | 6056954.9875 | 15758954.4251 | 10755810.2093 | 48102373.4358 | 961560.8286 | 7332603.3321 | 7332603.3321 | 1478867.319 | 3814762.4027 | 0 | 56396537.5966 | 69022770.6505 | 562341.3252 | 9.344 | 6035.6157 | 7386.8883 | 123.0442 | 150.5917
1 | 2400 | 707 | 0.045 | 15 | 15 | 7 | 7.4989e-10 | 5spot_SharedNeighbor | Water | Porous | Wet | R600a | MinimizeLCOE_Brownfield | IgnoreSilica | 2019 | 135.8413 | 30.4952 | 2.3809 | 4 | 5976.9979 | 7302.7767 | 121.8492 | 148.877 | 119.5744 | 0 | 98.4345 | 4424772.1405 | 307292.6495 | 5256376.1992 | 5373344.798 | 0 | 338762.1931 | 0 | 6123213.7123 | 15931346.0355 | 10873471.0257 | 48628578.7537 | 961560.8286 | 7332603.3321 | 7332603.3321 | 1478867.319 | 3814762.4027 | 0 | 56922742.9145 | 69548975.9684 | 749894.2093 | 9.5236 | 5976.9979 | 7302.7767 | 121.8492 | 148.877
1 | 2400 | 707 | 0.045 | 15 | 15 | 7 | 1e-09 | 5spot_SharedNeighbor | Water | Porous | Wet | R600a | MinimizeLCOE_Brownfield | IgnoreSilica | 2019 | 137.4419 | 30.8353 | 2.416 | 4 | 5932.7653 | 7239.3103 | 120.9474 | 147.5831 | 119.534 | 0 | 87.3123 | 4458691.2137 | 309543.3485 | 5303373.155 | 5434502.4132 | 0 | 326978.1242 | 0 | 6174904.4193 | 16065834.6519 | 10965262.2698 | 49039089.5956 | 961560.8286 | 7332603.3321 | 7332603.3321 | 1478867.319 | 3814762.4027 | 0 | 57333253.7564 | 69959486.8103 | 1000000 | 9.6638 | 5932.7653 | 7239.3103 | 120.9474 | 147.5831
1 | 2400 | 707 | 0.045 | 15 | 15 | 7 | 1.3335e-09 | 5spot_SharedNeighbor | Water | Porous | Wet | R600a | MinimizeLCOE_Brownfield | IgnoreSilica | 2019 | 140 | 31.3775 | 2.4596 | 4 | 5899.618 | 7182.984 | 120.2717 | 146.4348 | 119.4686 | 0 | 85.4175 | 4512477.1089 | 313106.811 | 5378093.3248 | 5532112.2028 | 0 | 326337.2366 | 0 | 6264229.4068 | 16298239.9464 | 11123883.6587 | 49748479.696 | 961560.8286 | 7332603.3321 | 7332603.3321 | 1478867.319 | 3814762.4027 | 0 | 58042643.8567 | 70668876.9106 | 1333521.4322 | 9.8384 | 5899.618 | 7182.984 | 120.2717 | 146.4348
1 | 2400 | 707 | 0.045 | 15 | 15 | 7 | 1.7783e-09 | 5spot_SharedNeighbor | Water | Porous | Wet | R600a | MinimizeLCOE_Brownfield | IgnoreSilica | 2019 | 139.5903 | 31.2907 | 2.4632 | 4 | 5874.3397 | 7155.8176 | 119.7564 | 145.881 | 119.479 | 0 | 103.3508 | 4503886.8062 | 312537.8297 | 5366149.7421 | 5516484.1979 | 0 | 310264.1065 | 0 | 6243635.8461 | 16244659.7259 | 11087314.0573 | 49584932.3117 | 961560.8286 | 7332603.3321 | 7332603.3321 | 1478867.319 | 3814762.4027 | 0 | 57879096.4725 | 70505329.5264 | 1778279.41 | 9.8529 | 5874.3397 | 7155.8176 | 119.7564 | 145.881
1 | 2400 | 707 | 0.045 | 15 | 15 | 7 | 2.3714e-09 | 5spot_SharedNeighbor | Water | Porous | Wet | R600a | MinimizeLCOE_Brownfield | IgnoreSilica | 2019 | 140.2749 | 31.4356 | 2.4785 | 4 | 5855.4671 | 7129.0468 | 119.3716 | 145.3353 | 119.4613 | 0 | 97.4767 | 4518208.3353 | 313485.6325 | 5386079.7613 | 5542580.895 | 0 | 304449.5835 | 0 | 6265273.641 | 16300956.8295 | 11125737.9873 | 49756772.6653 | 961560.8286 | 7332603.3321 | 7332603.3321 | 1478867.319 | 3814762.4027 | 0 | 58050936.8261 | 70677169.88 | 2371373.7057 | 9.914 | 5855.4671 | 7129.0468 | 119.3716 | 145.3353
1 | 2400 | 707 | 0.045 | 15 | 15 | 7 | 3.1623e-09 | 5spot_SharedNeighbor | Water | Porous | Wet | R600a | MinimizeLCOE_Brownfield | IgnoreSilica | 2019 | 140.8083 | 31.5483 | 2.4903 | 4 | 5841.2823 | 7108.8459 | 119.0824 | 144.9234 | 119.4474 | 0 | 96.7681 | 4529341.967 | 314222.1019 | 5401585.8457 | 5562907.881 | 0 | 300081.8992 | 0 | 6282174.481 | 16344929.3483 | 11155750.1349 | 49890993.6589 | 961560.8286 | 7332603.3321 | 7332603.3321 | 1478867.319 | 3814762.4027 | 0 | 58185157.8197 | 70811390.8736 | 3162277.6602 | 9.961 | 5841.2823 | 7108.8459 | 119.0824 | 144.9234
1 | 2400 | 707 | 0.045 | 15 | 15 | 7 | 4.217e-09 | 5spot_SharedNeighbor | Water | Porous | Wet | R600a | MinimizeLCOE_Brownfield | IgnoreSilica | 2019 | 141.2003 | 31.6312 | 2.499 | 4 | 5830.6264 | 7093.7527 | 118.8652 | 144.6157 | 119.4371 | 0 | 104.8434 | 4537507.0743 | 314762.0032 | 5412964.6234 | 5577837.311 | 0 | 296674.7198 | 0 | 6294500.8354 | 16376999.994 | 11177639.0096 | 49988885.5707 | 961560.8286 | 7332603.3321 | 7332603.3321 | 1478867.319 | 3814762.4027 | 0 | 58283049.7315 | 70909282.7854 | 4216965.0343 | 9.996 | 5830.6264 | 7093.7527 | 118.8652 | 144.6157
1 | 2400 | 707 | 0.045 | 15 | 15 | 7 | 5.6234e-09 | 5spot_SharedNeighbor | Water | Porous | Wet | R600a | MinimizeLCOE_Brownfield | IgnoreSilica | 2019 | 141.4929 | 31.693 | 2.5056 | 4 | 5822.625 | 7082.4434 | 118.7021 | 144.3852 | 119.4295 | 0 | 91.2735 | 4543595.9044 | 315164.5022 | 5421453.7922 | 5588982.5772 | 0 | 294065.9188 | 0 | 6303672.451 | 16400862.6564 | 11193925.767 | 50061723.5691 | 961560.8286 | 7332603.3321 | 7332603.3321 | 1478867.319 | 3814762.4027 | 0 | 58355887.7299 | 70982120.7838 | 5623413.2519 | 10.0223 | 5822.625 | 7082.4434 | 118.7021 | 144.3852
1 | 2400 | 707 | 0.045 | 15 | 15 | 7 | 7.4989e-09 | 5spot_SharedNeighbor | Water | Porous | Wet | R600a | MinimizeLCOE_Brownfield | IgnoreSilica | 2019 | 141.7 | 31.7367 | 2.5103 | 4 | 5816.6187 | 7074.0419 | 118.5796 | 144.2139 | 119.424 | 0 | 102.5658 | 4547900.4091 | 315448.9873 | 5427457.2912 | 5596868.1952 | 0 | 292003.8241 | 0 | 6310074.6957 | 16417519.9839 | 11205294.7353 | 50112568.1219 | 961560.8286 | 7332603.3321 | 7332603.3321 | 1478867.319 | 3814762.4027 | 0 | 58406732.2826 | 71032965.3365 | 7498942.0933 | 10.0414 | 5816.6187 | 7074.0419 | 118.5796 | 144.2139
1 | 2400 | 707 | 0.045 | 15 | 15 | 7 | 1e-08 | 5spot_SharedNeighbor | Water | Porous | Wet | R600a | MinimizeLCOE_Brownfield | IgnoreSilica | 2019 | 141.8756 | 31.7737 | 2.5142 | 4 | 5812.1111 | 7067.6126 | 118.4877 | 144.0828 | 119.4194 | 0 | 97.4386 | 4551546.982 | 315689.9587 | 5432544.3195 | 5603552.2888 | 0 | 290573.0586 | 0 | 6315623.577 | 16431957.0347 | 11215148.3191 | 50156635.5384 | 961560.8286 | 7332603.3321 | 7332603.3321 | 1478867.319 | 3814762.4027 | 0 | 58450799.6991 | 71077032.753 | 10000000 | 10.0567 | 5812.1111 | 7067.6126 | 118.4877 | 144.0828
1 | 2500 | 707 | 0.045 | 15 | 15 | 7 | 1e-13 | 5spot_SharedNeighbor | Water | Porous | Wet | R600a | MinimizeLCOE_Brownfield | IgnoreSilica | 2019 | 0 | 0 | 0 | 0 |  |  |  |  | 15 |  | 11.6138 | [19 empty] | 100 | 0
1 | 2500 | 707 | 0.045 | 15 | 15 | 7 | 1.3335e-13 | 5spot_SharedNeighbor | Water | Porous | Wet | R600a | MinimizeLCOE_Brownfield | IgnoreSilica | 2019 | 0 | 0 | 0 | 0 |  |  |  |  | 15 |  | 11.5095 | [19 empty] | 133.3521 | 0
1 | 2500 | 707 | 0.045 | 15 | 15 | 7 | 1.7783e-13 | 5spot_SharedNeighbor | Water | Porous | Wet | R600a | MinimizeLCOE_Brownfield | IgnoreSilica | 2019 | 0 | 0 | 0 | 0 |  |  |  |  | 15 |  | 12.0148 | [19 empty] | 177.8279 | 0
1 | 2500 | 707 | 0.045 | 15 | 15 | 7 | 2.3714e-13 | 5spot_SharedNeighbor | Water | Porous | Wet | R600a | MinimizeLCOE_Brownfield | IgnoreSilica | 2019 | 0.85995 | 0.13217 | 0.0013571 | 4 | 1743643.3367 | 4159055.6788 | 35546.5279 | 84787.9756 | 97.0142 | 0 | 21.7184 | 85105.9798 | 5186.9319 | 68747.4626 | 52269.451 | 0 | 54789.6317 | 0 | 103778.7882 | 270011.1189 | 184288.1368 | 824177.5009 | 961560.8286 | 7679370.0231 | 7679370.0231 | 1478867.319 | 3953469.0791 | 0 | 9465108.3527 | 22576814.7739 | 237.1374 | 0.0054284 | 1743643.3367 | 4159055.6788 | 35546.5279 | 84787.9756
1 | 2500 | 707 | 0.045 | 15 | 15 | 7 | 3.1623e-13 | 5spot_SharedNeighbor | Water | Porous | Wet | R600a | MinimizeLCOE_Brownfield | IgnoreSilica | 2019 | 1.2861 | 0.22885 | 0.0044239 | 4 | 556176.6521 | 1297138.6727 | 11338.4133 | 26443.9264 | 105.2143 | 0 | 25.9152 | 131603.2228 | 8444.3168 | 106018.6341 | 69152.7823 | 0 | 72512.5627 | 0 | 151215.2923 | 393431.1721 | 268524.8591 | 1200902.8422 | 961560.8286 | 7679370.0231 | 7679370.0231 | 1478867.319 | 3953469.0791 | 0 | 9841833.694 | 22953540.1153 | 316.2278 | 0.017696 | 556176.6521 | 1297138.6727 | 11338.4133 | 26443.9264
1 | 2500 | 707 | 0.045 | 15 | 15 | 7 | 4.217e-13 | 5spot_SharedNeighbor | Water | Porous | Wet | R600a | MinimizeLCOE_Brownfield | IgnoreSilica | 2019 | 1.7681 | 0.3422 | 0.0091618 | 4 | 279199.4351 | 636982.3619 | 5691.8581 | 12985.747 | 110.2126 | 0 | 140.2661 | 179505.4346 | 11887.812 | 145744.2209 | 88634.8354 | 0 | 87882.2962 | 0 | 200325.2936 | 521205.3216 | 355733.3417 | 1590918.5558 | 961560.8286 | 7679370.0231 | 7679370.0231 | 1478867.319 | 3953469.0791 | 0 | 10231849.4076 | 23343555.8289 | 421.6965 | 0.036647 | 279199.4351 | 636982.3619 | 5691.8581 | 12985.747
1 | 2500 | 707 | 0.045 | 15 | 15 | 7 | 5.6234e-13 | 5spot_SharedNeighbor | Water | Porous | Wet | R600a | MinimizeLCOE_Brownfield | IgnoreSilica | 2019 | 2.3321 | 0.47717 | 0.01588 | 4 | 167709.8754 | 374125.9595 | 3418.9927 | 7627.0637 | 113.6397 | 0 | 190.4229 | 230819.843 | 15622.3492 | 189694.0196 | 111624.5707 | 0 | 101888.2479 | 0 | 253363.1219 | 659198.8712 | 449916.7748 | 2012127.7983 | 961560.8286 | 7679370.0231 | 7679370.0231 | 1478867.319 | 3953469.0791 | 0 | 10653058.65 | 23764765.0713 | 562.3413 | 0.063521 | 167709.8754 | 374125.9595 | 3418.9927 | 7627.0637
1 | 2500 | 707 | 0.045 | 15 | 15 | 7 | 7.4989e-13 | 5spot_SharedNeighbor | Water | Porous | Wet | R600a | MinimizeLCOE_Brownfield | IgnoreSilica | 2019 | 3.11 | 0.66516 | 0.02524 | 4 | 110943.8145 | 240814.472 | 2261.7397 | 4909.3287 | 116.4435 | 0 | 260.1451 | 295578.0075 | 20366.3994 | 246941.3312 | 143470.5611 | 0 | 120158.7223 | 0 | 322340.8584 | 838664.7923 | 572405.9536 | 2559926.6256 | 961560.8286 | 7679370.0231 | 7679370.0231 | 1478867.319 | 3953469.0791 | 0 | 11200857.4774 | 24312563.8987 | 749.8942 | 0.10096 | 110943.8145 | 240814.472 | 2261.7397 | 4909.3287
1 | 2500 | 707 | 0.045 | 15 | 15 | 7 | 1e-12 | 5spot_SharedNeighbor | Water | Porous | Wet | R600a | MinimizeLCOE_Brownfield | IgnoreSilica | 2019 | 4.1238 | 0.91165 | 0.037977 | 4 | 78135.5956 | 164448.7173 | 1592.8998 | 3352.5095 | 118.5779 | 0 | 36.7935 | 372663.7188 | 26030.933 | 317297.9979 | 185143.4956 | 0 | 141251.5163 | 0 | 406531.188 | 1057710.7601 | 721909.3276 | 3228538.9372 | 961560.8286 | 7679370.0231 | 7679370.0231 | 1478867.319 | 3953469.0791 | 0 | 11869469.789 | 24981176.2103 | 1000 | 0.15191 | 78135.5956 | 164448.7173 | 1592.8998 | 3352.5095
1 | 2500 | 707 | 0.045 | 15 | 15 | 7 | 1.3335e-12 | 5spot_SharedNeighbor | Water | Porous | Wet | R600a | MinimizeLCOE_Brownfield | IgnoreSilica | 2019 | 5.4616 | 1.2382 | 0.055148 | 4 | 57566.4166 | 117005.2462 | 1173.5693 | 2385.3102 | 120.2148 | 0 | 36.7139 | 465648.2765 | 32865.9179 | 404887.0047 | 240311.7666 | 0 | 166395.1158 | 0 | 510942.1518 | 1329366.6704 | 907320.0683 | 4057736.9721 | 961560.8286 | 7679370.0231 | 7679370.0231 | 1478867.319 | 3953469.0791 | 0 | 12698667.8238 | 25810374.2451 | 1333.5214 | 0.22059 | 57566.4166 | 117005.2462 | 1173.5693 | 2385.3102
1 | 2500 | 707 | 0.045 | 15 | 15 | 7 | 1.7783e-12 | 5spot_SharedNeighbor | Water | Porous | Wet | R600a | MinimizeLCOE_Brownfield | IgnoreSilica | 2019 | 6.9937 | 1.6118 | 0.07719 | 4 | 43980.8078 | 86446.3285 | 896.6083 | 1762.3253 | 121.2969 | 0 | 44.1357 | 563235.5648 | 40024.7876 | 499598.7119 | 303461.2366 | 0 | 188201.2126 | 0 | 621863.3903 | 1617960.9798 | 1104291.6145 | 4938637.498 | 961560.8286 | 7679370.0231 | 7679370.0231 | 1478867.319 | 3953469.0791 | 0 | 13579568.3498 | 26691274.7711 | 1778.2794 | 0.30876 | 43980.8078 | 86446.3285 | 896.6083 | 1762.3253
1 | 2500 | 707 | 0.045 | 15 | 15 | 7 | 2.3714e-12 | 5spot_SharedNeighbor | Water | Porous | Wet | R600a | MinimizeLCOE_Brownfield | IgnoreSilica | 2019 | 9.306 | 2.1788 | 0.10795 | 4 | 34414.4167 | 64780.1755 | 701.5844 | 1320.6315 | 122.354 | 0 | 44.7017 | 699493.6165 | 50020.5441 | 635385.6098 | 398733.6306 | 0 | 224260.1913 | 0 | 783078.501 | 2037409.6282 | 1390573.9358 | 6218955.6574 | 961560.8286 | 7679370.0231 | 7679370.0231 | 1478867.319 | 3953469.0791 | 0 | 14859886.5092 | 27971592.9305 | 2371.3737 | 0.43179 | 34414.4167 | 64780.1755 | 701.5844 | 1320.6315
1 | 2500 | 707 | 0.045 | 15 | 15 | 7 | 3.1623e-12 | 5spot_SharedNeighbor | Water | Porous | Wet | R600a | MinimizeLCOE_Brownfield | IgnoreSilica | 2019 | 11.6144 | 2.744 | 0.14528 | 4 | 27590.9892 | 50153.6073 | 562.4796 | 1022.4491 | 122.9801 | 0 | 48.2733 | 824850.0301 | 59182.093 | 763835.1859 | 493118.3205 | 0 | 245931.872 | 0 | 930897.8256 | 2422005.1888 | 1653068.3086 | 7392888.8244 | 961560.8286 | 7679370.0231 | 7679370.0231 | 1478867.319 | 3953469.0791 | 0 | 16033819.6762 | 29145526.0975 | 3162.2777 | 0.58113 | 27590.9892 | 50153.6073 | 562.4796 | 1022.4491
1 | 2500 | 707 | 0.045 | 15 | 15 | 7 | 4.217e-12 | 5spot_SharedNeighbor | Water | Porous | Wet | R600a | MinimizeLCOE_Brownfield | IgnoreSilica | 2019 | 14.8204 | 3.5298 | 0.19509 | 4 | 22566.5883 | 39368.9331 | 460.0504 | 802.589 | 123.5208 | 0 | 42.9259 | 987203.1334 | 71034.9807 | 933948.6648 | 625382.1836 | 0 | 278190.636 | 0 | 1129346.2435 | 2938327.2647 | 2005468.7348 | 8968901.8416 | 961560.8286 | 7679370.0231 | 7679370.0231 | 1478867.319 | 3953469.0791 | 0 | 17609832.6933 | 30721539.1146 | 4216.965 | 0.78035 | 22566.5883 | 39368.9331 | 460.0504 | 802.589
1 | 2500 | 707 | 0.045 | 15 | 15 | 7 | 5.6234e-12 | 5spot_SharedNeighbor | Water | Porous | Wet | R600a | MinimizeLCOE_Brownfield | IgnoreSilica | 2019 | 18.7936 | 4.5041 | 0.25902 | 4 | 18789.2946 | 31444.3273 | 383.0452 | 641.0351 | 123.9376 | 0 | 40.7574 | 1174277.0475 | 84658.5365 | 1134688.6862 | 789391.3371 | 0 | 312468.3917 | 0 | 1363238.7596 | 3546867.6138 | 2420810.0273 | 10826400.3998 | 961560.8286 | 7679370.0231 | 7679370.0231 | 1478867.319 | 3953469.0791 | 0 | 19467331.2515 | 32579037.6728 | 5623.4133 | 1.0361 | 18789.2946 | 31444.3273 | 383.0452 | 641.0351
1 | 2500 | 707 | 0.045 | 15 | 15 | 7 | 7.4989e-12 | 5spot_SharedNeighbor | Water | Porous | Wet | R600a | MinimizeLCOE_Brownfield | IgnoreSilica | 2019 | 23.6749 | 5.7012 | 0.34029 | 4 | 15899.7624 | 25532.5767 | 324.1382 | 520.5161 | 124.2601 | 0 | 62.5649 | 1388465.7995 | 100214.7849 | 1369834.4992 | 990798.7558 | 0 | 348286.4819 | 0 | 1637064.1253 | 4259305.046 | 2907063.2139 | 13001032.7065 | 961560.8286 | 7679370.0231 | 7679370.0231 | 1478867.319 | 3953469.0791 | 0 | 21641963.5583 | 34753669.9796 | 7498.9421 | 1.3612 | 15899.7624 | 25532.5767 | 324.1382 | 520.5161
1 | 2500 | 707 | 0.045 | 15 | 15 | 7 | 1e-11 | 5spot_SharedNeighbor | Water | Porous | Wet | R600a | MinimizeLCOE_Brownfield | IgnoreSilica | 2019 | 29.6802 | 7.1742 | 0.44304 | 4 | 13655.7653 | 21054.4833 | 278.3912 | 429.2241 | 124.5131 | 0 | 51.7887 | 1634638.1765 | 118047.1825 | 1646042.078 | 1238589.3141 | 0 | 386249.9129 | 0 | 1959190.999 | 5097413.0939 | 3479089.178 | 15559259.9348 | 961560.8286 | 7679370.0231 | 7679370.0231 | 1478867.319 | 3953469.0791 | 0 | 24200190.7866 | 37311897.2079 | 10000 | 1.7722 | 13655.7653 | 21054.4833 | 278.3912 | 429.2241
1 | 2500 | 707 | 0.045 | 15 | 15 | 7 | 1.3335e-11 | 5spot_SharedNeighbor | Water | Porous | Wet | R600a | MinimizeLCOE_Brownfield | IgnoreSilica | 2019 | 36.9734 | 8.9635 | 0.57133 | 4 | 11891.782 | 17629.1184 | 242.4301 | 359.3934 | 124.7111 | 0 | 60.122 | 1914540.0118 | 138269.793 | 1966716.7211 | 1539550.9793 | 0 | 425487.0271 | 0 | 2333980.1676 | 6072537.631 | 4144631.7113 | 18535714.0423 | 961560.8286 | 7679370.0231 | 7679370.0231 | 1478867.319 | 3953469.0791 | 0 | 27176644.894 | 40288351.3153 | 13335.2143 | 2.2853 | 11891.782 | 17629.1184 | 242.4301 | 359.3934
1 | 2500 | 707 | 0.045 | 15 | 15 | 7 | 1.7783e-11 | 5spot_SharedNeighbor | Water | Porous | Wet | R600a | MinimizeLCOE_Brownfield | IgnoreSilica | 2019 | 45.6387 | 11.089 | 0.72834 | 4 | 10492.9028 | 14993.4393 | 213.912 | 305.6615 | 124.8617 | 0 | 67.3999 | 2226617.5259 | 160755.0576 | 2331469.0282 | 1897106.7761 | 0 | 464106.922 | 0 | 2761221.5709 | 7184132.1229 | 4903317.7931 | 21928726.7967 | 961560.8286 | 7679370.0231 | 7679370.0231 | 1478867.319 | 3953469.0791 | 0 | 30569657.6485 | 43681364.0698 | 17782.7941 | 2.9134 | 10492.9028 | 14993.4393 | 213.912 | 305.6615
1 | 2500 | 707 | 0.045 | 15 | 15 | 7 | 2.3714e-11 | 5spot_SharedNeighbor | Water | Porous | Wet | R600a | MinimizeLCOE_Brownfield | IgnoreSilica | 2019 | 55.5481 | 13.5167 | 0.9141 | 4 | 9379.2486 | 12965.2182 | 191.2087 | 264.3135 | 124.9614 | 0 | 65.8034 | 2562267.916 | 184859.9777 | 2731384.3602 | 2305712.1846 | 0 | 498361.1132 | 0 | 3230208.3652 | 8404339.5593 | 5736134.4412 | 25653267.9174 | 961560.8286 | 7679370.0231 | 7679370.0231 | 1478867.319 | 3953469.0791 | 0 | 34294198.7692 | 47405905.1904 | 23713.7371 | 3.6564 | 9379.2486 | 12965.2182 | 191.2087 | 264.3135
1 | 2500 | 707 | 0.045 | 15 | 15 | 7 | 3.1623e-11 | 5spot_SharedNeighbor | Water | Porous | Wet | R600a | MinimizeLCOE_Brownfield | IgnoreSilica | 2019 | 66.3297 | 16.1491 | 1.1238 | 4 | 8494.3279 | 11411.1832 | 173.1684 | 232.6324 | 124.9982 | 0 | 70.3703 | 2906412.8521 | 209468.3273 | 3149147.6934 | 2749416.0912 | 0 | 523799.2183 | 0 | 3719915.2311 | 9678456.3719 | 6605745.3462 | 29542361.1315 | 961560.8286 | 7679370.0231 | 7679370.0231 | 1478867.319 | 3953469.0791 | 0 | 38183291.9833 | 51294998.4046 | 31622.7766 | 4.4952 | 8494.3279 | 11411.1832 | 173.1684 | 232.6324
1 | 2500 | 707 | 0.045 | 15 | 15 | 7 | 4.217e-11 | 5spot_SharedNeighbor | Water | Porous | Wet | R600a | MinimizeLCOE_Brownfield | IgnoreSilica | 2019 | 77.389 | 18.8323 | 1.3473 | 4 | 7795.3689 | 10228.3815 | 158.9191 | 208.5194 | 124.9646 | 0 | 92.2822 | 3239825.3682 | 233174.251 | 3561285.5238 | 3202915.429 | 0 | 536524.1498 | 0 | 4201752.6415 | 10932098.4751 | 7461381.8414 | 33368957.6797 | 961560.8286 | 7679370.0231 | 7679370.0231 | 1478867.319 | 3953469.0791 | 0 | 42009888.5315 | 55121594.9528 | 42169.6503 | 5.3891 | 7795.3689 | 10228.3815 | 158.9191 | 208.5194
1 | 2500 | 707 | 0.045 | 15 | 15 | 7 | 5.6234e-11 | 5spot_SharedNeighbor | Water | Porous | Wet | R600a | MinimizeLCOE_Brownfield | IgnoreSilica | 2019 | 88.164 | 21.4233 | 1.5726 | 4 | 7247.3888 | 9331.7743 | 147.7478 | 190.2408 | 124.8673 | 0 | 84.4452 | 3547640.0273 | 254910.6918 | 3948417.4727 | 3642530.1752 | 0 | 535892.3645 | 0 | 4652462.3853 | 12104752.7752 | 8261742.4969 | 36948348.3887 | 961560.8286 | 7679370.0231 | 7679370.0231 | 1478867.319 | 3953469.0791 | 0 | 45589279.2405 | 58700985.6618 | 56234.1325 | 6.2904 | 7247.3888 | 9331.7743 | 147.7478 | 190.2408
1 | 2500 | 707 | 0.045 | 15 | 15 | 7 | 7.4989e-11 | 5spot_SharedNeighbor | Water | Porous | Wet | R600a | MinimizeLCOE_Brownfield | IgnoreSilica | 2019 | 98.142 | 23.7975 | 1.7878 | 4 | 6820.8649 | 8654.3829 | 139.0526 | 176.4313 | 124.725 | 0 | 83.9941 | 3818973.8889 | 273927.3444 | 4295185.368 | 4047213.6545 | 0 | 523241.2969 | 0 | 5053831.2055 | 13149032.1135 | 8974484.603 | 40135889.4747 | 961560.8286 | 7679370.0231 | 7679370.0231 | 1478867.319 | 3953469.0791 | 0 | 48776820.3265 | 61888526.7478 | 74989.4209 | 7.1511 | 6820.8649 | 8654.3829 | 139.0526 | 176.4313
1 | 2500 | 707 | 0.045 | 15 | 15 | 7 | 1e-10 | 5spot_SharedNeighbor | Water | Porous | Wet | R600a | MinimizeLCOE_Brownfield | IgnoreSilica | 2019 | 107.0035 | 25.8828 | 1.9838 | 4 | 6490.9965 | 8143.3497 | 132.3277 | 166.0132 | 124.5602 | 0 | 84.9628 | 4049638.0457 | 289970.7272 | 4594255.1809 | 4404391.6774 | 0 | 501825.1822 | 0 | 5397631.5172 | 14043530.0014 | 9584997.7916 | 42866240.1236 | 961560.8286 | 7679370.0231 | 7679370.0231 | 1478867.319 | 3953469.0791 | 0 | 51507170.9754 | 64618877.3967 | 100000 | 7.9352 | 6490.9965 | 8143.3497 | 132.3277 | 166.0132
1 | 2500 | 707 | 0.045 | 15 | 15 | 7 | 1.3335e-10 | 5spot_SharedNeighbor | Water | Porous | Wet | R600a | MinimizeLCOE_Brownfield | IgnoreSilica | 2019 | 114.5649 | 27.6431 | 2.1548 | 4 | 6237.2723 | 7758.4717 | 127.1552 | 158.1669 | 124.3931 | 0 | 110.6813 | 4239191.139 | 303059.4376 | 4843125.2279 | 4707349.5827 | 0 | 475059.1307 | 0 | 5681435.962 | 14781930.9503 | 10088971.6119 | 45120123.0422 | 961560.8286 | 7679370.0231 | 7679370.0231 | 1478867.319 | 3953469.0791 | 0 | 53761053.8939 | 66872760.3152 | 133352.1432 | 8.6193 | 6237.2723 | 7758.4717 | 127.1552 | 158.1669
1 | 2500 | 707 | 0.045 | 15 | 15 | 7 | 1.7783e-10 | 5spot_SharedNeighbor | Water | Porous | Wet | R600a | MinimizeLCOE_Brownfield | IgnoreSilica | 2019 | 120.8332 | 29.0882 | 2.2992 | 4 | 6043.0054 | 7468.7017 | 123.1948 | 152.2596 | 124.2373 | 0 | 98.5664 | 4391458.6813 | 313505.0054 | 5045175.576 | 4957148.6457 | 0 | 446395.3571 | 0 | 5909936.4736 | 15376442.4095 | 10494737.8988 | 46934800.0474 | 961560.8286 | 7679370.0231 | 7679370.0231 | 1478867.319 | 3953469.0791 | 0 | 55575730.8992 | 68687437.3204 | 177827.941 | 9.1967 | 6043.0054 | 7468.7017 | 123.1948 | 152.2596
1 | 2500 | 707 | 0.045 | 15 | 15 | 7 | 2.3714e-10 | 5spot_SharedNeighbor | Water | Porous | Wet | R600a | MinimizeLCOE_Brownfield | IgnoreSilica | 2019 | 124.787 | 29.9926 | 2.4036 | 4 | 5891.6878 | 7255.4688 | 120.11 | 147.9125 | 124.1312 | 0 | 158.4758 | 4485282.8195 | 319908.2553 | 5170670.167 | 5114044.3551 | 0 | 408702.8847 | 0 | 6044457.3078 | 15726438.0263 | 10733617.0989 | 48003120.9146 | 961560.8286 | 7679370.0231 | 7679370.0231 | 1478867.319 | 3953469.0791 | 0 | 56644051.7663 | 69755758.1876 | 237137.3706 | 9.6142 | 5891.6878 | 7255.4688 | 120.11 | 147.9125
1 | 2500 | 707 | 0.045 | 15 | 15 | 7 | 3.1623e-10 | 5spot_SharedNeighbor | Water | Porous | Wet | R600a | MinimizeLCOE_Brownfield | IgnoreSilica | 2019 | 130.148 | 31.2103 | 2.5167 | 4 | 5779.7105 | 7082.1737 | 117.8272 | 144.3797 | 123.9787 | 0 | 105.2361 | 4609864.9052 | 328370.1499 | 5338507.6629 | 5325908.5465 | 0 | 392993.4751 | 0 | 6238301.4485 | 16230780.7174 | 11077841.3488 | 49542568.2543 | 961560.8286 | 7679370.0231 | 7679370.0231 | 1478867.319 | 3953469.0791 | 0 | 58183499.1061 | 71295205.5274 | 316227.766 | 10.0669 | 5779.7105 | 7082.1737 | 117.8272 | 144.3797
1 | 2500 | 707 | 0.045 | 15 | 15 | 7 | 4.217e-10 | 5spot_SharedNeighbor | Water | Porous | Wet | R600a | MinimizeLCOE_Brownfield | IgnoreSilica | 2019 | 135.3102 | 32.3788 | 2.6199 | 4 | 5694.1861 | 6945.3412 | 116.0837 | 141.5902 | 123.8351 | 0 | 90.5646 | 4727903.3958 | 336367.8106 | 5498368.7701 | 5529217.7259 | 0 | 384779.4911 | 0 | 6425888.5055 | 16718843.7603 | 11410954.4043 | 51032323.8635 | 961560.8286 | 7679370.0231 | 7679370.0231 | 1478867.319 | 3953469.0791 | 0 | 59673254.7153 | 72784961.1366 | 421696.5034 | 10.4797 | 5694.1861 | 6945.3412 | 116.0837 | 141.5902
1 | 2500 | 707 | 0.045 | 15 | 15 | 7 | 5.6234e-10 | 5spot_SharedNeighbor | Water | Porous | Wet | R600a | MinimizeLCOE_Brownfield | IgnoreSilica | 2019 | 137.8855 | 32.961 | 2.6812 | 4 | 5628.9513 | 6851.5106 | 114.7538 | 139.6773 | 123.7659 | 0 | 82.1095 | 4786230.812 | 340316.5246 | 5577589.0686 | 5630570.2196 | 0 | 366687.2976 | 0 | 6513543.6297 | 16946904.4131 | 11566610.486 | 51728452.4512 | 961560.8286 | 7679370.0231 | 7679370.0231 | 1478867.319 | 3953469.0791 | 0 | 60369383.303 | 73481089.7243 | 562341.3252 | 10.7248 | 5628.9513 | 6851.5106 | 114.7538 | 139.6773
1 | 2500 | 707 | 0.045 | 15 | 15 | 7 | 7.4989e-10 | 5spot_SharedNeighbor | Water | Porous | Wet | R600a | MinimizeLCOE_Brownfield | IgnoreSilica | 2019 | 139.8534 | 33.4045 | 2.7284 | 4 | 5579.6482 | 6781.0422 | 113.7487 | 138.2407 | 123.712 | 0 | 96.2287 | 4830401.5255 | 343300.8722 | 5637766.4616 | 5707885.18 | 0 | 351696.9945 | 0 | 6579709.9032 | 17119055.4839 | 11684107.1292 | 52253923.5501 | 961560.8286 | 7679370.0231 | 7679370.0231 | 1478867.319 | 3953469.0791 | 0 | 60894854.4018 | 74006560.8231 | 749894.2093 | 10.9137 | 5579.6482 | 6781.0422 | 113.7487 | 138.2407
1 | 2500 | 707 | 0.045 | 15 | 15 | 7 | 1e-09 | 5spot_SharedNeighbor | Water | Porous | Wet | R600a | MinimizeLCOE_Brownfield | IgnoreSilica | 2019 | 141.342 | 33.7393 | 2.7645 | 4 | 5542.4467 | 6728.1732 | 112.9903 | 137.1629 | 123.6707 | 0 | 97.184 | 4863587.5202 | 345539.5991 | 5683084.5099 | 5766294.7503 | 0 | 339513.7152 | 0 | 6629227.837 | 17247890.9902 | 11772040.0095 | 52647178.9315 | 961560.8286 | 7679370.0231 | 7679370.0231 | 1478867.319 | 3953469.0791 | 0 | 61288109.7832 | 74399816.2045 | 1000000 | 11.058 | 5542.4467 | 6728.1732 | 112.9903 | 137.1629
1 | 2500 | 707 | 0.045 | 15 | 15 | 7 | 1.3335e-09 | 5spot_SharedNeighbor | Water | Porous | Wet | R600a | MinimizeLCOE_Brownfield | IgnoreSilica | 2019 | 142.4649 | 33.9914 | 2.7919 | 4 | 5514.4136 | 6688.5084 | 112.4188 | 136.3543 | 123.6393 | 0 | 103.3608 | 4888493.464 | 347217.7827 | 5717155.8246 | 5810313.735 | 0 | 329799.7629 | 0 | 6666262.422 | 17344247.3835 | 11837805.2279 | 52941295.6026 | 961560.8286 | 7679370.0231 | 7679370.0231 | 1478867.319 | 3953469.0791 | 0 | 61582226.4543 | 74693932.8756 | 1333521.4322 | 11.1675 | 5514.4136 | 6688.5084 | 112.4188 | 136.3543
1 | 2500 | 707 | 0.045 | 15 | 15 | 7 | 1.7783e-09 | 5spot_SharedNeighbor | Water | Porous | Wet | R600a | MinimizeLCOE_Brownfield | IgnoreSilica | 2019 | 142.8281 | 34.0728 | 2.8071 | 4 | 5490.1795 | 6657.8886 | 111.9247 | 135.7301 | 123.629 | 0 | 105.2879 | 4896522.0433 | 347758.2937 | 5728151.8666 | 5824540.8698 | 0 | 316881.9141 | 0 | 6674403.4451 | 17365428.6558 | 11852261.8814 | 53005948.9698 | 961560.8286 | 7679370.0231 | 7679370.0231 | 1478867.319 | 3953469.0791 | 0 | 61646879.8216 | 74758586.2429 | 1778279.41 | 11.2286 | 5490.1795 | 6657.8886 | 111.9247 | 135.7301
1 | 2500 | 707 | 0.045 | 15 | 15 | 7 | 2.3714e-09 | 5spot_SharedNeighbor | Water | Porous | Wet | R600a | MinimizeLCOE_Brownfield | IgnoreSilica | 2019 | 143.9607 | 34.3266 | 2.8285 | 4 | 5477.4409 | 6636.3448 | 111.665 | 135.2909 | 123.5969 | 0 | 92.7638 | 4921498.417 | 349439.0535 | 5762386.8223 | 5868890.0636 | 0 | 316333.9847 | 0 | 6715233.853 | 17471661.0017 | 11924767.6404 | 53330210.8363 | 961560.8286 | 7679370.0231 | 7679370.0231 | 1478867.319 | 3953469.0791 | 0 | 61971141.6881 | 75082848.1093 | 2371373.7057 | 11.3139 | 5477.4409 | 6636.3448 | 111.665 | 135.2909
1 | 2500 | 707 | 0.045 | 15 | 15 | 7 | 3.1623e-09 | 5spot_SharedNeighbor | Water | Porous | Wet | R600a | MinimizeLCOE_Brownfield | IgnoreSilica | 2019 | 144.4406 | 34.434 | 2.8403 | 4 | 5465.5125 | 6619.588 | 111.4219 | 134.9493 | 123.5832 | 0 | 97.501 | 4932045.9301 | 350148.2723 | 5776860.9164 | 5887668.3598 | 0 | 311779.4808 | 0 | 6730816.1542 | 17512202.9529 | 11952438.3551 | 53453960.4216 | 961560.8286 | 7679370.0231 | 7679370.0231 | 1478867.319 | 3953469.0791 | 0 | 62094891.2734 | 75206597.6947 | 3162277.6602 | 11.3612 | 5465.5125 | 6619.588 | 111.4219 | 134.9493
1 | 2500 | 707 | 0.045 | 15 | 15 | 7 | 4.217e-09 | 5spot_SharedNeighbor | Water | Porous | Wet | R600a | MinimizeLCOE_Brownfield | IgnoreSilica | 2019 | 144.8085 | 34.5163 | 2.8493 | 4 | 5456.5519 | 6606.9766 | 111.2392 | 134.6922 | 123.5727 | 0 | 101.946 | 4940117.1573 | 350690.7771 | 5787943.1932 | 5902057.1871 | 0 | 308343.8979 | 0 | 6742769.363 | 17543302.7502 | 11973664.6059 | 53548888.9318 | 961560.8286 | 7679370.0231 | 7679370.0231 | 1478867.319 | 3953469.0791 | 0 | 62189819.7836 | 75301526.2048 | 4216965.0343 | 11.3973 | 5456.5519 | 6606.9766 | 111.2392 | 134.6922
1 | 2500 | 707 | 0.045 | 15 | 15 | 7 | 5.6234e-09 | 5spot_SharedNeighbor | Water | Porous | Wet | R600a | MinimizeLCOE_Brownfield | IgnoreSilica | 2019 | 145.0667 | 34.574 | 2.8558 | 4 | 5449.8235 | 6597.6194 | 111.102 | 134.5014 | 123.5653 | 0 | 88.8699 | 4945775.5882 | 351070.9897 | 5795716.0142 | 5912154.9511 | 0 | 305606.0431 | 0 | 6751026.1986 | 17564785.343 | 11988326.9168 | 53614462.0447 | 961560.8286 | 7679370.0231 | 7679370.0231 | 1478867.319 | 3953469.0791 | 0 | 62255392.8964 | 75367099.3177 | 5623413.2519 | 11.4234 | 5449.8235 | 6597.6194 | 111.102 | 134.5014
1 | 2500 | 707 | 0.045 | 15 | 15 | 7 | 7.4989e-09 | 5spot_SharedNeighbor | Water | Porous | Wet | R600a | MinimizeLCOE_Brownfield | IgnoreSilica | 2019 | 145.2714 | 34.6197 | 2.8609 | 4 | 5444.7728 | 6590.5394 | 110.9991 | 134.3571 | 123.5594 | 0 | 87.6934 | 4950256.8188 | 351372.0423 | 5801873.5952 | 5920157.61 | 0 | 303603.124 | 0 | 6757632.6442 | 17581973.9591 | 12000058.5005 | 53666928.2941 | 961560.8286 | 7679370.0231 | 7679370.0231 | 1478867.319 | 3953469.0791 | 0 | 62307859.1459 | 75419565.5672 | 7498942.0933 | 11.4436 | 5444.7728 | 6590.5394 | 110.9991 | 134.3571
1 | 2500 | 707 | 0.045 | 15 | 15 | 7 | 1e-08 | 5spot_SharedNeighbor | Water | Porous | Wet | R600a | MinimizeLCOE_Brownfield | IgnoreSilica | 2019 | 145.4345 | 34.6562 | 2.8648 | 4 | 5440.9825 | 6585.1753 | 110.9218 | 134.2477 | 123.5547 | 0 | 92.8665 | 4953826.9971 | 351611.8532 | 5806780.4644 | 5926536.8466 | 0 | 302152.6193 | 0 | 6762954.4245 | 17595820.1397 | 12009508.8033 | 53709192.1482 | 961560.8286 | 7679370.0231 | 7679370.0231 | 1478867.319 | 3953469.0791 | 0 | 62350122.9999 | 75461829.4212 | 10000000 | 11.4594 | 5440.9825 | 6585.1753 | 110.9218 | 134.2477
1 | 2600 | 707 | 0.045 | 15 | 15 | 7 | 1e-13 | 5spot_SharedNeighbor | Water | Porous | Wet | R600a | MinimizeLCOE_Brownfield | IgnoreSilica | 2019 | 0 | 0 | 0 | 0 |  |  |  |  | 15 |  | 11.6846 | [19 empty] | 100 | 0
1 | 2600 | 707 | 0.045 | 15 | 15 | 7 | 1.3335e-13 | 5spot_SharedNeighbor | Water | Porous | Wet | R600a | MinimizeLCOE_Brownfield | IgnoreSilica | 2019 | 0 | 0 | 0 | 0 |  |  |  |  | 15 |  | 11.4381 | [19 empty] | 133.3521 | 0
1 | 2600 | 707 | 0.045 | 15 | 15 | 7 | 1.7783e-13 | 5spot_SharedNeighbor | Water | Porous | Wet | R600a | MinimizeLCOE_Brownfield | IgnoreSilica | 2019 | 0.6477 | 0.089987 | 0.00019089 | 4 | 12621605.764 | 30440324.3407 | 257308.5055 | 620567.1853 | 91.7611 | 0 | 27.8107 | 62726.408 | 3694.3479 | 50749.0177 | 44345.1875 | 0 | 46281.8973 | 0 | 81040.7748 | 210851.4723 | 143910.4624 | 643599.5679 | 961560.8286 | 8031996.805 | 8031996.805 | 1478867.319 | 4094519.7919 | 0 | 9637157.2016 | 23242541.1175 | 177.8279 | 0.00076354 | 12621605.764 | 30440324.3407 | 257308.5055 | 620567.1853
1 | 2600 | 707 | 0.045 | 15 | 15 | 7 | 2.3714e-13 | 5spot_SharedNeighbor | Water | Porous | Wet | R600a | MinimizeLCOE_Brownfield | IgnoreSilica | 2019 | 1.0452 | 0.18162 | 0.0026097 | 4 | 960405.5987 | 2263764.0356 | 19579.1672 | 46149.8918 | 103.8401 | 0 | 20.9212 | 111172.7984 | 7063.1842 | 88207.6519 | 60316.6965 | 0 | 66386.5017 | 0 | 129927.2647 | 338044.0911 | 230722.0383 | 1031840.2267 | 961560.8286 | 8031996.805 | 8031996.805 | 1478867.319 | 4094519.7919 | 0 | 10025397.8604 | 23630781.7763 | 237.1374 | 0.010439 | 960405.5987 | 2263764.0356 | 19579.1672 | 46149.8918
1 | 2600 | 707 | 0.045 | 15 | 15 | 7 | 3.1623e-13 | 5spot_SharedNeighbor | Water | Porous | Wet | R600a | MinimizeLCOE_Brownfield | IgnoreSilica | 2019 | 1.3639 | 0.25932 | 0.0065776 | 4 | 391580.5233 | 908694.6633 | 7982.8986 | 18524.9698 | 109.1454 | 0 | 31.7088 | 147160.1149 | 9665.1918 | 116834.8243 | 73411.2588 | 0 | 75564.2993 | 0 | 164827.9187 | 428848.4337 | 292697.8679 | 1309009.9094 | 961560.8286 | 8031996.805 | 8031996.805 | 1478867.319 | 4094519.7919 | 0 | 10302567.543 | 23907951.4589 | 316.2278 | 0.02631 | 391580.5233 | 908694.6633 | 7982.8986 | 18524.9698
1 | 2600 | 707 | 0.045 | 15 | 15 | 7 | 4.217e-13 | 5spot_SharedNeighbor | Water | Porous | Wet | R600a | MinimizeLCOE_Brownfield | IgnoreSilica | 2019 | 1.807 | 0.37026 | 0.012435 | 4 | 214526.8942 | 488064.6727 | 4373.4209 | 9949.8585 | 113.7289 | 0 | 142.1037 | 193681.4549 | 13094.3959 | 154843.3223 | 91962.9484 | 0 | 87771.0287 | 0 | 211127.7286 | 549311.0415 | 374916.073 | 1676707.9932 | 961560.8286 | 8031996.805 | 8031996.805 | 1478867.319 | 4094519.7919 | 0 | 10670265.6268 | 24275649.5427 | 421.6965 | 0.049739 | 214526.8942 | 488064.6727 | 4373.4209 | 9949.8585
1 | 2600 | 707 | 0.045 | 15 | 15 | 7 | 5.6234e-13 | 5spot_SharedNeighbor | Water | Porous | Wet | R600a | MinimizeLCOE_Brownfield | IgnoreSilica | 2019 | 2.3904 | 0.51874 | 0.020699 | 4 | 134369.9634 | 298694.2049 | 2739.3135 | 6089.2854 | 117.373 | 0 | 195.3771 | 250014.6948 | 17299.6233 | 202268.8283 | 116562.1464 | 0 | 102120.2586 | 0 | 268423.5651 | 698383.0551 | 476660.7855 | 2131732.9572 | 961560.8286 | 8031996.805 | 8031996.805 | 1478867.319 | 4094519.7919 | 0 | 11125290.5909 | 24730674.5068 | 562.3413 | 0.082796 | 134369.9634 | 298694.2049 | 2739.3135 | 6089.2854
1 | 2600 | 707 | 0.045 | 15 | 15 | 7 | 7.4989e-13 | 5spot_SharedNeighbor | Water | Porous | Wet | R600a | MinimizeLCOE_Brownfield | IgnoreSilica | 2019 | 3.1878 | 0.72386 | 0.032225 | 4 | 90855.2122 | 196405.0399 | 1852.2064 | 4003.9824 | 120.3205 | 0 | 265.66 | 320494.8322 | 22598.8398 | 263511.3445 | 150397.4604 | 0 | 120448.6972 | 0 | 342205.9579 | 890349.7063 | 607681.9694 | 2717688.8076 | 961560.8286 | 8031996.805 | 8031996.805 | 1478867.319 | 4094519.7919 | 0 | 11711246.4412 | 25316630.3571 | 749.8942 | 0.1289 | 90855.2122 | 196405.0399 | 1852.2064 | 4003.9824
1 | 2600 | 707 | 0.045 | 15 | 15 | 7 | 1e-12 | 5spot_SharedNeighbor | Water | Porous | Wet | R600a | MinimizeLCOE_Brownfield | IgnoreSilica | 2019 | 4.2358 | 0.99497 | 0.047841 | 4 | 64964.237 | 136061.7205 | 1324.3838 | 2773.8022 | 122.5796 | 0 | 37.6547 | 404972.2226 | 28967.9998 | 339351.2285 | 194799.0083 | 0 | 141974.8024 | 0 | 432925.452 | 1126383.221 | 768779.6932 | 3438153.6279 | 961560.8286 | 8031996.805 | 8031996.805 | 1478867.319 | 4094519.7919 | 0 | 12431711.2615 | 26037095.1774 | 1000 | 0.19136 | 64964.237 | 136061.7205 | 1324.3838 | 2773.8022
1 | 2600 | 707 | 0.045 | 15 | 15 | 7 | 1.3335e-12 | 5spot_SharedNeighbor | Water | Porous | Wet | R600a | MinimizeLCOE_Brownfield | IgnoreSilica | 2019 | 5.6099 | 1.3517 | 0.068804 | 4 | 48392.9446 | 97828.5532 | 986.5556 | 1994.3674 | 124.2962 | 0 | 47.9831 | 506192.0073 | 36605.1742 | 433090.7877 | 253217.6616 | 0 | 167250.9056 | 0 | 544579.0492 | 1416882.9776 | 967051.7462 | 4324870.3095 | 961560.8286 | 8031996.805 | 8031996.805 | 1478867.319 | 4094519.7919 | 0 | 13318427.9431 | 26923811.859 | 1333.5214 | 0.27521 | 48392.9446 | 97828.5532 | 986.5556 | 1994.3674
1 | 2600 | 707 | 0.045 | 15 | 15 | 7 | 1.7783e-12 | 5spot_SharedNeighbor | Water | Porous | Wet | R600a | MinimizeLCOE_Brownfield | IgnoreSilica | 2019 | 7.4736 | 1.8351 | 0.096894 | 4 | 37285.5656 | 72389.2627 | 760.1167 | 1475.753 | 125.5653 | 0 | 45.7259 | 631190.7587 | 46014.6653 | 552623.0787 | 332916.8936 | 0 | 199289.2699 | 0 | 687193.5198 | 1787936.5758 | 1220303.4514 | 5457468.2131 | 961560.8286 | 8031996.805 | 8031996.805 | 1478867.319 | 4094519.7919 | 0 | 14451025.8467 | 28056409.7626 | 1778.2794 | 0.38758 | 37285.5656 | 72389.2627 | 760.1167 | 1475.753
1 | 2600 | 707 | 0.045 | 15 | 15 | 7 | 2.3714e-12 | 5spot_SharedNeighbor | Water | Porous | Wet | R600a | MinimizeLCOE_Brownfield | IgnoreSilica | 2019 | 9.9562 | 2.4856 | 0.13542 | 4 | 29324.9404 | 54442.5944 | 597.8286 | 1109.8859 | 126.6853 | 0 | 41.8011 | 785381.1596 | 57650.7277 | 703889.3898 | 439841.9402 | 0 | 238037.1935 | 0 | 867672.1602 | 2257504.9767 | 1540793.5337 | 6890771.0813 | 961560.8286 | 8031996.805 | 8031996.805 | 1478867.319 | 4094519.7919 | 0 | 15884328.7149 | 29489712.6308 | 2371.3737 | 0.54167 | 29324.9404 | 54442.5944 | 597.8286 | 1109.8859
1 | 2600 | 707 | 0.045 | 15 | 15 | 7 | 3.1623e-12 | 5spot_SharedNeighbor | Water | Porous | Wet | R600a | MinimizeLCOE_Brownfield | IgnoreSilica | 2019 | 13.028 | 3.2876 | 0.18486 | 4 | 23722.8285 | 42122.7736 | 483.6219 | 858.7297 | 127.4233 | 0 | 48.9849 | 959301.2863 | 70710.134 | 879897.8754 | 571443.6098 | 0 | 278414.84 | 0 | 1076309.4207 | 2800336.3313 | 1911287.0873 | 8547700.5849 | 961560.8286 | 8031996.805 | 8031996.805 | 1478867.319 | 4094519.7919 | 0 | 17541258.2185 | 31146642.1344 | 3162.2777 | 0.73943 | 23722.8285 | 42122.7736 | 483.6219 | 858.7297
1 | 2600 | 707 | 0.045 | 15 | 15 | 7 | 4.217e-12 | 5spot_SharedNeighbor | Water | Porous | Wet | R600a | MinimizeLCOE_Brownfield | IgnoreSilica | 2019 | 16.5332 | 4.2029 | 0.24673 | 4 | 19570.8254 | 33356.3397 | 398.9777 | 680.0141 | 127.9342 | 0 | 42.8873 | 1142995.6566 | 84465.2182 | 1070584.8043 | 721513.896 | 0 | 312922.6714 | 0 | 1299668.0762 | 3381469.7356 | 2307922.5768 | 10321542.6351 | 961560.8286 | 8031996.805 | 8031996.805 | 1478867.319 | 4094519.7919 | 0 | 19315100.2687 | 32920484.1846 | 4216.965 | 0.98693 | 19570.8254 | 33356.3397 | 398.9777 | 680.0141
1 | 2600 | 707 | 0.045 | 15 | 15 | 7 | 5.6234e-12 | 5spot_SharedNeighbor | Water | Porous | Wet | R600a | MinimizeLCOE_Brownfield | IgnoreSilica | 2019 | 20.9176 | 5.3484 | 0.32623 | 4 | 16422.7897 | 26849.1357 | 334.8008 | 547.3559 | 128.3348 | 0 | 42.5264 | 1356958.4275 | 100445.4113 | 1297885.7004 | 909382.9206 | 0 | 350695.0603 | 0 | 1565993.3328 | 4074393.4226 | 2780857.2313 | 12436611.5069 | 961560.8286 | 8031996.805 | 8031996.805 | 1478867.319 | 4094519.7919 | 0 | 21430169.1405 | 35035553.0564 | 5623.4133 | 1.3049 | 16422.7897 | 26849.1357 | 334.8008 | 547.3559
1 | 2600 | 707 | 0.045 | 15 | 15 | 7 | 7.4989e-12 | 5spot_SharedNeighbor | Water | Porous | Wet | R600a | MinimizeLCOE_Brownfield | IgnoreSilica | 2019 | 26.3085 | 6.7571 | 0.42709 | 4 | 13996.5731 | 21960.5446 | 285.3391 | 447.6954 | 128.6462 | 0 | 60.7206 | 1602397.5531 | 118726.8539 | 1564501.0915 | 1140444.2278 | 0 | 390365.7596 | 0 | 1878409.8395 | 4887237.0876 | 3335639.7349 | 14917722.1479 | 961560.8286 | 8031996.805 | 8031996.805 | 1478867.319 | 4094519.7919 | 0 | 23911279.7815 | 37516663.6974 | 7498.9421 | 1.7084 | 13996.5731 | 21960.5446 | 285.3391 | 447.6954
1 | 2600 | 707 | 0.045 | 15 | 15 | 7 | 1e-11 | 5spot_SharedNeighbor | Water | Porous | Wet | R600a | MinimizeLCOE_Brownfield | IgnoreSilica | 2019 | 32.9003 | 8.48 | 0.55396 | 4 | 12100.5647 | 18240.5738 | 246.6864 | 371.8588 | 128.89 | 0 | 49.0641 | 1883023.0689 | 139572.1452 | 1875915.0046 | 1423023.4518 | 0 | 431810.6836 | 0 | 2243804.2981 | 5837918.5161 | 3984499.3445 | 17819566.5128 | 961560.8286 | 8031996.805 | 8031996.805 | 1478867.319 | 4094519.7919 | 0 | 26813124.1465 | 40418508.0624 | 10000 | 2.2159 | 12100.5647 | 18240.5738 | 246.6864 | 371.8588
1 | 2600 | 707 | 0.045 | 15 | 15 | 7 | 1.3335e-11 | 5spot_SharedNeighbor | Water | Porous | Wet | R600a | MinimizeLCOE_Brownfield | IgnoreSilica | 2019 | 40.8586 | 10.5602 | 0.71142 | 4 | 10602.3512 | 15383.44 | 216.1433 | 313.6122 | 129.0798 | 0 | 60.5351 | 2200514.0258 | 163091.9525 | 2235498.4174 | 1764200.9879 | 0 | 474106.1326 | 0 | 2666590.4913 | 6937921.4655 | 4735273.9602 | 21177197.4332 | 961560.8286 | 8031996.805 | 8031996.805 | 1478867.319 | 4094519.7919 | 0 | 30170755.0668 | 43776138.9827 | 13335.2143 | 2.8457 | 10602.3512 | 15383.44 | 216.1433 | 313.6122
1 | 2600 | 707 | 0.045 | 15 | 15 | 7 | 1.7783e-11 | 5spot_SharedNeighbor | Water | Porous | Wet | R600a | MinimizeLCOE_Brownfield | IgnoreSilica | 2019 | 50.213 | 13.0037 | 0.90215 | 4 | 9410.0713 | 13180.35 | 191.837 | 268.6993 | 129.2187 | 0 | 64.9345 | 2550965.2691 | 188975.3425 | 2640272.0467 | 2165098.9415 | 0 | 514576.1763 | 0 | 3143356.2327 | 8178368.1265 | 5581904.295 | 24963516.4305 | 961560.8286 | 8031996.805 | 8031996.805 | 1478867.319 | 4094519.7919 | 0 | 33957074.0642 | 47562457.9801 | 17782.7941 | 3.6086 | 9410.0713 | 13180.35 | 191.837 | 268.6993
1 | 2600 | 707 | 0.045 | 15 | 15 | 7 | 2.3714e-11 | 5spot_SharedNeighbor | Water | Porous | Wet | R600a | MinimizeLCOE_Brownfield | IgnoreSilica | 2019 | 60.7077 | 15.739 | 1.1239 | 4 | 8459.9302 | 11486.4112 | 172.4671 | 234.166 | 129.2963 | 0 | 63.1033 | 2920879.1 | 216188.023 | 3075770.0313 | 2614282.0068 | 0 | 548156.7853 | 0 | 3656357.6192 | 9513092.503 | 6492881.1078 | 29037607.1765 | 961560.8286 | 8031996.805 | 8031996.805 | 1478867.319 | 4094519.7919 | 0 | 38031164.8101 | 51636548.726 | 23713.7371 | 4.4954 | 8459.9302 | 11486.4112 | 172.4671 | 234.166
1 | 2600 | 707 | 0.045 | 15 | 15 | 7 | 3.1623e-11 | 5spot_SharedNeighbor | Water | Porous | Wet | R600a | MinimizeLCOE_Brownfield | IgnoreSilica | 2019 | 71.8667 | 18.6329 | 1.3686 | 4 | 7705.7381 | 10191.0681 | 157.0919 | 207.7587 | 129.2996 | 0 | 72.1119 | 3291572.26 | 243310.6383 | 3520435.155 | 3090486.4075 | 0 | 570070.9789 | 0 | 4179191.4215 | 10873398.8086 | 7421318.1129 | 33189783.7827 | 961560.8286 | 8031996.805 | 8031996.805 | 1478867.319 | 4094519.7919 | 0 | 42183341.4163 | 55788725.3322 | 31622.7766 | 5.4743 | 7705.7381 | 10191.0681 | 157.0919 | 207.7587
1 | 2600 | 707 | 0.045 | 15 | 15 | 7 | 4.217e-11 | 5spot_SharedNeighbor | Water | Porous | Wet | R600a | MinimizeLCOE_Brownfield | IgnoreSilica | 2019 | 83.0823 | 21.5182 | 1.6236 | 4 | 7111.176 | 9206.1365 | 144.9709 | 187.6795 | 129.2264 | 0 | 90.7486 | 3643522.4095 | 268882.5935 | 3950380.7404 | 3566839.6746 | 0 | 577409.5988 | 0 | 4682743.6566 | 12183538.4316 | 8315515.3262 | 37188832.4312 | 961560.8286 | 8031996.805 | 8031996.805 | 1478867.319 | 4094519.7919 | 0 | 46182390.0649 | 59787773.9808 | 42169.6503 | 6.4943 | 7111.176 | 9206.1365 | 144.9709 | 187.6795
1 | 2600 | 707 | 0.045 | 15 | 15 | 7 | 5.6234e-11 | 5spot_SharedNeighbor | Water | Porous | Wet | R600a | MinimizeLCOE_Brownfield | IgnoreSilica | 2019 | 93.8003 | 24.247 | 1.8752 | 4 | 6645.9052 | 8459.8009 | 135.4858 | 172.4645 | 129.0906 | 0 | 96.589 | 3962382.9634 | 291861.9691 | 4346711.2121 | 4019288.2813 | 0 | 570474.7948 | 0 | 5144380.4961 | 13384622.7933 | 9135280.0829 | 40855002.593 | 961560.8286 | 8031996.805 | 8031996.805 | 1478867.319 | 4094519.7919 | 0 | 49848560.2266 | 63453944.1425 | 56234.1325 | 7.5006 | 6645.9052 | 8459.8009 | 135.4858 | 172.4645
1 | 2600 | 707 | 0.045 | 15 | 15 | 7 | 7.4989e-11 | 5spot_SharedNeighbor | Water | Porous | Wet | R600a | MinimizeLCOE_Brownfield | IgnoreSilica | 2019 | 103.5982 | 26.7121 | 2.1113 | 4 | 6284.2545 | 7895.2989 | 128.113 | 160.9563 | 128.9151 | 0 | 86.3669 | 4240052.5288 | 311702.0005 | 4697359.9114 | 4430084.8318 | 0 | 551930.2067 | 0 | 5550140.4969 | 14440327.0826 | 9855819.9529 | 44077417.0118 | 961560.8286 | 8031996.805 | 8031996.805 | 1478867.319 | 4094519.7919 | 0 | 53070974.6454 | 66676358.5613 | 74989.4209 | 8.4451 | 6284.2545 | 7895.2989 | 128.113 | 160.9563
1 | 2600 | 707 | 0.045 | 15 | 15 | 7 | 1e-10 | 5spot_SharedNeighbor | Water | Porous | Wet | R600a | MinimizeLCOE_Brownfield | IgnoreSilica | 2019 | 112.1755 | 28.844 | 2.3227 | 4 | 6004.8217 | 7469.1884 | 122.4164 | 152.2695 | 128.7246 | 0 | 96.7284 | 4472936.7924 | 328203.2155 | 4995612.2 | 4787236.382 | 0 | 525218.65 | 0 | 5892590.8236 | 15331312.5864 | 10463935.8672 | 46797046.517 | 961560.8286 | 8031996.805 | 8031996.805 | 1478867.319 | 4094519.7919 | 0 | 55790604.1507 | 69395988.0666 | 100000 | 9.291 | 6004.8217 | 7469.1884 | 122.4164 | 152.2695
1 | 2600 | 707 | 0.045 | 15 | 15 | 7 | 1.3335e-10 | 5spot_SharedNeighbor | Water | Porous | Wet | R600a | MinimizeLCOE_Brownfield | IgnoreSilica | 2019 | 119.4176 | 30.6238 | 2.5048 | 4 | 5790.0384 | 7147.9575 | 118.0378 | 145.7208 | 128.5389 | 0 | 94.5904 | 4662507.4874 | 341528.8246 | 5241389.8815 | 5086862.4649 | 0 | 494155.1325 | 0 | 6172313.0784 | 16059092.5146 | 10960660.6226 | 49018510.0065 | 961560.8286 | 8031996.805 | 8031996.805 | 1478867.319 | 4094519.7919 | 0 | 58012067.6402 | 71617451.5561 | 133352.1432 | 10.0193 | 5790.0384 | 7147.9575 | 118.0378 | 145.7208
1 | 2600 | 707 | 0.045 | 15 | 15 | 7 | 1.7783e-10 | 5spot_SharedNeighbor | Water | Porous | Wet | R600a | MinimizeLCOE_Brownfield | IgnoreSilica | 2019 | 125.3567 | 32.0686 | 2.6566 | 4 | 5625.6567 | 6905.9831 | 114.6866 | 140.7878 | 128.3706 | 0 | 105.1117 | 4813314.581 | 352054.7076 | 5438938.236 | 5331189.5467 | 0 | 462082.3875 | 0 | 6395055.9889 | 16638623.8768 | 11356202.6855 | 50787462.01 | 961560.8286 | 8031996.805 | 8031996.805 | 1478867.319 | 4094519.7919 | 0 | 59781019.6436 | 73386403.5595 | 177827.941 | 10.6265 | 5625.6567 | 6905.9831 | 114.6866 | 140.7878
1 | 2600 | 707 | 0.045 | 15 | 15 | 7 | 2.3714e-10 | 5spot_SharedNeighbor | Water | Porous | Wet | R600a | MinimizeLCOE_Brownfield | IgnoreSilica | 2019 | 130.1091 | 33.2149 | 2.7799 | 4 | 5500.2976 | 6723.8639 | 112.131 | 137.0751 | 128.2261 | 0 | 113.8796 | 4931046.1754 | 360222.3336 | 5594470.2094 | 5525760.745 | 0 | 431397.4183 | 0 | 6568729.7839 | 17090487.466 | 11664608.8699 | 52166723.0016 | 961560.8286 | 8031996.805 | 8031996.805 | 1478867.319 | 4094519.7919 | 0 | 61160280.6352 | 74765664.5511 | 237137.3706 | 11.1194 | 5500.2976 | 6723.8639 | 112.131 | 137.0751
1 | 2600 | 707 | 0.045 | 15 | 15 | 7 | 3.1623e-10 | 5spot_SharedNeighbor | Water | Porous | Wet | R600a | MinimizeLCOE_Brownfield | IgnoreSilica | 2019 | 136.3165 | 34.7077 | 2.9175 | 4 | 5401.5395 | 6567.3778 | 110.1177 | 133.8849 | 128.0434 | 0 | 99.3045 | 5082459.5188 | 370705.9094 | 5795462.1297 | 5779502.6018 | 0 | 420437.9048 | 0 | 6804941.5452 | 17705062.015 | 12084068.6279 | 54042640.2526 | 961560.8286 | 8031996.805 | 8031996.805 | 1478867.319 | 4094519.7919 | 0 | 63036197.8862 | 76641581.8021 | 316227.766 | 11.67 | 5401.5395 | 6567.3778 | 110.1177 | 133.8849
1 | 2600 | 707 | 0.045 | 15 | 15 | 7 | 4.217e-10 | 5spot_SharedNeighbor | Water | Porous | Wet | R600a | MinimizeLCOE_Brownfield | IgnoreSilica | 2019 | 139.4318 | 35.4547 | 2.9988 | 4 | 5328.5833 | 6462.8034 | 108.6304 | 131.753 | 127.9534 | 0 | 102.4911 | 5157443.7218 | 375888.1588 | 5895411.5349 | 5906744.5439 | 0 | 397881.747 | 0 | 6916014.1855 | 17994050.2411 | 12281309.0303 | 54924743.1634 | 961560.8286 | 8031996.805 | 8031996.805 | 1478867.319 | 4094519.7919 | 0 | 63918300.7971 | 77523684.713 | 421696.5034 | 11.9954 | 5328.5833 | 6462.8034 | 108.6304 | 131.753
1 | 2600 | 707 | 0.045 | 15 | 15 | 7 | 5.6234e-10 | 5spot_SharedNeighbor | Water | Porous | Wet | R600a | MinimizeLCOE_Brownfield | IgnoreSilica | 2019 | 141.8413 | 36.0305 | 3.0622 | 4 | 5273.3447 | 6384.1028 | 107.5043 | 130.1486 | 127.8822 | 0 | 98.0314 | 5214817.2527 | 379843.5475 | 5972163.9534 | 6005035.2248 | 0 | 378965.7697 | 0 | 7000822.0418 | 18214702.8866 | 12431908.9948 | 55598259.6714 | 961560.8286 | 8031996.805 | 8031996.805 | 1478867.319 | 4094519.7919 | 0 | 64591817.305 | 78197201.2209 | 562341.3252 | 12.2487 | 5273.3447 | 6384.1028 | 107.5043 | 130.1486
1 | 2600 | 707 | 0.045 | 15 | 15 | 7 | 7.4989e-10 | 5spot_SharedNeighbor | Water | Porous | Wet | R600a | MinimizeLCOE_Brownfield | IgnoreSilica | 2019 | 143.6707 | 36.4663 | 3.1107 | 4 | 5231.6016 | 6325.0196 | 106.6533 | 128.9441 | 127.8273 | 0 | 95.3011 | 5258011.6822 | 382815.3262 | 6030115.1793 | 6079548.2255 | 0 | 363358.0395 | 0 | 7064400.8966 | 18380122.025 | 12544810.9558 | 56103182.33 | 961560.8286 | 8031996.805 | 8031996.805 | 1478867.319 | 4094519.7919 | 0 | 65096739.9637 | 78702123.8796 | 749894.2093 | 12.443 | 5231.6016 | 6325.0196 | 106.6533 | 128.9441
1 | 2600 | 707 | 0.045 | 15 | 15 | 7 | 1e-09 | 5spot_SharedNeighbor | Water | Porous | Wet | R600a | MinimizeLCOE_Brownfield | IgnoreSilica | 2019 | 145.0519 | 36.7946 | 3.1477 | 4 | 5200.1071 | 6280.6816 | 106.0112 | 128.0402 | 127.7853 | 0 | 98.2006 | 5290415.0452 | 385041.1844 | 6073684.1189 | 6135738.7359 | 0 | 350748.5554 | 0 | 7111894.7795 | 18503691.3661 | 12629149.5702 | 56480363.3556 | 961560.8286 | 8031996.805 | 8031996.805 | 1478867.319 | 4094519.7919 | 0 | 65473920.9893 | 79079304.9052 | 1000000 | 12.5909 | 5200.1071 | 6280.6816 | 106.0112 | 128.0402
1 | 2600 | 707 | 0.045 | 15 | 15 | 7 | 1.3335e-09 | 5spot_SharedNeighbor | Water | Porous | Wet | R600a | MinimizeLCOE_Brownfield | IgnoreSilica | 2019 | 146.0944 | 37.042 | 3.1758 | 4 | 5176.3758 | 6247.3999 | 105.5274 | 127.3617 | 127.7534 | 0 | 113.6739 | 5314754.9864 | 386711.1532 | 6106465.4053 | 6178112.8964 | 0 | 340754.1217 | 0 | 7147451.4396 | 18596202.5019 | 12692290.3213 | 56762742.8257 | 961560.8286 | 8031996.805 | 8031996.805 | 1478867.319 | 4094519.7919 | 0 | 65756300.4593 | 79361684.3752 | 1333521.4322 | 12.7032 | 5176.3758 | 6247.3999 | 105.5274 | 127.3617
1 | 2600 | 707 | 0.045 | 15 | 15 | 7 | 1.7783e-09 | 5spot_SharedNeighbor | Water | Porous | Wet | R600a | MinimizeLCOE_Brownfield | IgnoreSilica | 2019 | 146.8714 | 37.2262 | 3.1969 | 4 | 5158.5129 | 6222.4647 | 105.1633 | 126.8534 | 127.7294 | 0 | 114.5483 | 5332830.7092 | 387950.2091 | 6130840.3975 | 6209674.6104 | 0 | 332876.3872 | 0 | 7173727.2022 | 18664566.6463 | 12738950.2546 | 56971416.4164 | 961560.8286 | 8031996.805 | 8031996.805 | 1478867.319 | 4094519.7919 | 0 | 65964974.0501 | 79570357.966 | 1778279.41 | 12.7876 | 5158.5129 | 6222.4647 | 105.1633 | 126.8534
1 | 2600 | 707 | 0.045 | 15 | 15 | 7 | 2.3714e-09 | 5spot_SharedNeighbor | Water | Porous | Wet | R600a | MinimizeLCOE_Brownfield | IgnoreSilica | 2019 | 147.7337 | 37.4303 | 3.2172 | 4 | 5145.0845 | 6202.3327 | 104.8895 | 126.4429 | 127.7027 | 0 | 93.7487 | 5352832.4232 | 389320.3295 | 6157840.1082 | 6244686.1855 | 0 | 328739.9118 | 0 | 7204633.3937 | 18744978.217 | 12793832.8039 | 57216863.373 | 961560.8286 | 8031996.805 | 8031996.805 | 1478867.319 | 4094519.7919 | 0 | 66210421.0066 | 79815804.9225 | 2371373.7057 | 12.8687 | 5145.0845 | 6202.3327 | 104.8895 | 126.4429
1 | 2600 | 707 | 0.045 | 15 | 15 | 7 | 3.1623e-09 | 5spot_SharedNeighbor | Water | Porous | Wet | R600a | MinimizeLCOE_Brownfield | IgnoreSilica | 2019 | 149.6 | 37.8715 | 3.2522 | 4 | 5133.5816 | 6179.4571 | 104.655 | 125.9766 | 127.6446 | 0 | 96.8523 | 5395902.7678 | 392267.2132 | 6216078.1173 | 6320389.1607 | 0 | 332921.363 | 0 | 7276447.8626 | 18931824.7337 | 12921359.3909 | 57787190.6091 | 961560.8286 | 8031996.805 | 8031996.805 | 1478867.319 | 4094519.7919 | 0 | 66780748.2428 | 80386132.1587 | 3162277.6602 | 13.0086 | 5133.5816 | 6179.4571 | 104.655 | 125.9766
1 | 2600 | 707 | 0.045 | 15 | 15 | 7 | 4.217e-09 | 5spot_SharedNeighbor | Water | Porous | Wet | R600a | MinimizeLCOE_Brownfield | IgnoreSilica | 2019 | 148.2332 | 37.5484 | 3.234 | 4 | 5127.3971 | 6179.1396 | 104.5289 | 125.9701 | 127.6871 | 0 | 105.8795 | 5364378.8952 | 390110.4733 | 6173445.2352 | 6264951.2309 | 0 | 318565.9891 | 0 | 7219466.2113 | 18783570.1656 | 12820172.6018 | 57334660.8024 | 961560.8286 | 8031996.805 | 8031996.805 | 1478867.319 | 4094519.7919 | 0 | 66328218.436 | 79933602.3519 | 4216965.0343 | 12.936 | 5127.3971 | 6179.1396 | 104.5289 | 125.9701
1 | 2600 | 707 | 0.045 | 15 | 15 | 7 | 5.6234e-09 | 5spot_SharedNeighbor | Water | Porous | Wet | R600a | MinimizeLCOE_Brownfield | IgnoreSilica | 2019 | 148.4755 | 37.6057 | 3.2407 | 4 | 5121.702 | 6171.2665 | 104.4128 | 125.8096 | 127.6795 | 0 | 141.7907 | 5369972.536 | 390493.1856 | 6181007.6678 | 6274777.6583 | 0 | 315804.5897 | 0 | 7227501.6986 | 18804476.8553 | 12834441.8471 | 57398476.0385 | 961560.8286 | 8031996.805 | 8031996.805 | 1478867.319 | 4094519.7919 | 0 | 66392033.6721 | 79997417.588 | 5623413.2519 | 12.9629 | 5121.702 | 6171.2665 | 104.4128 | 125.8096
1 | 2600 | 707 | 0.045 | 15 | 15 | 7 | 7.4989e-09 | 5spot_SharedNeighbor | Water | Porous | Wet | R600a | MinimizeLCOE_Brownfield | IgnoreSilica | 2019 | 148.6741 | 37.6526 | 3.246 | 4 | 5117.427 | 6165.2761 | 104.3257 | 125.6875 | 127.6733 | 0 | 99.8267 | 5374554.1232 | 390806.5946 | 6187203.5361 | 6282831.5639 | 0 | 313830.2664 | 0 | 7234198.1728 | 18821899.7076 | 12846333.3018 | 57451657.2665 | 961560.8286 | 8031996.805 | 8031996.805 | 1478867.319 | 4094519.7919 | 0 | 66445214.9001 | 80050598.816 | 7498942.0933 | 12.9841 | 5117.427 | 6165.2761 | 104.3257 | 125.6875
1 | 2600 | 707 | 0.045 | 15 | 15 | 7 | 1e-08 | 5spot_SharedNeighbor | Water | Porous | Wet | R600a | MinimizeLCOE_Brownfield | IgnoreSilica | 2019 | 148.8056 | 37.6837 | 3.2497 | 4 | 5114.2188 | 6160.8715 | 104.2603 | 125.5977 | 127.6691 | 0 | 101.7038 | 5377585.9359 | 391013.9451 | 6191304.6778 | 6288164.3426 | 0 | 312214.1236 | 0 | 7238510.3798 | 18833119.1855 | 12853990.826 | 57485903.4163 | 961560.8286 | 8031996.805 | 8031996.805 | 1478867.319 | 4094519.7919 | 0 | 66479461.0499 | 80084844.9658 | 10000000 | 12.9989 | 5114.2188 | 6160.8715 | 104.2603 | 125.5977
1 | 2700 | 707 | 0.045 | 15 | 15 | 7 | 1e-13 | 5spot_SharedNeighbor | Water | Porous | Wet | R600a | MinimizeLCOE_Brownfield | IgnoreSilica | 2019 | 0 | 0 | 0 | 0 |  |  |  |  | 15 |  | 11.4404 | [19 empty] | 100 | 0
1 | 2700 | 707 | 0.045 | 15 | 15 | 7 | 1.3335e-13 | 5spot_SharedNeighbor | Water | Porous | Wet | R600a | MinimizeLCOE_Brownfield | IgnoreSilica | 2019 | 0 | 0 | 0 | 0 |  |  |  |  | 15 |  | 11.5575 | [19 empty] | 133.3521 | 0
1 | 2700 | 707 | 0.045 | 15 | 15 | 7 | 1.7783e-13 | 5spot_SharedNeighbor | Water | Porous | Wet | R600a | MinimizeLCOE_Brownfield | IgnoreSilica | 2019 | 0.79402 | 0.12757 | 0.00096477 | 4 | 2634847.3573 | 6290435.9354 | 53714.9273 | 128239.045 | 99.4261 | 0 | 18.6448 | 84529.1376 | 5219.4188 | 66708.9537 | 50637.1867 | 0 | 56391.3639 | 0 | 102759.5637 | 267359.3058 | 182478.2199 | 816083.15 | 961560.8286 | 8390483.6777 | 8390483.6777 | 1478867.319 | 4237914.541 | 0 | 10168127.6564 | 24275393.1941 | 177.8279 | 0.0038591 | 2634847.3573 | 6290435.9354 | 53714.9273 | 128239.045
1 | 2700 | 707 | 0.045 | 15 | 15 | 7 | 2.3714e-13 | 5spot_SharedNeighbor | Water | Porous | Wet | R600a | MinimizeLCOE_Brownfield | IgnoreSilica | 2019 | 1.0692 | 0.19577 | 0.0041275 | 4 | 631934.8038 | 1486404.076 | 12882.8457 | 30302.3576 | 106.8915 | 0 | 24.7774 | 119453.7518 | 7726.3238 | 93457.3056 | 62062.6022 | 0 | 66377.8979 | 0 | 136140.3737 | 354209.3262 | 241755.1434 | 1081182.7248 | 961560.8286 | 8390483.6777 | 8390483.6777 | 1478867.319 | 4237914.541 | 0 | 10433227.2312 | 24540492.7689 | 237.1374 | 0.01651 | 631934.8038 | 1486404.076 | 12882.8457 | 30302.3576
1 | 2700 | 707 | 0.045 | 15 | 15 | 7 | 3.1623e-13 | 5spot_SharedNeighbor | Water | Porous | Wet | R600a | MinimizeLCOE_Brownfield | IgnoreSilica | 2019 | 1.4176 | 0.28595 | 0.0090291 | 4 | 297679.4351 | 688286.8009 | 6068.5979 | 14031.6574 | 112.7498 | 0 | 27.8731 | 160995.6102 | 10802.8126 | 126014.6902 | 76914.0252 | 0 | 76968.0331 | 0 | 176161.1168 | 458335.0904 | 312823.117 | 1399014.4955 | 961560.8286 | 8390483.6777 | 8390483.6777 | 1478867.319 | 4237914.541 | 0 | 10751059.0019 | 24858324.5396 | 316.2278 | 0.036116 | 297679.4351 | 688286.8009 | 6068.5979 | 14031.6574
1 | 2700 | 707 | 0.045 | 15 | 15 | 7 | 4.217e-13 | 5spot_SharedNeighbor | Water | Porous | Wet | R600a | MinimizeLCOE_Brownfield | IgnoreSilica | 2019 | 1.8653 | 0.40493 | 0.016104 | 4 | 172877.8208 | 391882.1744 | 3524.3482 | 7989.0482 | 117.3957 | 0 | 146.6538 | 210551.6959 | 14549.7134 | 165908.458 | 96259.4435 | 0 | 88711.7243 | 0 | 224632.6037 | 584447.9563 | 398897.7394 | 1783959.3345 | 961560.8286 | 8390483.6777 | 8390483.6777 | 1478867.319 | 4237914.541 | 0 | 11136003.8408 | 25243269.3785 | 421.6965 | 0.064415 | 172877.8208 | 391882.1744 | 3524.3482 | 7989.0482
1 | 2700 | 707 | 0.045 | 15 | 15 | 7 | 5.6234e-13 | 5spot_SharedNeighbor | Water | Porous | Wet | R600a | MinimizeLCOE_Brownfield | IgnoreSilica | 2019 | 2.4682 | 0.56795 | 0.026112 | 4 | 111308.2293 | 246375.5892 | 2269.1688 | 5022.6996 | 121.195 | 0 | 200.6901 | 272061.9527 | 19262.9133 | 216899.4899 | 122591.8815 | 0 | 103276.4888 | 0 | 286296.1632 | 744883.8893 | 508398.5603 | 2273671.3391 | 961560.8286 | 8390483.6777 | 8390483.6777 | 1478867.319 | 4237914.541 | 0 | 11625715.8455 | 25732981.3832 | 562.3413 | 0.10445 | 111308.2293 | 246375.5892 | 2269.1688 | 5022.6996
1 | 2700 | 707 | 0.045 | 15 | 15 | 7 | 7.4989e-13 | 5spot_SharedNeighbor | Water | Porous | Wet | R600a | MinimizeLCOE_Brownfield | IgnoreSilica | 2019 | 3.2656 | 0.78559 | 0.039834 | 4 | 76772.4938 | 165309.6136 | 1565.1111 | 3370.0601 | 124.191 | 0 | 273.1899 | 346493.8382 | 25006.253 | 280590.3429 | 157345.1472 | 0 | 120639.148 | 0 | 362729.1444 | 943746.8278 | 644126.602 | 2880677.3034 | 961560.8286 | 8390483.6777 | 8390483.6777 | 1478867.319 | 4237914.541 | 0 | 12232721.8097 | 26339987.3475 | 749.8942 | 0.15934 | 76772.4938 | 165309.6136 | 1565.1111 | 3370.0601
1 | 2700 | 707 | 0.045 | 15 | 15 | 7 | 1e-12 | 5spot_SharedNeighbor | Water | Porous | Wet | R600a | MinimizeLCOE_Brownfield | IgnoreSilica | 2019 | 4.3406 | 1.0817 | 0.058731 | 4 | 55366.6041 | 115416.6416 | 1128.7231 | 2352.9244 | 126.5633 | 0 | 37.2004 | 438659.8454 | 32156.545 | 361813.5369 | 205142.8161 | 0 | 142293.565 | 0 | 460225.8603 | 1197413.2831 | 817259.1701 | 3654964.6218 | 961560.8286 | 8390483.6777 | 8390483.6777 | 1478867.319 | 4237914.541 | 0 | 13007009.1282 | 27114274.6659 | 1000 | 0.23493 | 55366.6041 | 115416.6416 | 1128.7231 | 2352.9244
1 | 2700 | 707 | 0.045 | 15 | 15 | 7 | 1.3335e-12 | 5spot_SharedNeighbor | Water | Porous | Wet | R600a | MinimizeLCOE_Brownfield | IgnoreSilica | 2019 | 5.7562 | 1.4725 | 0.084001 | 4 | 41551.2874 | 83536.8257 | 847.0792 | 1703.0112 | 128.369 | 0 | 42.1618 | 549269.8318 | 40737.0408 | 462487.5557 | 267770.7847 | 0 | 167927.8929 | 0 | 580395.3113 | 1510069.5446 | 1030653.493 | 4609311.4549 | 961560.8286 | 8390483.6777 | 8390483.6777 | 1478867.319 | 4237914.541 | 0 | 13961355.9612 | 28068621.4989 | 1333.5214 | 0.336 | 41551.2874 | 83536.8257 | 847.0792 | 1703.0112
1 | 2700 | 707 | 0.045 | 15 | 15 | 7 | 1.7783e-12 | 5spot_SharedNeighbor | Water | Porous | Wet | R600a | MinimizeLCOE_Brownfield | IgnoreSilica | 2019 | 7.6588 | 1.9965 | 0.11764 | 4 | 32225.8113 | 62204.9046 | 656.9668 | 1268.1311 | 129.6782 | 0 | 44.1152 | 684275.558 | 51173.8809 | 589488.0196 | 351916.783 | 0 | 199795.2539 | 0 | 731893.3033 | 1904236.2431 | 1299680.3641 | 5812459.406 | 961560.8286 | 8390483.6777 | 8390483.6777 | 1478867.319 | 4237914.541 | 0 | 15164503.9123 | 29271769.45 | 1778.2794 | 0.47057 | 32225.8113 | 62204.9046 | 656.9668 | 1268.1311
1 | 2700 | 707 | 0.045 | 15 | 15 | 7 | 2.3714e-12 | 5spot_SharedNeighbor | Water | Porous | Wet | R600a | MinimizeLCOE_Brownfield | IgnoreSilica | 2019 | 10.1795 | 2.6988 | 0.16375 | 4 | 25465.9684 | 47003.2032 | 519.1582 | 958.2239 | 130.8637 | 0 | 46.4961 | 850402.9464 | 64063.6255 | 749613.507 | 464201.7379 | 0 | 237882.2609 | 0 | 922803.9903 | 2400946.6896 | 1638695.4502 | 7328610.2078 | 961560.8286 | 8390483.6777 | 8390483.6777 | 1478867.319 | 4237914.541 | 0 | 16680654.7141 | 30787920.2518 | 2371.3737 | 0.65502 | 25465.9684 | 47003.2032 | 519.1582 | 958.2239
1 | 2700 | 707 | 0.045 | 15 | 15 | 7 | 3.1623e-12 | 5spot_SharedNeighbor | Water | Porous | Wet | R600a | MinimizeLCOE_Brownfield | IgnoreSilica | 2019 | 13.5442 | 3.6328 | 0.22465 | 4 | 20679.7874 | 36379.2593 | 421.5854 | 741.6404 | 131.6817 | 0 | 45.6382 | 1052020.5132 | 79619.8724 | 950267.2817 | 613671.9157 | 0 | 284623.1701 | 0 | 1162279.0737 | 3024011.7335 | 2063950.1453 | 9230443.7056 | 961560.8286 | 8390483.6777 | 8390483.6777 | 1478867.319 | 4237914.541 | 0 | 18582488.2119 | 32689753.7497 | 3162.2777 | 0.89858 | 20679.7874 | 36379.2593 | 421.5854 | 741.6404
1 | 2700 | 707 | 0.045 | 15 | 15 | 7 | 4.217e-12 | 5spot_SharedNeighbor | Water | Porous | Wet | R600a | MinimizeLCOE_Brownfield | IgnoreSilica | 2019 | 18.0265 | 4.877 | 0.30572 | 4 | 17152.5302 | 28688.6119 | 349.6775 | 584.8562 | 132.3026 | 0 | 40.3779 | 1298046.8695 | 98536.7985 | 1202253.0071 | 812349.001 | 0 | 341646.8885 | 0 | 1463604.7002 | 3807999.2034 | 2599037.7028 | 11623474.1711 | 961560.8286 | 8390483.6777 | 8390483.6777 | 1478867.319 | 4237914.541 | 0 | 20975518.6774 | 35082784.2151 | 4216.965 | 1.2229 | 17152.5302 | 28688.6119 | 349.6775 | 584.8562
1 | 2700 | 707 | 0.045 | 15 | 15 | 7 | 5.6234e-12 | 5spot_SharedNeighbor | Water | Porous | Wet | R600a | MinimizeLCOE_Brownfield | IgnoreSilica | 2019 | 23.1419 | 6.2968 | 0.40591 | 4 | 14495.9361 | 23184.5918 | 295.5193 | 472.6493 | 132.7202 | 0 | 45.4648 | 1557029.0633 | 118382.9204 | 1474516.112 | 1038672.8613 | 0 | 390993.2934 | 0 | 1786041.7577 | 4646914.286 | 3171614.4847 | 14184164.7789 | 961560.8286 | 8390483.6777 | 8390483.6777 | 1478867.319 | 4237914.541 | 0 | 23536209.2852 | 37643474.823 | 5623.4133 | 1.6236 | 14495.9361 | 23184.5918 | 295.5193 | 472.6493
1 | 2700 | 707 | 0.045 | 15 | 15 | 7 | 7.4989e-12 | 5spot_SharedNeighbor | Water | Porous | Wet | R600a | MinimizeLCOE_Brownfield | IgnoreSilica | 2019 | 29.0734 | 7.9436 | 0.5297 | 4 | 12436.1949 | 19094.3648 | 253.5287 | 389.2645 | 133.0223 | 0 | 52.038 | 1836775.3001 | 139758.1886 | 1775335.3346 | 1301237.1235 | 0 | 434866.9036 | 0 | 2140309.4117 | 5568646.0513 | 3800715.3543 | 16997643.6676 | 961560.8286 | 8390483.6777 | 8390483.6777 | 1478867.319 | 4237914.541 | 0 | 26349688.174 | 40456953.7117 | 7498.9421 | 2.1188 | 12436.1949 | 19094.3648 | 253.5287 | 389.2645
1 | 2700 | 707 | 0.045 | 15 | 15 | 7 | 1e-11 | 5spot_SharedNeighbor | Water | Porous | Wet | R600a | MinimizeLCOE_Brownfield | IgnoreSilica | 2019 | 36.289 | 9.9483 | 0.68485 | 4 | 10815.7333 | 15965.5182 | 220.4934 | 325.4787 | 133.2582 | 0 | 61.5078 | 2155494.0222 | 164055.169 | 2125164.6473 | 1621714.4813 | 0 | 480164.8768 | 0 | 2553171.3466 | 6642828.1164 | 4533866.6859 | 20276459.3455 | 961560.8286 | 8390483.6777 | 8390483.6777 | 1478867.319 | 4237914.541 | 0 | 29628503.8518 | 43735769.3895 | 10000 | 2.7394 | 10815.7333 | 15965.5182 | 220.4934 | 325.4787
1 | 2700 | 707 | 0.045 | 15 | 15 | 7 | 1.3335e-11 | 5spot_SharedNeighbor | Water | Porous | Wet | R600a | MinimizeLCOE_Brownfield | IgnoreSilica | 2019 | 44.9271 | 12.3479 | 0.87594 | 4 | 9529.9262 | 13556.2618 | 194.2804 | 276.3627 | 133.4389 | 0 | 54.1811 | 2513294.556 | 191249.5459 | 2525887.0353 | 2005353.5171 | 0 | 525418.9932 | 0 | 3026869.4225 | 7875293.3411 | 5375049.5264 | 24038415.9375 | 961560.8286 | 8390483.6777 | 8390483.6777 | 1478867.319 | 4237914.541 | 0 | 33390460.4438 | 47497725.9816 | 13335.2143 | 3.5037 | 9529.9262 | 13556.2618 | 194.2804 | 276.3627
1 | 2700 | 707 | 0.045 | 15 | 15 | 7 | 1.7783e-11 | 5spot_SharedNeighbor | Water | Porous | Wet | R600a | MinimizeLCOE_Brownfield | IgnoreSilica | 2019 | 54.9265 | 15.1223 | 1.1043 | 4 | 8504.4735 | 11698.1965 | 173.3752 | 238.4836 | 133.561 | 0 | 74.0728 | 2902422.1976 | 220718.5166 | 2970278.5161 | 2449099.0991 | 0 | 566774.3071 | 0 | 3552624.1282 | 9243199.2383 | 6308673.4089 | 28213789.412 | 961560.8286 | 8390483.6777 | 8390483.6777 | 1478867.319 | 4237914.541 | 0 | 37565833.9183 | 51673099.456 | 17782.7941 | 4.4172 | 8504.4735 | 11698.1965 | 173.3752 | 238.4836
1 | 2700 | 707 | 0.045 | 15 | 15 | 7 | 2.3714e-11 | 5spot_SharedNeighbor | Water | Porous | Wet | R600a | MinimizeLCOE_Brownfield | IgnoreSilica | 2019 | 65.9157 | 18.1604 | 1.3646 | 4 | 7687.4017 | 10271.9011 | 156.7181 | 209.4066 | 133.6097 | 0 | 75.0104 | 3304773.4128 | 251038.7513 | 3438651.0203 | 2935608.9998 | 0 | 598277.8436 | 0 | 4106056.5109 | 10683116.7733 | 7291446.7139 | 32608970.0259 | 961560.8286 | 8390483.6777 | 8390483.6777 | 1478867.319 | 4237914.541 | 0 | 41961014.5322 | 56068280.0699 | 23713.7371 | 5.4584 | 7687.4017 | 10271.9011 | 156.7181 | 209.4066
1 | 2700 | 707 | 0.045 | 15 | 15 | 7 | 3.1623e-11 | 5spot_SharedNeighbor | Water | Porous | Wet | R600a | MinimizeLCOE_Brownfield | IgnoreSilica | 2019 | 77.3501 | 21.2998 | 1.6455 | 4 | 7039.8942 | 9183.1623 | 143.5178 | 187.2112 | 133.5738 | 0 | 88.633 | 3699251.4265 | 280565.3108 | 3906605.7152 | 3439519.7233 | 0 | 615424.8622 | 0 | 4657133.1448 | 12116905.1335 | 8270036.7311 | 36985442.0474 | 961560.8286 | 8390483.6777 | 8390483.6777 | 1478867.319 | 4237914.541 | 0 | 46337486.5538 | 60444752.0915 | 31622.7766 | 6.5821 | 7039.8942 | 9183.1623 | 143.5178 | 187.2112
1 | 2700 | 707 | 0.045 | 15 | 15 | 7 | 4.217e-11 | 5spot_SharedNeighbor | Water | Porous | Wet | R600a | MinimizeLCOE_Brownfield | IgnoreSilica | 2019 | 88.6413 | 24.3691 | 1.9322 | 4 | 6530.4201 | 8355.6659 | 133.1314 | 170.3416 | 133.4582 | 0 | 80.3538 | 4067187.3205 | 307872.8722 | 4351162.7438 | 3933847.3456 | 0 | 616647.2332 | 0 | 5177919.831 | 13471885.2627 | 9194838.5114 | 41121361.1204 | 961560.8286 | 8390483.6777 | 8390483.6777 | 1478867.319 | 4237914.541 | 0 | 50473405.6267 | 64580671.1644 | 42169.6503 | 7.729 | 6530.4201 | 8355.6659 | 133.1314 | 170.3416
1 | 2700 | 707 | 0.045 | 15 | 15 | 7 | 5.6234e-11 | 5spot_SharedNeighbor | Water | Porous | Wet | R600a | MinimizeLCOE_Brownfield | IgnoreSilica | 2019 | 99.2527 | 27.2189 | 2.2095 | 4 | 6132.3791 | 7728.5912 | 125.0168 | 157.5578 | 133.2835 | 0 | 93.7598 | 4395057.1416 | 331974.2274 | 4754260.0436 | 4394743.7791 | 0 | 603148.8352 | 0 | 5646881.7705 | 14692028.0321 | 10027611.0229 | 44845704.8524 | 961560.8286 | 8390483.6777 | 8390483.6777 | 1478867.319 | 4237914.541 | 0 | 54197749.3587 | 68305014.8964 | 56234.1325 | 8.838 | 6132.3791 | 7728.5912 | 125.0168 | 157.5578
1 | 2700 | 707 | 0.045 | 15 | 15 | 7 | 7.4989e-11 | 5spot_SharedNeighbor | Water | Porous | Wet | R600a | MinimizeLCOE_Brownfield | IgnoreSilica | 2019 | 108.7844 | 29.7457 | 2.4647 | 4 | 5823.387 | 7254.3436 | 118.7176 | 147.8896 | 133.0769 | 0 | 106.9784 | 4675760.0166 | 352403.0808 | 5104915.1782 | 4805266.6036 | 0 | 578159.2653 | 0 | 6051436.6164 | 15744596.7554 | 10746010.8047 | 48058548.321 | 961560.8286 | 8390483.6777 | 8390483.6777 | 1478867.319 | 4237914.541 | 0 | 57410592.8274 | 71517858.3651 | 74989.4209 | 9.8586 | 5823.387 | 7254.3436 | 118.7176 | 147.8896
1 | 2700 | 707 | 0.045 | 15 | 15 | 7 | 1e-10 | 5spot_SharedNeighbor | Water | Porous | Wet | R600a | MinimizeLCOE_Brownfield | IgnoreSilica | 2019 | 117.0741 | 31.9172 | 2.6909 | 4 | 5584.8625 | 6895.5051 | 113.855 | 140.5742 | 132.8621 | 0 | 95.2127 | 4910245.1014 | 369322.6027 | 5401729.9589 | 5161459.9666 | 0 | 546382.0649 | 0 | 6391764.4808 | 16630060.0479 | 11350357.6963 | 50761321.9195 | 961560.8286 | 8390483.6777 | 8390483.6777 | 1478867.319 | 4237914.541 | 0 | 60113366.4258 | 74220631.9635 | 100000 | 10.7636 | 5584.8625 | 6895.5051 | 113.855 | 140.5742
1 | 2700 | 707 | 0.045 | 15 | 15 | 7 | 1.3335e-10 | 5spot_SharedNeighbor | Water | Porous | Wet | R600a | MinimizeLCOE_Brownfield | IgnoreSilica | 2019 | 123.9607 | 33.7016 | 2.8829 | 4 | 5401.6566 | 6625.0184 | 110.1201 | 135.06 | 132.6605 | 0 | 107.391 | 5098518.6427 | 382801.413 | 5642756.419 | 5456779.1138 | 0 | 510887.7065 | 0 | 6665779.8851 | 17342991.9215 | 11836948.3492 | 52937463.4508 | 961560.8286 | 8390483.6777 | 8390483.6777 | 1478867.319 | 4237914.541 | 0 | 62289507.9571 | 76396773.4949 | 133352.1432 | 11.5316 | 5401.6566 | 6625.0184 | 110.1201 | 135.06
1 | 2700 | 707 | 0.045 | 15 | 15 | 7 | 1.7783e-10 | 5spot_SharedNeighbor | Water | Porous | Wet | R600a | MinimizeLCOE_Brownfield | IgnoreSilica | 2019 | 129.5561 | 35.137 | 3.0413 | 4 | 5261.5276 | 6421.1659 | 107.2634 | 130.9042 | 132.4821 | 0 | 109.6728 | 5247144.2285 | 393362.9749 | 5834907.5227 | 5695686.0223 | 0 | 475386.2897 | 0 | 6882129.9448 | 17905890.3975 | 12221138.1256 | 54655645.5059 | 961560.8286 | 8390483.6777 | 8390483.6777 | 1478867.319 | 4237914.541 | 0 | 64007690.0123 | 78114955.55 | 177827.941 | 12.1652 | 5261.5276 | 6421.1659 | 107.2634 | 130.9042
1 | 2700 | 707 | 0.045 | 15 | 15 | 7 | 2.3714e-10 | 5spot_SharedNeighbor | Water | Porous | Wet | R600a | MinimizeLCOE_Brownfield | IgnoreSilica | 2019 | 136.2823 | 36.8544 | 3.2081 | 4 | 5153.6553 | 6252.9885 | 105.0642 | 127.4756 | 132.2703 | 0 | 113.3244 | 5422322.6869 | 405768.7476 | 6062822.4001 | 5982317.2481 | 0 | 459969.3333 | 0 | 7149948.1623 | 18602698.4621 | 12696723.9476 | 56782570.9881 | 961560.8286 | 8390483.6777 | 8390483.6777 | 1478867.319 | 4237914.541 | 0 | 66134615.4944 | 80241881.0321 | 237137.3706 | 12.8326 | 5153.6553 | 6252.9885 | 105.0642 | 127.4756
1 | 2700 | 707 | 0.045 | 15 | 15 | 7 | 3.1623e-10 | 5spot_SharedNeighbor | Water | Porous | Wet | R600a | MinimizeLCOE_Brownfield | IgnoreSilica | 2019 | 140.2166 | 37.8557 | 3.3199 | 4 | 5068.5973 | 6130.9209 | 103.3302 | 124.9871 | 132.1493 | 0 | 106.0334 | 5523243.8245 | 412899.4887 | 6194754.1668 | 6149760.1859 | 0 | 431744.2364 | 0 | 7297836.7419 | 18987474.2102 | 12959341.3021 | 57957054.1565 | 961560.8286 | 8390483.6777 | 8390483.6777 | 1478867.319 | 4237914.541 | 0 | 67309098.6628 | 81416364.2005 | 316227.766 | 13.2796 | 5068.5973 | 6130.9209 | 103.3302 | 124.9871
1 | 2700 | 707 | 0.045 | 15 | 15 | 7 | 4.217e-10 | 5spot_SharedNeighbor | Water | Porous | Wet | R600a | MinimizeLCOE_Brownfield | IgnoreSilica | 2019 | 143.3003 | 38.6369 | 3.4067 | 4 | 5006.3729 | 6041.6268 | 102.0617 | 123.1667 | 132.0519 | 0 | 104.3243 | 5601244.6487 | 418391.0248 | 6297212.4901 | 6280737.0073 | 0 | 409294.0895 | 0 | 7412682.9115 | 19286280.3854 | 13163282.6565 | 58869125.2138 | 961560.8286 | 8390483.6777 | 8390483.6777 | 1478867.319 | 4237914.541 | 0 | 68221169.7201 | 82328435.2578 | 421696.5034 | 13.6269 | 5006.3729 | 6041.6268 | 102.0617 | 123.1667
1 | 2700 | 707 | 0.045 | 15 | 15 | 7 | 5.6234e-10 | 5spot_SharedNeighbor | Water | Porous | Wet | R600a | MinimizeLCOE_Brownfield | IgnoreSilica | 2019 | 145.6682 | 39.2339 | 3.4738 | 4 | 4959.2579 | 5974.5091 | 101.1012 | 121.7984 | 131.9756 | 0 | 108.7773 | 5660423.2581 | 422544.0268 | 6375261.4556 | 6380797.8861 | 0 | 390445.2568 | 0 | 7499494.0345 | 19512145.12 | 13317439.9789 | 59558551.0167 | 961560.8286 | 8390483.6777 | 8390483.6777 | 1478867.319 | 4237914.541 | 0 | 68910595.523 | 83017861.0607 | 562341.3252 | 13.8953 | 4959.2579 | 5974.5091 | 101.1012 | 121.7984
1 | 2700 | 707 | 0.045 | 15 | 15 | 7 | 7.4989e-10 | 5spot_SharedNeighbor | Water | Porous | Wet | R600a | MinimizeLCOE_Brownfield | IgnoreSilica | 2019 | 147.3707 | 39.661 | 3.5235 | 4 | 4923.6321 | 5924.5789 | 100.3749 | 120.7806 | 131.9198 | 0 | 105.6152 | 5702515.5386 | 425488.9888 | 6430971.2133 | 6452087.1185 | 0 | 374254.0988 | 0 | 7560273.6136 | 19670281.1172 | 13425371.0464 | 60041242.7352 | 961560.8286 | 8390483.6777 | 8390483.6777 | 1478867.319 | 4237914.541 | 0 | 69393287.2415 | 83500552.7792 | 749894.2093 | 14.0939 | 4923.6321 | 5924.5789 | 100.3749 | 120.7806
1 | 2700 | 707 | 0.045 | 15 | 15 | 7 | 1e-09 | 5spot_SharedNeighbor | Water | Porous | Wet | R600a | MinimizeLCOE_Brownfield | IgnoreSilica | 2019 | 148.6593 | 39.9836 | 3.5613 | 4 | 4896.7542 | 5887.0746 | 99.827 | 120.016 | 131.8772 | 0 | 107.5187 | 5734180.5681 | 427700.7868 | 6472967.925 | 6505975.4975 | 0 | 361281.3696 | 0 | 7605821.3973 | 19788787.1074 | 13506253.8197 | 60402968.4714 | 961560.8286 | 8390483.6777 | 8390483.6777 | 1478867.319 | 4237914.541 | 0 | 69755012.9778 | 83862278.5155 | 1000000 | 14.2452 | 4896.7542 | 5887.0746 | 99.827 | 120.016
1 | 2700 | 707 | 0.045 | 15 | 15 | 7 | 1.3335e-09 | 5spot_SharedNeighbor | Water | Porous | Wet | R600a | MinimizeLCOE_Brownfield | IgnoreSilica | 2019 | 149.6144 | 40.2223 | 3.5897 | 4 | 4876.5022 | 5858.9936 | 99.4141 | 119.4435 | 131.8453 | 0 | 106.914 | 5757545.7846 | 429330.8082 | 6504005.628 | 6545883.3156 | 0 | 350917.0162 | 0 | 7639196.1955 | 19875621.4862 | 13565520.0675 | 60668020.3019 | 961560.8286 | 8390483.6777 | 8390483.6777 | 1478867.319 | 4237914.541 | 0 | 70020064.8082 | 84127330.346 | 1333521.4322 | 14.3587 | 4876.5022 | 5858.9936 | 99.4141 | 119.4435
1 | 2700 | 707 | 0.045 | 15 | 15 | 7 | 1.7783e-09 | 5spot_SharedNeighbor | Water | Porous | Wet | R600a | MinimizeLCOE_Brownfield | IgnoreSilica | 2019 | 150.3527 | 40.4065 | 3.6114 | 4 | 4861.2586 | 5837.8245 | 99.1033 | 119.0119 | 131.8206 | 0 | 115.877 | 5775544.1165 | 430585.2537 | 6527942.26 | 6576707.844 | 0 | 342977.8374 | 0 | 7664965.3515 | 19942667.5441 | 13611280.3797 | 60872670.587 | 961560.8286 | 8390483.6777 | 8390483.6777 | 1478867.319 | 4237914.541 | 0 | 70224715.0933 | 84331980.631 | 1778279.41 | 14.4458 | 4861.2586 | 5837.8245 | 99.1033 | 119.0119
1 | 2700 | 707 | 0.045 | 15 | 15 | 7 | 2.3714e-09 | 5spot_SharedNeighbor | Water | Porous | Wet | R600a | MinimizeLCOE_Brownfield | IgnoreSilica | 2019 | 150.8861 | 40.5395 | 3.6275 | 4 | 4849.7943 | 5822.0374 | 98.8696 | 118.6901 | 131.8026 | 0 | 105.9444 | 5788514.6388 | 431488.6113 | 6545207.8967 | 6598967.5835 | 0 | 336681.6648 | 0 | 7683335.5541 | 19990463.043 | 13643901.7898 | 61018560.7821 | 961560.8286 | 8390483.6777 | 8390483.6777 | 1478867.319 | 4237914.541 | 0 | 70370605.2884 | 84477870.8262 | 2371373.7057 | 14.51 | 4849.7943 | 5822.0374 | 98.8696 | 118.6901
1 | 2700 | 707 | 0.045 | 15 | 15 | 7 | 3.1623e-09 | 5spot_SharedNeighbor | Water | Porous | Wet | R600a | MinimizeLCOE_Brownfield | IgnoreSilica | 2019 | 151.2882 | 40.6397 | 3.6396 | 4 | 4841.1781 | 5810.1845 | 98.694 | 118.4485 | 131.789 | 0 | 94.2503 | 5798273.3203 | 432167.9183 | 6558206.6293 | 6615740.3797 | 0 | 331862.7825 | 0 | 7697137.9018 | 20026373.9203 | 13668411.7015 | 61128174.5537 | 961560.8286 | 8390483.6777 | 8390483.6777 | 1478867.319 | 4237914.541 | 0 | 70480219.0601 | 84587484.5978 | 3162277.6602 | 14.5585 | 4841.1781 | 5810.1845 | 98.694 | 118.4485
1 | 2700 | 707 | 0.045 | 15 | 15 | 7 | 4.217e-09 | 5spot_SharedNeighbor | Water | Porous | Wet | R600a | MinimizeLCOE_Brownfield | IgnoreSilica | 2019 | 150.767 | 40.5097 | 3.6359 | 4 | 4832.5133 | 5802.5107 | 98.5173 | 118.292 | 131.8065 | 0 | 103.6229 | 5785606.7376 | 431285.6442 | 6541343.4846 | 6593989.1098 | 0 | 320092.266 | 0 | 7672203.7245 | 19961500.3057 | 13624134.1265 | 60930155.3989 | 961560.8286 | 8390483.6777 | 8390483.6777 | 1478867.319 | 4237914.541 | 0 | 70282199.9052 | 84389465.4429 | 4216965.0343 | 14.5436 | 4832.5133 | 5802.5107 | 98.5173 | 118.292
1 | 2700 | 707 | 0.045 | 15 | 15 | 7 | 5.6234e-09 | 5spot_SharedNeighbor | Water | Porous | Wet | R600a | MinimizeLCOE_Brownfield | IgnoreSilica | 2019 | 151.8413 | 40.7774 | 3.656 | 4 | 4829.846 | 5794.5088 | 98.4629 | 118.1289 | 131.7703 | 0 | 95.3336 | 5811670.1114 | 433099.9943 | 6576063.0658 | 6638800.9207 | 0 | 325574.4576 | 0 | 7716231.3344 | 20076051.1155 | 13702317.4079 | 61279808.4076 | 961560.8286 | 8390483.6777 | 8390483.6777 | 1478867.319 | 4237914.541 | 0 | 70631852.914 | 84739118.4517 | 5623413.2519 | 14.624 | 4829.846 | 5794.5088 | 98.4629 | 118.1289
1 | 2700 | 707 | 0.045 | 15 | 15 | 7 | 7.4989e-09 | 5spot_SharedNeighbor | Water | Porous | Wet | R600a | MinimizeLCOE_Brownfield | IgnoreSilica | 2019 | 152.0117 | 40.8198 | 3.6612 | 4 | 4826.198 | 5789.503 | 98.3886 | 118.0268 | 131.7645 | 0 | 100.4655 | 5815791.5656 | 433386.6197 | 6581559.3958 | 6645903.8101 | 0 | 323462.3007 | 0 | 7722040.4398 | 20091165.2162 | 13712633.0922 | 61325942.4401 | 961560.8286 | 8390483.6777 | 8390483.6777 | 1478867.319 | 4237914.541 | 0 | 70677986.9464 | 84785252.4841 | 7498942.0933 | 14.6447 | 4826.198 | 5789.503 | 98.3886 | 118.0268
1 | 2700 | 707 | 0.045 | 15 | 15 | 7 | 1e-08 | 5spot_SharedNeighbor | Water | Porous | Wet | R600a | MinimizeLCOE_Brownfield | IgnoreSilica | 2019 | 152.1313 | 40.8496 | 3.6649 | 4 | 4823.4603 | 5785.7853 | 98.3328 | 117.9511 | 131.7604 | 0 | 104.9951 | 5818683.4343 | 433587.6941 | 6585416.855 | 6650890.1727 | 0 | 321806.3916 | 0 | 7726049.9736 | 20101597.2006 | 13719753.1359 | 61357784.8578 | 961560.8286 | 8390483.6777 | 8390483.6777 | 1478867.319 | 4237914.541 | 0 | 70709829.3641 | 84817094.9018 | 10000000 | 14.6596 | 4823.4603 | 5785.7853 | 98.3328 | 117.9511
1 | 2800 | 707 | 0.045 | 15 | 15 | 7 | 1e-13 | 5spot_SharedNeighbor | Water | Porous | Wet | R600a | MinimizeLCOE_Brownfield | IgnoreSilica | 2019 | 0 | 0 | 0 | 0 |  |  |  |  | 15 |  | 11.4537 | [19 empty] | 100 | 0
1 | 2800 | 707 | 0.045 | 15 | 15 | 7 | 1.3335e-13 | 5spot_SharedNeighbor | Water | Porous | Wet | R600a | MinimizeLCOE_Brownfield | IgnoreSilica | 2019 | 0 | 0 | 0 | 0 |  |  |  |  | 15 |  | 11.4341 | [19 empty] | 133.3521 | 0
1 | 2800 | 707 | 0.045 | 15 | 15 | 7 | 1.7783e-13 | 5spot_SharedNeighbor | Water | Porous | Wet | R600a | MinimizeLCOE_Brownfield | IgnoreSilica | 2019 | 0.85236 | 0.14724 | 0.0020117 | 4 | 1319022.2367 | 3135604.9754 | 26890.0524 | 63923.5486 | 103.5027 | 0 | 24.4153 | 95976.6584 | 6072.7913 | 74593.3766 | 53544.6072 | 0 | 59514.2074 | 0 | 112983.64 | 293960.2551 | 200633.9144 | 897279.4504 | 961560.8286 | 8754830.6413 | 8754830.6413 | 1478867.319 | 4383653.3264 | 0 | 10613670.9203 | 25231022.207 | 177.8279 | 0.0080466 | 1319022.2367 | 3135604.9754 | 26890.0524 | 63923.5486
1 | 2800 | 707 | 0.045 | 15 | 15 | 7 | 2.3714e-13 | 5spot_SharedNeighbor | Water | Porous | Wet | R600a | MinimizeLCOE_Brownfield | IgnoreSilica | 2019 | 1.1081 | 0.21462 | 0.0058512 | 4 | 464221.4443 | 1088763.4422 | 9463.782 | 22195.9154 | 110.2545 | 0 | 27.9076 | 130025.4506 | 8580.1537 | 100343.7757 | 64553.0466 | 0 | 67365.224 | 0 | 144638.3838 | 376319.4052 | 256845.7266 | 1148671.1663 | 961560.8286 | 8754830.6413 | 8754830.6413 | 1478867.319 | 4383653.3264 | 0 | 10865062.6362 | 25482413.9229 | 237.1374 | 0.023405 | 464221.4443 | 1088763.4422 | 9463.782 | 22195.9154
1 | 2800 | 707 | 0.045 | 15 | 15 | 7 | 3.1623e-13 | 5spot_SharedNeighbor | Water | Porous | Wet | R600a | MinimizeLCOE_Brownfield | IgnoreSilica | 2019 | 1.4565 | 0.31011 | 0.011687 | 4 | 239456.9019 | 552151.3275 | 4881.6528 | 11256.3517 | 116.1559 | 0 | 31.4571 | 173751.8475 | 11897.736 | 134138.7743 | 79855.5547 | 0 | 77348.4443 | 0 | 186027.0192 | 484004.1445 | 330342.7739 | 1477366.2944 | 961560.8286 | 8754830.6413 | 8754830.6413 | 1478867.319 | 4383653.3264 | 0 | 11193757.7644 | 25811109.0511 | 316.2278 | 0.046746 | 239456.9019 | 552151.3275 | 4881.6528 | 11256.3517
1 | 2800 | 707 | 0.045 | 15 | 15 | 7 | 4.217e-13 | 5spot_SharedNeighbor | Water | Porous | Wet | R600a | MinimizeLCOE_Brownfield | IgnoreSilica | 2019 | 1.9237 | 0.44174 | 0.020177 | 4 | 143880.5958 | 324991.8328 | 2933.2006 | 6625.3981 | 121.0596 | 0 | 153.1623 | 228312.6531 | 16130.1821 | 177412.5246 | 100768.3571 | 0 | 89564.7266 | 0 | 238753.493 | 621187.6136 | 423973.3104 | 1896102.8604 | 961560.8286 | 8754830.6413 | 8754830.6413 | 1478867.319 | 4383653.3264 | 0 | 11612494.3304 | 26229845.6171 | 421.6965 | 0.080709 | 143880.5958 | 324991.8328 | 2933.2006 | 6625.3981
1 | 2800 | 707 | 0.045 | 15 | 15 | 7 | 5.6234e-13 | 5spot_SharedNeighbor | Water | Porous | Wet | R600a | MinimizeLCOE_Brownfield | IgnoreSilica | 2019 | 2.5266 | 0.6144 | 0.031899 | 4 | 94984.3069 | 209543.8509 | 1936.3836 | 4271.8348 | 124.9174 | 0 | 203.6847 | 293155.7017 | 21229.0548 | 230387.8171 | 127817.4656 | 0 | 103334.7573 | 0 | 302610.6707 | 787330.8911 | 537369.5112 | 2403235.8695 | 961560.8286 | 8754830.6413 | 8754830.6413 | 1478867.319 | 4383653.3264 | 0 | 12119627.3395 | 26736978.6262 | 562.3413 | 0.1276 | 94984.3069 | 209543.8509 | 1936.3836 | 4271.8348
1 | 2800 | 707 | 0.045 | 15 | 15 | 7 | 7.4989e-13 | 5spot_SharedNeighbor | Water | Porous | Wet | R600a | MinimizeLCOE_Brownfield | IgnoreSilica | 2019 | 3.3434 | 0.85141 | 0.048255 | 4 | 66164.1255 | 141893.5635 | 1348.8452 | 2892.6922 | 128.055 | 0 | 277.5399 | 374135.1265 | 27662.1696 | 298438.4253 | 165252.4061 | 0 | 120758.6027 | 0 | 384636.2248 | 1000744.5572 | 683028.7235 | 3054656.2359 | 961560.8286 | 8754830.6413 | 8754830.6413 | 1478867.319 | 4383653.3264 | 0 | 12771047.7058 | 27388398.9925 | 749.8942 | 0.19302 | 66164.1255 | 141893.5635 | 1348.8452 | 2892.6922
1 | 2800 | 707 | 0.045 | 15 | 15 | 7 | 1e-12 | 5spot_SharedNeighbor | Water | Porous | Wet | R600a | MinimizeLCOE_Brownfield | IgnoreSilica | 2019 | 4.4332 | 1.1696 | 0.070486 | 4 | 48190.7925 | 100035.7483 | 982.4345 | 2039.364 | 130.5197 | 0 | 35.8413 | 472899.5549 | 35538.6111 | 384093.8851 | 215197.8172 | 0 | 141987.6214 | 0 | 487389.821 | 1268088.3368 | 865496.3465 | 3870691.9939 | 961560.8286 | 8754830.6413 | 8754830.6413 | 1478867.319 | 4383653.3264 | 0 | 13587083.4638 | 28204434.7505 | 1000 | 0.28194 | 48190.7925 | 100035.7483 | 982.4345 | 2039.364
1 | 2800 | 707 | 0.045 | 15 | 15 | 7 | 1.3335e-12 | 5spot_SharedNeighbor | Water | Porous | Wet | R600a | MinimizeLCOE_Brownfield | IgnoreSilica | 2019 | 5.907 | 1.6011 | 0.10062 | 4 | 36333.4026 | 72651.9488 | 740.7056 | 1481.1082 | 132.4395 | 0 | 35.5248 | 594675.7827 | 45253.1643 | 493143.1708 | 282602.1077 | 0 | 168612.9567 | 0 | 617872.001 | 1607576.2037 | 1097203.7914 | 4906939.1784 | 961560.8286 | 8754830.6413 | 8754830.6413 | 1478867.319 | 4383653.3264 | 0 | 14623330.6483 | 29240681.9351 | 1333.5214 | 0.40248 | 36333.4026 | 72651.9488 | 740.7056 | 1481.1082
1 | 2800 | 707 | 0.045 | 15 | 15 | 7 | 1.7783e-12 | 5spot_SharedNeighbor | Water | Porous | Wet | R600a | MinimizeLCOE_Brownfield | IgnoreSilica | 2019 | 7.8368 | 2.1643 | 0.14015 | 4 | 28347.3835 | 54422.0229 | 577.8998 | 1109.4665 | 133.7776 | 0 | 39.9391 | 739290.1862 | 56744.2711 | 627025.3407 | 370780.442 | 0 | 199878.3906 | 0 | 777550.266 | 2023026.2945 | 1380757.015 | 6175052.2062 | 961560.8286 | 8754830.6413 | 8754830.6413 | 1478867.319 | 4383653.3264 | 0 | 15891443.6761 | 30508794.9628 | 1778.2794 | 0.5606 | 28347.3835 | 54422.0229 | 577.8998 | 1109.4665
1 | 2800 | 707 | 0.045 | 15 | 15 | 7 | 2.3714e-12 | 5spot_SharedNeighbor | Water | Porous | Wet | R600a | MinimizeLCOE_Brownfield | IgnoreSilica | 2019 | 10.4185 | 2.9283 | 0.19479 | 4 | 22474.6702 | 41234.7977 | 458.1766 | 840.6271 | 135.0405 | 0 | 39.6404 | 919695.0043 | 71154.9039 | 797911.0106 | 490018.4553 | 0 | 238038.9294 | 0 | 981559.1384 | 2553815.5325 | 1743031.5766 | 7795224.551 | 961560.8286 | 8754830.6413 | 8754830.6413 | 1478867.319 | 4383653.3264 | 0 | 17511616.021 | 32128967.3077 | 2371.3737 | 0.77917 | 22474.6702 | 41234.7977 | 458.1766 | 840.6271
1 | 2800 | 707 | 0.045 | 15 | 15 | 7 | 3.1623e-12 | 5spot_SharedNeighbor | Water | Porous | Wet | R600a | MinimizeLCOE_Brownfield | IgnoreSilica | 2019 | 13.8654 | 3.9438 | 0.26691 | 4 | 18304.702 | 31995.7859 | 373.1661 | 652.2774 | 135.8982 | 0 | 45.2084 | 1138476.1081 | 88528.9856 | 1011880.772 | 648904.8521 | 0 | 284926.9506 | 0 | 1237359.8907 | 3219356.6183 | 2197277.0431 | 9826711.2207 | 961560.8286 | 8754830.6413 | 8754830.6413 | 1478867.319 | 4383653.3264 | 0 | 19543102.6906 | 34160453.9774 | 3162.2777 | 1.0677 | 18304.702 | 31995.7859 | 373.1661 | 652.2774
1 | 2800 | 707 | 0.045 | 15 | 15 | 7 | 4.217e-12 | 5spot_SharedNeighbor | Water | Porous | Wet | R600a | MinimizeLCOE_Brownfield | IgnoreSilica | 2019 | 18.448 | 5.2943 | 0.36293 | 4 | 15220.5157 | 25289.636 | 310.2908 | 515.5634 | 136.548 | 0 | 39.6471 | 1405082.2624 | 109632.4515 | 1280111.5747 | 860114.199 | 0 | 341905.3938 | 0 | 1558769.8937 | 4055599.5158 | 2768030.0038 | 12379245.2947 | 961560.8286 | 8754830.6413 | 8754830.6413 | 1478867.319 | 4383653.3264 | 0 | 22095636.7646 | 36712988.0513 | 4216.965 | 1.4517 | 15220.5157 | 25289.636 | 310.2908 | 515.5634
1 | 2800 | 707 | 0.045 | 15 | 15 | 7 | 5.6234e-12 | 5spot_SharedNeighbor | Water | Porous | Wet | R600a | MinimizeLCOE_Brownfield | IgnoreSilica | 2019 | 24.5064 | 7.0801 | 0.49011 | 4 | 12900.0175 | 20356.2321 | 262.9843 | 414.9893 | 137.0379 | 0 | 38.7941 | 1728534.2956 | 135140.471 | 1614677.2869 | 1139133.53 | 0 | 410558.837 | 0 | 1960937.324 | 5101956.6734 | 3482190.2643 | 15573128.6821 | 961560.8286 | 8754830.6413 | 8754830.6413 | 1478867.319 | 4383653.3264 | 0 | 25289520.152 | 39906871.4387 | 5623.4133 | 1.9604 | 12900.0175 | 20356.2321 | 262.9843 | 414.9893
1 | 2800 | 707 | 0.045 | 15 | 15 | 7 | 7.4989e-12 | 5spot_SharedNeighbor | Water | Porous | Wet | R600a | MinimizeLCOE_Brownfield | IgnoreSilica | 2019 | 31.9434 | 9.2685 | 0.65099 | 4 | 11128.9882 | 16742.4658 | 226.8795 | 341.3178 | 137.3881 | 0 | 52.3548 | 2093497.7545 | 163784.8936 | 2002475.3149 | 1478379.6355 | 0 | 481310.3618 | 0 | 2425584.7045 | 6310873.8453 | 4307301.0749 | 19263207.5849 | 961560.8286 | 8754830.6413 | 8754830.6413 | 1478867.319 | 4383653.3264 | 0 | 28979599.0548 | 43596950.3416 | 7498.9421 | 2.604 | 11128.9882 | 16742.4658 | 226.8795 | 341.3178
1 | 2800 | 707 | 0.045 | 15 | 15 | 7 | 1e-11 | 5spot_SharedNeighbor | Water | Porous | Wet | R600a | MinimizeLCOE_Brownfield | IgnoreSilica | 2019 | 39.7922 | 11.5784 | 0.8383 | 4 | 9735.8258 | 14095.0757 | 198.478 | 287.3472 | 137.6163 | 0 | 49.8639 | 2452270.772 | 191852.5493 | 2392303.328 | 1836457.6486 | 0 | 530315.9413 | 0 | 2887248.0932 | 7512027.2826 | 5127112.9771 | 22929588.5919 | 961560.8286 | 8754830.6413 | 8754830.6413 | 1478867.319 | 4383653.3264 | 0 | 32645980.0619 | 47263331.3486 | 10000 | 3.3532 | 9735.8258 | 14095.0757 | 198.478 | 287.3472
1 | 2800 | 707 | 0.045 | 15 | 15 | 7 | 1.3335e-11 | 5spot_SharedNeighbor | Water | Porous | Wet | R600a | MinimizeLCOE_Brownfield | IgnoreSilica | 2019 | 49.1077 | 14.3188 | 1.0671 | 4 | 8625.1551 | 12049.6498 | 175.8355 | 245.6484 | 137.7856 | 0 | 50.4834 | 2851833.7259 | 223009.5657 | 2835153.7556 | 2261438.8788 | 0 | 578193.3685 | 0 | 3412355.4248 | 8878248.845 | 6059587.2665 | 27099820.8307 | 961560.8286 | 8754830.6413 | 8754830.6413 | 1478867.319 | 4383653.3264 | 0 | 36816212.3007 | 51433563.5874 | 13335.2143 | 4.2685 | 8625.1551 | 12049.6498 | 175.8355 | 245.6484
1 | 2800 | 707 | 0.045 | 15 | 15 | 7 | 1.7783e-11 | 5spot_SharedNeighbor | Water | Porous | Wet | R600a | MinimizeLCOE_Brownfield | IgnoreSilica | 2019 | 59.7138 | 17.4328 | 1.3366 | 4 | 7737.456 | 10471.5802 | 157.7385 | 213.4773 | 137.8855 | 0 | 65.1332 | 3279433.683 | 256214.134 | 3318319.0785 | 2745170.8649 | 0 | 619623.0838 | 0 | 3985316.7293 | 10368976.6287 | 7077039.6102 | 31650093.8124 | 961560.8286 | 8754830.6413 | 8754830.6413 | 1478867.319 | 4383653.3264 | 0 | 41366485.2823 | 55983836.569 | 17782.7941 | 5.3463 | 7737.456 | 10471.5802 | 157.7385 | 213.4773
1 | 2800 | 707 | 0.045 | 15 | 15 | 7 | 2.3714e-11 | 5spot_SharedNeighbor | Water | Porous | Wet | R600a | MinimizeLCOE_Brownfield | IgnoreSilica | 2019 | 71.146 | 20.7737 | 1.6381 | 4 | 7030.2881 | 9261.1891 | 143.3219 | 188.8019 | 137.8984 | 0 | 80.5233 | 3713296.5747 | 289710.2393 | 3817954.5256 | 3266203.9928 | 0 | 648261.8825 | 0 | 4576816.6138 | 11907937.9948 | 8127412.3651 | 36347594.1885 | 961560.8286 | 8754830.6413 | 8754830.6413 | 1478867.319 | 4383653.3264 | 0 | 46063985.6585 | 60681336.9452 | 23713.7371 | 6.5522 | 7030.2881 | 9261.1891 | 143.3219 | 188.8019
1 | 2800 | 707 | 0.045 | 15 | 15 | 7 | 3.1623e-11 | 5spot_SharedNeighbor | Water | Porous | Wet | R600a | MinimizeLCOE_Brownfield | IgnoreSilica | 2019 | 82.7876 | 24.149 | 1.9567 | 4 | 6470.7294 | 8338.3276 | 131.9146 | 169.9881 | 137.8185 | 0 | 80.8679 | 4130039.7041 | 321638.7137 | 4306864.9939 | 3796138.8913 | 0 | 659873.5504 | 0 | 5153676.7828 | 13408809.8245 | 9151788.2287 | 40928830.6895 | 961560.8286 | 8754830.6413 | 8754830.6413 | 1478867.319 | 4383653.3264 | 0 | 50645222.1594 | 65262573.4462 | 31622.7766 | 7.8268 | 6470.7294 | 8338.3276 | 131.9146 | 169.9881
1 | 2800 | 707 | 0.045 | 15 | 15 | 7 | 4.217e-11 | 5spot_SharedNeighbor | Water | Porous | Wet | R600a | MinimizeLCOE_Brownfield | IgnoreSilica | 2019 | 94.0781 | 27.3884 | 2.2759 | 4 | 6031.3196 | 7636.986 | 122.9566 | 155.6903 | 137.6586 | 0 | 92.3696 | 4512516.8056 | 350673.6643 | 4763630.4719 | 4309295.6849 | 0 | 654343.3721 | 0 | 5690279.3995 | 14804939.7608 | 10104675.5979 | 45190354.7571 | 961560.8286 | 8754830.6413 | 8754830.6413 | 1478867.319 | 4383653.3264 | 0 | 54906746.227 | 69524097.5137 | 42169.6503 | 9.1036 | 6031.3196 | 7636.986 | 122.9566 | 155.6903
1 | 2800 | 707 | 0.045 | 15 | 15 | 7 | 5.6234e-11 | 5spot_SharedNeighbor | Water | Porous | Wet | R600a | MinimizeLCOE_Brownfield | IgnoreSilica | 2019 | 104.4996 | 30.3427 | 2.5791 | 4 | 5688.7142 | 7105.6146 | 115.9721 | 144.8576 | 137.4458 | 0 | 93.0245 | 4848133.3646 | 375896.7072 | 5171132.6374 | 4782170.4583 | 0 | 633713.381 | 0 | 6166308.1539 | 16043468.9329 | 10949997.207 | 48970820.8424 | 961560.8286 | 8754830.6413 | 8754830.6413 | 1478867.319 | 4383653.3264 | 0 | 58687212.3123 | 73304563.5991 | 56234.1325 | 10.3164 | 5688.7142 | 7105.6146 | 115.9721 | 144.8576
1 | 2800 | 707 | 0.045 | 15 | 15 | 7 | 7.4989e-11 | 5spot_SharedNeighbor | Water | Porous | Wet | R600a | MinimizeLCOE_Brownfield | IgnoreSilica | 2019 | 113.7413 | 32.9302 | 2.8544 | 4 | 5423.2688 | 6703.5368 | 110.5607 | 136.6607 | 137.2093 | 0 | 113.5283 | 5132660.1241 | 397063.9608 | 5521811.0778 | 5200846.646 | 0 | 602330.3837 | 0 | 6573337.7551 | 17102476.4617 | 11672791.6059 | 52203318.0151 | 961560.8286 | 8754830.6413 | 8754830.6413 | 1478867.319 | 4383653.3264 | 0 | 61919709.485 | 76537060.7717 | 74989.4209 | 11.4174 | 5423.2688 | 6703.5368 | 110.5607 | 136.6607
1 | 2800 | 707 | 0.045 | 15 | 15 | 7 | 1e-10 | 5spot_SharedNeighbor | Water | Porous | Wet | R600a | MinimizeLCOE_Brownfield | IgnoreSilica | 2019 | 121.7339 | 35.14 | 3.0958 | 4 | 5218.6359 | 6399.0532 | 106.389 | 130.4534 | 136.9718 | 0 | 115.5522 | 5369099.2953 | 414476.0093 | 5817188.1652 | 5561326.9303 | 0 | 565568.0368 | 0 | 6913786.7904 | 17988255.016 | 12277353.6701 | 54907053.9134 | 961560.8286 | 8754830.6413 | 8754830.6413 | 1478867.319 | 4383653.3264 | 0 | 64623445.3834 | 79240796.6701 | 100000 | 12.3832 | 5218.6359 | 6399.0532 | 106.389 | 130.4534
1 | 2800 | 707 | 0.045 | 15 | 15 | 7 | 1.3335e-10 | 5spot_SharedNeighbor | Water | Porous | Wet | R600a | MinimizeLCOE_Brownfield | IgnoreSilica | 2019 | 128.3038 | 36.9262 | 3.2966 | 4 | 5061.4802 | 6169.9848 | 103.1851 | 125.7835 | 136.755 | 0 | 122.8226 | 5555488.4989 | 428021.2135 | 6053477.8319 | 5849102.687 | 0 | 526051.332 | 0 | 7180735.2097 | 18682800.0443 | 12751394.9234 | 57027071.7408 | 961560.8286 | 8754830.6413 | 8754830.6413 | 1478867.319 | 4383653.3264 | 0 | 66743463.2107 | 81360814.4975 | 133352.1432 | 13.1866 | 5061.4802 | 6169.9848 | 103.1851 | 125.7835
1 | 2800 | 707 | 0.045 | 15 | 15 | 7 | 1.7783e-10 | 5spot_SharedNeighbor | Water | Porous | Wet | R600a | MinimizeLCOE_Brownfield | IgnoreSilica | 2019 | 135.9 | 38.9752 | 3.5036 | 4 | 4940.4539 | 5983.4851 | 100.7178 | 121.9814 | 136.4992 | 0 | 107.4605 | 5765315.9181 | 443173.6585 | 6321866.1308 | 6180253.7098 | 0 | 506612.7235 | 0 | 7494716.6349 | 19499715.3062 | 13308956.3756 | 59520610.4575 | 961560.8286 | 8754830.6413 | 8754830.6413 | 1478867.319 | 4383653.3264 | 0 | 69237001.9274 | 83854353.2142 | 177827.941 | 14.0143 | 4940.4539 | 5983.4851 | 100.7178 | 121.9814
1 | 2800 | 707 | 0.045 | 15 | 15 | 7 | 2.3714e-10 | 5spot_SharedNeighbor | Water | Porous | Wet | R600a | MinimizeLCOE_Brownfield | IgnoreSilica | 2019 | 140.4964 | 40.2107 | 3.6449 | 4 | 4846.9699 | 5849.5676 | 98.812 | 119.2513 | 136.3494 | 0 | 126.2328 | 5890123.9615 | 452162.7879 | 6482370.5553 | 6380231.482 | 0 | 473804.3015 | 0 | 7674690.3044 | 19967969.8765 | 13628549.7414 | 60949903.0104 | 961560.8286 | 8754830.6413 | 8754830.6413 | 1478867.319 | 4383653.3264 | 0 | 70666294.4803 | 85283645.767 | 237137.3706 | 14.5795 | 4846.9699 | 5849.5676 | 98.812 | 119.2513
1 | 2800 | 707 | 0.045 | 15 | 15 | 7 | 3.1623e-10 | 5spot_SharedNeighbor | Water | Porous | Wet | R600a | MinimizeLCOE_Brownfield | IgnoreSilica | 2019 | 144.0728 | 41.1664 | 3.7562 | 4 | 4775.8266 | 5748.7127 | 97.3617 | 117.1953 | 136.2292 | 0 | 105.4385 | 5985610.2817 | 459006.8677 | 6605889.0585 | 6535279.3705 | 0 | 444575.9053 | 0 | 7811840.9786 | 20324807.7975 | 13872098.9548 | 62039109.2147 | 961560.8286 | 8754830.6413 | 8754830.6413 | 1478867.319 | 4383653.3264 | 0 | 71755500.6847 | 86372851.9714 | 316227.766 | 15.0247 | 4775.8266 | 5748.7127 | 97.3617 | 117.1953
1 | 2800 | 707 | 0.045 | 15 | 15 | 7 | 4.217e-10 | 5spot_SharedNeighbor | Water | Porous | Wet | R600a | MinimizeLCOE_Brownfield | IgnoreSilica | 2019 | 147.142 | 41.9826 | 3.8497 | 4 | 4720.1988 | 5669.4463 | 96.2276 | 115.5793 | 136.1237 | 0 | 108.9547 | 6066454.2961 | 464778.7181 | 6710960.9741 | 6667958.0409 | 0 | 420569.3813 | 0 | 7928981.3501 | 20629583.0152 | 14080114.3034 | 62969400.0791 | 961560.8286 | 8754830.6413 | 8754830.6413 | 1478867.319 | 4383653.3264 | 0 | 72685791.549 | 87303142.8358 | 421696.5034 | 15.3989 | 4720.1988 | 5669.4463 | 96.2276 | 115.5793
1 | 2800 | 707 | 0.045 | 15 | 15 | 7 | 5.6234e-10 | 5spot_SharedNeighbor | Water | Porous | Wet | R600a | MinimizeLCOE_Brownfield | IgnoreSilica | 2019 | 149.2271 | 42.535 | 3.9158 | 4 | 4679.7275 | 5612.9479 | 95.4026 | 114.4275 | 136.0505 | 0 | 104.6111 | 6120789.5422 | 468645.2348 | 6781849.5195 | 6757887.2859 | 0 | 399913.7163 | 0 | 8006343.2665 | 20830862.8525 | 14217491.9283 | 63583783.3459 | 961560.8286 | 8754830.6413 | 8754830.6413 | 1478867.319 | 4383653.3264 | 0 | 73300174.8158 | 87917526.1025 | 562341.3252 | 15.6633 | 4679.7275 | 5612.9479 | 95.4026 | 114.4275
1 | 2800 | 707 | 0.045 | 15 | 15 | 7 | 7.4989e-10 | 5spot_SharedNeighbor | Water | Porous | Wet | R600a | MinimizeLCOE_Brownfield | IgnoreSilica | 2019 | 150.8861 | 42.9731 | 3.9678 | 4 | 4649.1457 | 5570.1471 | 94.7791 | 113.555 | 135.9916 | 0 | 99.1499 | 6163683.3154 | 471690.7322 | 6837959.0407 | 6829292.4735 | 0 | 383733.8001 | 0 | 8067680.1512 | 20990448.8446 | 14326412.647 | 64070901.0047 | 961560.8286 | 8754830.6413 | 8754830.6413 | 1478867.319 | 4383653.3264 | 0 | 73787292.4746 | 88404643.7613 | 749894.2093 | 15.8712 | 4649.1457 | 5570.1471 | 94.7791 | 113.555
1 | 2800 | 707 | 0.045 | 15 | 15 | 7 | 1e-09 | 5spot_SharedNeighbor | Water | Porous | Wet | R600a | MinimizeLCOE_Brownfield | IgnoreSilica | 2019 | 152.0823 | 43.2879 | 4.0062 | 4 | 4626.0633 | 5538.2392 | 94.3086 | 112.9045 | 135.9487 | 0 | 109.8842 | 6194401.0391 | 473868.8445 | 6878209.8879 | 6880597.5472 | 0 | 370355.0081 | 0 | 8110998.6074 | 21103154.582 | 14403336.6287 | 64414922.1449 | 961560.8286 | 8754830.6413 | 8754830.6413 | 1478867.319 | 4383653.3264 | 0 | 74131313.6148 | 88748664.9016 | 1000000 | 16.0247 | 4626.0633 | 5538.2392 | 94.3086 | 112.9045
1 | 2800 | 707 | 0.045 | 15 | 15 | 7 | 1.3335e-09 | 5spot_SharedNeighbor | Water | Porous | Wet | R600a | MinimizeLCOE_Brownfield | IgnoreSilica | 2019 | 152.966 | 43.5201 | 4.0349 | 4 | 4608.6714 | 5514.3504 | 93.954 | 112.4175 | 135.9167 | 0 | 115.582 | 6216999.0881 | 475469.0741 | 6907866.3125 | 6918466.8735 | 0 | 359695.4625 | 0 | 8142613.7562 | 21185410.7138 | 14459478.1288 | 64665999.4094 | 961560.8286 | 8754830.6413 | 8754830.6413 | 1478867.319 | 4383653.3264 | 0 | 74382390.8794 | 88999742.1661 | 1333521.4322 | 16.1397 | 4608.6714 | 5514.3504 | 93.954 | 112.4175
1 | 2800 | 707 | 0.045 | 15 | 15 | 7 | 1.7783e-09 | 5spot_SharedNeighbor | Water | Porous | Wet | R600a | MinimizeLCOE_Brownfield | IgnoreSilica | 2019 | 153.6434 | 43.6979 | 4.0569 | 4 | 4595.5806 | 5496.3625 | 93.6871 | 112.0508 | 135.8921 | 0 | 119.3876 | 6234262.8257 | 476690.3581 | 6930547.9321 | 6947468.7617 | 0 | 351501.6943 | 0 | 8166783.9131 | 21248296.5041 | 14502398.9729 | 64857950.9619 | 961560.8286 | 8754830.6413 | 8754830.6413 | 1478867.319 | 4383653.3264 | 0 | 74574342.4319 | 89191693.7186 | 1778279.41 | 16.2274 | 4595.5806 | 5496.3625 | 93.6871 | 112.0508
1 | 2800 | 707 | 0.045 | 15 | 15 | 7 | 2.3714e-09 | 5spot_SharedNeighbor | Water | Porous | Wet | R600a | MinimizeLCOE_Brownfield | IgnoreSilica | 2019 | 154.1575 | 43.8327 | 4.0735 | 4 | 4585.7356 | 5482.8399 | 93.4864 | 111.7751 | 135.8734 | 0 | 117.5768 | 6247335.4965 | 477614.4512 | 6947738.0956 | 6969471.5121 | 0 | 345221.3389 | 0 | 8185078.5488 | 21295895.3935 | 14534886.1929 | 65003241.0295 | 961560.8286 | 8754830.6413 | 8754830.6413 | 1478867.319 | 4383653.3264 | 0 | 74719632.4994 | 89336983.7862 | 2371373.7057 | 16.2939 | 4585.7356 | 5482.8399 | 93.4864 | 111.7751
1 | 2800 | 707 | 0.045 | 15 | 15 | 7 | 3.1623e-09 | 5spot_SharedNeighbor | Water | Porous | Wet | R600a | MinimizeLCOE_Brownfield | IgnoreSilica | 2019 | 154.5324 | 43.9309 | 4.0858 | 4 | 4578.3363 | 5472.7385 | 93.3356 | 111.5692 | 135.8597 | 0 | 112.0127 | 6256849.4222 | 478286.5819 | 6960256.935 | 6985507.5058 | 0 | 340323.102 | 0 | 8198277.1833 | 21330235.5331 | 14558324.0438 | 65108060.3072 | 961560.8286 | 8754830.6413 | 8754830.6413 | 1478867.319 | 4383653.3264 | 0 | 74824451.7771 | 89441803.0639 | 3162277.6602 | 16.3432 | 4578.3363 | 5472.7385 | 93.3356 | 111.5692
1 | 2800 | 707 | 0.045 | 15 | 15 | 7 | 4.217e-09 | 5spot_SharedNeighbor | Water | Porous | Wet | R600a | MinimizeLCOE_Brownfield | IgnoreSilica | 2019 | 154.8102 | 44.0037 | 4.095 | 4 | 4572.7782 | 5465.1738 | 93.2223 | 111.415 | 135.8495 | 0 | 107.5455 | 6263890.3973 | 478783.7915 | 6969526.2492 | 6997387.7182 | 0 | 336562.9267 | 0 | 8207998.9223 | 21355529.5038 | 14575587.6986 | 65185267.2077 | 961560.8286 | 8754830.6413 | 8754830.6413 | 1478867.319 | 4383653.3264 | 0 | 74901658.6776 | 89519009.9644 | 4216965.0343 | 16.3799 | 4572.7782 | 5465.1738 | 93.2223 | 111.415
1 | 2800 | 707 | 0.045 | 15 | 15 | 7 | 5.6234e-09 | 5spot_SharedNeighbor | Water | Porous | Wet | R600a | MinimizeLCOE_Brownfield | IgnoreSilica | 2019 | 155.0271 | 44.0605 | 4.102 | 4 | 4568.6048 | 5459.4641 | 93.1372 | 111.2986 | 135.8415 | 0 | 108.715 | 6269381.4305 | 479171.4344 | 6976757.584 | 7006659.7673 | 0 | 333773.0945 | 0 | 8215639.8912 | 21375409.7375 | 14589156.3666 | 65245949.306 | 961560.8286 | 8754830.6413 | 8754830.6413 | 1478867.319 | 4383653.3264 | 0 | 74962340.776 | 89579692.0627 | 5623413.2519 | 16.4081 | 4568.6048 | 5459.4641 | 93.1372 | 111.2986
1 | 2800 | 707 | 0.045 | 15 | 15 | 7 | 7.4989e-09 | 5spot_SharedNeighbor | Water | Porous | Wet | R600a | MinimizeLCOE_Brownfield | IgnoreSilica | 2019 | 153.2366 | 43.5909 | 4.0717 | 4 | 4563.776 | 5461.2705 | 93.0387 | 111.3354 | 135.9064 | 0 | 108.1703 | 6223853.3182 | 475952.2066 | 6916895.1199 | 6930023.3094 | 0 | 314696.1436 | 0 | 8135953.8381 | 21168082.9732 | 14447651.5898 | 64613108.499 | 961560.8286 | 8754830.6413 | 8754830.6413 | 1478867.319 | 4383653.3264 | 0 | 74329499.9689 | 88946851.2556 | 7498942.0933 | 16.2868 | 4563.776 | 5461.2705 | 93.0387 | 111.3354
1 | 2800 | 707 | 0.045 | 15 | 15 | 7 | 1e-08 | 5spot_SharedNeighbor | Water | Porous | Wet | R600a | MinimizeLCOE_Brownfield | IgnoreSilica | 2019 | 155.7458 | 44.2485 | 4.1195 | 4 | 4563.1334 | 5450.2234 | 93.0256 | 111.1102 | 135.8152 | 0 | 97.5902 | 6287553.3652 | 480453.9954 | 7000698.5366 | 7037377.5123 | 0 | 333389.6679 | 0 | 8244394.5002 | 21450223.3316 | 14640218.1819 | 65474309.0911 | 961560.8286 | 8754830.6413 | 8754830.6413 | 1478867.319 | 4383653.3264 | 0 | 75190700.561 | 89808051.8478 | 10000000 | 16.4779 | 4563.1334 | 5450.2234 | 93.0256 | 111.1102
1 | 2900 | 707 | 0.045 | 15 | 15 | 7 | 1e-13 | 5spot_SharedNeighbor | Water | Porous | Wet | R600a | MinimizeLCOE_Brownfield | IgnoreSilica | 2019 | 0 | 0 | 0 | 0 |  |  |  |  | 15 |  | 12.1461 | [19 empty] | 100 | 0
1 | 2900 | 707 | 0.045 | 15 | 15 | 7 | 1.3335e-13 | 5spot_SharedNeighbor | Water | Porous | Wet | R600a | MinimizeLCOE_Brownfield | IgnoreSilica | 2019 | 0 | 0 | 0 | 0 |  |  |  |  | 15 |  | 12.0611 | [19 empty] | 133.3521 | 0
1 | 2900 | 707 | 0.045 | 15 | 15 | 7 | 1.7783e-13 | 5spot_SharedNeighbor | Water | Porous | Wet | R600a | MinimizeLCOE_Brownfield | IgnoreSilica | 2019 | 0.87181 | 0.158 | 0.0031537 | 4 | 873839.2102 | 2073680.2884 | 17814.3943 | 42274.7775 | 106.2857 | 0 | 26.5196 | 102632.6523 | 6601.6007 | 78764.0368 | 54908.8897 | 0 | 59497.915 | 0 | 117937.9868 | 306850.4493 | 209431.7368 | 936625.2675 | 961560.8286 | 9125037.6958 | 9125037.6958 | 1478867.319 | 4531736.1482 | 0 | 11023223.7918 | 26158864.9548 | 177.8279 | 0.012615 | 873839.2102 | 2073680.2884 | 17814.3943 | 42274.7775
1 | 2900 | 707 | 0.045 | 15 | 15 | 7 | 2.3714e-13 | 5spot_SharedNeighbor | Water | Porous | Wet | R600a | MinimizeLCOE_Brownfield | IgnoreSilica | 2019 | 1.1424 | 0.23329 | 0.0077486 | 4 | 364588.6007 | 852920.7019 | 7432.6318 | 17387.9422 | 113.518 | 0 | 22.0682 | 140499.1558 | 9453.294 | 107022.0334 | 66919.7966 | 0 | 67958.2449 | 0 | 152822.4846 | 397612.7568 | 271378.8766 | 1213666.6427 | 961560.8286 | 9125037.6958 | 9125037.6958 | 1478867.319 | 4531736.1482 | 0 | 11300265.167 | 26435906.33 | 237.1374 | 0.030995 | 364588.6007 | 852920.7019 | 7432.6318 | 17387.9422
1 | 2900 | 707 | 0.045 | 15 | 15 | 7 | 3.1623e-13 | 5spot_SharedNeighbor | Water | Porous | Wet | R600a | MinimizeLCOE_Brownfield | IgnoreSilica | 2019 | 1.4908 | 0.33426 | 0.014563 | 4 | 199841.6024 | 459680.7868 | 4074.0414 | 9371.2146 | 119.4952 | 0 | 24.1775 | 186539.2979 | 13033.3244 | 142100.7198 | 82743.1634 | 0 | 77376.9164 | 0 | 195699.4345 | 509169.7852 | 347518.8408 | 1554181.4823 | 961560.8286 | 9125037.6958 | 9125037.6958 | 1478867.319 | 4531736.1482 | 0 | 11640780.0067 | 26776421.1697 | 316.2278 | 0.05825 | 199841.6024 | 459680.7868 | 4074.0414 | 9371.2146
1 | 2900 | 707 | 0.045 | 15 | 15 | 7 | 4.217e-13 | 5spot_SharedNeighbor | Water | Porous | Wet | R600a | MinimizeLCOE_Brownfield | IgnoreSilica | 2019 | 1.9626 | 0.47471 | 0.024436 | 4 | 123579.8061 | 278428.6493 | 2519.3415 | 5676.1446 | 124.5588 | 0 | 155.1955 | 244576.9745 | 17649.8721 | 187478.7575 | 104416.6985 | 0 | 89242.0368 | 0 | 250912.0923 | 652821.7951 | 445564.2893 | 1992662.5161 | 961560.8286 | 9125037.6958 | 9125037.6958 | 1478867.319 | 4531736.1482 | 0 | 12079261.0405 | 27214902.2035 | 421.6965 | 0.097745 | 123579.8061 | 278428.6493 | 2519.3415 | 5676.1446
1 | 2900 | 707 | 0.045 | 15 | 15 | 7 | 5.6234e-13 | 5spot_SharedNeighbor | Water | Porous | Wet | R600a | MinimizeLCOE_Brownfield | IgnoreSilica | 2019 | 2.6044 | 0.66974 | 0.038522 | 4 | 82071.3086 | 180299.2246 | 1673.1346 | 3675.6436 | 128.7319 | 0 | 212.293 | 317663.0068 | 23565.3805 | 246188.0804 | 134669.7209 | 0 | 104297.574 | 0 | 322289.6674 | 838531.6039 | 572315.0497 | 2559520.0836 | 961560.8286 | 9125037.6958 | 9125037.6958 | 1478867.319 | 4531736.1482 | 0 | 12646118.608 | 27781759.7709 | 562.3413 | 0.15409 | 82071.3086 | 180299.2246 | 1673.1346 | 3675.6436
1 | 2900 | 707 | 0.045 | 15 | 15 | 7 | 7.4989e-13 | 5spot_SharedNeighbor | Water | Porous | Wet | R600a | MinimizeLCOE_Brownfield | IgnoreSilica | 2019 | 3.4406 | 0.92664 | 0.057657 | 4 | 57836.9892 | 123465.1521 | 1179.0853 | 2517.0041 | 131.9714 | 0 | 285.5428 | 404965.7517 | 30699.0791 | 318491.6753 | 174215.603 | 0 | 121650.3606 | 0 | 409508.7632 | 1065457.8 | 727196.8415 | 3252185.8744 | 961560.8286 | 9125037.6958 | 9125037.6958 | 1478867.319 | 4531736.1482 | 0 | 13338784.3988 | 28474425.5617 | 749.8942 | 0.23063 | 57836.9892 | 123465.1521 | 1179.0853 | 2517.0041
1 | 2900 | 707 | 0.045 | 15 | 15 | 7 | 1e-12 | 5spot_SharedNeighbor | Water | Porous | Wet | R600a | MinimizeLCOE_Brownfield | IgnoreSilica | 2019 | 4.5453 | 1.2681 | 0.083489 | 4 | 42513.0137 | 87835.0572 | 866.6853 | 1790.6364 | 134.5033 | 0 | 37.4478 | 510497.1025 | 39360.93 | 408628.9783 | 226433.3505 | 0 | 142367.0766 | 0 | 517642.1008 | 1346798.5632 | 919217.6933 | 4110945.7951 | 961560.8286 | 9125037.6958 | 9125037.6958 | 1478867.319 | 4531736.1482 | 0 | 14197544.3195 | 29333185.4824 | 1000 | 0.33396 | 42513.0137 | 87835.0572 | 866.6853 | 1790.6364
1 | 2900 | 707 | 0.045 | 15 | 15 | 7 | 1.3335e-12 | 5spot_SharedNeighbor | Water | Porous | Wet | R600a | MinimizeLCOE_Brownfield | IgnoreSilica | 2019 | 6.0385 | 1.7315 | 0.11863 | 4 | 32227.1118 | 64124.2942 | 656.9933 | 1307.2605 | 136.4843 | 0 | 39.0216 | 641052.2565 | 50099.6089 | 523538.5177 | 297583.2984 | 0 | 168440.661 | 0 | 655478.5936 | 1705420.8434 | 1163984.7685 | 5205598.548 | 961560.8286 | 9125037.6958 | 9125037.6958 | 1478867.319 | 4531736.1482 | 0 | 15292197.0724 | 30427838.2354 | 1333.5214 | 0.47451 | 32227.1118 | 64124.2942 | 656.9933 | 1307.2605
1 | 2900 | 707 | 0.045 | 15 | 15 | 7 | 1.7783e-12 | 5spot_SharedNeighbor | Water | Porous | Wet | R600a | MinimizeLCOE_Brownfield | IgnoreSilica | 2019 | 8.0265 | 2.3428 | 0.16461 | 4 | 25273.9558 | 48260.4379 | 515.2438 | 983.8543 | 137.8716 | 0 | 37.7328 | 797406.384 | 62864.1444 | 666227.7548 | 389825.3366 | 0 | 200147.809 | 0 | 825423.8572 | 2147583.5587 | 1465769.9073 | 6555248.7519 | 961560.8286 | 9125037.6958 | 9125037.6958 | 1478867.319 | 4531736.1482 | 0 | 16641847.2763 | 31777488.4393 | 1778.2794 | 0.65846 | 25273.9558 | 48260.4379 | 515.2438 | 983.8543
1 | 2900 | 707 | 0.045 | 15 | 15 | 7 | 2.3714e-12 | 5spot_SharedNeighbor | Water | Porous | Wet | R600a | MinimizeLCOE_Brownfield | IgnoreSilica | 2019 | 10.6742 | 3.1714 | 0.22829 | 4 | 20108.822 | 36683.5028 | 409.9455 | 747.8428 | 139.2166 | 0 | 43.8755 | 992362.8095 | 78885.2569 | 848102.634 | 514407.8652 | 0 | 238397.2652 | 0 | 1042140.7741 | 2711436.5217 | 1850611.1405 | 8276344.2672 | 961560.8286 | 9125037.6958 | 9125037.6958 | 1478867.319 | 4531736.1482 | 0 | 18362942.7916 | 33498583.9545 | 2371.3737 | 0.91318 | 20108.822 | 36683.5028 | 409.9455 | 747.8428
1 | 2900 | 707 | 0.045 | 15 | 15 | 7 | 3.1623e-12 | 5spot_SharedNeighbor | Water | Porous | Wet | R600a | MinimizeLCOE_Brownfield | IgnoreSilica | 2019 | 14.1969 | 4.2711 | 0.31261 | 4 | 16415.0807 | 28519.423 | 334.6436 | 581.407 | 140.1103 | 0 | 38.4559 | 1228868.5676 | 98246.0844 | 1075447.0445 | 682775.6145 | 0 | 285172.0662 | 0 | 1314498.6571 | 3420055.865 | 2334258.403 | 10439322.3023 | 961560.8286 | 9125037.6958 | 9125037.6958 | 1478867.319 | 4531736.1482 | 0 | 20525920.8267 | 35661561.9897 | 3162.2777 | 1.2504 | 16415.0807 | 28519.423 | 334.6436 | 581.407
1 | 2900 | 707 | 0.045 | 15 | 15 | 7 | 4.217e-12 | 5spot_SharedNeighbor | Water | Porous | Wet | R600a | MinimizeLCOE_Brownfield | IgnoreSilica | 2019 | 18.8574 | 5.7224 | 0.42395 | 4 | 13689.3828 | 22614.7947 | 279.0766 | 461.0332 | 140.7856 | 0 | 40.4074 | 1514657.1688 | 121523.0058 | 1358398.0074 | 902559.5972 | 0 | 341374.0172 | 0 | 1653019.6006 | 4300817.9198 | 2935396.6033 | 13127745.9202 | 961560.8286 | 9125037.6958 | 9125037.6958 | 1478867.319 | 4531736.1482 | 0 | 23214344.4445 | 38349985.6075 | 4216.965 | 1.6958 | 13689.3828 | 22614.7947 | 279.0766 | 461.0332
1 | 2900 | 707 | 0.045 | 15 | 15 | 7 | 5.6234e-12 | 5spot_SharedNeighbor | Water | Porous | Wet | R600a | MinimizeLCOE_Brownfield | IgnoreSilica | 2019 | 25.0595 | 7.6567 | 0.57228 | 4 | 11624.7731 | 18236.7889 | 236.9867 | 371.7816 | 141.2989 | 0 | 41.9578 | 1864357.0438 | 149913.9735 | 1714106.4717 | 1196423.3384 | 0 | 410184.7259 | 0 | 2080644.3658 | 5413409.8409 | 3694763.4509 | 16523803.2108 | 961560.8286 | 9125037.6958 | 9125037.6958 | 1478867.319 | 4531736.1482 | 0 | 26610401.7352 | 41746042.8981 | 5623.4133 | 2.2891 | 11624.7731 | 18236.7889 | 236.9867 | 371.7816
1 | 2900 | 707 | 0.045 | 15 | 15 | 7 | 7.4989e-12 | 5spot_SharedNeighbor | Water | Porous | Wet | R600a | MinimizeLCOE_Brownfield | IgnoreSilica | 2019 | 33.2541 | 10.2145 | 0.76849 | 4 | 10043.1552 | 14966.986 | 204.7433 | 305.1223 | 141.6868 | 0 | 54.9407 | 2289370.0433 | 184296.382 | 2158042.1 | 1585727.7292 | 0 | 493548.828 | 0 | 2617284.1822 | 6809636.5633 | 4647716.8785 | 20785622.7065 | 961560.8286 | 9125037.6958 | 9125037.6958 | 1478867.319 | 4531736.1482 | 0 | 30872221.2309 | 46007862.3938 | 7498.9421 | 3.074 | 10043.1552 | 14966.986 | 204.7433 | 305.1223
1 | 2900 | 707 | 0.045 | 15 | 15 | 7 | 1e-11 | 5spot_SharedNeighbor | Water | Porous | Wet | R600a | MinimizeLCOE_Brownfield | IgnoreSilica | 2019 | 43.5661 | 13.4335 | 1.0194 | 4 | 8819.0588 | 12531.0264 | 179.7884 | 255.4619 | 141.9672 | 0 | 37.1187 | 2782311.1434 | 224014.8535 | 2686284.9585 | 2075686.6782 | 0 | 585340.559 | 0 | 3257918.8951 | 8476436.6739 | 5785342.2033 | 25873335.9648 | 961560.8286 | 9125037.6958 | 9125037.6958 | 1478867.319 | 4531736.1482 | 0 | 35959934.4892 | 51095575.6521 | 10000 | 4.0775 | 8819.0588 | 12531.0264 | 179.7884 | 255.4619
1 | 2900 | 707 | 0.045 | 15 | 15 | 7 | 1.3335e-11 | 5spot_SharedNeighbor | Water | Porous | Wet | R600a | MinimizeLCOE_Brownfield | IgnoreSilica | 2019 | 53.5272 | 16.5389 | 1.2918 | 4 | 7851.1251 | 10780.3753 | 160.0558 | 219.7725 | 142.1196 | 0 | 47.9094 | 3225920.233 | 259616.229 | 3172181.1071 | 2548646.9968 | 0 | 634842.932 | 0 | 3838070.9242 | 9985873.2481 | 6815563.681 | 30480715.3511 | 961560.8286 | 9125037.6958 | 9125037.6958 | 1478867.319 | 4531736.1482 | 0 | 40567313.8755 | 55702955.0385 | 13335.2143 | 5.1671 | 7851.1251 | 10780.3753 | 160.0558 | 219.7725
1 | 2900 | 707 | 0.045 | 15 | 15 | 7 | 1.7783e-11 | 5spot_SharedNeighbor | Water | Porous | Wet | R600a | MinimizeLCOE_Brownfield | IgnoreSilica | 2019 | 64.6176 | 19.9842 | 1.6061 | 4 | 7078.1639 | 9434.1422 | 144.2979 | 192.3277 | 142.189 | 0 | 60.1436 | 3689913.1327 | 296647.9524 | 3690462.4919 | 3073865.0706 | 0 | 674085.2146 | 0 | 4455739.8062 | 11592920.9779 | 7912406.7781 | 35386041.4245 | 961560.8286 | 9125037.6958 | 9125037.6958 | 1478867.319 | 4531736.1482 | 0 | 45472639.9489 | 60608281.1118 | 17782.7941 | 6.4244 | 7078.1639 | 9434.1422 | 144.2979 | 192.3277
1 | 2900 | 707 | 0.045 | 15 | 15 | 7 | 2.3714e-11 | 5spot_SharedNeighbor | Water | Porous | Wet | R600a | MinimizeLCOE_Brownfield | IgnoreSilica | 2019 | 76.3297 | 23.5971 | 1.9501 | 4 | 6463.8086 | 8404.2235 | 131.7735 | 171.3315 | 142.1597 | 0 | 72.8535 | 4150592.5437 | 333119.1028 | 4215288.2647 | 3625572.414 | 0 | 697434.4928 | 0 | 5078582.659 | 13213430.3182 | 9018437.701 | 40332457.4962 | 961560.8286 | 9125037.6958 | 9125037.6958 | 1478867.319 | 4531736.1482 | 0 | 50419056.0206 | 65554697.1836 | 23713.7371 | 7.8002 | 6463.8086 | 8404.2235 | 131.7735 | 171.3315
1 | 2900 | 707 | 0.045 | 15 | 15 | 7 | 3.1623e-11 | 5spot_SharedNeighbor | Water | Porous | Wet | R600a | MinimizeLCOE_Brownfield | IgnoreSilica | 2019 | 88.0734 | 27.1813 | 2.3061 | 4 | 5978.8232 | 7619.6402 | 121.8864 | 155.3367 | 142.0327 | 0 | 92.742 | 4585519.5372 | 367187.5109 | 4720603.8199 | 4174349.3132 | 0 | 702256.6431 | 0 | 5674467.5615 | 14763800.6016 | 10076597.2763 | 45064782.2636 | 961560.8286 | 9125037.6958 | 9125037.6958 | 1478867.319 | 4531736.1482 | 0 | 55151380.7879 | 70287021.9509 | 31622.7766 | 9.2245 | 5978.8232 | 7619.6402 | 121.8864 | 155.3367
1 | 2900 | 707 | 0.045 | 15 | 15 | 7 | 4.217e-11 | 5spot_SharedNeighbor | Water | Porous | Wet | R600a | MinimizeLCOE_Brownfield | IgnoreSilica | 2019 | 99.3056 | 30.5623 | 2.6557 | 4 | 5598.4626 | 7023.2635 | 114.1322 | 143.1787 | 141.8283 | 0 | 97.2298 | 4978331.1118 | 397596.7746 | 5185524.2156 | 4694113.3663 | 0 | 689463.1212 | 0 | 6218561.1499 | 16179420.5097 | 11042786.9517 | 49385797.2007 | 961560.8286 | 9125037.6958 | 9125037.6958 | 1478867.319 | 4531736.1482 | 0 | 59472395.7251 | 74608036.888 | 42169.6503 | 10.623 | 5598.4626 | 7023.2635 | 114.1322 | 143.1787
1 | 2900 | 707 | 0.045 | 15 | 15 | 7 | 5.6234e-11 | 5spot_SharedNeighbor | Water | Porous | Wet | R600a | MinimizeLCOE_Brownfield | IgnoreSilica | 2019 | 109.5614 | 33.6031 | 2.9821 | 4 | 5302.0853 | 6570.9557 | 108.0902 | 133.9578 | 141.5778 | 0 | 104.8233 | 5318559.086 | 423599.4226 | 5595310.5816 | 5163668.4592 | 0 | 662129.5807 | 0 | 6693674.1807 | 17415567.1568 | 11886482.4386 | 53158990.9061 | 961560.8286 | 9125037.6958 | 9125037.6958 | 1478867.319 | 4531736.1482 | 0 | 63245589.4305 | 78381230.5935 | 56234.1325 | 11.9284 | 5302.0853 | 6570.9557 | 108.0902 | 133.9578
1 | 2900 | 707 | 0.045 | 15 | 15 | 7 | 7.4989e-11 | 5spot_SharedNeighbor | Water | Porous | Wet | R600a | MinimizeLCOE_Brownfield | IgnoreSilica | 2019 | 118.5675 | 36.2335 | 3.2738 | 4 | 5072.466 | 6228.2926 | 103.4091 | 126.9722 | 141.312 | 0 | 109.8099 | 5603609.5054 | 445103.85 | 5944164.3447 | 5571677.0434 | 0 | 625026.7478 | 0 | 7093936.7816 | 18456968.3392 | 12597260.1443 | 56337746.7563 | 961560.8286 | 9125037.6958 | 9125037.6958 | 1478867.319 | 4531736.1482 | 0 | 66424345.2807 | 81559986.4437 | 74989.4209 | 13.0951 | 5072.466 | 6228.2926 | 103.4091 | 126.9722
1 | 2900 | 707 | 0.045 | 15 | 15 | 7 | 1e-10 | 5spot_SharedNeighbor | Water | Porous | Wet | R600a | MinimizeLCOE_Brownfield | IgnoreSilica | 2019 | 126.1534 | 38.4181 | 3.5237 | 4 | 4895.4787 | 5969.3354 | 99.801 | 121.693 | 141.0571 | 0 | 102.9514 | 5834162.1435 | 462284.6141 | 6230311.4285 | 5912005.9776 | 0 | 582439.7151 | 0 | 7418269.5128 | 19300815.5759 | 13173203.2226 | 58913492.1901 | 961560.8286 | 9125037.6958 | 9125037.6958 | 1478867.319 | 4531736.1482 | 0 | 69000090.7145 | 84135731.8775 | 100000 | 14.0947 | 4895.4787 | 5969.3354 | 99.801 | 121.693
1 | 2900 | 707 | 0.045 | 15 | 15 | 7 | 1.3335e-10 | 5spot_SharedNeighbor | Water | Porous | Wet | R600a | MinimizeLCOE_Brownfield | IgnoreSilica | 2019 | 133.8 | 40.5995 | 3.7608 | 4 | 4759.5244 | 5765.6784 | 97.0293 | 117.5412 | 140.7792 | 0 | 98.6112 | 6059558.7311 | 478942.8174 | 6512989.0367 | 6256992.6469 | 0 | 551446.7871 | 0 | 7745372.7075 | 20151870.9904 | 13754066.0305 | 61511239.7475 | 961560.8286 | 9125037.6958 | 9125037.6958 | 1478867.319 | 4531736.1482 | 0 | 71597838.2719 | 86733479.4348 | 133352.1432 | 15.0431 | 4759.5244 | 5765.6784 | 97.0293 | 117.5412
1 | 2900 | 707 | 0.045 | 15 | 15 | 7 | 1.7783e-10 | 5spot_SharedNeighbor | Water | Porous | Wet | R600a | MinimizeLCOE_Brownfield | IgnoreSilica | 2019 | 140.0313 | 42.3747 | 3.9583 | 4 | 4653.5599 | 5609.5107 | 94.8691 | 114.3575 | 140.567 | 0 | 116.35 | 6240365.4045 | 492292.6858 | 6740795.4115 | 6538878.3047 | 0 | 519911.7104 | 0 | 8007574.9716 | 20834067.4966 | 14219679.1637 | 63593565.1488 | 961560.8286 | 9125037.6958 | 9125037.6958 | 1478867.319 | 4531736.1482 | 0 | 73680163.6731 | 88815804.8361 | 177827.941 | 15.8331 | 4653.5599 | 5609.5107 | 94.8691 | 114.3575
1 | 2900 | 707 | 0.045 | 15 | 15 | 7 | 2.3714e-10 | 5spot_SharedNeighbor | Water | Porous | Wet | R600a | MinimizeLCOE_Brownfield | IgnoreSilica | 2019 | 144.346 | 43.5945 | 4.1038 | 4 | 4572.7369 | 5494.7825 | 93.2214 | 112.0186 | 140.4137 | 0 | 113.2476 | 6362856.5994 | 501276.1546 | 6896310.2569 | 6733425.1471 | 0 | 484777.102 | 0 | 8181671.6514 | 21287031.3454 | 14528836.298 | 64976184.5548 | 961560.8286 | 9125037.6958 | 9125037.6958 | 1478867.319 | 4531736.1482 | 0 | 75062783.0792 | 90198424.2421 | 237137.3706 | 16.4153 | 4572.7369 | 5494.7825 | 93.2214 | 112.0186
1 | 2900 | 707 | 0.045 | 15 | 15 | 7 | 3.1623e-10 | 5spot_SharedNeighbor | Water | Porous | Wet | R600a | MinimizeLCOE_Brownfield | IgnoreSilica | 2019 | 147.7191 | 44.5429 | 4.2186 | 4 | 4511.2538 | 5408.2227 | 91.968 | 110.2539 | 140.2904 | 0 | 119.1264 | 6457123.5539 | 508155.3913 | 7016656.3466 | 6885159.4717 | 0 | 454132.2988 | 0 | 8315278.5543 | 21634649.1002 | 14766092.5585 | 66037247.2754 | 961560.8286 | 9125037.6958 | 9125037.6958 | 1478867.319 | 4531736.1482 | 0 | 76123845.7997 | 91259486.9627 | 316227.766 | 16.8742 | 4511.2538 | 5408.2227 | 91.968 | 110.2539
1 | 2900 | 707 | 0.045 | 15 | 15 | 7 | 4.217e-10 | 5spot_SharedNeighbor | Water | Porous | Wet | R600a | MinimizeLCOE_Brownfield | IgnoreSilica | 2019 | 150.587 | 45.3458 | 4.3144 | 4 | 4463.0438 | 5340.0834 | 90.9852 | 108.8648 | 140.1838 | 0 | 113.964 | 6536298.7122 | 513911.2711 | 7118171.4163 | 7013940.4914 | 0 | 428772.1669 | 0 | 8428326.6825 | 21928777.1404 | 14966840.9897 | 66935038.8704 | 961560.8286 | 9125037.6958 | 9125037.6958 | 1478867.319 | 4531736.1482 | 0 | 77021637.3948 | 92157278.5578 | 421696.5034 | 17.2576 | 4463.0438 | 5340.0834 | 90.9852 | 108.8648
1 | 2900 | 707 | 0.045 | 15 | 15 | 7 | 5.6234e-10 | 5spot_SharedNeighbor | Water | Porous | Wet | R600a | MinimizeLCOE_Brownfield | IgnoreSilica | 2019 | 152.5038 | 45.8804 | 4.3813 | 4 | 4428.1007 | 5291.7473 | 90.2728 | 107.8794 | 140.1112 | 0 | 112.6976 | 6588690.1422 | 517707.2525 | 7185586.4326 | 7099880.5153 | 0 | 407147.942 | 0 | 8501614.791 | 22119457.7652 | 15096984.4341 | 67517069.2749 | 961560.8286 | 9125037.6958 | 9125037.6958 | 1478867.319 | 4531736.1482 | 0 | 77603667.7993 | 92739308.9622 | 562341.3252 | 17.5253 | 4428.1007 | 5291.7473 | 90.2728 | 107.8794
1 | 2900 | 707 | 0.045 | 15 | 15 | 7 | 7.4989e-10 | 5spot_SharedNeighbor | Water | Porous | Wet | R600a | MinimizeLCOE_Brownfield | IgnoreSilica | 2019 | 153.9601 | 46.2856 | 4.4324 | 4 | 4401.704 | 5255.392 | 89.7347 | 107.1383 | 140.0555 | 0 | 122.2239 | 6628220.9184 | 520564.8351 | 7236578.5258 | 7165104.5364 | 0 | 389725.9743 | 0 | 8556675.9681 | 22262715.6535 | 15194760.8866 | 67954347.2982 | 961560.8286 | 9125037.6958 | 9125037.6958 | 1478867.319 | 4531736.1482 | 0 | 78040945.8226 | 93176586.9856 | 749894.2093 | 17.7297 | 4401.704 | 5255.392 | 89.7347 | 107.1383
1 | 2900 | 707 | 0.045 | 15 | 15 | 7 | 1e-09 | 5spot_SharedNeighbor | Water | Porous | Wet | R600a | MinimizeLCOE_Brownfield | IgnoreSilica | 2019 | 155.064 | 46.5921 | 4.4713 | 4 | 4381.7931 | 5228.0563 | 89.3288 | 106.581 | 140.0129 | 0 | 114.4659 | 6658030.5265 | 522715.8973 | 7275103.216 | 7214507.5607 | 0 | 375925.3957 | 0 | 8598050.2125 | 22370362.9504 | 15268232.3786 | 68282928.1378 | 961560.8286 | 9125037.6958 | 9125037.6958 | 1478867.319 | 4531736.1482 | 0 | 78369526.6622 | 93505167.8252 | 1000000 | 17.8853 | 4381.7931 | 5228.0563 | 89.3288 | 106.581
1 | 2900 | 707 | 0.045 | 15 | 15 | 7 | 1.3335e-09 | 5spot_SharedNeighbor | Water | Porous | Wet | R600a | MinimizeLCOE_Brownfield | IgnoreSilica | 2019 | 156.4427 | 46.9716 | 4.5116 | 4 | 4366.7416 | 5205.4456 | 89.0219 | 106.12 | 139.9594 | 0 | 111.3497 | 6694720.197 | 525347.1428 | 7322752.6714 | 7274352.5198 | 0 | 369465.3994 | 0 | 8652788.7928 | 22512781.5079 | 15365435.9706 | 68717644.2017 | 961560.8286 | 9125037.6958 | 9125037.6958 | 1478867.319 | 4531736.1482 | 0 | 78804242.7261 | 93939883.8891 | 1333521.4322 | 18.0465 | 4366.7416 | 5205.4456 | 89.0219 | 106.12
1 | 2900 | 707 | 0.045 | 15 | 15 | 7 | 1.7783e-09 | 5spot_SharedNeighbor | Water | Porous | Wet | R600a | MinimizeLCOE_Brownfield | IgnoreSilica | 2019 | 157.0734 | 47.1444 | 4.5337 | 4 | 4355.409 | 5190.0263 | 88.7909 | 105.8057 | 139.9348 | 0 | 111.1045 | 6711368.093 | 526537.0377 | 7344435.0099 | 7301419.809 | 0 | 361106.8344 | 0 | 8675498.0458 | 22571866.3258 | 15405762.5728 | 68897993.7284 | 961560.8286 | 9125037.6958 | 9125037.6958 | 1478867.319 | 4531736.1482 | 0 | 78984592.2528 | 94120233.4158 | 1778279.41 | 18.1348 | 4355.409 | 5190.0263 | 88.7909 | 105.8057
1 | 2900 | 707 | 0.045 | 15 | 15 | 7 | 2.3714e-09 | 5spot_SharedNeighbor | Water | Porous | Wet | R600a | MinimizeLCOE_Brownfield | IgnoreSilica | 2019 | 157.5487 | 47.2746 | 4.5504 | 4 | 4346.8861 | 5178.4457 | 88.6172 | 105.5696 | 139.9161 | 0 | 105.7513 | 6723883.5943 | 527430.8107 | 7360749.3964 | 7321801.4192 | 0 | 354683.4967 | 0 | 8692533.9998 | 22616190.3835 | 15436014.653 | 69033287.7535 | 961560.8286 | 9125037.6958 | 9125037.6958 | 1478867.319 | 4531736.1482 | 0 | 79119886.2779 | 94255527.4408 | 2371373.7057 | 18.2015 | 4346.8861 | 5178.4457 | 88.6172 | 105.5696
1 | 2900 | 707 | 0.045 | 15 | 15 | 7 | 3.1623e-09 | 5spot_SharedNeighbor | Water | Porous | Wet | R600a | MinimizeLCOE_Brownfield | IgnoreSilica | 2019 | 157.8971 | 47.3699 | 4.5627 | 4 | 4340.4805 | 5169.7855 | 88.4866 | 105.3931 | 139.9024 | 0 | 108.3571 | 6733041.2809 | 528084.3599 | 7372694.6452 | 7336733.091 | 0 | 349701.736 | 0 | 8704899.4941 | 22648362.8631 | 15457973.0314 | 69131490.5015 | 961560.8286 | 9125037.6958 | 9125037.6958 | 1478867.319 | 4531736.1482 | 0 | 79218089.0259 | 94353730.1889 | 3162277.6602 | 18.251 | 4340.4805 | 5169.7855 | 88.4866 | 105.3931
1 | 2900 | 707 | 0.045 | 15 | 15 | 7 | 4.217e-09 | 5spot_SharedNeighbor | Water | Porous | Wet | R600a | MinimizeLCOE_Brownfield | IgnoreSilica | 2019 | 158.1555 | 47.4406 | 4.572 | 4 | 4335.6688 | 5163.2982 | 88.3885 | 105.2608 | 139.8922 | 0 | 100.7728 | 6739823.9699 | 528568.1808 | 7381546.2422 | 7347802.2657 | 0 | 345884.661 | 0 | 8714013.8746 | 22672076.6118 | 15474158.1521 | 69203873.9582 | 961560.8286 | 9125037.6958 | 9125037.6958 | 1478867.319 | 4531736.1482 | 0 | 79290472.4826 | 94426113.6455 | 4216965.0343 | 18.2879 | 4335.6688 | 5163.2982 | 88.3885 | 105.2608
1 | 2900 | 707 | 0.045 | 15 | 15 | 7 | 5.6234e-09 | 5spot_SharedNeighbor | Water | Porous | Wet | R600a | MinimizeLCOE_Brownfield | IgnoreSilica | 2019 | 158.3575 | 47.4958 | 4.5791 | 4 | 4332.0558 | 5158.4009 | 88.3148 | 105.161 | 139.8842 | 0 | 109.9427 | 6745123.3371 | 528946.0714 | 7388464.4003 | 7356456.3071 | 0 | 343054.8982 | 0 | 8721197.5555 | 22690767.0758 | 15486914.7779 | 69260924.4232 | 961560.8286 | 9125037.6958 | 9125037.6958 | 1478867.319 | 4531736.1482 | 0 | 79347522.9476 | 94483164.1105 | 5623413.2519 | 18.3164 | 4332.0558 | 5158.4009 | 88.3148 | 105.161
1 | 2900 | 707 | 0.045 | 15 | 15 | 7 | 7.4989e-09 | 5spot_SharedNeighbor | Water | Porous | Wet | R600a | MinimizeLCOE_Brownfield | IgnoreSilica | 2019 | 158.5085 | 47.5371 | 4.5844 | 4 | 4329.3437 | 5154.7295 | 88.2595 | 105.0861 | 139.8782 | 0 | 113.4389 | 6749079.1878 | 529228.079 | 7393630.0879 | 7362919.71 | 0 | 340909.1537 | 0 | 8726548.8252 | 22704689.9818 | 15496417.4473 | 69303422.4727 | 961560.8286 | 9125037.6958 | 9125037.6958 | 1478867.319 | 4531736.1482 | 0 | 79390020.997 | 94525662.16 | 7498942.0933 | 18.3377 | 4329.3437 | 5154.7295 | 88.2595 | 105.0861
1 | 2900 | 707 | 0.045 | 15 | 15 | 7 | 1e-08 | 5spot_SharedNeighbor | Water | Porous | Wet | R600a | MinimizeLCOE_Brownfield | IgnoreSilica | 2019 | 158.6204 | 47.5676 | 4.5884 | 4 | 4327.3085 | 5151.9804 | 88.218 | 105.0301 | 139.8738 | 0 | 105.1757 | 6752009.4469 | 529436.9283 | 7397457.3416 | 7367709.3017 | 0 | 339278.6921 | 0 | 8730497.7671 | 22714964.3187 | 15503429.8934 | 69334783.6897 | 961560.8286 | 9125037.6958 | 9125037.6958 | 1478867.319 | 4531736.1482 | 0 | 79421382.2141 | 94557023.3771 | 10000000 | 18.3535 | 4327.3085 | 5151.9804 | 88.218 | 105.0301
1 | 3000 | 707 | 0.045 | 15 | 15 | 7 | 1e-13 | 5spot_SharedNeighbor | Water | Porous | Wet | R600a | MinimizeLCOE_Brownfield | IgnoreSilica | 2019 | 0 | 0 | 0 | 0 |  |  |  |  | 15 |  | 11.4307 | [19 empty] | 100 | 0
1 | 3000 | 707 | 0.045 | 15 | 15 | 7 | 1.3335e-13 | 5spot_SharedNeighbor | Water | Porous | Wet | R600a | MinimizeLCOE_Brownfield | IgnoreSilica | 2019 | 0.69678 | 0.11549 | 0.0010523 | 4 | 2667997.5761 | 6389075.711 | 54390.7393 | 130249.9502 | 101.1606 | 0 | 17.0414 | 79899.8439 | 4975.6516 | 61523.8564 | 47704.7777 | 0 | 53541.1487 | 0 | 96581.6585 | 251285.6638 | 171507.6289 | 767020.2294 | 961560.8286 | 9501104.8411 | 9501104.8411 | 1478867.319 | 4682163.0063 | 0 | 11229685.8991 | 26891821.0655 | 133.3521 | 0.004209 | 2667997.5761 | 6389075.711 | 54390.7393 | 130249.9502
1 | 3000 | 707 | 0.045 | 15 | 15 | 7 | 1.7783e-13 | 5spot_SharedNeighbor | Water | Porous | Wet | R600a | MinimizeLCOE_Brownfield | IgnoreSilica | 2019 | 0.90348 | 0.17271 | 0.0044659 | 4 | 641231.87 | 1517998.8027 | 13072.379 | 30946.4588 | 109.4706 | 0 | 27.4199 | 111366.2836 | 7300.5581 | 84384.1536 | 56850.2929 | 0 | 60378.0945 | 0 | 124908.9593 | 324987.4897 | 221810.6395 | 991986.4713 | 961560.8286 | 9501104.8411 | 9501104.8411 | 1478867.319 | 4682163.0063 | 0 | 11454652.141 | 27116787.3074 | 177.8279 | 0.017864 | 641231.87 | 1517998.8027 | 13072.379 | 30946.4588
1 | 3000 | 707 | 0.045 | 15 | 15 | 7 | 2.3714e-13 | 5spot_SharedNeighbor | Water | Porous | Wet | R600a | MinimizeLCOE_Brownfield | IgnoreSilica | 2019 | 1.1813 | 0.2544 | 0.0098892 | 4 | 297023.3286 | 692963.9635 | 6055.2223 | 14127.0077 | 116.8803 | 0 | 25.7994 | 152135.2595 | 10445.7026 | 114426.6612 | 69598.1456 | 0 | 68800.8769 | 0 | 162008.5919 | 421513.1235 | 287691.368 | 1286619.7292 | 961560.8286 | 9501104.8411 | 9501104.8411 | 1478867.319 | 4682163.0063 | 0 | 11749285.3989 | 27411420.5653 | 237.1374 | 0.039557 | 297023.3286 | 692963.9635 | 6055.2223 | 14127.0077
1 | 3000 | 707 | 0.045 | 15 | 15 | 7 | 3.1623e-13 | 5spot_SharedNeighbor | Water | Porous | Wet | R600a | MinimizeLCOE_Brownfield | IgnoreSilica | 2019 | 1.5491 | 0.36698 | 0.017954 | 4 | 168799.0079 | 386891.3109 | 3441.1961 | 7887.3027 | 123.1598 | 0 | 29.7805 | 203018.5485 | 14503.4366 | 152738.5337 | 86731.8381 | 0 | 78807.6438 | 0 | 208962.0003 | 543676.2607 | 371070.2194 | 1659508.481 | 961560.8286 | 9501104.8411 | 9501104.8411 | 1478867.319 | 4682163.0063 | 0 | 12122174.1507 | 27784309.3171 | 316.2278 | 0.071814 | 168799.0079 | 386891.3109 | 3441.1961 | 7887.3027
1 | 3000 | 707 | 0.045 | 15 | 15 | 7 | 4.217e-13 | 5spot_SharedNeighbor | Water | Porous | Wet | R600a | MinimizeLCOE_Brownfield | IgnoreSilica | 2019 | 2.0209 | 0.51584 | 0.029369 | 4 | 107070.9176 | 240393.6629 | 2182.7855 | 4900.75 | 128.2162 | 0 | 159.2569 | 264211.7021 | 19514.0902 | 199851.1052 | 109525.2138 | 0 | 89931.0898 | 0 | 266382.9484 | 693073.7891 | 473037.1023 | 2115527.0408 | 961560.8286 | 9501104.8411 | 9501104.8411 | 1478867.319 | 4682163.0063 | 0 | 12578192.7105 | 28240327.8769 | 421.6965 | 0.11748 | 107070.9176 | 240393.6629 | 2182.7855 | 4900.75
1 | 3000 | 707 | 0.045 | 15 | 15 | 7 | 5.6234e-13 | 5spot_SharedNeighbor | Water | Porous | Wet | R600a | MinimizeLCOE_Brownfield | IgnoreSilica | 2019 | 2.6627 | 0.72178 | 0.045471 | 4 | 72381.2604 | 158492.3038 | 1475.5899 | 3231.08 | 132.4443 | 0 | 215.6434 | 341051.8648 | 25909.6264 | 260710.7416 | 140615.9998 | 0 | 104179.9827 | 0 | 340262.604 | 885293.498 | 604231.0034 | 2702255.3206 | 961560.8286 | 9501104.8411 | 9501104.8411 | 1478867.319 | 4682163.0063 | 0 | 13164920.9903 | 28827056.1567 | 562.3413 | 0.18188 | 72381.2604 | 158492.3038 | 1475.5899 | 3231.08
1 | 3000 | 707 | 0.045 | 15 | 15 | 7 | 7.4989e-13 | 5spot_SharedNeighbor | Water | Porous | Wet | R600a | MinimizeLCOE_Brownfield | IgnoreSilica | 2019 | 3.5184 | 0.99974 | 0.06765 | 4 | 51378.6616 | 109258.2921 | 1047.4235 | 2227.3781 | 135.8247 | 0 | 289.8628 | 435304.0561 | 33844.8742 | 337543.9861 | 182526.9156 | 0 | 121544.1592 | 0 | 433197.9565 | 1127092.2218 | 769263.6008 | 3440317.7702 | 961560.8286 | 9501104.8411 | 9501104.8411 | 1478867.319 | 4682163.0063 | 0 | 13902983.4399 | 29565118.6063 | 749.8942 | 0.2706 | 51378.6616 | 109258.2921 | 1047.4235 | 2227.3781
1 | 3000 | 707 | 0.045 | 15 | 15 | 7 | 1e-12 | 5spot_SharedNeighbor | Water | Porous | Wet | R600a | MinimizeLCOE_Brownfield | IgnoreSilica | 2019 | 4.6768 | 1.3765 | 0.097774 | 4 | 37927.6558 | 77974.385 | 773.2066 | 1589.6133 | 138.5159 | 0 | 39.9513 | 551186.3102 | 43629.6318 | 435188.7858 | 237811.4807 | 0 | 143339.5835 | 0 | 550350.7589 | 1431899.7821 | 977301.0239 | 4370707.3569 | 961560.8286 | 9501104.8411 | 9501104.8411 | 1478867.319 | 4682163.0063 | 0 | 14833373.0266 | 30495508.193 | 1000 | 0.3911 | 37927.6558 | 77974.385 | 773.2066 | 1589.6133
1 | 3000 | 707 | 0.045 | 15 | 15 | 7 | 1.3335e-12 | 5spot_SharedNeighbor | Water | Porous | Wet | R600a | MinimizeLCOE_Brownfield | IgnoreSilica | 2019 | 6.1849 | 1.8709 | 0.13806 | 4 | 28936.3901 | 57297.9312 | 589.9075 | 1168.0958 | 140.5367 | 0 | 33.7457 | 689990.393 | 55401.9434 | 555479.9928 | 311768.0046 | 0 | 168589.0689 | 0 | 694679.4671 | 1807413.4749 | 1233596.8353 | 5516919.18 | 961560.8286 | 9501104.8411 | 9501104.8411 | 1478867.319 | 4682163.0063 | 0 | 15979584.8497 | 31641720.0161 | 1333.5214 | 0.55223 | 28936.3901 | 57297.9312 | 589.9075 | 1168.0958
1 | 3000 | 707 | 0.045 | 15 | 15 | 7 | 1.7783e-12 | 5spot_SharedNeighbor | Water | Porous | Wet | R600a | MinimizeLCOE_Brownfield | IgnoreSilica | 2019 | 8.2117 | 2.5315 | 0.19144 | 4 | 22747.9208 | 43200.9952 | 463.7471 | 880.7107 | 141.9528 | 0 | 35.5539 | 858777.4064 | 69636.9055 | 706830.3299 | 410725.901 | 0 | 200138.6847 | 0 | 875982.5988 | 2279127.0332 | 1555551.0315 | 6956769.8911 | 961560.8286 | 9501104.8411 | 9501104.8411 | 1478867.319 | 4682163.0063 | 0 | 17419435.5608 | 33081570.7272 | 1778.2794 | 0.76576 | 22747.9208 | 43200.9952 | 463.7471 | 880.7107
1 | 3000 | 707 | 0.045 | 15 | 15 | 7 | 2.3714e-12 | 5spot_SharedNeighbor | Water | Porous | Wet | R600a | MinimizeLCOE_Brownfield | IgnoreSilica | 2019 | 10.93 | 3.4346 | 0.26604 | 4 | 18112.0413 | 32829.8915 | 369.2385 | 669.2817 | 143.3865 | 0 | 46.8902 | 1071484.1259 | 87767.7687 | 901280.6469 | 545690.6076 | 0 | 238693.7637 | 0 | 1109517.596 | 2886737.1914 | 1970257.4496 | 8811429.1498 | 961560.8286 | 9501104.8411 | 9501104.8411 | 1478867.319 | 4682163.0063 | 0 | 19274094.8195 | 34936229.9859 | 2371.3737 | 1.0642 | 18112.0413 | 32829.8915 | 369.2385 | 669.2817
1 | 3000 | 707 | 0.045 | 15 | 15 | 7 | 3.1623e-12 | 5spot_SharedNeighbor | Water | Porous | Wet | R600a | MinimizeLCOE_Brownfield | IgnoreSilica | 2019 | 14.5259 | 4.6208 | 0.36343 | 4 | 14835.8567 | 25609.7544 | 302.449 | 522.0895 | 144.3155 | 0 | 38.7376 | 1325958.7 | 109264.8329 | 1141954.9773 | 722854.8326 | 0 | 285202.4286 | 0 | 1398241.9509 | 3637938.7373 | 2482967.9404 | 11104384.3999 | 961560.8286 | 9501104.8411 | 9501104.8411 | 1478867.319 | 4682163.0063 | 0 | 21567050.0696 | 37229185.236 | 3162.2777 | 1.4537 | 14835.8567 | 25609.7544 | 302.449 | 522.0895
1 | 3000 | 707 | 0.045 | 15 | 15 | 7 | 4.217e-12 | 5spot_SharedNeighbor | Water | Porous | Wet | R600a | MinimizeLCOE_Brownfield | IgnoreSilica | 2019 | 19.2984 | 6.1981 | 0.49329 | 4 | 12392.7247 | 20330.3116 | 252.6425 | 414.4609 | 145.0201 | 0 | 41.7923 | 1636422.2416 | 135434.2903 | 1443636.6939 | 959823.9839 | 0 | 341643.496 | 0 | 1761614.6752 | 4583360.028 | 3128237.3978 | 13990172.8067 | 961560.8286 | 9501104.8411 | 9501104.8411 | 1478867.319 | 4682163.0063 | 0 | 24452838.4764 | 40114973.6428 | 4216.965 | 1.9732 | 12392.7247 | 20330.3116 | 252.6425 | 414.4609
1 | 3000 | 707 | 0.045 | 15 | 15 | 7 | 5.6234e-12 | 5spot_SharedNeighbor | Water | Porous | Wet | R600a | MinimizeLCOE_Brownfield | IgnoreSilica | 2019 | 25.6396 | 8.2904 | 0.66512 | 4 | 10549.5231 | 16436.5152 | 215.0663 | 335.0806 | 145.5549 | 0 | 43.9147 | 2013916.9253 | 167070.4204 | 1821172.0521 | 1271172.1507 | 0 | 410403.5611 | 0 | 2216656.6927 | 5767286.0157 | 3936291.2116 | 17603969.0296 | 961560.8286 | 9501104.8411 | 9501104.8411 | 1478867.319 | 4682163.0063 | 0 | 28066634.6993 | 43728769.8657 | 5623.4133 | 2.6605 | 10549.5231 | 16436.5152 | 215.0663 | 335.0806
1 | 3000 | 707 | 0.045 | 15 | 15 | 7 | 7.4989e-12 | 5spot_SharedNeighbor | Water | Porous | Wet | R600a | MinimizeLCOE_Brownfield | IgnoreSilica | 2019 | 33.9922 | 11.0474 | 0.89171 | 4 | 9134.9121 | 13525.9519 | 186.2275 | 275.7448 | 145.9583 | 0 | 41.4122 | 2471153.0571 | 205235.2093 | 2290781.6808 | 1681455.1218 | 0 | 493218.6563 | 0 | 2785319.0529 | 7246828.828 | 4946109.5826 | 22120101.1887 | 961560.8286 | 9501104.8411 | 9501104.8411 | 1478867.319 | 4682163.0063 | 0 | 32582766.8584 | 48244902.0248 | 7498.9421 | 3.5668 | 9134.9121 | 13525.9519 | 186.2275 | 275.7448
1 | 3000 | 707 | 0.045 | 15 | 15 | 7 | 1e-11 | 5spot_SharedNeighbor | Water | Porous | Wet | R600a | MinimizeLCOE_Brownfield | IgnoreSilica | 2019 | 44.9474 | 14.6656 | 1.1893 | 4 | 8035.3736 | 11327.5399 | 163.812 | 230.9272 | 146.2584 | 0 | 44.4838 | 3024131.621 | 251280.7054 | 2872869.6612 | 2222905.2414 | 0 | 593135.4348 | 0 | 3496085.8389 | 9096098.2071 | 6208273.9325 | 27764780.6424 | 961560.8286 | 9501104.8411 | 9501104.8411 | 1478867.319 | 4682163.0063 | 0 | 38227446.3121 | 53889581.4785 | 10000 | 4.7574 | 8035.3736 | 11327.5399 | 163.812 | 230.9272
1 | 3000 | 707 | 0.045 | 15 | 15 | 7 | 1.3335e-11 | 5spot_SharedNeighbor | Water | Porous | Wet | R600a | MinimizeLCOE_Brownfield | IgnoreSilica | 2019 | 58.0218 | 18.9764 | 1.5532 | 4 | 7180.9658 | 9701.9843 | 146.3937 | 197.7881 | 146.436 | 0 | 41.1612 | 3632955.3319 | 301696.901 | 3530082.7838 | 2868555.1043 | 0 | 692594.6298 | 0 | 4300095.0528 | 11187965.2567 | 7636016.1774 | 34149961.2378 | 961560.8286 | 9501104.8411 | 9501104.8411 | 1478867.319 | 4682163.0063 | 0 | 44612626.9075 | 60274762.0739 | 13335.2143 | 6.2126 | 7180.9658 | 9701.9843 | 146.3937 | 197.7881
1 | 3000 | 707 | 0.045 | 15 | 15 | 7 | 1.7783e-11 | 5spot_SharedNeighbor | Water | Porous | Wet | R600a | MinimizeLCOE_Brownfield | IgnoreSilica | 2019 | 69.5487 | 22.756 | 1.916 | 4 | 6506.3774 | 8550.0142 | 132.6413 | 174.3036 | 146.4681 | 0 | 54.7788 | 4132845.422 | 342754.3197 | 4082069.6953 | 3434967.5596 | 0 | 728718.9955 | 0 | 4961328.8369 | 12908359.9252 | 8810220.8892 | 39401265.6434 | 961560.8286 | 9501104.8411 | 9501104.8411 | 1478867.319 | 4682163.0063 | 0 | 49863931.3131 | 65526066.4795 | 17782.7941 | 7.6639 | 6506.3774 | 8550.0142 | 132.6413 | 174.3036
1 | 3000 | 707 | 0.045 | 15 | 15 | 7 | 2.3714e-11 | 5spot_SharedNeighbor | Water | Porous | Wet | R600a | MinimizeLCOE_Brownfield | IgnoreSilica | 2019 | 81.4628 | 26.627 | 2.3041 | 4 | 5971.224 | 7670.5785 | 121.7315 | 156.3751 | 146.3913 | 0 | 78.1366 | 4618145.1268 | 382188.5921 | 4629007.0095 | 4015587.6436 | 0 | 745639.9871 | 0 | 5612321.66 | 14602109.7139 | 9966239.9231 | 44571239.6561 | 961560.8286 | 9501104.8411 | 9501104.8411 | 1478867.319 | 4682163.0063 | 0 | 55033905.3258 | 70696040.4922 | 23713.7371 | 9.2165 | 5971.224 | 7670.5785 | 121.7315 | 156.3751
1 | 3000 | 707 | 0.045 | 15 | 15 | 7 | 3.1623e-11 | 5spot_SharedNeighbor | Water | Porous | Wet | R600a | MinimizeLCOE_Brownfield | IgnoreSilica | 2019 | 93.2233 | 30.3999 | 2.6981 | 4 | 5549.5516 | 7000.7668 | 113.1351 | 142.7201 | 146.2153 | 0 | 88.8741 | 5068798.6444 | 418309.9375 | 5147397.5833 | 4582215.3111 | 0 | 742729.9128 | 0 | 6224186.0417 | 16194055.3244 | 11052775.5135 | 49430468.2687 | 961560.8286 | 9501104.8411 | 9501104.8411 | 1478867.319 | 4682163.0063 | 0 | 59893133.9384 | 75555269.1048 | 31622.7766 | 10.7924 | 5549.5516 | 7000.7668 | 113.1351 | 142.7201
1 | 3000 | 707 | 0.045 | 15 | 15 | 7 | 4.217e-11 | 5spot_SharedNeighbor | Water | Porous | Wet | R600a | MinimizeLCOE_Brownfield | IgnoreSilica | 2019 | 104.383 | 33.9272 | 3.0796 | 4 | 5219.4148 | 6490.8777 | 106.4048 | 132.3253 | 145.9652 | 0 | 90.9624 | 5472521.7149 | 450183.0764 | 5620980.9017 | 5113747.5858 | 0 | 722847.3829 | 0 | 6778309.4581 | 17635770.7874 | 12036775.9413 | 53831136.8485 | 961560.8286 | 9501104.8411 | 9501104.8411 | 1478867.319 | 4682163.0063 | 0 | 64293802.5182 | 79955937.6846 | 42169.6503 | 12.3182 | 5219.4148 | 6490.8777 | 106.4048 | 132.3253
1 | 3000 | 707 | 0.045 | 15 | 15 | 7 | 5.6234e-11 | 5spot_SharedNeighbor | Water | Porous | Wet | R600a | MinimizeLCOE_Brownfield | IgnoreSilica | 2019 | 114.348 | 37.0321 | 3.4296 | 4 | 4962.2826 | 6103.9676 | 101.1628 | 124.4376 | 145.68 | 0 | 109.609 | 5816149.8655 | 477030.2223 | 6030015.4759 | 5590050.3115 | 0 | 687781.271 | 0 | 7254400.587 | 18874462.2453 | 12882208.3138 | 57612098.2924 | 961560.8286 | 9501104.8411 | 9501104.8411 | 1478867.319 | 4682163.0063 | 0 | 68074763.9621 | 83736899.1285 | 56234.1325 | 13.7184 | 4962.2826 | 6103.9676 | 101.1628 | 124.4376
1 | 3000 | 707 | 0.045 | 15 | 15 | 7 | 7.4989e-11 | 5spot_SharedNeighbor | Water | Porous | Wet | R600a | MinimizeLCOE_Brownfield | IgnoreSilica | 2019 | 122.9861 | 39.6838 | 3.7382 | 4 | 4763.3485 | 5810.7813 | 97.1073 | 118.4606 | 145.3896 | 0 | 101.0136 | 6100950.0307 | 498973.821 | 6374283.4653 | 6000236.443 | 0 | 643936.5797 | 0 | 7651168.3325 | 19906770.5308 | 13586779.9305 | 60763099.1335 | 961560.8286 | 9501104.8411 | 9501104.8411 | 1478867.319 | 4682163.0063 | 0 | 71225764.8032 | 86887899.9696 | 74989.4209 | 14.9529 | 4763.3485 | 5810.7813 | 97.1073 | 118.4606
1 | 3000 | 707 | 0.045 | 15 | 15 | 7 | 1e-10 | 5spot_SharedNeighbor | Water | Porous | Wet | R600a | MinimizeLCOE_Brownfield | IgnoreSilica | 2019 | 130.2944 | 41.897 | 4.0021 | 4 | 4610.1431 | 5588.5087 | 93.984 | 113.9293 | 145.1149 | 0 | 108.0218 | 6332818.8126 | 516609.4148 | 6658360.9144 | 6345274.8527 | 0 | 596882.0653 | 0 | 7975478.9634 | 20750560.267 | 14162683.7636 | 63338669.0538 | 961560.8286 | 9501104.8411 | 9501104.8411 | 1478867.319 | 4682163.0063 | 0 | 73801334.7235 | 89463469.8899 | 100000 | 16.0085 | 4610.1431 | 5588.5087 | 93.984 | 113.9293
1 | 3000 | 707 | 0.045 | 15 | 15 | 7 | 1.3335e-10 | 5spot_SharedNeighbor | Water | Porous | Wet | R600a | MinimizeLCOE_Brownfield | IgnoreSilica | 2019 | 139.0614 | 44.5247 | 4.2822 | 4 | 4490.6489 | 5405.0317 | 91.548 | 110.1889 | 144.7919 | 0 | 115.2912 | 6602155.327 | 536896.0785 | 6992014.1534 | 6750055.8148 | 0 | 575323.3017 | 0 | 8368013.4234 | 21771854.4121 | 14859738.0031 | 66456050.514 | 961560.8286 | 9501104.8411 | 9501104.8411 | 1478867.319 | 4682163.0063 | 0 | 76918716.1837 | 92580851.3501 | 133352.1432 | 17.1286 | 4490.6489 | 5405.0317 | 91.548 | 110.1889
1 | 3000 | 707 | 0.045 | 15 | 15 | 7 | 1.7783e-10 | 5spot_SharedNeighbor | Water | Porous | Wet | R600a | MinimizeLCOE_Brownfield | IgnoreSilica | 2019 | 144.3091 | 46.0817 | 4.4707 | 4 | 4398.5933 | 5274.4219 | 89.6713 | 107.5262 | 144.5963 | 0 | 107.4934 | 6758730.3623 | 548574.2529 | 7187986.7421 | 6988297.603 | 0 | 534573.9173 | 0 | 8587083.5223 | 22341829.872 | 15248757.9663 | 68195834.2383 | 961560.8286 | 9501104.8411 | 9501104.8411 | 1478867.319 | 4682163.0063 | 0 | 78658499.908 | 94320635.0744 | 177827.941 | 17.8826 | 4398.5933 | 5274.4219 | 89.6713 | 107.5262
1 | 3000 | 707 | 0.045 | 15 | 15 | 7 | 2.3714e-10 | 5spot_SharedNeighbor | Water | Porous | Wet | R600a | MinimizeLCOE_Brownfield | IgnoreSilica | 2019 | 148.4307 | 47.2953 | 4.6202 | 4 | 4328.3282 | 5175.8017 | 88.2388 | 105.5157 | 144.4373 | 0 | 116.2743 | 6879213.1396 | 557493.4161 | 7339901.257 | 7174282.8445 | 0 | 497722.8818 | 0 | 8754959.2803 | 22778608.1581 | 15546868.1215 | 69529049.099 | 961560.8286 | 9501104.8411 | 9501104.8411 | 1478867.319 | 4682163.0063 | 0 | 79991714.7687 | 95653849.9351 | 237137.3706 | 18.481 | 4328.3282 | 5175.8017 | 88.2388 | 105.5157
1 | 3000 | 707 | 0.045 | 15 | 15 | 7 | 3.1623e-10 | 5spot_SharedNeighbor | Water | Porous | Wet | R600a | MinimizeLCOE_Brownfield | IgnoreSilica | 2019 | 151.5977 | 48.2222 | 4.7366 | 4 | 4274.8665 | 5101.5215 | 87.1489 | 104.0014 | 144.3119 | 0 | 115.4545 | 6970326.5558 | 564197.7763 | 7455454.5783 | 7316513.2405 | 0 | 465508.1382 | 0 | 8881080.1127 | 23106748.6933 | 15770830.7794 | 70530659.8743 | 961560.8286 | 9501104.8411 | 9501104.8411 | 1478867.319 | 4682163.0063 | 0 | 80993325.544 | 96655460.7104 | 316227.766 | 18.9464 | 4274.8665 | 5101.5215 | 87.1489 | 104.0014
1 | 3000 | 707 | 0.045 | 15 | 15 | 7 | 4.217e-10 | 5spot_SharedNeighbor | Water | Porous | Wet | R600a | MinimizeLCOE_Brownfield | IgnoreSilica | 2019 | 151.746 | 48.265 | 4.7775 | 4 | 4233.1993 | 5052.7828 | 86.2995 | 103.0078 | 144.3052 | 0 | 292.0157 | 6974482.5383 | 564498.8455 | 7460782.195 | 7323094.9171 | 0 | 417684.9484 | 0 | 8868811.9433 | 23074829.4329 | 15749045.2283 | 70433230.0488 | 961560.8286 | 9501104.8411 | 9501104.8411 | 1478867.319 | 4682163.0063 | 0 | 80895895.7185 | 96558030.8849 | 421696.5034 | 19.1099 | 4233.1993 | 5052.7828 | 86.2995 | 103.0078
1 | 3000 | 707 | 0.045 | 15 | 15 | 7 | 5.6234e-10 | 5spot_SharedNeighbor | Water | Porous | Wet | R600a | MinimizeLCOE_Brownfield | IgnoreSilica | 2019 | 156.1797 | 49.5546 | 4.9032 | 4 | 4202.425 | 5000.9945 | 85.6721 | 101.952 | 144.1258 | 0 | 121.7241 | 7099928.7992 | 573671.6074 | 7620848.8762 | 7521233.9132 | 0 | 417287.6871 | 0 | 9060858.6444 | 23574495.5551 | 16090077.6238 | 71958402.7063 | 961560.8286 | 9501104.8411 | 9501104.8411 | 1478867.319 | 4682163.0063 | 0 | 82421068.376 | 98083203.5424 | 562341.3252 | 19.6127 | 4202.425 | 5000.9945 | 85.6721 | 101.952
1 | 3000 | 707 | 0.045 | 15 | 15 | 7 | 7.4989e-10 | 5spot_SharedNeighbor | Water | Porous | Wet | R600a | MinimizeLCOE_Brownfield | IgnoreSilica | 2019 | 157.5487 | 49.9505 | 4.9548 | 4 | 4179.4646 | 4969.7204 | 85.204 | 101.3145 | 144.069 | 0 | 108.4068 | 7138138.2393 | 576449.7848 | 7669852.123 | 7582148.078 | 0 | 399412.8955 | 0 | 9112740.4371 | 23709481.3371 | 16182208.1937 | 72370431.0886 | 961560.8286 | 9501104.8411 | 9501104.8411 | 1478867.319 | 4682163.0063 | 0 | 82833096.7583 | 98495231.9247 | 749894.2093 | 19.8191 | 4179.4646 | 4969.7204 | 85.204 | 101.3145
1 | 3000 | 707 | 0.045 | 15 | 15 | 7 | 1e-09 | 5spot_SharedNeighbor | Water | Porous | Wet | R600a | MinimizeLCOE_Brownfield | IgnoreSilica | 2019 | 158.5816 | 50.2487 | 4.9939 | 4 | 4162.1419 | 4946.2095 | 84.8509 | 100.8352 | 144.0259 | 0 | 112.8863 | 7166817.2501 | 578530.5564 | 7706705.3045 | 7628036.7938 | 0 | 385265.7263 | 0 | 9151488.6961 | 23810296.3589 | 16251016.5176 | 72678157.2038 | 961560.8286 | 9501104.8411 | 9501104.8411 | 1478867.319 | 4682163.0063 | 0 | 83140822.8735 | 98802958.0399 | 1000000 | 19.9755 | 4162.1419 | 4946.2095 | 84.8509 | 100.8352
1 | 3000 | 707 | 0.045 | 15 | 15 | 7 | 1.3335e-09 | 5spot_SharedNeighbor | Water | Porous | Wet | R600a | MinimizeLCOE_Brownfield | IgnoreSilica | 2019 | 159.2077 | 50.4291 | 5.0201 | 4 | 4149.0908 | 4929.0632 | 84.5848 | 100.4856 | 143.9995 | 0 | 102.7699 | 7184131.3239 | 579784.7634 | 7728986.1251 | 7655825.2522 | 0 | 372952.135 | 0 | 9173455.0439 | 23867448.2898 | 16290023.8848 | 72852606.8181 | 961560.8286 | 9501104.8411 | 9501104.8411 | 1478867.319 | 4682163.0063 | 0 | 83315272.4878 | 98977407.6542 | 1333521.4322 | 20.0804 | 4149.0908 | 4929.0632 | 84.5848 | 100.4856
1 | 3000 | 707 | 0.045 | 15 | 15 | 7 | 1.7783e-09 | 5spot_SharedNeighbor | Water | Porous | Wet | R600a | MinimizeLCOE_Brownfield | IgnoreSilica | 2019 | 159.6876 | 50.5678 | 5.0402 | 4 | 4139.2803 | 4916.1418 | 84.3848 | 100.2222 | 143.9793 | 0 | 106.0052 | 7197485.9576 | 580760.2256 | 7746086.3036 | 7677687.2091 | 0 | 363521.3116 | 0 | 9190560.9929 | 23911954.4603 | 16320400.2607 | 72988456.7213 | 961560.8286 | 9501104.8411 | 9501104.8411 | 1478867.319 | 4682163.0063 | 0 | 83451122.391 | 99113257.5574 | 1778279.41 | 20.1608 | 4139.2803 | 4916.1418 | 84.3848 | 100.2222
1 | 3000 | 707 | 0.045 | 15 | 15 | 7 | 2.3714e-09 | 5spot_SharedNeighbor | Water | Porous | Wet | R600a | MinimizeLCOE_Brownfield | IgnoreSilica | 2019 | 160.124 | 50.6937 | 5.057 | 4 | 4131.9025 | 4906.178 | 84.2344 | 100.0191 | 143.9608 | 0 | 107.0659 | 7209609.4164 | 581645.2795 | 7761618.9335 | 7697560.6649 | 0 | 356912.2923 | 0 | 9206865.1688 | 23954374.5814 | 16349352.865 | 73117939.2017 | 961560.8286 | 9501104.8411 | 9501104.8411 | 1478867.319 | 4682163.0063 | 0 | 83580604.8714 | 99242740.0378 | 2371373.7057 | 20.2281 | 4131.9025 | 4906.178 | 84.2344 | 100.0191
1 | 3000 | 707 | 0.045 | 15 | 15 | 7 | 3.1623e-09 | 5spot_SharedNeighbor | Water | Porous | Wet | R600a | MinimizeLCOE_Brownfield | IgnoreSilica | 2019 | 160.4445 | 50.7862 | 5.0695 | 4 | 4126.3577 | 4898.7235 | 84.1214 | 99.8671 | 143.9473 | 0 | 117.7953 | 7218499.7903 | 582293.8914 | 7773016.1355 | 7712153.4569 | 0 | 351803.3793 | 0 | 9218728.9949 | 23985241.8233 | 16370420.3918 | 73212157.8634 | 961560.8286 | 9501104.8411 | 9501104.8411 | 1478867.319 | 4682163.0063 | 0 | 83674823.5331 | 99336958.6995 | 3162277.6602 | 20.2781 | 4126.3577 | 4898.7235 | 84.1214 | 99.8671
1 | 3000 | 707 | 0.045 | 15 | 15 | 7 | 4.217e-09 | 5spot_SharedNeighbor | Water | Porous | Wet | R600a | MinimizeLCOE_Brownfield | IgnoreSilica | 2019 | 160.6808 | 50.8544 | 5.0788 | 4 | 4122.1925 | 4893.1435 | 84.0365 | 99.7533 | 143.9372 | 0 | 124.3885 | 7225046.9259 | 582771.323 | 7781413.069 | 7722910.4294 | 0 | 347882.6578 | 0 | 9227409.518 | 24007826.7638 | 16385835.0778 | 73281095.7646 | 961560.8286 | 9501104.8411 | 9501104.8411 | 1478867.319 | 4682163.0063 | 0 | 83743761.4343 | 99405896.6007 | 4216965.0343 | 20.3153 | 4122.1925 | 4893.1435 | 84.0365 | 99.7533
1 | 3000 | 707 | 0.045 | 15 | 15 | 7 | 5.6234e-09 | 5spot_SharedNeighbor | Water | Porous | Wet | R600a | MinimizeLCOE_Brownfield | IgnoreSilica | 2019 | 160.864 | 50.9072 | 5.086 | 4 | 4119.0651 | 4888.9369 | 83.9727 | 99.6676 | 143.9295 | 0 | 120.7189 | 7230117.6069 | 583140.9727 | 7787918.3734 | 7731247.2884 | 0 | 344959.3047 | 0 | 9234179.583 | 24025441.0842 | 16397857.2134 | 73334861.4267 | 961560.8286 | 9501104.8411 | 9501104.8411 | 1478867.319 | 4682163.0063 | 0 | 83797527.0964 | 99459662.2628 | 5623413.2519 | 20.3438 | 4119.0651 | 4888.9369 | 83.9727 | 99.6676
1 | 3000 | 707 | 0.045 | 15 | 15 | 7 | 7.4989e-09 | 5spot_SharedNeighbor | Water | Porous | Wet | R600a | MinimizeLCOE_Brownfield | IgnoreSilica | 2019 | 160.9929 | 50.9443 | 5.0911 | 4 | 4116.7175 | 4885.8098 | 83.9249 | 99.6038 | 143.924 | 0 | 112.7297 | 7233682.8972 | 583400.7963 | 7792493.6727 | 7737112.6135 | 0 | 342678.792 | 0 | 9238853.821 | 24037602.4926 | 16406157.6246 | 73371982.7098 | 961560.8286 | 9501104.8411 | 9501104.8411 | 1478867.319 | 4682163.0063 | 0 | 83834648.3795 | 99496783.5459 | 7498942.0933 | 20.3644 | 4116.7175 | 4885.8098 | 83.9249 | 99.6038
1 | 3000 | 707 | 0.045 | 15 | 15 | 7 | 1e-08 | 5spot_SharedNeighbor | Water | Porous | Wet | R600a | MinimizeLCOE_Brownfield | IgnoreSilica | 2019 | 161.0977 | 50.9745 | 5.0952 | 4 | 4114.9557 | 4883.4365 | 83.8889 | 99.5555 | 143.9195 | 0 | 122.8086 | 7236581.134 | 583611.9848 | 7796213.424 | 7741882.0602 | 0 | 341025.369 | 0 | 9242732.4491 | 24047693.8874 | 16413045.2089 | 73402785.5174 | 961560.8286 | 9501104.8411 | 9501104.8411 | 1478867.319 | 4682163.0063 | 0 | 83865451.1871 | 99527586.3535 | 10000000 | 20.3806 | 4114.9557 | 4883.4365 | 83.8889 | 99.5555
1 | 3100 | 707 | 0.045 | 15 | 15 | 7 | 1e-13 | 5spot_SharedNeighbor | Water | Porous | Wet | R600a | MinimizeLCOE_Brownfield | IgnoreSilica | 2019 | 0 | 0 | 0 | 0 |  |  |  |  | 15 |  | 11.2619 | [19 empty] | 100 | 0
1 | 3100 | 707 | 0.045 | 15 | 15 | 7 | 1.3335e-13 | 5spot_SharedNeighbor | Water | Porous | Wet | R600a | MinimizeLCOE_Brownfield | IgnoreSilica | 2019 | 0.72086 | 0.12576 | 0.0019058 | 4 | 1528646.9437 | 3653369.3045 | 31163.5356 | 74478.8748 | 104.0668 | 0 | 21.3552 | 86426.4725 | 5476.2179 | 65726.6524 | 49119.0523 | 0 | 54236.5363 | 0 | 101784.1233 | 264821.4099 | 180746.0538 | 808336.5184 | 961560.8286 | 9883032.0773 | 9883032.0773 | 1478867.319 | 4834933.9008 | 0 | 11652929.4243 | 27849762.7213 | 133.3521 | 0.007623 | 1528646.9437 | 3653369.3045 | 31163.5356 | 74478.8748
1 | 3100 | 707 | 0.045 | 15 | 15 | 7 | 1.7783e-13 | 5spot_SharedNeighbor | Water | Porous | Wet | R600a | MinimizeLCOE_Brownfield | IgnoreSilica | 2019 | 0.92292 | 0.18468 | 0.0058336 | 4 | 509084.1442 | 1203202.5373 | 10378.3689 | 24528.9112 | 112.2499 | 0 | 29.1628 | 118651.3781 | 7908.4985 | 88852.8924 | 58348.8712 | 0 | 60269.1271 | 0 | 130271.9992 | 338941.0195 | 231334.2103 | 1034577.9962 | 961560.8286 | 9883032.0773 | 9883032.0773 | 1478867.319 | 4834933.9008 | 0 | 11879170.9021 | 28076004.1991 | 177.8279 | 0.023334 | 509084.1442 | 1203202.5373 | 10378.3689 | 24528.9112
1 | 3100 | 707 | 0.045 | 15 | 15 | 7 | 2.3714e-13 | 5spot_SharedNeighbor | Water | Porous | Wet | R600a | MinimizeLCOE_Brownfield | IgnoreSilica | 2019 | 1.2202 | 0.27674 | 0.012265 | 4 | 248822.6563 | 578965.8972 | 5072.5864 | 11803.0029 | 120.2424 | 0 | 28.8095 | 164356.8595 | 11518.3689 | 122113.0795 | 72398.1561 | 0 | 69568.1643 | 0 | 171582.305 | 446421.9613 | 304692.1616 | 1362651.0562 | 961560.8286 | 9883032.0773 | 9883032.0773 | 1478867.319 | 4834933.9008 | 0 | 12207243.9621 | 28404077.2591 | 237.1374 | 0.04906 | 248822.6563 | 578965.8972 | 5072.5864 | 11803.0029
1 | 3100 | 707 | 0.045 | 15 | 15 | 7 | 3.1623e-13 | 5spot_SharedNeighbor | Water | Porous | Wet | R600a | MinimizeLCOE_Brownfield | IgnoreSilica | 2019 | 1.5834 | 0.3942 | 0.021438 | 4 | 146808.156 | 335688.4262 | 2992.8828 | 6843.4626 | 126.4949 | 0 | 23.7315 | 217242.7865 | 15850.7081 | 161357.1104 | 90087.5984 | 0 | 78695.8204 | 0 | 219661.2693 | 571513.5639 | 390069.7508 | 1744478.6076 | 961560.8286 | 9883032.0773 | 9883032.0773 | 1478867.319 | 4834933.9008 | 0 | 12589071.5135 | 28785904.8106 | 316.2278 | 0.085752 | 146808.156 | 335688.4262 | 2992.8828 | 6843.4626
1 | 3100 | 707 | 0.045 | 15 | 15 | 7 | 4.217e-13 | 5spot_SharedNeighbor | Water | Porous | Wet | R600a | MinimizeLCOE_Brownfield | IgnoreSilica | 2019 | 2.0793 | 0.5592 | 0.034762 | 4 | 94123.6843 | 210608.6899 | 1918.8386 | 4293.543 | 131.8713 | 0 | 163.6834 | 284753.0312 | 21532.2377 | 212643.2363 | 114733.7725 | 0 | 90520.1859 | 0 | 282431.1608 | 734827.9457 | 501535.1722 | 2242976.7422 | 961560.8286 | 9883032.0773 | 9883032.0773 | 1478867.319 | 4834933.9008 | 0 | 13087569.648 | 29284402.9451 | 421.6965 | 0.13905 | 94123.6843 | 210608.6899 | 1918.8386 | 4293.543
1 | 3100 | 707 | 0.045 | 15 | 15 | 7 | 5.6234e-13 | 5spot_SharedNeighbor | Water | Porous | Wet | R600a | MinimizeLCOE_Brownfield | IgnoreSilica | 2019 | 2.7405 | 0.7833 | 0.053397 | 4 | 64218.4336 | 140050.8555 | 1309.1796 | 2855.1261 | 136.2519 | 0 | 222.1991 | 367996.8659 | 28675.0555 | 277607.6649 | 147955.2283 | 0 | 104922.5088 | 0 | 361591.3561 | 940786.5361 | 642106.1421 | 2871641.3577 | 961560.8286 | 9883032.0773 | 9883032.0773 | 1478867.319 | 4834933.9008 | 0 | 13716234.2636 | 29913067.5607 | 562.3413 | 0.21359 | 64218.4336 | 140050.8555 | 1309.1796 | 2855.1261
1 | 3100 | 707 | 0.045 | 15 | 15 | 7 | 7.4989e-13 | 5spot_SharedNeighbor | Water | Porous | Wet | R600a | MinimizeLCOE_Brownfield | IgnoreSilica | 2019 | 3.6157 | 1.0821 | 0.078691 | 4 | 46045.4333 | 97502.3289 | 938.6984 | 1987.7169 | 139.7322 | 0 | 295.5942 | 468704.9126 | 37403.8051 | 358669.8153 | 191187.6149 | 0 | 122142.4502 | 0 | 459462.3533 | 1195426.7945 | 815903.3508 | 3648901.0967 | 961560.8286 | 9883032.0773 | 9883032.0773 | 1478867.319 | 4834933.9008 | 0 | 14493494.0026 | 30690327.2996 | 749.8942 | 0.31477 | 46045.4333 | 97502.3289 | 938.6984 | 1987.7169
1 | 3100 | 707 | 0.045 | 15 | 15 | 7 | 1e-12 | 5spot_SharedNeighbor | Water | Porous | Wet | R600a | MinimizeLCOE_Brownfield | IgnoreSilica | 2019 | 4.7816 | 1.4845 | 0.11331 | 4 | 34145.5237 | 69881.2836 | 696.1027 | 1424.6245 | 142.4759 | 0 | 38.9534 | 592512.7603 | 48244.9054 | 461009.5718 | 250419.0202 | 0 | 143165.5035 | 0 | 583187.1869 | 1517333.4321 | 1035611.2455 | 4631483.6255 | 961560.8286 | 9883032.0773 | 9883032.0773 | 1478867.319 | 4834933.9008 | 0 | 15476076.5314 | 31672909.8285 | 1000 | 0.45324 | 34145.5237 | 69881.2836 | 696.1027 | 1424.6245
1 | 3100 | 707 | 0.045 | 15 | 15 | 7 | 1.3335e-12 | 5spot_SharedNeighbor | Water | Porous | Wet | R600a | MinimizeLCOE_Brownfield | IgnoreSilica | 2019 | 6.348 | 2.0272 | 0.16018 | 4 | 26093.5685 | 51372.6713 | 531.9527 | 1047.3014 | 144.599 | 0 | 38.1128 | 744623.4917 | 61603.162 | 590602.1928 | 330436.1034 | 0 | 169281.429 | 0 | 739653.0878 | 1924425.6107 | 1313460.0223 | 5874085.0996 | 961560.8286 | 9883032.0773 | 9883032.0773 | 1478867.319 | 4834933.9008 | 0 | 16718678.0055 | 32915511.3026 | 1333.5214 | 0.64072 | 26093.5685 | 51372.6713 | 531.9527 | 1047.3014
1 | 3100 | 707 | 0.045 | 15 | 15 | 7 | 1.7783e-12 | 5spot_SharedNeighbor | Water | Porous | Wet | R600a | MinimizeLCOE_Brownfield | IgnoreSilica | 2019 | 8.4164 | 2.738 | 0.22128 | 4 | 20610.8098 | 38909.9172 | 420.1792 | 793.2313 | 146.0332 | 0 | 35.4908 | 925592.651 | 77371.8832 | 750399.738 | 434704.224 | 0 | 200617.1493 | 0 | 931587.4017 | 2423799.3244 | 1654292.843 | 7398365.2145 | 961560.8286 | 9883032.0773 | 9883032.0773 | 1478867.319 | 4834933.9008 | 0 | 18242958.1204 | 34439791.4174 | 1778.2794 | 0.88512 | 20610.8098 | 38909.9172 | 420.1792 | 793.2313
1 | 3100 | 707 | 0.045 | 15 | 15 | 7 | 2.3714e-12 | 5spot_SharedNeighbor | Water | Porous | Wet | R600a | MinimizeLCOE_Brownfield | IgnoreSilica | 2019 | 11.1884 | 3.7134 | 0.30748 | 4 | 16441.9705 | 29611.1666 | 335.1918 | 603.6637 | 147.551 | 0 | 42.4031 | 1155529.3383 | 97756.5179 | 956470.325 | 579061.7521 | 0 | 238843.4811 | 0 | 1180787.9516 | 3072168.0372 | 2096817.8122 | 9377435.2155 | 961560.8286 | 9883032.0773 | 9883032.0773 | 1478867.319 | 4834933.9008 | 0 | 20222028.1213 | 36418861.4184 | 2371.3737 | 1.2299 | 16441.9705 | 29611.1666 | 335.1918 | 603.6637
1 | 3100 | 707 | 0.045 | 15 | 15 | 7 | 3.1623e-12 | 5spot_SharedNeighbor | Water | Porous | Wet | R600a | MinimizeLCOE_Brownfield | IgnoreSilica | 2019 | 14.8548 | 4.9926 | 0.41965 | 4 | 13501.4948 | 23150.5502 | 275.2462 | 471.9553 | 148.5141 | 0 | 39.625 | 1429934.2374 | 121821.665 | 1211166.3343 | 767980.1108 | 0 | 285032.0446 | 0 | 1488214.4129 | 3872028.6276 | 2642739.1006 | 11818916.5331 | 961560.8286 | 9883032.0773 | 9883032.0773 | 1478867.319 | 4834933.9008 | 0 | 22663509.439 | 38860342.736 | 3162.2777 | 1.6786 | 13501.4948 | 23150.5502 | 275.2462 | 471.9553
1 | 3100 | 707 | 0.045 | 15 | 15 | 7 | 4.217e-12 | 5spot_SharedNeighbor | Water | Porous | Wet | R600a | MinimizeLCOE_Brownfield | IgnoreSilica | 2019 | 19.7394 | 6.698 | 0.5693 | 4 | 11303.9964 | 18416.6527 | 230.4473 | 375.4484 | 149.248 | 0 | 43.0583 | 1765470.6627 | 151164.357 | 1531277.653 | 1020187.6687 | 0 | 341546.5835 | 0 | 1875762.3007 | 4880348.7346 | 3330938.2925 | 14896696.2526 | 961560.8286 | 9883032.0773 | 9883032.0773 | 1478867.319 | 4834933.9008 | 0 | 25741289.1585 | 41938122.4555 | 4216.965 | 2.2772 | 11303.9964 | 18416.6527 | 230.4473 | 375.4484
1 | 3100 | 707 | 0.045 | 15 | 15 | 7 | 5.6234e-12 | 5spot_SharedNeighbor | Water | Porous | Wet | R600a | MinimizeLCOE_Brownfield | IgnoreSilica | 2019 | 26.2043 | 8.9557 | 0.76753 | 4 | 9640.34 | 14915.9935 | 196.5314 | 304.0827 | 149.8032 | 0 | 40.1948 | 2173163.4054 | 186667.2902 | 1931051.0467 | 1353681.2401 | 0 | 409931.7436 | 0 | 2361252.9431 | 6143495.7985 | 4193062.1187 | 18752305.5863 | 961560.8286 | 9883032.0773 | 9883032.0773 | 1478867.319 | 4834933.9008 | 0 | 29596898.4921 | 45793731.7892 | 5623.4133 | 3.0701 | 9640.34 | 14915.9935 | 196.5314 | 304.0827
1 | 3100 | 707 | 0.045 | 15 | 15 | 7 | 7.4989e-12 | 5spot_SharedNeighbor | Water | Porous | Wet | R600a | MinimizeLCOE_Brownfield | IgnoreSilica | 2019 | 34.7576 | 11.9414 | 1.0293 | 4 | 8362.3951 | 12296.4765 | 170.4787 | 250.6803 | 150.2239 | 0 | 42.3391 | 2668489.875 | 229582.292 | 2430127.1684 | 1793115.2115 | 0 | 493126.9641 | 0 | 2969632.1893 | 7726373.8011 | 5273408.8804 | 23583856.3817 | 961560.8286 | 9883032.0773 | 9883032.0773 | 1478867.319 | 4834933.9008 | 0 | 34428449.2875 | 50625282.5846 | 7498.9421 | 4.1171 | 8362.3951 | 12296.4765 | 170.4787 | 250.6803
1 | 3100 | 707 | 0.045 | 15 | 15 | 7 | 1e-11 | 5spot_SharedNeighbor | Water | Porous | Wet | R600a | MinimizeLCOE_Brownfield | IgnoreSilica | 2019 | 45.9265 | 15.8379 | 1.3707 | 4 | 7371.3499 | 10325.4668 | 150.2749 | 210.4986 | 150.5343 | 0 | 46.6509 | 3263350.7321 | 280859.317 | 3045446.8157 | 2365253.1036 | 0 | 592595.8066 | 0 | 3723527.2523 | 9687854.11 | 6612159.4955 | 29571046.6329 | 961560.8286 | 9883032.0773 | 9883032.0773 | 1478867.319 | 4834933.9008 | 0 | 40415639.5387 | 56612472.8358 | 10000 | 5.4828 | 7371.3499 | 10325.4668 | 150.2749 | 210.4986
1 | 3100 | 707 | 0.045 | 15 | 15 | 7 | 1.3335e-11 | 5spot_SharedNeighbor | Water | Porous | Wet | R600a | MinimizeLCOE_Brownfield | IgnoreSilica | 2019 | 60.3648 | 20.8641 | 1.8095 | 4 | 6600.7462 | 8838.5293 | 134.5651 | 180.1854 | 150.72 | 0 | 52.9175 | 3970456.6969 | 341424.3282 | 3796260.337 | 3104245.9689 | 0 | 711369.0723 | 0 | 4650264.9973 | 12099035.6225 | 8257840.4227 | 36930897.4458 | 961560.8286 | 9883032.0773 | 9883032.0773 | 1478867.319 | 4834933.9008 | 0 | 47775490.3517 | 63972323.6487 | 13335.2143 | 7.2379 | 6600.7462 | 8838.5293 | 134.5651 | 180.1854
1 | 3100 | 707 | 0.045 | 15 | 15 | 7 | 1.7783e-11 | 5spot_SharedNeighbor | Water | Porous | Wet | R600a | MinimizeLCOE_Brownfield | IgnoreSilica | 2019 | 74.5038 | 25.7509 | 2.2696 | 4 | 6007.3463 | 7791.4765 | 122.4679 | 158.8398 | 150.7196 | 0 | 65.0199 | 4609598.7392 | 395610.2549 | 4492318.4579 | 3825697.0894 | 0 | 783394.7398 | 0 | 5501581.5197 | 14313986.5847 | 9769589.9671 | 43691777.3528 | 961560.8286 | 9883032.0773 | 9883032.0773 | 1478867.319 | 4834933.9008 | 0 | 54536370.2587 | 70733203.5557 | 17782.7941 | 9.0783 | 6007.3463 | 7791.4765 | 122.4679 | 158.8398
1 | 3100 | 707 | 0.045 | 15 | 15 | 7 | 2.3714e-11 | 5spot_SharedNeighbor | Water | Porous | Wet | R600a | MinimizeLCOE_Brownfield | IgnoreSilica | 2019 | 86.6003 | 29.8848 | 2.7053 | 4 | 5539.6389 | 7036.3882 | 112.933 | 143.4463 | 150.5904 | 0 | 65.193 | 5120384.3485 | 438350.6295 | 5060991.8961 | 4439946.473 | 0 | 793637.4338 | 0 | 6182791.2046 | 16086354.4494 | 10979267.4532 | 49101723.8881 | 961560.8286 | 9883032.0773 | 9883032.0773 | 1478867.319 | 4834933.9008 | 0 | 59946316.794 | 76143150.091 | 23713.7371 | 10.8213 | 5539.6389 | 7036.3882 | 112.933 | 143.4463
1 | 3100 | 707 | 0.045 | 15 | 15 | 7 | 3.1623e-11 | 5spot_SharedNeighbor | Water | Porous | Wet | R600a | MinimizeLCOE_Brownfield | IgnoreSilica | 2019 | 98.3272 | 33.8384 | 3.1397 | 4 | 5171.7664 | 6461.4574 | 105.4335 | 131.7255 | 150.3632 | 0 | 80.1685 | 5586915.8715 | 476814.4462 | 5590756.8801 | 5032084.2008 | 0 | 782465.004 | 0 | 6812924.197 | 17725831.2378 | 12098244.0492 | 54106035.8867 | 961560.8286 | 9883032.0773 | 9883032.0773 | 1478867.319 | 4834933.9008 | 0 | 64950628.7926 | 81147462.0896 | 31622.7766 | 12.5587 | 5171.7664 | 6461.4574 | 105.4335 | 131.7255
1 | 3100 | 707 | 0.045 | 15 | 15 | 7 | 4.217e-11 | 5spot_SharedNeighbor | Water | Porous | Wet | R600a | MinimizeLCOE_Brownfield | IgnoreSilica | 2019 | 109.2519 | 37.4657 | 3.5527 | 4 | 4884.2816 | 6024.0318 | 99.5727 | 122.808 | 150.0704 | 0 | 100.2229 | 5998012.6004 | 510154.2795 | 6066489.3684 | 5580406.8614 | 0 | 753708.0975 | 0 | 7374420.7708 | 19186730.1439 | 13095337.5711 | 58565259.6929 | 961560.8286 | 9883032.0773 | 9883032.0773 | 1478867.319 | 4834933.9008 | 0 | 69409852.5988 | 85606685.8958 | 42169.6503 | 14.2109 | 4884.2816 | 6024.0318 | 99.5727 | 122.808
1 | 3100 | 707 | 0.045 | 15 | 15 | 7 | 5.6234e-11 | 5spot_SharedNeighbor | Water | Porous | Wet | R600a | MinimizeLCOE_Brownfield | IgnoreSilica | 2019 | 118.9307 | 40.6191 | 3.9243 | 4 | 4660.7989 | 5692.6332 | 95.0167 | 116.052 | 149.7521 | 0 | 101.0342 | 6342608.1851 | 537535.3302 | 6473168.5982 | 6055528.5451 | 0 | 711099.4092 | 0 | 7846776.6264 | 20415703.1866 | 13934136.9256 | 62316556.8062 | 961560.8286 | 9883032.0773 | 9883032.0773 | 1478867.319 | 4834933.9008 | 0 | 73161149.7121 | 89357983.0092 | 56234.1325 | 15.6971 | 4660.7989 | 5692.6332 | 95.0167 | 116.052
1 | 3100 | 707 | 0.045 | 15 | 15 | 7 | 7.4989e-11 | 5spot_SharedNeighbor | Water | Porous | Wet | R600a | MinimizeLCOE_Brownfield | IgnoreSilica | 2019 | 127.2586 | 43.287 | 4.2474 | 4 | 4487.934 | 5441.2673 | 91.4926 | 110.9276 | 149.4374 | 0 | 111.9792 | 6625438.2235 | 559588.3904 | 6812726.0673 | 6457817.4637 | 0 | 661201.936 | 0 | 8235541.1115 | 21427188.6304 | 14624496.525 | 65403998.3478 | 961560.8286 | 9883032.0773 | 9883032.0773 | 1478867.319 | 4834933.9008 | 0 | 76248591.2537 | 92445424.5507 | 74989.4209 | 16.9897 | 4487.934 | 5441.2673 | 91.4926 | 110.9276
1 | 3100 | 707 | 0.045 | 15 | 15 | 7 | 1e-10 | 5spot_SharedNeighbor | Water | Porous | Wet | R600a | MinimizeLCOE_Brownfield | IgnoreSilica | 2019 | 136.7593 | 46.2941 | 4.581 | 4 | 4353.8874 | 5237.8006 | 88.7599 | 106.7797 | 149.0601 | 0 | 106.5003 | 6936150.6986 | 583488.3969 | 7190839.2164 | 6912894.2727 | 0 | 633787.8711 | 0 | 8680292.5777 | 22584340.7144 | 15414276.5994 | 68936070.3471 | 961560.8286 | 9883032.0773 | 9883032.0773 | 1478867.319 | 4834933.9008 | 0 | 79780663.253 | 95977496.55 | 100000 | 18.324 | 4353.8874 | 5237.8006 | 88.7599 | 106.7797
1 | 3100 | 707 | 0.045 | 15 | 15 | 7 | 1.3335e-10 | 5spot_SharedNeighbor | Water | Porous | Wet | R600a | MinimizeLCOE_Brownfield | IgnoreSilica | 2019 | 143.0787 | 48.2782 | 4.8244 | 4 | 4249.3036 | 5088.6139 | 86.6278 | 103.7383 | 148.8149 | 0 | 101.4396 | 7137288.5638 | 598855.2743 | 7437735.2086 | 7212513.8205 | 0 | 588019.3505 | 0 | 8960020.7649 | 23312136.0772 | 15911011.8892 | 71157580.9489 | 961560.8286 | 9883032.0773 | 9883032.0773 | 1478867.319 | 4834933.9008 | 0 | 82002173.8548 | 98199007.1518 | 133352.1432 | 19.2978 | 4249.3036 | 5088.6139 | 86.6278 | 103.7383
1 | 3100 | 707 | 0.045 | 15 | 15 | 7 | 1.7783e-10 | 5spot_SharedNeighbor | Water | Porous | Wet | R600a | MinimizeLCOE_Brownfield | IgnoreSilica | 2019 | 148.024 | 49.8157 | 5.0181 | 4 | 4169.1894 | 4976.1067 | 84.9946 | 101.4447 | 148.6146 | 0 | 118.3767 | 7290697.8487 | 610453.8933 | 7627802.7747 | 7444871.3213 | 0 | 544231.7476 | 0 | 9172042.4584 | 23863773.0321 | 16287515.4459 | 72841388.522 | 961560.8286 | 9883032.0773 | 9883032.0773 | 1478867.319 | 4834933.9008 | 0 | 83685981.4279 | 99882814.7249 | 177827.941 | 20.0725 | 4169.1894 | 4976.1067 | 84.9946 | 101.4447
1 | 3100 | 707 | 0.045 | 15 | 15 | 7 | 2.3714e-10 | 5spot_SharedNeighbor | Water | Porous | Wet | R600a | MinimizeLCOE_Brownfield | IgnoreSilica | 2019 | 151.8996 | 51.012 | 5.1712 | 4 | 4108.0545 | 4891.0837 | 83.7482 | 99.7114 | 148.4528 | 0 | 115.1943 | 7408600.462 | 619293.0764 | 7774956.2091 | 7625965.0497 | 0 | 505244.4515 | 0 | 9334283.107 | 24285889.9197 | 16575618.8954 | 74129851.1709 | 961560.8286 | 9883032.0773 | 9883032.0773 | 1478867.319 | 4834933.9008 | 0 | 84974444.0768 | 101171277.3738 | 237137.3706 | 20.6848 | 4108.0545 | 4891.0837 | 83.7482 | 99.7114
1 | 3100 | 707 | 0.045 | 15 | 15 | 7 | 3.1623e-10 | 5spot_SharedNeighbor | Water | Porous | Wet | R600a | MinimizeLCOE_Brownfield | IgnoreSilica | 2019 | 154.8808 | 51.9269 | 5.2901 | 4 | 4061.5445 | 4826.9715 | 82.8001 | 98.4043 | 148.3254 | 0 | 128.7508 | 7497923.1024 | 625944.5796 | 7887084.5403 | 7764658.1058 | 0 | 471614.6696 | 0 | 9456417.749 | 24603659.205 | 16792502.9621 | 75099804.9137 | 961560.8286 | 9883032.0773 | 9883032.0773 | 1478867.319 | 4834933.9008 | 0 | 85944397.8196 | 102141231.1166 | 316227.766 | 21.1605 | 4061.5445 | 4826.9715 | 82.8001 | 98.4043
1 | 3100 | 707 | 0.045 | 15 | 15 | 7 | 4.217e-10 | 5spot_SharedNeighbor | Water | Porous | Wet | R600a | MinimizeLCOE_Brownfield | IgnoreSilica | 2019 | 157.142 | 52.6178 | 5.3813 | 4 | 4026.252 | 4778.7106 | 82.0806 | 97.4205 | 148.2272 | 0 | 119.0654 | 7564891.8767 | 630905.4052 | 7971525.3296 | 7869505.5534 | 0 | 443357.7119 | 0 | 9547272.4919 | 24840044.6091 | 16953840.8576 | 75821343.8354 | 961560.8286 | 9883032.0773 | 9883032.0773 | 1478867.319 | 4834933.9008 | 0 | 86665936.7413 | 102862770.0384 | 421696.5034 | 21.5252 | 4026.252 | 4778.7106 | 82.0806 | 97.4205
1 | 3100 | 707 | 0.045 | 15 | 15 | 7 | 5.6234e-10 | 5spot_SharedNeighbor | Water | Porous | Wet | R600a | MinimizeLCOE_Brownfield | IgnoreSilica | 2019 | 159.1493 | 53.229 | 5.4591 | 4 | 3998.4394 | 4740.1732 | 81.5136 | 96.6348 | 148.1391 | 0 | 111.2465 | 7623805.4927 | 635251.6948 | 8046069.573 | 7962349.7 | 0 | 421211.1836 | 0 | 9628588.1812 | 25051611.3525 | 17098239.5072 | 76467126.6852 | 961560.8286 | 9883032.0773 | 9883032.0773 | 1478867.319 | 4834933.9008 | 0 | 87311719.5911 | 103508552.8881 | 562341.3252 | 21.8364 | 3998.4394 | 4740.1732 | 81.5136 | 96.6348
1 | 3100 | 707 | 0.045 | 15 | 15 | 7 | 7.4989e-10 | 5spot_SharedNeighbor | Water | Porous | Wet | R600a | MinimizeLCOE_Brownfield | IgnoreSilica | 2019 | 160.423 | 53.6157 | 5.5113 | 4 | 3978.4755 | 4713.1896 | 81.1066 | 96.0847 | 148.0825 | 0 | 129.7274 | 7660896.0728 | 637977.6697 | 8093143.8317 | 8021121.3055 | 0 | 402789.941 | 0 | 9678212.2401 | 25180722.9744 | 17186360.8421 | 76861224.8774 | 961560.8286 | 9883032.0773 | 9883032.0773 | 1478867.319 | 4834933.9008 | 0 | 87705817.7832 | 103902651.0803 | 749894.2093 | 22.0451 | 3978.4755 | 4713.1896 | 81.1066 | 96.0847
1 | 3100 | 707 | 0.045 | 15 | 15 | 7 | 1e-09 | 5spot_SharedNeighbor | Water | Porous | Wet | R600a | MinimizeLCOE_Brownfield | IgnoreSilica | 2019 | 161.3756 | 53.9043 | 5.5506 | 4 | 3963.4138 | 4692.9245 | 80.7996 | 95.6716 | 148.0398 | 0 | 137.6271 | 7688497.7823 | 640001.458 | 8128243.3264 | 8065012.8359 | 0 | 388186.709 | 0 | 9714877.4235 | 25276118.2606 | 17251470.0852 | 77152407.8809 | 961560.8286 | 9883032.0773 | 9883032.0773 | 1478867.319 | 4834933.9008 | 0 | 87997000.7868 | 104193834.0838 | 1000000 | 22.2023 | 3963.4138 | 4692.9245 | 80.7996 | 95.6716
1 | 3100 | 707 | 0.045 | 15 | 15 | 7 | 1.3335e-09 | 5spot_SharedNeighbor | Water | Porous | Wet | R600a | MinimizeLCOE_Brownfield | IgnoreSilica | 2019 | 162.077 | 54.1165 | 5.5799 | 4 | 3952.0648 | 4677.7426 | 80.5682 | 95.3621 | 148.0082 | 0 | 135.096 | 7708746.2081 | 641483.426 | 8154029.8338 | 8097296.9445 | 0 | 376663.4077 | 0 | 9741505.7299 | 25345399.6515 | 17298756.058 | 77363881.2596 | 961560.8286 | 9883032.0773 | 9883032.0773 | 1478867.319 | 4834933.9008 | 0 | 88208474.1655 | 104405307.4625 | 1333521.4322 | 22.3196 | 3952.0648 | 4677.7426 | 80.5682 | 95.3621
1 | 3100 | 707 | 0.045 | 15 | 15 | 7 | 1.7783e-09 | 5spot_SharedNeighbor | Water | Porous | Wet | R600a | MinimizeLCOE_Brownfield | IgnoreSilica | 2019 | 162.6908 | 54.3018 | 5.6041 | 4 | 3943.5191 | 4666.0608 | 80.394 | 95.124 | 147.9806 | 0 | 113.8123 | 7726453.7101 | 642786.2721 | 8176520.7516 | 8125723.4696 | 0 | 368497.1451 | 0 | 9765592.7259 | 25408069.0742 | 17341529.2268 | 77555172.3752 | 961560.8286 | 9883032.0773 | 9883032.0773 | 1478867.319 | 4834933.9008 | 0 | 88399765.2811 | 104596598.5781 | 1778279.41 | 22.4165 | 3943.5191 | 4666.0608 | 80.394 | 95.124
1 | 3100 | 707 | 0.045 | 15 | 15 | 7 | 2.3714e-09 | 5spot_SharedNeighbor | Water | Porous | Wet | R600a | MinimizeLCOE_Brownfield | IgnoreSilica | 2019 | 163.0929 | 54.4229 | 5.6209 | 4 | 3937.0912 | 4657.4705 | 80.2629 | 94.9488 | 147.9623 | 0 | 110.8679 | 7738034.1983 | 643639.6275 | 8191220.4836 | 8144386.1723 | 0 | 361715.0476 | 0 | 9780808.2564 | 25447656.7635 | 17368548.6381 | 77676009.1872 | 961560.8286 | 9883032.0773 | 9883032.0773 | 1478867.319 | 4834933.9008 | 0 | 88520602.093 | 104717435.3901 | 2371373.7057 | 22.4838 | 3937.0912 | 4657.4705 | 80.2629 | 94.9488
1 | 3100 | 707 | 0.045 | 15 | 15 | 7 | 3.1623e-09 | 5spot_SharedNeighbor | Water | Porous | Wet | R600a | MinimizeLCOE_Brownfield | IgnoreSilica | 2019 | 163.383 | 54.5103 | 5.6333 | 4 | 3932.2601 | 4651.0582 | 80.1644 | 94.8181 | 147.9492 | 0 | 118.3214 | 7746373.974 | 644253.7192 | 8201813.0401 | 8157842.3015 | 0 | 356437.0692 | 0 | 9791620.8406 | 25475788.8895 | 17387749.3922 | 77761879.2262 | 961560.8286 | 9883032.0773 | 9883032.0773 | 1478867.319 | 4834933.9008 | 0 | 88606472.1321 | 104803305.4291 | 3162277.6602 | 22.5332 | 3932.2601 | 4651.0582 | 80.1644 | 94.8181
1 | 3100 | 707 | 0.045 | 15 | 15 | 7 | 4.217e-09 | 5spot_SharedNeighbor | Water | Porous | Wet | R600a | MinimizeLCOE_Brownfield | IgnoreSilica | 2019 | 163.6117 | 54.5791 | 5.6429 | 4 | 3928.6311 | 4646.2115 | 80.0905 | 94.7193 | 147.9388 | 0 | 115.1701 | 7752944.2394 | 644737.2977 | 8210161.3649 | 8168451.9039 | 0 | 352520.834 | 0 | 9800238.0995 | 25498209.2297 | 17403051.7351 | 77830314.7042 | 961560.8286 | 9883032.0773 | 9883032.0773 | 1478867.319 | 4834933.9008 | 0 | 88674907.6101 | 104871740.9071 | 4216965.0343 | 22.5715 | 3928.6311 | 4646.2115 | 80.0905 | 94.7193
1 | 3100 | 707 | 0.045 | 15 | 15 | 7 | 5.6234e-09 | 5spot_SharedNeighbor | Water | Porous | Wet | R600a | MinimizeLCOE_Brownfield | IgnoreSilica | 2019 | 163.7749 | 54.6282 | 5.6498 | 4 | 3925.906 | 4642.6007 | 80.0349 | 94.6457 | 147.9313 | 0 | 123.9848 | 7757626.4214 | 645081.7513 | 8216112.8357 | 8176017.9933 | 0 | 349481.3999 | 0 | 9806284.9566 | 25513941.9114 | 17413789.6136 | 77878336.8831 | 961560.8286 | 9883032.0773 | 9883032.0773 | 1478867.319 | 4834933.9008 | 0 | 88722929.789 | 104919763.086 | 5623413.2519 | 22.5994 | 3925.906 | 4642.6007 | 80.0349 | 94.6457
1 | 3100 | 707 | 0.045 | 15 | 15 | 7 | 7.4989e-09 | 5spot_SharedNeighbor | Water | Porous | Wet | R600a | MinimizeLCOE_Brownfield | IgnoreSilica | 2019 | 163.8823 | 54.6605 | 5.6547 | 4 | 3923.8605 | 4639.9373 | 79.9932 | 94.5914 | 147.9264 | 0 | 115.0644 | 7760706.3677 | 645308.2255 | 8220029.0653 | 8180998.0124 | 0 | 347056.6605 | 0 | 9810098.3492 | 25523863.5768 | 17420561.3541 | 77908621.6114 | 961560.8286 | 9883032.0773 | 9883032.0773 | 1478867.319 | 4834933.9008 | 0 | 88753214.5173 | 104950047.8143 | 7498942.0933 | 22.6189 | 3923.8605 | 4639.9373 | 79.9932 | 94.5914
1 | 3100 | 707 | 0.045 | 15 | 15 | 7 | 1e-08 | 5spot_SharedNeighbor | Water | Porous | Wet | R600a | MinimizeLCOE_Brownfield | IgnoreSilica | 2019 | 163.9749 | 54.6884 | 5.6587 | 4 | 3922.3254 | 4637.9025 | 79.9619 | 94.5499 | 147.9222 | 0 | 112.4267 | 7763361.0843 | 645503.4349 | 8223404.7481 | 8185291.1717 | 0 | 345331.1794 | 0 | 9813527.7312 | 25532786.1252 | 17426651.1767 | 77935856.6515 | 961560.8286 | 9883032.0773 | 9883032.0773 | 1478867.319 | 4834933.9008 | 0 | 88780449.5574 | 104977282.8544 | 10000000 | 22.6346 | 3922.3254 | 4637.9025 | 79.9619 | 94.5499
1 | 3200 | 707 | 0.045 | 15 | 15 | 7 | 1e-13 | 5spot_SharedNeighbor | Water | Porous | Wet | R600a | MinimizeLCOE_Brownfield | IgnoreSilica | 2019 | 0 | 0 | 0 | 0 |  |  |  |  | 15 |  | 11.4613 | [19 empty] | 100 | 0
1 | 3200 | 707 | 0.045 | 15 | 15 | 7 | 1.3335e-13 | 5spot_SharedNeighbor | Water | Porous | Wet | R600a | MinimizeLCOE_Brownfield | IgnoreSilica | 2019 | 0.74031 | 0.13522 | 0.0028275 | 4 | 1067829.1916 | 2547903.674 | 21769.1424 | 51942.4627 | 106.7486 | 0 | 24.398 | 92464.0036 | 5952.9396 | 69516.5462 | 50348.7215 | 0 | 54486.9079 | 0 | 106379.9563 | 276778.8248 | 188907.2352 | 844835.135 | 961560.8286 | 10270819.4043 | 10270819.4043 | 1478867.319 | 4990048.8316 | 0 | 12077215.3679 | 28816950.9228 | 133.3521 | 0.01131 | 1067829.1916 | 2547903.674 | 21769.1424 | 51942.4627
1 | 3200 | 707 | 0.045 | 15 | 15 | 7 | 1.7783e-13 | 5spot_SharedNeighbor | Water | Porous | Wet | R600a | MinimizeLCOE_Brownfield | IgnoreSilica | 2019 | 0.95719 | 0.20179 | 0.007469 | 4 | 412695.8275 | 973002.8267 | 8413.3627 | 19835.9787 | 115.524 | 0 | 24.5319 | 128608.5986 | 8743.1237 | 95159.2631 | 60556.6269 | 0 | 61221.4253 | 0 | 138172.7246 | 359497.0863 | 245364.1484 | 1097322.9968 | 961560.8286 | 10270819.4043 | 10270819.4043 | 1478867.319 | 4990048.8316 | 0 | 12329703.2297 | 29069438.7846 | 177.8279 | 0.029876 | 412695.8275 | 973002.8267 | 8413.3627 | 19835.9787
1 | 3200 | 707 | 0.045 | 15 | 15 | 7 | 2.3714e-13 | 5spot_SharedNeighbor | Water | Porous | Wet | R600a | MinimizeLCOE_Brownfield | IgnoreSilica | 2019 | 1.2545 | 0.29871 | 0.014799 | 4 | 213994.7416 | 496779.2451 | 4362.5723 | 10127.5169 | 123.5048 | 0 | 23.5422 | 176362.8931 | 12607.8126 | 129516.7307 | 74967.3434 | 0 | 69946.3177 | 0 | 180726.428 | 470213.0937 | 320930.0983 | 1435270.7175 | 961560.8286 | 10270819.4043 | 10270819.4043 | 1478867.319 | 4990048.8316 | 0 | 12667650.9504 | 29407386.5053 | 237.1374 | 0.059196 | 213994.7416 | 496779.2451 | 4362.5723 | 10127.5169
1 | 3200 | 707 | 0.045 | 15 | 15 | 7 | 3.1623e-13 | 5spot_SharedNeighbor | Water | Porous | Wet | R600a | MinimizeLCOE_Brownfield | IgnoreSilica | 2019 | 1.632 | 0.42754 | 0.025436 | 4 | 128568.216 | 293098.1848 | 2621.037 | 5975.2029 | 130.024 | 0 | 130.6147 | 234085.1037 | 17468.8891 | 171764.1568 | 94140.8274 | 0 | 79362.2889 | 0 | 232760.2937 | 605594.5384 | 413330.7162 | 1848506.8142 | 961560.8286 | 10270819.4043 | 10270819.4043 | 1478867.319 | 4990048.8316 | 0 | 13080887.0471 | 29820622.602 | 316.2278 | 0.10174 | 128568.216 | 293098.1848 | 2621.037 | 5975.2029
1 | 3200 | 707 | 0.045 | 15 | 15 | 7 | 4.217e-13 | 5spot_SharedNeighbor | Water | Porous | Wet | R600a | MinimizeLCOE_Brownfield | IgnoreSilica | 2019 | 2.1376 | 0.60486 | 0.040649 | 4 | 83690.7556 | 186643.6802 | 1706.1493 | 3804.9839 | 135.5242 | 0 | 177.5075 | 306263.673 | 23724.653 | 225858.2476 | 120085.5349 | 0 | 91006.4911 | 0 | 299106.0539 | 778212.5971 | 531146.0882 | 2375403.3387 | 961560.8286 | 10270819.4043 | 10270819.4043 | 1478867.319 | 4990048.8316 | 0 | 13607783.5716 | 30347519.1265 | 421.6965 | 0.1626 | 83690.7556 | 186643.6802 | 1706.1493 | 3804.9839
1 | 3200 | 707 | 0.045 | 15 | 15 | 7 | 5.6234e-13 | 5spot_SharedNeighbor | Water | Porous | Wet | R600a | MinimizeLCOE_Brownfield | IgnoreSilica | 2019 | 2.8183 | 0.84729 | 0.061921 | 4 | 57636.9289 | 125221.6446 | 1175.0068 | 2552.8126 | 140.0564 | 0 | 240.64 | 395820.7393 | 31643.7763 | 294849.3704 | 154797.0158 | 0 | 105513.0265 | 0 | 383223.332 | 997068.5 | 680519.739 | 3043435.4994 | 961560.8286 | 10270819.4043 | 10270819.4043 | 1478867.319 | 4990048.8316 | 0 | 14275815.7323 | 31015551.2872 | 562.3413 | 0.24769 | 57636.9289 | 125221.6446 | 1175.0068 | 2552.8126
1 | 3200 | 707 | 0.045 | 15 | 15 | 7 | 7.4989e-13 | 5spot_SharedNeighbor | Water | Porous | Wet | R600a | MinimizeLCOE_Brownfield | IgnoreSilica | 2019 | 3.717 | 1.172 | 0.091128 | 4 | 41457.3307 | 87380.8304 | 845.1638 | 1781.3764 | 143.6484 | 0 | 30.2306 | 505156.8865 | 41478.6618 | 381260.7454 | 201798.9259 | 0 | 122826.1783 | 0 | 488483.3452 | 1270933.4624 | 867438.2032 | 3879376.4085 | 961560.8286 | 10270819.4043 | 10270819.4043 | 1478867.319 | 4990048.8316 | 0 | 15111756.6415 | 31851492.1963 | 749.8942 | 0.36451 | 41457.3307 | 87380.8304 | 845.1638 | 1781.3764
1 | 3200 | 707 | 0.045 | 15 | 15 | 7 | 1e-12 | 5spot_SharedNeighbor | Water | Porous | Wet | R600a | MinimizeLCOE_Brownfield | IgnoreSilica | 2019 | 4.9131 | 1.6078 | 0.13086 | 4 | 30876.7672 | 62857.9535 | 629.4647 | 1281.4444 | 146.4786 | 0 | 44.6103 | 638919.5289 | 53633.7685 | 489984.0608 | 265063.8946 | 0 | 143897.5096 | 0 | 620684.5174 | 1614893.7943 | 1102198.1974 | 4929275.2717 | 961560.8286 | 10270819.4043 | 10270819.4043 | 1478867.319 | 4990048.8316 | 0 | 16161655.5046 | 32901391.0595 | 1000 | 0.52342 | 30876.7672 | 62857.9535 | 629.4647 | 1281.4444
1 | 3200 | 707 | 0.045 | 15 | 15 | 7 | 1.3335e-12 | 5spot_SharedNeighbor | Water | Porous | Wet | R600a | MinimizeLCOE_Brownfield | IgnoreSilica | 2019 | 6.5092 | 2.1917 | 0.1845 | 4 | 23689.3357 | 46371.4736 | 482.9392 | 945.3452 | 148.6522 | 0 | 34.4384 | 802515.4619 | 68590.3469 | 626776.6247 | 350529.3351 | 0 | 169725.0446 | 0 | 787073.3571 | 2047803.4242 | 1397667.9152 | 6250681.5096 | 961560.8286 | 10270819.4043 | 10270819.4043 | 1478867.319 | 4990048.8316 | 0 | 17483061.7426 | 34222797.2974 | 1333.5214 | 0.73801 | 23689.3357 | 46371.4736 | 482.9392 | 945.3452
1 | 3200 | 707 | 0.045 | 15 | 15 | 7 | 1.7783e-12 | 5spot_SharedNeighbor | Water | Porous | Wet | R600a | MinimizeLCOE_Brownfield | IgnoreSilica | 2019 | 8.6138 | 2.9553 | 0.25442 | 4 | 18772.4065 | 35221.437 | 382.7009 | 718.0366 | 150.1101 | 0 | 34.9763 | 997085.5655 | 86258.2113 | 795250.5453 | 462242.828 | 0 | 200702.3793 | 0 | 991200.4165 | 2578900.1605 | 1760152.3507 | 7871792.4571 | 961560.8286 | 10270819.4043 | 10270819.4043 | 1478867.319 | 4990048.8316 | 0 | 19104172.69 | 35843908.2449 | 1778.2794 | 1.0177 | 18772.4065 | 35221.437 | 382.7009 | 718.0366
1 | 3200 | 707 | 0.045 | 15 | 15 | 7 | 2.3714e-12 | 5spot_SharedNeighbor | Water | Porous | Wet | R600a | MinimizeLCOE_Brownfield | IgnoreSilica | 2019 | 11.4442 | 4.0059 | 0.3531 | 4 | 15016.3528 | 26868.2712 | 306.1287 | 547.7461 | 151.7082 | 0 | 45.6836 | 1245033.6321 | 109218.6588 | 1013064.6109 | 615207.7398 | 0 | 238659.9547 | 0 | 1256261.9926 | 3268536.0099 | 2230842.9884 | 9976825.5872 | 961560.8286 | 10270819.4043 | 10270819.4043 | 1478867.319 | 4990048.8316 | 0 | 21209205.8201 | 37948941.375 | 2371.3737 | 1.4124 | 15016.3528 | 26868.2712 | 306.1287 | 547.7461
1 | 3200 | 707 | 0.045 | 15 | 15 | 7 | 3.1623e-12 | 5spot_SharedNeighbor | Water | Porous | Wet | R600a | MinimizeLCOE_Brownfield | IgnoreSilica | 2019 | 15.2032 | 5.388 | 0.4816 | 4 | 12361.3025 | 21051.0213 | 252.0019 | 429.1535 | 152.7101 | 0 | 42.3384 | 1541551.3795 | 136314.3947 | 1283194.7735 | 815658.7406 | 0 | 285019.606 | 0 | 1584078.1688 | 4121446.456 | 2812971.8935 | 12580235.4125 | 961560.8286 | 10270819.4043 | 10270819.4043 | 1478867.319 | 4990048.8316 | 0 | 23812615.6454 | 40552351.2003 | 3162.2777 | 1.9264 | 12361.3025 | 21051.0213 | 252.0019 | 429.1535
1 | 3200 | 707 | 0.045 | 15 | 15 | 7 | 4.217e-12 | 5spot_SharedNeighbor | Water | Porous | Wet | R600a | MinimizeLCOE_Brownfield | IgnoreSilica | 2019 | 20.199 | 7.2248 | 0.65239 | 4 | 10376.611 | 16791.3871 | 211.5412 | 342.3151 | 153.4713 | 0 | 50.0972 | 1902738.9362 | 169180.0874 | 1621680.8957 | 1081127.9098 | 0 | 341416.441 | 0 | 1995296.2653 | 5191351.5909 | 3543204.1324 | 15845996.2587 | 961560.8286 | 10270819.4043 | 10270819.4043 | 1478867.319 | 4990048.8316 | 0 | 27078376.4916 | 43818112.0465 | 4216.965 | 2.6096 | 10376.611 | 16791.3871 | 211.5412 | 342.3151
1 | 3200 | 707 | 0.045 | 15 | 15 | 7 | 5.6234e-12 | 5spot_SharedNeighbor | Water | Porous | Wet | R600a | MinimizeLCOE_Brownfield | IgnoreSilica | 2019 | 26.8085 | 9.6567 | 0.87887 | 4 | 8867.7822 | 13629.5062 | 180.7817 | 277.8559 | 154.0472 | 0 | 46.0962 | 2342071.0883 | 209034.9332 | 2044453.9993 | 1433417.1859 | 0 | 409666.407 | 0 | 2511071.0093 | 6533291.6748 | 4459105.8137 | 19942112.1115 | 961560.8286 | 10270819.4043 | 10270819.4043 | 1478867.319 | 4990048.8316 | 0 | 31174492.3444 | 47914227.8993 | 5623.4133 | 3.5155 | 8867.7822 | 13629.5062 | 180.7817 | 277.8559
1 | 3200 | 707 | 0.045 | 15 | 15 | 7 | 7.4989e-12 | 5spot_SharedNeighbor | Water | Porous | Wet | R600a | MinimizeLCOE_Brownfield | IgnoreSilica | 2019 | 35.5199 | 12.8601 | 1.1774 | 4 | 7705.9039 | 11260.2283 | 157.0953 | 229.555 | 154.4824 | 0 | 47.3479 | 2874423.9905 | 257165.3807 | 2570143.461 | 1897207.8602 | 0 | 492089.5171 | 0 | 3155501.7817 | 8209968.3535 | 5603472.0993 | 25059972.4439 | 961560.8286 | 10270819.4043 | 10270819.4043 | 1478867.319 | 4990048.8316 | 0 | 36292352.6768 | 53032088.2317 | 7498.9421 | 4.7097 | 7705.9039 | 11260.2283 | 157.0953 | 229.555
1 | 3200 | 707 | 0.045 | 15 | 15 | 7 | 1e-11 | 5spot_SharedNeighbor | Water | Porous | Wet | R600a | MinimizeLCOE_Brownfield | IgnoreSilica | 2019 | 46.9205 | 17.0527 | 1.5678 | 4 | 6802.4956 | 9471.8264 | 138.6781 | 193.096 | 154.8031 | 0 | 51.9046 | 3515885.4412 | 314871.8924 | 3220227.9999 | 2504377.3228 | 0 | 591365.9656 | 0 | 3957224.1625 | 10295885.5326 | 7027153.4353 | 31426991.7523 | 961560.8286 | 10270819.4043 | 10270819.4043 | 1478867.319 | 4990048.8316 | 0 | 42659371.9852 | 59399107.5401 | 10000 | 6.2711 | 6802.4956 | 9471.8264 | 138.6781 | 193.096
1 | 3200 | 707 | 0.045 | 15 | 15 | 7 | 1.3335e-11 | 5spot_SharedNeighbor | Water | Porous | Wet | R600a | MinimizeLCOE_Brownfield | IgnoreSilica | 2019 | 61.617 | 22.4436 | 2.0678 | 4 | 6100.7104 | 8124.6091 | 124.3712 | 165.6311 | 154.9872 | 0 | 42.2269 | 4275787.535 | 382709.1346 | 4011101.8342 | 3285903.8536 | 0 | 709525.438 | 0 | 4939360.8402 | 12851203.704 | 8771210.5938 | 39226802.9334 | 961560.8286 | 10270819.4043 | 10270819.4043 | 1478867.319 | 4990048.8316 | 0 | 50459183.1663 | 67198918.7212 | 13335.2143 | 8.271 | 6100.7104 | 8124.6091 | 124.3712 | 165.6311
1 | 3200 | 707 | 0.045 | 15 | 15 | 7 | 1.7783e-11 | 5spot_SharedNeighbor | Water | Porous | Wet | R600a | MinimizeLCOE_Brownfield | IgnoreSilica | 2019 | 79.4561 | 28.9253 | 2.6679 | 4 | 5566.9198 | 7135.5183 | 113.4892 | 145.4672 | 154.9412 | 0 | 55.8164 | 5118108.5407 | 456764.8259 | 4913914.9363 | 4228741.8909 | 0 | 837073.5537 | 0 | 6066295.4615 | 15783256.4226 | 10772396.8219 | 48176552.4535 | 961560.8286 | 10270819.4043 | 10270819.4043 | 1478867.319 | 4990048.8316 | 0 | 59408932.6864 | 76148668.2413 | 17782.7941 | 10.6718 | 5566.9198 | 7135.5183 | 113.4892 | 145.4672
1 | 3200 | 707 | 0.045 | 15 | 15 | 7 | 2.3714e-11 | 5spot_SharedNeighbor | Water | Porous | Wet | R600a | MinimizeLCOE_Brownfield | IgnoreSilica | 2019 | 91.5897 | 33.2691 | 3.1492 | 4 | 5157.462 | 6486.3667 | 105.1418 | 132.2334 | 154.7579 | 0 | 67.3862 | 5647453.8604 | 502349.6614 | 5496682.1371 | 4863992.6899 | 0 | 838542.4253 | 0 | 6766118.1019 | 17604051.3795 | 12015126.7936 | 53734317.049 | 961560.8286 | 10270819.4043 | 10270819.4043 | 1478867.319 | 4990048.8316 | 0 | 64966697.282 | 81706432.8368 | 23713.7371 | 12.5966 | 5157.462 | 6486.3667 | 105.1418 | 132.2334
1 | 3200 | 707 | 0.045 | 15 | 15 | 7 | 3.1623e-11 | 5spot_SharedNeighbor | Water | Porous | Wet | R600a | MinimizeLCOE_Brownfield | IgnoreSilica | 2019 | 103.1554 | 37.3476 | 3.6191 | 4 | 4836.0407 | 5992.3741 | 98.5892 | 122.1627 | 154.4823 | 0 | 89.1132 | 6122297.6527 | 542406.6185 | 6030771.3785 | 5463936.9831 | 0 | 817683.0984 | 0 | 7401067.3352 | 19256059.0385 | 13142655.9662 | 58776878.0712 | 961560.8286 | 10270819.4043 | 10270819.4043 | 1478867.319 | 4990048.8316 | 0 | 70009258.3041 | 86748993.859 | 31622.7766 | 14.4766 | 4836.0407 | 5992.3741 | 98.5892 | 122.1627
1 | 3200 | 707 | 0.045 | 15 | 15 | 7 | 4.217e-11 | 5spot_SharedNeighbor | Water | Porous | Wet | R600a | MinimizeLCOE_Brownfield | IgnoreSilica | 2019 | 113.7218 | 41.0144 | 4.0568 | 4 | 4585.2342 | 5616.8285 | 93.4762 | 114.5066 | 154.153 | 0 | 109.8802 | 6532424.7204 | 576235.2322 | 6501677.558 | 6006946.0865 | 0 | 778999.0793 | 0 | 7954550.2438 | 20696108.0318 | 14125518.9942 | 63172459.9463 | 961560.8286 | 10270819.4043 | 10270819.4043 | 1478867.319 | 4990048.8316 | 0 | 74404840.1792 | 91144575.7341 | 42169.6503 | 16.2271 | 4585.2342 | 5616.8285 | 93.4762 | 114.5066
1 | 3200 | 707 | 0.045 | 15 | 15 | 7 | 5.6234e-11 | 5spot_SharedNeighbor | Water | Porous | Wet | R600a | MinimizeLCOE_Brownfield | IgnoreSilica | 2019 | 123.2102 | 44.2482 | 4.452 | 4 | 4390.3341 | 5330.3373 | 89.5029 | 108.6661 | 153.8006 | 0 | 101.7222 | 6882117.1452 | 604486.0279 | 6910540.1139 | 6488715.3676 | 0 | 730525.7698 | 0 | 8430389.9256 | 21934145.2755 | 14970504.8522 | 66951424.4777 | 961560.8286 | 10270819.4043 | 10270819.4043 | 1478867.319 | 4990048.8316 | 0 | 78183804.7107 | 94923540.2655 | 56234.1325 | 17.8082 | 4390.3341 | 5330.3373 | 89.5029 | 108.6661
1 | 3200 | 707 | 0.045 | 15 | 15 | 7 | 7.4989e-11 | 5spot_SharedNeighbor | Water | Porous | Wet | R600a | MinimizeLCOE_Brownfield | IgnoreSilica | 2019 | 131.1445 | 46.9057 | 4.7884 | 4 | 4239.668 | 5113.6485 | 86.4314 | 104.2486 | 153.4674 | 0 | 97.2091 | 7161490.0919 | 626619.9954 | 7242468.2756 | 6886907.4547 | 0 | 674094.216 | 0 | 8810716.2131 | 22923676.26 | 15645880.0819 | 69971852.5886 | 961560.8286 | 10270819.4043 | 10270819.4043 | 1478867.319 | 4990048.8316 | 0 | 81204232.8215 | 97943968.3764 | 74989.4209 | 19.1534 | 4239.668 | 5113.6485 | 86.4314 | 104.2486
1 | 3200 | 707 | 0.045 | 15 | 15 | 7 | 1e-10 | 5spot_SharedNeighbor | Water | Porous | Wet | R600a | MinimizeLCOE_Brownfield | IgnoreSilica | 2019 | 140.7157 | 50.0913 | 5.1508 | 4 | 4121.4068 | 4933.886 | 84.0205 | 100.5839 | 153.076 | 0 | 112.2649 | 7489203.5 | 652370.7425 | 7635666.7787 | 7365864.7589 | 0 | 646394.9607 | 0 | 9277905.2889 | 24139206.4017 | 16475504.3803 | 73682116.8117 | 961560.8286 | 10270819.4043 | 10270819.4043 | 1478867.319 | 4990048.8316 | 0 | 84914497.0446 | 101654232.5995 | 100000 | 20.6033 | 4121.4068 | 4933.886 | 84.0205 | 100.5839
1 | 3200 | 707 | 0.045 | 15 | 15 | 7 | 1.3335e-10 | 5spot_SharedNeighbor | Water | Porous | Wet | R600a | MinimizeLCOE_Brownfield | IgnoreSilica | 2019 | 146.6519 | 52.0466 | 5.402 | 4 | 4030.1975 | 4804.9017 | 82.161 | 97.9544 | 152.8259 | 0 | 118.7358 | 7686937.1232 | 667835.8593 | 7874590.6241 | 7664306.9446 | 0 | 596331.0551 | 0 | 9551100.6265 | 24850004.63 | 16960638.7765 | 75851745.6393 | 961560.8286 | 10270819.4043 | 10270819.4043 | 1478867.319 | 4990048.8316 | 0 | 87084125.8722 | 103823861.4271 | 133352.1432 | 21.6079 | 4030.1975 | 4804.9017 | 82.161 | 97.9544
1 | 3200 | 707 | 0.045 | 15 | 15 | 7 | 1.7783e-10 | 5spot_SharedNeighbor | Water | Porous | Wet | R600a | MinimizeLCOE_Brownfield | IgnoreSilica | 2019 | 151.254 | 53.5492 | 5.6006 | 4 | 3960.3958 | 4707.6307 | 80.738 | 95.9714 | 152.6245 | 0 | 119.0901 | 7836977.8968 | 679493.119 | 8057065.3215 | 7895987.955 | 0 | 549209.7257 | 0 | 9757306.267 | 25386509.408 | 17326814.3116 | 77489364.0045 | 961560.8286 | 10270819.4043 | 10270819.4043 | 1478867.319 | 4990048.8316 | 0 | 88721744.2374 | 105461479.7923 | 177827.941 | 22.4022 | 3960.3958 | 4707.6307 | 80.738 | 95.9714
1 | 3200 | 707 | 0.045 | 15 | 15 | 7 | 2.3714e-10 | 5spot_SharedNeighbor | Water | Porous | Wet | R600a | MinimizeLCOE_Brownfield | IgnoreSilica | 2019 | 154.8102 | 54.7028 | 5.7559 | 4 | 3907.1706 | 4634.2337 | 79.653 | 94.4751 | 152.4645 | 0 | 117.0415 | 7950902.1586 | 688272.1675 | 8196527.7768 | 8074673.2434 | 0 | 507444.8565 | 0 | 9912949.8791 | 25791462.1597 | 17603202.8856 | 78725435.1271 | 961560.8286 | 10270819.4043 | 10270819.4043 | 1478867.319 | 4990048.8316 | 0 | 89957815.36 | 106697550.9149 | 237137.3706 | 23.0238 | 3907.1706 | 4634.2337 | 79.653 | 94.4751
1 | 3200 | 707 | 0.045 | 15 | 15 | 7 | 3.1623e-10 | 5spot_SharedNeighbor | Water | Porous | Wet | R600a | MinimizeLCOE_Brownfield | IgnoreSilica | 2019 | 157.607 | 55.6055 | 5.8781 | 4 | 3866.6934 | 4578.6439 | 78.8278 | 93.3418 | 152.3363 | 0 | 121.8844 | 8039306.0934 | 695041.8791 | 8305294.3969 | 8215003.9322 | 0 | 472417.7511 | 0 | 10033554.9806 | 26105251.8943 | 17817370.8272 | 79683241.7548 | 961560.8286 | 10270819.4043 | 10270819.4043 | 1478867.319 | 4990048.8316 | 0 | 90915621.9877 | 107655357.5426 | 316227.766 | 23.5125 | 3866.6934 | 4578.6439 | 78.8278 | 93.3418
1 | 3200 | 707 | 0.045 | 15 | 15 | 7 | 4.217e-10 | 5spot_SharedNeighbor | Water | Porous | Wet | R600a | MinimizeLCOE_Brownfield | IgnoreSilica | 2019 | 159.6675 | 56.2681 | 5.9701 | 4 | 3835.9848 | 4536.966 | 78.2017 | 92.4922 | 152.2406 | 0 | 140.9812 | 8103789.4778 | 699956.7057 | 8384929.7165 | 8318289.1995 | 0 | 442669.4468 | 0 | 10120357.4731 | 26331094.1741 | 17971512.8237 | 80372599.0172 | 961560.8286 | 10270819.4043 | 10270819.4043 | 1478867.319 | 4990048.8316 | 0 | 91604979.2501 | 108344714.805 | 421696.5034 | 23.8804 | 3835.9848 | 4536.966 | 78.2017 | 92.4922
1 | 3200 | 707 | 0.045 | 15 | 15 | 7 | 5.6234e-10 | 5spot_SharedNeighbor | Water | Porous | Wet | R600a | MinimizeLCOE_Brownfield | IgnoreSilica | 2019 | 161.5117 | 56.8594 | 6.049 | 4 | 3811.7349 | 4503.5695 | 77.7074 | 91.8114 | 152.1542 | 0 | 124.968 | 8161049.74 | 704304.5757 | 8455857.9045 | 8410667.4426 | 0 | 419334.5253 | 0 | 10198973.5333 | 26535637.0366 | 18111117.5303 | 80996942.2882 | 961560.8286 | 10270819.4043 | 10270819.4043 | 1478867.319 | 4990048.8316 | 0 | 92229322.5212 | 108969058.076 | 562341.3252 | 24.1962 | 3811.7349 | 4503.5695 | 77.7074 | 91.8114
1 | 3200 | 707 | 0.045 | 15 | 15 | 7 | 7.4989e-10 | 5spot_SharedNeighbor | Water | Porous | Wet | R600a | MinimizeLCOE_Brownfield | IgnoreSilica | 2019 | 162.6519 | 57.224 | 6.101 | 4 | 3794.3814 | 4480.3202 | 77.3536 | 91.3374 | 152.1002 | 0 | 112.693 | 8196206.0695 | 706964.2639 | 8499523.9917 | 8467738.3208 | 0 | 399993.1647 | 0 | 10245466.0661 | 26656601.0701 | 18193677.9687 | 81366170.9155 | 961560.8286 | 10270819.4043 | 10270819.4043 | 1478867.319 | 4990048.8316 | 0 | 92598551.1484 | 109338286.7033 | 749894.2093 | 24.4041 | 3794.3814 | 4480.3202 | 77.3536 | 91.3374
1 | 3200 | 707 | 0.045 | 15 | 15 | 7 | 1e-09 | 5spot_SharedNeighbor | Water | Porous | Wet | R600a | MinimizeLCOE_Brownfield | IgnoreSilica | 2019 | 163.4996 | 57.4946 | 6.1401 | 4 | 3781.2905 | 4462.8687 | 77.0867 | 90.9816 | 152.0597 | 0 | 119.9403 | 8222232.2845 | 708928.929 | 8531903.7975 | 8510152.3147 | 0 | 384677.7333 | 0 | 10279579.073 | 26745356.1164 | 18254255.1115 | 81637085.3599 | 961560.8286 | 10270819.4043 | 10270819.4043 | 1478867.319 | 4990048.8316 | 0 | 92869465.5928 | 109609201.1477 | 1000000 | 24.5603 | 3781.2905 | 4462.8687 | 77.0867 | 90.9816
1 | 3200 | 707 | 0.045 | 15 | 15 | 7 | 1.3335e-09 | 5spot_SharedNeighbor | Water | Porous | Wet | R600a | MinimizeLCOE_Brownfield | IgnoreSilica | 2019 | 164.1257 | 57.6942 | 6.1692 | 4 | 3771.4271 | 4449.785 | 76.8856 | 90.7149 | 152.0297 | 0 | 110.3977 | 8241390.843 | 710372.7853 | 8555769.1178 | 8541465.0296 | 0 | 372656.1461 | 0 | 10304445.0295 | 26810052.2344 | 18298411.5415 | 81834562.7272 | 961560.8286 | 10270819.4043 | 10270819.4043 | 1478867.319 | 4990048.8316 | 0 | 93066942.9601 | 109806678.515 | 1333521.4322 | 24.6769 | 3771.4271 | 4449.785 | 76.8856 | 90.7149
1 | 3200 | 707 | 0.045 | 15 | 15 | 7 | 1.7783e-09 | 5spot_SharedNeighbor | Water | Porous | Wet | R600a | MinimizeLCOE_Brownfield | IgnoreSilica | 2019 | 165.7628 | 58.2113 | 6.2211 | 4 | 3763.9586 | 4436.66 | 76.7334 | 90.4473 | 151.9514 | 0 | 123.4837 | 8290353.3136 | 713966.9165 | 8617618.0009 | 8618702.5682 | 0 | 373671.0681 | 0 | 10379581.6282 | 27005542.2517 | 18431837.4952 | 82431273.2424 | 961560.8286 | 10270819.4043 | 10270819.4043 | 1478867.319 | 4990048.8316 | 0 | 93663653.4753 | 110403389.0302 | 1778279.41 | 24.8843 | 3763.9586 | 4436.66 | 76.7334 | 90.4473
1 | 3200 | 707 | 0.045 | 15 | 15 | 7 | 2.3714e-09 | 5spot_SharedNeighbor | Water | Porous | Wet | R600a | MinimizeLCOE_Brownfield | IgnoreSilica | 2019 | 166.1332 | 58.3274 | 6.2377 | 4 | 3758.3373 | 4429.2492 | 76.6188 | 90.2962 | 151.9334 | 0 | 115.7986 | 8301227.4159 | 714748.6349 | 8631503.5472 | 8635489.5405 | 0 | 366718.0047 | 0 | 10393377.9858 | 27041437.5442 | 18456336.7699 | 82540839.443 | 961560.8286 | 10270819.4043 | 10270819.4043 | 1478867.319 | 4990048.8316 | 0 | 93773219.6759 | 110512955.2308 | 2371373.7057 | 24.9507 | 3758.3373 | 4429.2492 | 76.6188 | 90.2962
1 | 3200 | 707 | 0.045 | 15 | 15 | 7 | 3.1623e-09 | 5spot_SharedNeighbor | Water | Porous | Wet | R600a | MinimizeLCOE_Brownfield | IgnoreSilica | 2019 | 166.4233 | 58.4183 | 6.2505 | 4 | 3754.1121 | 4423.6525 | 76.5327 | 90.1821 | 151.9193 | 0 | 112.815 | 8309728.8785 | 715359.2303 | 8642366.356 | 8648625.2908 | 0 | 361521.6207 | 0 | 10404264.5368 | 27069762.1166 | 18475668.8725 | 82627296.9022 | 961560.8286 | 10270819.4043 | 10270819.4043 | 1478867.319 | 4990048.8316 | 0 | 93859677.1351 | 110599412.69 | 3162277.6602 | 25.0018 | 3754.1121 | 4423.6525 | 76.5327 | 90.1821
1 | 3200 | 707 | 0.045 | 15 | 15 | 7 | 4.217e-09 | 5spot_SharedNeighbor | Water | Porous | Wet | R600a | MinimizeLCOE_Brownfield | IgnoreSilica | 2019 | 166.6324 | 58.4837 | 6.2598 | 4 | 3750.938 | 4419.4749 | 76.4679 | 90.097 | 151.9092 | 0 | 113.4064 | 8315850.4744 | 715798.5147 | 8650192.7517 | 8658090.7112 | 0 | 357498.342 | 0 | 10411998.0097 | 27089883.0267 | 18489401.8071 | 82688713.6375 | 961560.8286 | 10270819.4043 | 10270819.4043 | 1478867.319 | 4990048.8316 | 0 | 93921093.8704 | 110660829.4253 | 4216965.0343 | 25.0394 | 3750.938 | 4419.4749 | 76.4679 | 90.097
1 | 3200 | 707 | 0.045 | 15 | 15 | 7 | 5.6234e-09 | 5spot_SharedNeighbor | Water | Porous | Wet | R600a | MinimizeLCOE_Brownfield | IgnoreSilica | 2019 | 166.7787 | 58.5295 | 6.2666 | 4 | 3748.5546 | 4416.3684 | 76.4194 | 90.0336 | 151.902 | 0 | 104.5331 | 8320129.2768 | 716105.3346 | 8655665.6903 | 8664710.3932 | 0 | 354358.224 | 0 | 10417277.8784 | 27103620.162 | 18498777.6843 | 82730644.6436 | 961560.8286 | 10270819.4043 | 10270819.4043 | 1478867.319 | 4990048.8316 | 0 | 93963024.8765 | 110702760.4314 | 5623413.2519 | 25.0665 | 3748.5546 | 4416.3684 | 76.4194 | 90.0336
1 | 3200 | 707 | 0.045 | 15 | 15 | 7 | 7.4989e-09 | 5spot_SharedNeighbor | Water | Porous | Wet | R600a | MinimizeLCOE_Brownfield | IgnoreSilica | 2019 | 166.8908 | 58.5646 | 6.2718 | 4 | 3746.7653 | 4414.0314 | 76.3829 | 89.986 | 151.8966 | 0 | 107.5477 | 8323404.2098 | 716340.0886 | 8659855.6273 | 8669778.7265 | 0 | 352006.8487 | 0 | 10421340.3454 | 27114189.8678 | 18505991.7257 | 82762907.4398 | 961560.8286 | 10270819.4043 | 10270819.4043 | 1478867.319 | 4990048.8316 | 0 | 93995287.6727 | 110735023.2276 | 7498942.0933 | 25.087 | 3746.7653 | 4414.0314 | 76.3829 | 89.986
1 | 3200 | 707 | 0.045 | 15 | 15 | 7 | 1e-08 | 5spot_SharedNeighbor | Water | Porous | Wet | R600a | MinimizeLCOE_Brownfield | IgnoreSilica | 2019 | 166.9808 | 58.5927 | 6.2758 | 4 | 3745.4226 | 4412.262 | 76.3555 | 89.9499 | 151.8922 | 0 | 133.0672 | 8326033.9022 | 716528.5649 | 8663220.4724 | 8673849.382 | 0 | 350286.7045 | 0 | 10424668.4202 | 27122848.8358 | 18511901.6492 | 82789337.9313 | 961560.8286 | 10270819.4043 | 10270819.4043 | 1478867.319 | 4990048.8316 | 0 | 94021718.1642 | 110761453.7191 | 10000000 | 25.1031 | 3745.4226 | 4412.262 | 76.3555 | 89.9499
1 | 3300 | 707 | 0.045 | 15 | 15 | 7 | 1e-13 | 5spot_SharedNeighbor | Water | Porous | Wet | R600a | MinimizeLCOE_Brownfield | IgnoreSilica | 2019 | 0.51156 | 0.073591 | 0.00030636 | 4 | 9952133.4549 | 24061998.9814 | 202887.7017 | 490536.3955 | 93.5249 | 0 | 25.4388 | 55420.3007 | 3287.6362 | 43147.2927 | 40360.4503 | 0 | 41737.2448 | 0 | 71741.6406 | 186657.0327 | 127397.2602 | 569748.8582 | 961560.8286 | 10664466.8222 | 10664466.8222 | 1478867.319 | 5147507.7987 | 0 | 12195776.509 | 29486618.449 | 100 | 0.0012254 | 9952133.4549 | 24061998.9814 | 202887.7017 | 490536.3955
1 | 3300 | 707 | 0.045 | 15 | 15 | 7 | 1.3335e-13 | 5spot_SharedNeighbor | Water | Porous | Wet | R600a | MinimizeLCOE_Brownfield | IgnoreSilica | 2019 | 0.75975 | 0.14514 | 0.0038358 | 4 | 815256.079 | 1942195.4254 | 16620.0979 | 39594.2808 | 109.431 | 0 | 26.7015 | 98754.7773 | 6460.6629 | 73425.7692 | 51627.2124 | 0 | 54693.5225 | 0 | 111135.1583 | 289150.885 | 197351.4205 | 882599.4083 | 961560.8286 | 10664466.8222 | 10664466.8222 | 1478867.319 | 5147507.7987 | 0 | 12508627.0591 | 29799468.999 | 133.3521 | 0.015343 | 815256.079 | 1942195.4254 | 16620.0979 | 39594.2808
1 | 3300 | 707 | 0.045 | 15 | 15 | 7 | 1.7783e-13 | 5spot_SharedNeighbor | Water | Porous | Wet | R600a | MinimizeLCOE_Brownfield | IgnoreSilica | 2019 | 0.99609 | 0.22147 | 0.0093596 | 4 | 341756.365 | 803602.0921 | 6967.1658 | 16382.5156 | 118.9502 | 0 | 27.004 | 139864.0551 | 9709.081 | 102268.7866 | 63094.5637 | 0 | 62443.2441 | 0 | 147178.0949 | 382927.2125 | 261355.6909 | 1168840.7287 | 961560.8286 | 10664466.8222 | 10664466.8222 | 1478867.319 | 5147507.7987 | 0 | 12794868.3795 | 30085710.3194 | 177.8279 | 0.037439 | 341756.365 | 803602.0921 | 6967.1658 | 16382.5156
1 | 3300 | 707 | 0.045 | 15 | 15 | 7 | 2.3714e-13 | 5spot_SharedNeighbor | Water | Porous | Wet | R600a | MinimizeLCOE_Brownfield | IgnoreSilica | 2019 | 1.2934 | 0.32376 | 0.0177 | 4 | 185662.0244 | 429886.9115 | 3784.9715 | 8763.8262 | 126.8669 | 0 | 26.1063 | 189895.8849 | 13869.5707 | 137808.96 | 78174.1226 | 0 | 70566.742 | 0 | 191222.9593 | 497522.9148 | 339569.6124 | 1518630.7667 | 961560.8286 | 10664466.8222 | 10664466.8222 | 1478867.319 | 5147507.7987 | 0 | 13144658.4176 | 30435500.3575 | 237.1374 | 0.070799 | 185662.0244 | 429886.9115 | 3784.9715 | 8763.8262
1 | 3300 | 707 | 0.045 | 15 | 15 | 7 | 3.1623e-13 | 5spot_SharedNeighbor | Water | Porous | Wet | R600a | MinimizeLCOE_Brownfield | IgnoreSilica | 2019 | 1.6709 | 0.45909 | 0.029591 | 4 | 114650.0844 | 260731.8677 | 2337.297 | 5315.3718 | 133.4183 | 0 | 127.4035 | 250180.1343 | 19085.7353 | 181411.1204 | 97747.4107 | 0 | 79366.8964 | 0 | 244838.6058 | 637019.8291 | 434779.1228 | 1944428.8548 | 961560.8286 | 10664466.8222 | 10664466.8222 | 1478867.319 | 5147507.7987 | 0 | 13570456.5056 | 30861298.4455 | 316.2278 | 0.11836 | 114650.0844 | 260731.8677 | 2337.297 | 5315.3718
1 | 3300 | 707 | 0.045 | 15 | 15 | 7 | 4.217e-13 | 5spot_SharedNeighbor | Water | Porous | Wet | R600a | MinimizeLCOE_Brownfield | IgnoreSilica | 2019 | 2.196 | 0.65206 | 0.046929 | 4 | 75298.0357 | 167410.6517 | 1535.0523 | 3412.8926 | 139.1748 | 0 | 173.1888 | 328319.3584 | 26054.9147 | 239269.2638 | 124900.5578 | 0 | 91360.3767 | 0 | 315862.7438 | 821810.067 | 560902.2572 | 2508479.5393 | 961560.8286 | 10664466.8222 | 10664466.8222 | 1478867.319 | 5147507.7987 | 0 | 14134507.1901 | 31425349.1301 | 421.6965 | 0.18771 | 75298.0357 | 167410.6517 | 1535.0523 | 3412.8926
1 | 3300 | 707 | 0.045 | 15 | 15 | 7 | 5.6234e-13 | 5spot_SharedNeighbor | Water | Porous | Wet | R600a | MinimizeLCOE_Brownfield | IgnoreSilica | 2019 | 2.8961 | 0.91565 | 0.071404 | 4 | 52007.4034 | 112545.9614 | 1060.2413 | 2294.4017 | 143.8579 | 0 | 233.3779 | 425623.7566 | 34983.8691 | 312896.7698 | 162759.1609 | 0 | 106005.4559 | 0 | 406484.9148 | 1057590.3667 | 721827.1566 | 3228171.4504 | 961560.8286 | 10664466.8222 | 10664466.8222 | 1478867.319 | 5147507.7987 | 0 | 14854199.1012 | 32145041.0412 | 562.3413 | 0.28562 | 52007.4034 | 112545.9614 | 1060.2413 | 2294.4017
1 | 3300 | 707 | 0.045 | 15 | 15 | 7 | 7.4989e-13 | 5spot_SharedNeighbor | Water | Porous | Wet | R600a | MinimizeLCOE_Brownfield | IgnoreSilica | 2019 | 3.807 | 1.2631 | 0.10457 | 4 | 37627.1294 | 78963.9482 | 767.0799 | 1609.7869 | 147.5254 | 0 | 35.9591 | 542604.7906 | 45938.2245 | 403661.9828 | 212875.7347 | 0 | 122896.6137 | 0 | 517911.165 | 1347498.6132 | 919695.4918 | 4113082.6163 | 961560.8286 | 10664466.8222 | 10664466.8222 | 1478867.319 | 5147507.7987 | 0 | 15739110.2671 | 33029952.207 | 749.8942 | 0.41829 | 37627.1294 | 78963.9482 | 767.0799 | 1609.7869
1 | 3300 | 707 | 0.045 | 15 | 15 | 7 | 1e-12 | 5spot_SharedNeighbor | Water | Porous | Wet | R600a | MinimizeLCOE_Brownfield | IgnoreSilica | 2019 | 5.04 | 1.7367 | 0.15014 | 4 | 28087.2491 | 56878.2879 | 572.5966 | 1159.5408 | 150.4679 | 0 | 36.8602 | 687961.8299 | 59722.6288 | 519620.687 | 280912.5397 | 0 | 144295.9879 | 0 | 660080.3326 | 1717393.6243 | 1172156.4375 | 5242144.0678 | 961560.8286 | 10664466.8222 | 10664466.8222 | 1478867.319 | 5147507.7987 | 0 | 16868171.7186 | 34159013.6586 | 1000 | 0.60056 | 28087.2491 | 56878.2879 | 572.5966 | 1159.5408
1 | 3300 | 707 | 0.045 | 15 | 15 | 7 | 1.3335e-12 | 5spot_SharedNeighbor | Water | Porous | Wet | R600a | MinimizeLCOE_Brownfield | IgnoreSilica | 2019 | 6.6648 | 2.3615 | 0.21097 | 4 | 21644.8795 | 42134.1848 | 441.2601 | 858.9623 | 152.6924 | 0 | 40.7085 | 863240.0383 | 76501.8923 | 663289.9761 | 371058.5872 | 0 | 169743.8576 | 0 | 836095.3971 | 2175348.7164 | 1484720.1979 | 6639998.6628 | 961560.8286 | 10664466.8222 | 10664466.8222 | 1478867.319 | 5147507.7987 | 0 | 18266026.3136 | 35556868.2535 | 1333.5214 | 0.8439 | 21644.8795 | 42134.1848 | 441.2601 | 858.9623
1 | 3300 | 707 | 0.045 | 15 | 15 | 7 | 1.7783e-12 | 5spot_SharedNeighbor | Water | Porous | Wet | R600a | MinimizeLCOE_Brownfield | IgnoreSilica | 2019 | 8.8185 | 3.183 | 0.29048 | 4 | 17200.9198 | 32082.2867 | 350.664 | 654.0408 | 154.2227 | 0 | 33.765 | 1072651.8422 | 96382.1695 | 841246.6338 | 488243.0251 | 0 | 200619.5407 | 0 | 1052665.8524 | 2738820.6165 | 1869301.3479 | 8359931.0281 | 961560.8286 | 10664466.8222 | 10664466.8222 | 1478867.319 | 5147507.7987 | 0 | 19985958.6789 | 37276800.6188 | 1778.2794 | 1.1619 | 17200.9198 | 32082.2867 | 350.664 | 654.0408
1 | 3300 | 707 | 0.045 | 15 | 15 | 7 | 2.3714e-12 | 5spot_SharedNeighbor | Water | Porous | Wet | R600a | MinimizeLCOE_Brownfield | IgnoreSilica | 2019 | 11.7265 | 4.3692 | 0.4029 | 4 | 13826.9471 | 24555.8365 | 281.881 | 500.6039 | 155.8685 | 0 | 41.7641 | 1342774.1197 | 120981.5658 | 1083538.9876 | 653586.2212 | 0 | 240132.5526 | 0 | 1341995.2443 | 3491596.3445 | 2383086.2503 | 10657691.2859 | 961560.8286 | 10664466.8222 | 10664466.8222 | 1478867.319 | 5147507.7987 | 0 | 22283718.9367 | 39574560.8767 | 2371.3737 | 1.6116 | 13826.9471 | 24555.8365 | 281.881 | 500.6039
1 | 3300 | 707 | 0.045 | 15 | 15 | 7 | 3.1623e-12 | 5spot_SharedNeighbor | Water | Porous | Wet | R600a | MinimizeLCOE_Brownfield | IgnoreSilica | 2019 | 15.571 | 5.9086 | 0.54839 | 4 | 11437.3094 | 19319.8215 | 233.165 | 393.8607 | 156.9035 | 0 | 46.7004 | 1662840.5212 | 149990.008 | 1379216.3232 | 867056.32 | 0 | 287493.1202 | 0 | 1695172.5541 | 4410491.2581 | 3010250.9102 | 13462511.0151 | 961560.8286 | 10664466.8222 | 10664466.8222 | 1478867.319 | 5147507.7987 | 0 | 25088538.6659 | 42379380.6058 | 3162.2777 | 2.1936 | 11437.3094 | 19319.8215 | 233.165 | 393.8607
1 | 3300 | 707 | 0.045 | 15 | 15 | 7 | 4.217e-12 | 5spot_SharedNeighbor | Water | Porous | Wet | R600a | MinimizeLCOE_Brownfield | IgnoreSilica | 2019 | 20.6742 | 7.9558 | 0.74089 | 4 | 9649.1259 | 15483.6336 | 196.7105 | 315.6548 | 157.6898 | 0 | 44.9417 | 2051350.1577 | 184805.7344 | 1749770.2823 | 1147972.4736 | 0 | 345025.399 | 0 | 2136780.3783 | 5559464.2305 | 3794448.5729 | 16969617.2289 | 961560.8286 | 10664466.8222 | 10664466.8222 | 1478867.319 | 5147507.7987 | 0 | 28595644.8797 | 45886486.8196 | 4216.965 | 2.9635 | 9649.1259 | 15483.6336 | 196.7105 | 315.6548
1 | 3300 | 707 | 0.045 | 15 | 15 | 7 | 5.6234e-12 | 5spot_SharedNeighbor | Water | Porous | Wet | R600a | MinimizeLCOE_Brownfield | IgnoreSilica | 2019 | 27.4152 | 10.662 | 0.99526 | 4 | 8284.1184 | 12627.4204 | 168.883 | 257.427 | 158.2847 | 0 | 43.9846 | 2522582.7757 | 226842.3711 | 2211593.5009 | 1518856.8681 | 0 | 414408.5241 | 0 | 2688770.7756 | 6995630.0153 | 4774661.2313 | 21353346.0621 | 961560.8286 | 10664466.8222 | 10664466.8222 | 1478867.319 | 5147507.7987 | 0 | 32979373.7129 | 50270215.6528 | 5623.4133 | 3.981 | 8284.1184 | 12627.4204 | 168.883 | 257.427
1 | 3300 | 707 | 0.045 | 15 | 15 | 7 | 7.4989e-12 | 5spot_SharedNeighbor | Water | Porous | Wet | R600a | MinimizeLCOE_Brownfield | IgnoreSilica | 2019 | 36.3164 | 14.2361 | 1.331 | 4 | 7225.9059 | 10473.718 | 147.3099 | 213.5209 | 158.7353 | 0 | 42.5787 | 3094881.2769 | 277722.1643 | 2787063.4933 | 2008608.4532 | 0 | 498616.1595 | 0 | 3380087.7034 | 8794294.8529 | 6002286.9418 | 26843561.0453 | 961560.8286 | 10664466.8222 | 10664466.8222 | 1478867.319 | 5147507.7987 | 0 | 38469588.6961 | 55760430.6361 | 7498.9421 | 5.3238 | 7225.9059 | 10473.718 | 147.3099 | 213.5209
1 | 3300 | 707 | 0.045 | 15 | 15 | 7 | 1e-11 | 5spot_SharedNeighbor | Water | Porous | Wet | R600a | MinimizeLCOE_Brownfield | IgnoreSilica | 2019 | 47.9559 | 18.9074 | 1.7694 | 4 | 6399.0466 | 8842.1261 | 130.4532 | 180.2587 | 159.0652 | 0 | 39.6142 | 3783782.9201 | 338749.0097 | 3497343.4503 | 2648948.7633 | 0 | 599864.6906 | 0 | 4238788.6453 | 11028458.5598 | 7527149.5793 | 33663085.6183 | 961560.8286 | 10664466.8222 | 10664466.8222 | 1478867.319 | 5147507.7987 | 0 | 45289113.2691 | 62579955.2091 | 10000 | 7.0775 | 6399.0466 | 8842.1261 | 130.4532 | 180.2587
1 | 3300 | 707 | 0.045 | 15 | 15 | 7 | 1.3335e-11 | 5spot_SharedNeighbor | Water | Porous | Wet | R600a | MinimizeLCOE_Brownfield | IgnoreSilica | 2019 | 62.9058 | 24.8781 | 2.3291 | 4 | 5753.595 | 7609.5742 | 117.2948 | 155.1315 | 159.2436 | 0 | 54.0967 | 4596726.6641 | 410495.5152 | 4355994.192 | 3470090.7905 | 0 | 719388.9383 | 0 | 5285551.4791 | 13751920.7328 | 9385968.4739 | 41976136.7859 | 961560.8286 | 10664466.8222 | 10664466.8222 | 1478867.319 | 5147507.7987 | 0 | 53602164.4367 | 70893006.3767 | 13335.2143 | 9.3163 | 5753.595 | 7609.5742 | 117.2948 | 155.1315
1 | 3300 | 707 | 0.045 | 15 | 15 | 7 | 1.7783e-11 | 5spot_SharedNeighbor | Water | Porous | Wet | R600a | MinimizeLCOE_Brownfield | IgnoreSilica | 2019 | 81.6754 | 32.2533 | 3.0172 | 4 | 5258.2888 | 6690.9597 | 107.1973 | 136.4043 | 159.1577 | 0 | 51.6217 | 5527263.0257 | 492309.2507 | 5361576.7353 | 4496506.7158 | 0 | 858469.8364 | 0 | 6527088.9699 | 16982146.6097 | 11590664.0093 | 51836025.1529 | 961560.8286 | 10664466.8222 | 10664466.8222 | 1478867.319 | 5147507.7987 | 0 | 63462052.8037 | 80752894.7436 | 17782.7941 | 12.069 | 5258.2888 | 6690.9597 | 107.1973 | 136.4043
1 | 3300 | 707 | 0.045 | 15 | 15 | 7 | 2.3714e-11 | 5spot_SharedNeighbor | Water | Porous | Wet | R600a | MinimizeLCOE_Brownfield | IgnoreSilica | 2019 | 96.5083 | 37.9228 | 3.616 | 4 | 4883.5303 | 6078.9835 | 99.5574 | 123.9283 | 158.873 | 0 | 60.4386 | 6201447.0307 | 551400.3039 | 6103152.8347 | 5301489.3487 | 0 | 894409.1685 | 0 | 7430240.4877 | 19331961.5972 | 13194461.0222 | 59008561.7937 | 961560.8286 | 10664466.8222 | 10664466.8222 | 1478867.319 | 5147507.7987 | 0 | 70634589.4445 | 87925431.3844 | 23713.7371 | 14.4638 | 4883.5303 | 6078.9835 | 99.5574 | 123.9283
1 | 3300 | 707 | 0.045 | 15 | 15 | 7 | 3.1623e-11 | 5spot_SharedNeighbor | Water | Porous | Wet | R600a | MinimizeLCOE_Brownfield | IgnoreSilica | 2019 | 108.7534 | 42.4656 | 4.1485 | 4 | 4589.0855 | 5631.082 | 93.5547 | 114.7972 | 158.5131 | 0 | 78.4976 | 6721047.7594 | 596846.3959 | 6681338.4782 | 5960393.0273 | 0 | 873360.5509 | 0 | 8124864.6226 | 21139231.1091 | 14427959.5997 | 64525041.5433 | 961560.8286 | 10664466.8222 | 10664466.8222 | 1478867.319 | 5147507.7987 | 0 | 76151069.1941 | 93441911.134 | 31622.7766 | 16.594 | 4589.0855 | 5631.082 | 93.5547 | 114.7972
1 | 3300 | 707 | 0.045 | 15 | 15 | 7 | 4.217e-11 | 5spot_SharedNeighbor | Water | Porous | Wet | R600a | MinimizeLCOE_Brownfield | IgnoreSilica | 2019 | 119.9124 | 46.4825 | 4.6415 | 4 | 4358.8533 | 5290.1619 | 88.8611 | 107.8471 | 158.0994 | 0 | 91.2323 | 7167447.0809 | 635827.5441 | 7182332.1835 | 6556225.5129 | 0 | 833224.275 | 0 | 8726272.0726 | 22703969.9284 | 15495925.996 | 69301224.5934 | 961560.8286 | 10664466.8222 | 10664466.8222 | 1478867.319 | 5147507.7987 | 0 | 80927252.2442 | 98218094.1841 | 42169.6503 | 18.5662 | 4358.8533 | 5290.1619 | 88.8611 | 107.8471
1 | 3300 | 707 | 0.045 | 15 | 15 | 7 | 5.6234e-11 | 5spot_SharedNeighbor | Water | Porous | Wet | R600a | MinimizeLCOE_Brownfield | IgnoreSilica | 2019 | 129.6487 | 49.8816 | 5.0774 | 4 | 4180.0153 | 5031.377 | 85.2153 | 102.5714 | 157.6793 | 0 | 113.5189 | 7536677.9992 | 668028.5641 | 7599522.0925 | 7071675.8646 | 0 | 780063.5838 | 0 | 9225827.5606 | 24003710.8353 | 16383025.872 | 73268532.3721 | 961560.8286 | 10664466.8222 | 10664466.8222 | 1478867.319 | 5147507.7987 | 0 | 84894560.0229 | 102185401.9629 | 56234.1325 | 20.3096 | 4180.0153 | 5031.377 | 85.2153 | 102.5714
1 | 3300 | 707 | 0.045 | 15 | 15 | 7 | 7.4989e-11 | 5spot_SharedNeighbor | Water | Porous | Wet | R600a | MinimizeLCOE_Brownfield | IgnoreSilica | 2019 | 140.3332 | 53.5405 | 5.5209 | 4 | 4040.0969 | 4823.071 | 82.3628 | 98.3248 | 157.2117 | 0 | 118.9298 | 7926231.0305 | 701962.8576 | 8042286.4835 | 7634660.2772 | 0 | 747258.5953 | 0 | 9770435.7052 | 25420669.513 | 17350129.2851 | 77593633.7473 | 961560.8286 | 10664466.8222 | 10664466.8222 | 1478867.319 | 5147507.7987 | 0 | 89219661.3981 | 106510503.3381 | 74989.4209 | 22.0835 | 4040.0969 | 4823.071 | 82.3628 | 98.3248
1 | 3300 | 707 | 0.045 | 15 | 15 | 7 | 1e-10 | 5spot_SharedNeighbor | Water | Porous | Wet | R600a | MinimizeLCOE_Brownfield | IgnoreSilica | 2019 | 146.6861 | 55.6857 | 5.8238 | 4 | 3931.8807 | 4674.1279 | 80.1567 | 95.2884 | 156.9296 | 0 | 114.708 | 8150102.8279 | 721275.753 | 8299207.1862 | 7966829.918 | 0 | 681639.8565 | 0 | 10069431.6612 | 26198595.658 | 17881079.8639 | 79968162.7247 | 961560.8286 | 10664466.8222 | 10664466.8222 | 1478867.319 | 5147507.7987 | 0 | 91594190.3755 | 108885032.3154 | 100000 | 23.2953 | 3931.8807 | 4674.1279 | 80.1567 | 95.2884
1 | 3300 | 707 | 0.045 | 15 | 15 | 7 | 1.3335e-10 | 5spot_SharedNeighbor | Water | Porous | Wet | R600a | MinimizeLCOE_Brownfield | IgnoreSilica | 2019 | 152.523 | 57.6444 | 6.0887 | 4 | 3849.2829 | 4559.2376 | 78.4728 | 92.9462 | 156.6602 | 0 | 126.598 | 8349322.052 | 737929.6144 | 8532533.9217 | 8266852.1528 | 0 | 628041.6362 | 0 | 10340724.9571 | 26904445.164 | 18362836.6555 | 82122686.1538 | 961560.8286 | 10664466.8222 | 10664466.8222 | 1478867.319 | 5147507.7987 | 0 | 93748713.8047 | 111039555.7446 | 133352.1432 | 24.3549 | 3849.2829 | 4559.2376 | 78.4728 | 92.9462
1 | 3300 | 707 | 0.045 | 15 | 15 | 7 | 1.7783e-10 | 5spot_SharedNeighbor | Water | Porous | Wet | R600a | MinimizeLCOE_Brownfield | IgnoreSilica | 2019 | 157.0734 | 59.1518 | 6.2979 | 4 | 3786.1346 | 4472.5046 | 77.1855 | 91.1781 | 156.4433 | 0 | 125.3647 | 8501037.6785 | 750556.0046 | 8711073.378 | 8499711.5677 | 0 | 578746.7384 | 0 | 10546038.8932 | 27438629.9101 | 18727428.7211 | 83753222.8918 | 961560.8286 | 10664466.8222 | 10664466.8222 | 1478867.319 | 5147507.7987 | 0 | 95379250.5426 | 112670092.4825 | 177827.941 | 25.1917 | 3786.1346 | 4472.5046 | 77.1855 | 91.1781
1 | 3300 | 707 | 0.045 | 15 | 15 | 7 | 2.3714e-10 | 5spot_SharedNeighbor | Water | Porous | Wet | R600a | MinimizeLCOE_Brownfield | IgnoreSilica | 2019 | 161.2144 | 60.5128 | 6.479 | 4 | 3737.9131 | 4405.1035 | 76.2024 | 89.804 | 156.2453 | 0 | 139.7664 | 8636911.1305 | 761833.4501 | 8871507.733 | 8711096.905 | 0 | 541540.187 | 0 | 10733926.8682 | 27927475.8799 | 19061076.1403 | 85245368.294 | 961560.8286 | 10664466.8222 | 10664466.8222 | 1478867.319 | 5147507.7987 | 0 | 96871395.9448 | 114162237.8848 | 237137.3706 | 25.9159 | 3737.9131 | 4405.1035 | 76.2024 | 89.804
1 | 3300 | 707 | 0.045 | 15 | 15 | 7 | 3.1623e-10 | 5spot_SharedNeighbor | Water | Porous | Wet | R600a | MinimizeLCOE_Brownfield | IgnoreSilica | 2019 | 163.8277 | 61.3663 | 6.6033 | 4 | 3701.2697 | 4355.8939 | 75.4554 | 88.8008 | 156.1199 | 0 | 162.8087 | 8721608.2628 | 768848.5537 | 8971772.532 | 8844245.9849 | 0 | 504307.0895 | 0 | 10846205.145 | 28219600.9246 | 19260457.4858 | 86137045.9783 | 961560.8286 | 10664466.8222 | 10664466.8222 | 1478867.319 | 5147507.7987 | 0 | 97763073.6291 | 115053915.5691 | 316227.766 | 26.4134 | 3701.2697 | 4355.8939 | 75.4554 | 88.8008
1 | 3300 | 707 | 0.045 | 15 | 15 | 7 | 4.217e-10 | 5spot_SharedNeighbor | Water | Porous | Wet | R600a | MinimizeLCOE_Brownfield | IgnoreSilica | 2019 | 171.364 | 63.6254 | 6.8437 | 4 | 3672.6701 | 4304.3076 | 74.8723 | 87.7491 | 155.7315 | 0 | 143.5321 | 8953355.7684 | 789615.7509 | 9234391.1313 | 9203495.9673 | 0 | 525846.1209 | 0 | 11195614.8481 | 29128693.2984 | 19880931.7109 | 88911944.5962 | 961560.8286 | 10664466.8222 | 10664466.8222 | 1478867.319 | 5147507.7987 | 0 | 100537972.247 | 117828814.1869 | 421696.5034 | 27.3746 | 3672.6701 | 4304.3076 | 74.8723 | 87.7491
1 | 3300 | 707 | 0.045 | 15 | 15 | 7 | 5.6234e-10 | 5spot_SharedNeighbor | Water | Porous | Wet | R600a | MinimizeLCOE_Brownfield | IgnoreSilica | 2019 | 172.9667 | 64.0872 | 6.9175 | 4 | 3650.9114 | 4275.8077 | 74.4288 | 87.1681 | 155.6505 | 0 | 128.0402 | 9001450.5484 | 794091.8452 | 9287688.321 | 9277465.1048 | 0 | 501799.1453 | 0 | 11256373.0362 | 29286773.6407 | 19988824.7928 | 89394466.4344 | 961560.8286 | 10664466.8222 | 10664466.8222 | 1478867.319 | 5147507.7987 | 0 | 101020494.0852 | 118311336.0251 | 562341.3252 | 27.6699 | 3650.9114 | 4275.8077 | 74.4288 | 87.1681
1 | 3300 | 707 | 0.045 | 15 | 15 | 7 | 7.4989e-10 | 5spot_SharedNeighbor | Water | Porous | Wet | R600a | MinimizeLCOE_Brownfield | IgnoreSilica | 2019 | 172.1574 | 63.8527 | 6.9222 | 4 | 3633.7377 | 4258.2079 | 74.0787 | 86.8093 | 155.6904 | 0 | 154.2821 | 8977064.747 | 791826.3842 | 9260629.1024 | 9239996.4062 | 0 | 461700.5433 | 0 | 11205174.7014 | 29153566.0758 | 19897907.8926 | 88987865.853 | 961560.8286 | 10664466.8222 | 10664466.8222 | 1478867.319 | 5147507.7987 | 0 | 100613893.5038 | 117904735.4437 | 749894.2093 | 27.6888 | 3633.7377 | 4258.2079 | 74.0787 | 86.8093
1 | 3300 | 707 | 0.045 | 15 | 15 | 7 | 1e-09 | 5spot_SharedNeighbor | Water | Porous | Wet | R600a | MinimizeLCOE_Brownfield | IgnoreSilica | 2019 | 175.4487 | 64.7961 | 7.0262 | 4 | 3621.3018 | 4236.5252 | 73.8251 | 86.3673 | 155.5244 | 0 | 141.7865 | 9075169.2839 | 800965.9762 | 9369338.5197 | 9391443.3014 | 0 | 469706.8823 | 0 | 11351583.3458 | 29534491.3358 | 20157897.2098 | 90150595.8549 | 961560.8286 | 10664466.8222 | 10664466.8222 | 1478867.319 | 5147507.7987 | 0 | 101776623.5057 | 119067465.4456 | 1000000 | 28.105 | 3621.3018 | 4236.5252 | 73.8251 | 86.3673
1 | 3300 | 707 | 0.045 | 15 | 15 | 7 | 1.3335e-09 | 5spot_SharedNeighbor | Water | Porous | Wet | R600a | MinimizeLCOE_Brownfield | IgnoreSilica | 2019 | 176.1092 | 64.9831 | 7.0573 | 4 | 3612.1061 | 4224.6235 | 73.6377 | 86.1247 | 155.4906 | 0 | 141.6343 | 9094606.7725 | 802782.017 | 9390852.0344 | 9421631.029 | 0 | 458111.8074 | 0 | 11375513.6275 | 29596753.0201 | 20200392.0887 | 90340642.3967 | 961560.8286 | 10664466.8222 | 10664466.8222 | 1478867.319 | 5147507.7987 | 0 | 101966670.0475 | 119257511.9874 | 1333521.4322 | 28.2291 | 3612.1061 | 4224.6235 | 73.6377 | 86.1247
1 | 3300 | 707 | 0.045 | 15 | 15 | 7 | 1.7783e-09 | 5spot_SharedNeighbor | Water | Porous | Wet | R600a | MinimizeLCOE_Brownfield | IgnoreSilica | 2019 | 176.5935 | 65.1198 | 7.0803 | 4 | 3605.1907 | 4215.7139 | 73.4967 | 85.943 | 155.4656 | 0 | 137.1613 | 9108806.2596 | 804109.8421 | 9406562.2316 | 9443723.3081 | 0 | 449082.8706 | 0 | 11392790.9597 | 29641705.0943 | 20231072.803 | 90477853.3688 | 961560.8286 | 10664466.8222 | 10664466.8222 | 1478867.319 | 5147507.7987 | 0 | 102103881.0197 | 119394722.9596 | 1778279.41 | 28.3214 | 3605.1907 | 4215.7139 | 73.4967 | 85.943
1 | 3300 | 707 | 0.045 | 15 | 15 | 7 | 2.3714e-09 | 5spot_SharedNeighbor | Water | Porous | Wet | R600a | MinimizeLCOE_Brownfield | IgnoreSilica | 2019 | 176.9808 | 65.2289 | 7.0983 | 4 | 3599.9935 | 4208.9734 | 73.3907 | 85.8056 | 155.4456 | 0 | 146.1968 | 9120134.2356 | 805169.6141 | 9419093.7186 | 9461368.224 | 0 | 442410.4458 | 0 | 11406788.7329 | 29678124.4289 | 20255929.7472 | 90589019.1472 | 961560.8286 | 10664466.8222 | 10664466.8222 | 1478867.319 | 5147507.7987 | 0 | 102215046.798 | 119505888.7379 | 2371373.7057 | 28.3931 | 3599.9935 | 4208.9734 | 73.3907 | 85.8056
1 | 3300 | 707 | 0.045 | 15 | 15 | 7 | 3.1623e-09 | 5spot_SharedNeighbor | Water | Porous | Wet | R600a | MinimizeLCOE_Brownfield | IgnoreSilica | 2019 | 177.2392 | 65.3015 | 7.1109 | 4 | 3596.0894 | 4203.986 | 73.3111 | 85.7039 | 155.4322 | 0 | 135.5605 | 9127676.0485 | 805875.509 | 9427435.1741 | 9473127.2287 | 0 | 437024.0152 | 0 | 11415743.8105 | 29701423.7038 | 20271831.981 | 90660137.4708 | 961560.8286 | 10664466.8222 | 10664466.8222 | 1478867.319 | 5147507.7987 | 0 | 102286165.1216 | 119577007.0615 | 3162277.6602 | 28.4437 | 3596.0894 | 4203.986 | 73.3111 | 85.7039
1 | 3300 | 707 | 0.045 | 15 | 15 | 7 | 4.217e-09 | 5spot_SharedNeighbor | Water | Porous | Wet | R600a | MinimizeLCOE_Brownfield | IgnoreSilica | 2019 | 177.5 | 65.3748 | 7.1222 | 4 | 3593.1581 | 4200.0967 | 73.2514 | 85.6247 | 155.4188 | 0 | 124.9254 | 9135285.0865 | 806587.6583 | 9435852.0448 | 9484995.6701 | 0 | 433583.7504 | 0 | 11425558.642 | 29726959.8821 | 20289260.9475 | 90738083.6817 | 961560.8286 | 10664466.8222 | 10664466.8222 | 1478867.319 | 5147507.7987 | 0 | 102364111.3325 | 119654953.2724 | 4216965.0343 | 28.4886 | 3593.1581 | 4200.0967 | 73.2514 | 85.6247
1 | 3300 | 707 | 0.045 | 15 | 15 | 7 | 5.6234e-09 | 5spot_SharedNeighbor | Water | Porous | Wet | R600a | MinimizeLCOE_Brownfield | IgnoreSilica | 2019 | 177.605 | 65.4042 | 7.1282 | 4 | 3590.9576 | 4197.3775 | 73.2065 | 85.5692 | 155.4133 | 0 | 120.6547 | 9138338.6245 | 806873.7304 | 9439227.7899 | 9489764.4123 | 0 | 430110.6041 | 0 | 11428682.9129 | 29735088.5941 | 20294808.9604 | 90762895.6285 | 961560.8286 | 10664466.8222 | 10664466.8222 | 1478867.319 | 5147507.7987 | 0 | 102388923.2793 | 119679765.2193 | 5623413.2519 | 28.513 | 3590.9576 | 4197.3775 | 73.2065 | 85.5692
1 | 3300 | 707 | 0.045 | 15 | 15 | 7 | 7.4989e-09 | 5spot_SharedNeighbor | Water | Porous | Wet | R600a | MinimizeLCOE_Brownfield | IgnoreSilica | 2019 | 177.605 | 65.4041 | 7.1308 | 4 | 3589.3068 | 4195.5106 | 73.1729 | 85.5312 | 155.4133 | 0 | 121.8371 | 9138327.5197 | 806873.0634 | 9439212.6211 | 9489752.8852 | 0 | 426736.5871 | 0 | 11427352.0438 | 29731625.9459 | 20292445.6319 | 90752326.2981 | 961560.8286 | 10664466.8222 | 10664466.8222 | 1478867.319 | 5147507.7987 | 0 | 102378353.9489 | 119669195.8888 | 7498942.0933 | 28.5232 | 3589.3068 | 4195.5106 | 73.1729 | 85.5312
1 | 3300 | 707 | 0.045 | 15 | 15 | 7 | 1e-08 | 5spot_SharedNeighbor | Water | Porous | Wet | R600a | MinimizeLCOE_Brownfield | IgnoreSilica | 2019 | 177.605 | 65.404 | 7.1327 | 4 | 3588.0689 | 4194.1106 | 73.1476 | 85.5026 | 155.4132 | 0 | 130.0557 | 9138319.1914 | 806872.5633 | 9439201.2448 | 9489744.2401 | 0 | 424198.1761 | 0 | 11426350.8121 | 29729020.9463 | 20290667.6662 | 90744374.8403 | 961560.8286 | 10664466.8222 | 10664466.8222 | 1478867.319 | 5147507.7987 | 0 | 102370402.4912 | 119661244.4311 | 10000000 | 28.5308 | 3588.0689 | 4194.1106 | 73.1476 | 85.5026
1 | 3400 | 707 | 0.045 | 15 | 15 | 7 | 1e-13 | 5spot_SharedNeighbor | Water | Porous | Wet | R600a | MinimizeLCOE_Brownfield | IgnoreSilica | 2019 | 0.6088 | 0.10261 | 0.001227 | 4 | 2594660.0736 | 6231528.4777 | 52895.6551 | 127038.1368 | 102.1052 | 0 | 17.9934 | 74135.8127 | 4634.2863 | 55931.9631 | 44870.8822 | 0 | 49450.444 | 0 | 89319.1214 | 232390.0321 | 158610.972 | 709343.5138 | 961560.8286 | 11063974.3309 | 11063974.3309 | 1478867.319 | 5307310.8022 | 0 | 12734878.6733 | 30585031.1256 | 100 | 0.0049081 | 2594660.0736 | 6231528.4777 | 52895.6551 | 127038.1368
1 | 3400 | 707 | 0.045 | 15 | 15 | 7 | 1.3335e-13 | 5spot_SharedNeighbor | Water | Porous | Wet | R600a | MinimizeLCOE_Brownfield | IgnoreSilica | 2019 | 0.79402 | 0.16039 | 0.0051104 | 4 | 634406.4359 | 1507641.4377 | 12933.2333 | 30735.3099 | 112.8379 | 0 | 19.0528 | 108026.4275 | 7214.3273 | 79340.872 | 53690.3695 | 0 | 56070.2995 | 0 | 118693.4954 | 308816.1276 | 210773.3526 | 942625.2715 | 961560.8286 | 11063974.3309 | 11063974.3309 | 1478867.319 | 5307310.8022 | 0 | 12968160.4311 | 30818312.8833 | 133.3521 | 0.020441 | 634406.4359 | 1507641.4377 | 12933.2333 | 30735.3099
1 | 3400 | 707 | 0.045 | 15 | 15 | 7 | 1.7783e-13 | 5spot_SharedNeighbor | Water | Porous | Wet | R600a | MinimizeLCOE_Brownfield | IgnoreSilica | 2019 | 1.0155 | 0.2356 | 0.011153 | 4 | 296845.4417 | 696974.6432 | 6051.5958 | 14208.7708 | 121.7346 | 0 | 28.8284 | 148255.586 | 10469.7201 | 107247.0995 | 64798.692 | 0 | 62166.8315 | 0 | 153245.7923 | 398714.1166 | 272130.5774 | 1217028.4154 | 961560.8286 | 11063974.3309 | 11063974.3309 | 1478867.319 | 5307310.8022 | 0 | 13242563.575 | 31092716.0272 | 177.8279 | 0.044611 | 296845.4417 | 696974.6432 | 6051.5958 | 14208.7708
1 | 3400 | 707 | 0.045 | 15 | 15 | 7 | 2.3714e-13 | 5spot_SharedNeighbor | Water | Porous | Wet | R600a | MinimizeLCOE_Brownfield | IgnoreSilica | 2019 | 1.325 | 0.34737 | 0.0207 | 4 | 164494.0088 | 380070.7905 | 3353.4329 | 7748.2571 | 130.0729 | 0 | 27.0755 | 202727.2787 | 15114.1014 | 145469.0214 | 80986.5996 | 0 | 70633.4238 | 0 | 200822.8657 | 522499.9021 | 356616.9195 | 1594870.1123 | 961560.8286 | 11063974.3309 | 11063974.3309 | 1478867.319 | 5307310.8022 | 0 | 13620405.2718 | 31470557.724 | 237.1374 | 0.082802 | 164494.0088 | 380070.7905 | 3353.4329 | 7748.2571
1 | 3400 | 707 | 0.045 | 15 | 15 | 7 | 3.1623e-13 | 5spot_SharedNeighbor | Water | Porous | Wet | R600a | MinimizeLCOE_Brownfield | IgnoreSilica | 2019 | 1.7292 | 0.49985 | 0.034612 | 4 | 101812.3222 | 230744.4931 | 2075.5819 | 4704.0386 | 137.0813 | 0 | 133.2607 | 270306.5974 | 21141.8801 | 193692.3516 | 102762.5214 | 0 | 80424.4835 | 0 | 260647.8553 | 678152.2533 | 462852.8475 | 2069980.7903 | 961560.8286 | 11063974.3309 | 11063974.3309 | 1478867.319 | 5307310.8022 | 0 | 14095515.9499 | 31945668.4021 | 316.2278 | 0.13845 | 101812.3222 | 230744.4931 | 2075.5819 | 4704.0386
1 | 3400 | 707 | 0.045 | 15 | 15 | 7 | 4.217e-13 | 5spot_SharedNeighbor | Water | Porous | Wet | R600a | MinimizeLCOE_Brownfield | IgnoreSilica | 2019 | 2.2543 | 0.70317 | 0.05402 | 4 | 67942.5369 | 150551.3892 | 1385.1005 | 3069.1937 | 142.8234 | 0 | 179.6142 | 352337.6774 | 28720.4486 | 253499.672 | 131168.5195 | 0 | 91650.7594 | 0 | 334377.06 | 869980.5198 | 593779.5811 | 2655514.2377 | 961560.8286 | 11063974.3309 | 11063974.3309 | 1478867.319 | 5307310.8022 | 0 | 14681049.3973 | 32531201.8495 | 421.6965 | 0.21608 | 67942.5369 | 150551.3892 | 1385.1005 | 3069.1937
1 | 3400 | 707 | 0.045 | 15 | 15 | 7 | 5.6234e-13 | 5spot_SharedNeighbor | Water | Porous | Wet | R600a | MinimizeLCOE_Brownfield | IgnoreSilica | 2019 | 2.9739 | 0.98839 | 0.081907 | 4 | 47161.1459 | 101644.1996 | 961.4437 | 2072.1545 | 147.6564 | 0 | 239.3496 | 457471.4414 | 38756.1713 | 331712.0826 | 171732.5049 | 0 | 106390.9709 | 0 | 431364.6367 | 1122322.2997 | 766008.0309 | 3425758.1383 | 961560.8286 | 11063974.3309 | 11063974.3309 | 1478867.319 | 5307310.8022 | 0 | 15451293.2979 | 33301445.7501 | 562.3413 | 0.32763 | 47161.1459 | 101644.1996 | 961.4437 | 2072.1545
1 | 3400 | 707 | 0.045 | 15 | 15 | 7 | 7.4989e-13 | 5spot_SharedNeighbor | Water | Porous | Wet | R600a | MinimizeLCOE_Brownfield | IgnoreSilica | 2019 | 3.9191 | 1.3675 | 0.11994 | 4 | 34199.3526 | 71406.3675 | 697.2001 | 1455.7154 | 151.467 | 0 | 36.9058 | 585073.6878 | 51262.0489 | 428852.1968 | 225763.6633 | 0 | 123748.2718 | 0 | 551732.9487 | 1435495.9566 | 979755.4869 | 4381684.2607 | 961560.8286 | 11063974.3309 | 11063974.3309 | 1478867.319 | 5307310.8022 | 0 | 16407219.4203 | 34257371.8725 | 749.8942 | 0.47975 | 34199.3526 | 71406.3675 | 697.2001 | 1455.7154
1 | 3400 | 707 | 0.045 | 15 | 15 | 7 | 1e-12 | 5spot_SharedNeighbor | Water | Porous | Wet | R600a | MinimizeLCOE_Brownfield | IgnoreSilica | 2019 | 5.1689 | 1.8708 | 0.17115 | 4 | 25697.3644 | 51771.2748 | 523.8755 | 1055.4275 | 154.4558 | 0 | 45.631 | 739740.1247 | 66679.064 | 549794.0032 | 296605.3443 | 0 | 144526.8887 | 0 | 700964.7157 | 1823766.4026 | 1244758.0444 | 5566834.5876 | 961560.8286 | 11063974.3309 | 11063974.3309 | 1478867.319 | 5307310.8022 | 0 | 17592369.7472 | 35442522.1994 | 1000 | 0.6846 | 25697.3644 | 51771.2748 | 523.8755 | 1055.4275
1 | 3400 | 707 | 0.045 | 15 | 15 | 7 | 1.3335e-12 | 5spot_SharedNeighbor | Water | Porous | Wet | R600a | MinimizeLCOE_Brownfield | IgnoreSilica | 2019 | 6.8279 | 2.5836 | 0.23955 | 4 | 19948.6252 | 38577.1009 | 406.6797 | 786.4464 | 156.7323 | 0 | 43.4542 | 929138.5245 | 83985.4807 | 711617.5125 | 393268.2764 | 0 | 170988.828 | 0 | 892709.4626 | 2322646.9018 | 1585254.2361 | 7089609.2225 | 961560.8286 | 11063974.3309 | 11063974.3309 | 1478867.319 | 5307310.8022 | 0 | 19115144.3821 | 36965296.8343 | 1333.5214 | 0.95822 | 19948.6252 | 38577.1009 | 406.6797 | 786.4464
1 | 3400 | 707 | 0.045 | 15 | 15 | 7 | 1.7783e-12 | 5spot_SharedNeighbor | Water | Porous | Wet | R600a | MinimizeLCOE_Brownfield | IgnoreSilica | 2019 | 9.0548 | 3.5331 | 0.33002 | 4 | 15910.6997 | 29432.629 | 324.3611 | 600.024 | 158.4715 | 0 | 35.499 | 1158095.2959 | 104699.7165 | 914025.3714 | 518232.6576 | 0 | 203646.401 | 0 | 1130492.7826 | 2941310.3243 | 2007504.7342 | 8978007.2835 | 961560.8286 | 11063974.3309 | 11063974.3309 | 1478867.319 | 5307310.8022 | 0 | 21003542.4431 | 38853694.8953 | 1778.2794 | 1.3201 | 15910.6997 | 29432.629 | 324.3611 | 600.024
1 | 3400 | 707 | 0.045 | 15 | 15 | 7 | 2.3714e-12 | 5spot_SharedNeighbor | Water | Porous | Wet | R600a | MinimizeLCOE_Brownfield | IgnoreSilica | 2019 | 12.0043 | 4.8111 | 0.45202 | 4 | 12931.1664 | 22803.665 | 263.6193 | 464.8836 | 160.0209 | 0 | 39.3087 | 1439029.3982 | 129960.2472 | 1170125.8213 | 684114.2002 | 0 | 242888.493 | 0 | 1429786.0824 | 3720010.0969 | 2538983.3297 | 11354897.6688 | 961560.8286 | 11063974.3309 | 11063974.3309 | 1478867.319 | 5307310.8022 | 0 | 23380432.8284 | 41230585.2806 | 2371.3737 | 1.8081 | 12931.1664 | 22803.665 | 263.6193 | 464.8836
1 | 3400 | 707 | 0.045 | 15 | 15 | 7 | 3.1623e-12 | 5spot_SharedNeighbor | Water | Porous | Wet | R600a | MinimizeLCOE_Brownfield | IgnoreSilica | 2019 | 15.9265 | 6.4983 | 0.61281 | 4 | 10745.8034 | 18027.9465 | 219.0677 | 367.5241 | 161.0877 | 0 | 41.214 | 1778464.9089 | 160396.9323 | 1488240.6663 | 904013.3933 | 0 | 290662.3177 | 0 | 1802493.5052 | 4689718.3582 | 3200829.1435 | 14314819.2253 | 961560.8286 | 11063974.3309 | 11063974.3309 | 1478867.319 | 5307310.8022 | 0 | 26340354.3849 | 44190506.8371 | 3162.2777 | 2.4512 | 10745.8034 | 18027.9465 | 219.0677 | 367.5241
1 | 3400 | 707 | 0.045 | 15 | 15 | 7 | 4.217e-12 | 5spot_SharedNeighbor | Water | Porous | Wet | R600a | MinimizeLCOE_Brownfield | IgnoreSilica | 2019 | 21.1541 | 8.7474 | 0.82695 | 4 | 9089.5653 | 14485.9427 | 185.3031 | 295.3155 | 161.902 | 0 | 50.7162 | 2193420.2155 | 197493.7739 | 1887724.9316 | 1197003.5899 | 0 | 349180.7593 | 0 | 2271681.0754 | 5910448.1723 | 4034002.3252 | 18040954.8432 | 961560.8286 | 11063974.3309 | 11063974.3309 | 1478867.319 | 5307310.8022 | 0 | 30066490.0027 | 47916642.4549 | 4216.965 | 3.3078 | 9089.5653 | 14485.9427 | 185.3031 | 295.3155
1 | 3400 | 707 | 0.045 | 15 | 15 | 7 | 5.6234e-12 | 5spot_SharedNeighbor | Water | Porous | Wet | R600a | MinimizeLCOE_Brownfield | IgnoreSilica | 2019 | 28.0459 | 11.7131 | 1.1096 | 4 | 7821.4533 | 11843.3532 | 159.4509 | 241.4428 | 162.5167 | 0 | 43.8818 | 2695942.6155 | 242273.7204 | 2384353.2442 | 1583198.4207 | 0 | 419412.964 | 0 | 2856820.5762 | 7432861.1249 | 5073080.4478 | 22687943.1137 | 961560.8286 | 11063974.3309 | 11063974.3309 | 1478867.319 | 5307310.8022 | 0 | 34713478.2732 | 52563630.7255 | 5623.4133 | 4.4382 | 7821.4533 | 11843.3532 | 159.4509 | 241.4428
1 | 3400 | 707 | 0.045 | 15 | 15 | 7 | 7.4989e-12 | 5spot_SharedNeighbor | Water | Porous | Wet | R600a | MinimizeLCOE_Brownfield | IgnoreSilica | 2019 | 37.14 | 15.6273 | 1.4823 | 4 | 6835.4249 | 9845.9295 | 139.3494 | 200.7226 | 162.9821 | 0 | 40.8803 | 3306043.6892 | 296452.2063 | 3002895.1762 | 2092907.7932 | 0 | 504588.6141 | 0 | 3589126.1168 | 9338169.925 | 6373492.854 | 28503676.3749 | 961560.8286 | 11063974.3309 | 11063974.3309 | 1478867.319 | 5307310.8022 | 0 | 40529211.5345 | 58379363.9867 | 7498.9421 | 5.9293 | 6835.4249 | 9845.9295 | 139.3494 | 200.7226
1 | 3400 | 707 | 0.045 | 15 | 15 | 7 | 1e-11 | 5spot_SharedNeighbor | Water | Porous | Wet | R600a | MinimizeLCOE_Brownfield | IgnoreSilica | 2019 | 49.0011 | 20.7285 | 1.968 | 4 | 6063.5038 | 8331.0932 | 123.6127 | 169.8406 | 163.3195 | 0 | 47.7644 | 4038644.7224 | 361271.4024 | 3764328.2274 | 2757358.6349 | 0 | 606524.6063 | 0 | 4495969.7614 | 11697591.069 | 7983846.2661 | 35705534.69 | 961560.8286 | 11063974.3309 | 11063974.3309 | 1478867.319 | 5307310.8022 | 0 | 47731069.8495 | 65581222.3017 | 10000 | 7.8719 | 6063.5038 | 8331.0932 | 123.6127 | 169.8406
1 | 3400 | 707 | 0.045 | 15 | 15 | 7 | 1.3335e-11 | 5spot_SharedNeighbor | Water | Porous | Wet | R600a | MinimizeLCOE_Brownfield | IgnoreSilica | 2019 | 64.2164 | 27.2383 | 2.5869 | 4 | 5459.8583 | 7184.8779 | 111.3066 | 146.4735 | 163.4908 | 0 | 49.1492 | 4902156.0358 | 437383.666 | 4683577.8346 | 3608583.652 | 0 | 726816.5529 | 0 | 5599821.9191 | 14569587.9521 | 9944043.1524 | 44471970.7649 | 961560.8286 | 11063974.3309 | 11063974.3309 | 1478867.319 | 5307310.8022 | 0 | 56497505.9245 | 74347658.3767 | 13335.2143 | 10.3478 | 5459.8583 | 7184.8779 | 111.3066 | 146.4735
1 | 3400 | 707 | 0.045 | 15 | 15 | 7 | 1.7783e-11 | 5spot_SharedNeighbor | Water | Porous | Wet | R600a | MinimizeLCOE_Brownfield | IgnoreSilica | 2019 | 83.2541 | 35.2458 | 3.3451 | 4 | 4996.3196 | 6330.3637 | 101.8567 | 129.053 | 163.369 | 0 | 60.7996 | 5886971.4406 | 523855.1899 | 5755977.6979 | 4668934.916 | 0 | 866275.8726 | 0 | 6903785.8956 | 17962234.7392 | 12259594.2965 | 54827630.0482 | 961560.8286 | 11063974.3309 | 11063974.3309 | 1478867.319 | 5307310.8022 | 0 | 66853165.2078 | 84703317.66 | 17782.7941 | 13.3805 | 4996.3196 | 6330.3637 | 101.8567 | 129.053
1 | 3400 | 707 | 0.045 | 15 | 15 | 7 | 2.3714e-11 | 5spot_SharedNeighbor | Water | Porous | Wet | R600a | MinimizeLCOE_Brownfield | IgnoreSilica | 2019 | 100.5427 | 42.2996 | 4.0631 | 4 | 4650.117 | 5748.4314 | 94.7989 | 117.1895 | 162.9741 | 0 | 64.0205 | 6702349.3631 | 595212.3506 | 6660437.2432 | 5624468.8943 | 0 | 935593.1342 | 0 | 8002043.7843 | 20819676.4819 | 14209857.0004 | 63549638.252 | 961560.8286 | 11063974.3309 | 11063974.3309 | 1478867.319 | 5307310.8022 | 0 | 75575173.4116 | 93425325.8638 | 23713.7371 | 16.2523 | 4650.117 | 5748.4314 | 94.7989 | 117.1895
1 | 3400 | 707 | 0.045 | 15 | 15 | 7 | 3.1623e-11 | 5spot_SharedNeighbor | Water | Porous | Wet | R600a | MinimizeLCOE_Brownfield | IgnoreSilica | 2019 | 112.8607 | 47.1598 | 4.6382 | 4 | 4380.5657 | 5342.6881 | 89.3038 | 108.9179 | 162.5493 | 0 | 79.7384 | 7241612.5709 | 642298.5551 | 7265931.9213 | 6299074.7389 | 0 | 908511.978 | 0 | 8719397.608 | 22686083.9817 | 15483718.4699 | 69246629.8237 | 961560.8286 | 11063974.3309 | 11063974.3309 | 1478867.319 | 5307310.8022 | 0 | 81272164.9833 | 99122317.4355 | 31622.7766 | 18.5529 | 4380.5657 | 5342.6881 | 89.3038 | 108.9179
1 | 3400 | 707 | 0.045 | 15 | 15 | 7 | 4.217e-11 | 5spot_SharedNeighbor | Water | Porous | Wet | R600a | MinimizeLCOE_Brownfield | IgnoreSilica | 2019 | 123.9996 | 51.4211 | 5.166 | 4 | 4169.8818 | 5033.7175 | 85.0087 | 102.6191 | 162.0769 | 0 | 105.6929 | 7701535.5032 | 682394.2433 | 7786578.1986 | 6904654.0025 | 0 | 862236.3896 | 0 | 9335585.3515 | 24289278.0927 | 16577931.393 | 74140193.1744 | 961560.8286 | 11063974.3309 | 11063974.3309 | 1478867.319 | 5307310.8022 | 0 | 86165728.334 | 104015880.7862 | 42169.6503 | 20.6638 | 4169.8818 | 5033.7175 | 85.0087 | 102.6191
1 | 3400 | 707 | 0.045 | 15 | 15 | 7 | 5.6234e-11 | 5spot_SharedNeighbor | Water | Porous | Wet | R600a | MinimizeLCOE_Brownfield | IgnoreSilica | 2019 | 135.8897 | 55.8288 | 5.6948 | 4 | 4006.0316 | 4789.6491 | 81.6684 | 97.6435 | 161.5061 | 0 | 118.3645 | 8166018.6156 | 722831.6913 | 8316108.9486 | 7545556.5788 | 0 | 829733.5335 | 0 | 9976297.2535 | 25956279.0336 | 17715693.7886 | 79228519.4434 | 961560.8286 | 11063974.3309 | 11063974.3309 | 1478867.319 | 5307310.8022 | 0 | 91254054.603 | 109104207.0552 | 56234.1325 | 22.7792 | 4006.0316 | 4789.6491 | 81.6684 | 97.6435
1 | 3400 | 707 | 0.045 | 15 | 15 | 7 | 7.4989e-11 | 5spot_SharedNeighbor | Water | Porous | Wet | R600a | MinimizeLCOE_Brownfield | IgnoreSilica | 2019 | 144.7714 | 59.0753 | 6.1179 | 4 | 3876.9406 | 4606.3651 | 79.0367 | 93.907 | 161.0938 | 0 | 116.0254 | 8501496.5977 | 752004.6372 | 8700781.5643 | 8022887.8591 | 0 | 772086.1964 | 0 | 10432210.1733 | 27142470.9305 | 18525294.1321 | 82849232.0906 | 961560.8286 | 11063974.3309 | 11063974.3309 | 1478867.319 | 5307310.8022 | 0 | 94874767.2502 | 112724919.7024 | 74989.4209 | 24.4716 | 3876.9406 | 4606.3651 | 79.0367 | 93.907
1 | 3400 | 707 | 0.045 | 15 | 15 | 7 | 1e-10 | 5spot_SharedNeighbor | Water | Porous | Wet | R600a | MinimizeLCOE_Brownfield | IgnoreSilica | 2019 | 152.0575 | 61.6806 | 6.4684 | 4 | 3777.4497 | 4467.3449 | 77.0084 | 91.0729 | 160.7368 | 0 | 132.8252 | 8766956.0854 | 775069.6068 | 9006431.841 | 8411852.9374 | 0 | 712958.8823 | 0 | 10792575.0477 | 28080066.4125 | 19165222.3142 | 85711133.1273 | 961560.8286 | 11063974.3309 | 11063974.3309 | 1478867.319 | 5307310.8022 | 0 | 97736668.2869 | 115586820.7391 | 100000 | 25.8737 | 3777.4497 | 4467.3449 | 77.0084 | 91.0729
1 | 3400 | 707 | 0.045 | 15 | 15 | 7 | 1.3335e-10 | 5spot_SharedNeighbor | Water | Porous | Wet | R600a | MinimizeLCOE_Brownfield | IgnoreSilica | 2019 | 157.8117 | 63.7008 | 6.7493 | 4 | 3701.1629 | 4362.3514 | 75.4532 | 88.9324 | 160.4436 | 0 | 123.2047 | 8970607.0867 | 792752.9999 | 9241650.7468 | 8717592.1521 | 0 | 655774.9765 | 0 | 11067567.4052 | 28795540.118 | 19653547.8197 | 87895033.305 | 961560.8286 | 11063974.3309 | 11063974.3309 | 1478867.319 | 5307310.8022 | 0 | 99920568.4645 | 117770720.9168 | 133352.1432 | 26.9971 | 3701.1629 | 4362.3514 | 75.4532 | 88.9324
1 | 3400 | 707 | 0.045 | 15 | 15 | 7 | 1.7783e-10 | 5spot_SharedNeighbor | Water | Porous | Wet | R600a | MinimizeLCOE_Brownfield | IgnoreSilica | 2019 | 162.3009 | 65.2539 | 6.9708 | 4 | 3642.9032 | 4283.077 | 74.2655 | 87.3163 | 160.2083 | 0 | 128.2299 | 9125932.4898 | 806233.7626 | 9421472.7038 | 8955398.4812 | 0 | 603865.184 | 0 | 11276032.0223 | 29337922.2899 | 20023734.7969 | 89550591.7304 | 961560.8286 | 11063974.3309 | 11063974.3309 | 1478867.319 | 5307310.8022 | 0 | 101576126.89 | 119426279.3422 | 177827.941 | 27.8833 | 3642.9032 | 4283.077 | 74.2655 | 87.3163
1 | 3400 | 707 | 0.045 | 15 | 15 | 7 | 2.3714e-10 | 5spot_SharedNeighbor | Water | Porous | Wet | R600a | MinimizeLCOE_Brownfield | IgnoreSilica | 2019 | 165.7387 | 66.4295 | 7.1426 | 4 | 3598.5525 | 4223.3342 | 73.3614 | 86.0984 | 160.0244 | 0 | 132.6865 | 9242807.0212 | 816373.7393 | 9557015.145 | 9137088.9252 | 0 | 558459.2936 | 0 | 11431580.2085 | 29742626.763 | 20299953.9156 | 90785905.0115 | 961560.8286 | 11063974.3309 | 11063974.3309 | 1478867.319 | 5307310.8022 | 0 | 102811440.1711 | 120661592.6233 | 237137.3706 | 28.5702 | 3598.5525 | 4223.3342 | 73.3614 | 86.0984
1 | 3400 | 707 | 0.045 | 15 | 15 | 7 | 3.1623e-10 | 5spot_SharedNeighbor | Water | Porous | Wet | R600a | MinimizeLCOE_Brownfield | IgnoreSilica | 2019 | 168.4176 | 67.3361 | 7.2763 | 4 | 3564.8649 | 4178.1654 | 72.6746 | 85.1776 | 159.8789 | 0 | 140.0686 | 9332545.9298 | 824157.3568 | 9661223.2603 | 9277964.9813 | 0 | 520702.4684 | 0 | 11550471.6586 | 30051957.9282 | 20511078.792 | 91730102.3753 | 961560.8286 | 11063974.3309 | 11063974.3309 | 1478867.319 | 5307310.8022 | 0 | 103755637.5349 | 121605789.9871 | 316227.766 | 29.1051 | 3564.8649 | 4178.1654 | 72.6746 | 85.1776
1 | 3400 | 707 | 0.045 | 15 | 15 | 7 | 4.217e-10 | 5spot_SharedNeighbor | Water | Porous | Wet | R600a | MinimizeLCOE_Brownfield | IgnoreSilica | 2019 | 170.3667 | 67.9908 | 7.3759 | 4 | 3539.3409 | 4144.3558 | 72.1543 | 84.4883 | 159.7718 | 0 | 135.6168 | 9397136.554 | 829758.5933 | 9736300.484 | 9380238.5461 | 0 | 488791.0072 | 0 | 11634567.822 | 30270758.8948 | 20660414.9476 | 92397966.8489 | 961560.8286 | 11063974.3309 | 11063974.3309 | 1478867.319 | 5307310.8022 | 0 | 104423502.0085 | 122273654.4607 | 421696.5034 | 29.5037 | 3539.3409 | 4144.3558 | 72.1543 | 84.4883
1 | 3400 | 707 | 0.045 | 15 | 15 | 7 | 5.6234e-10 | 5spot_SharedNeighbor | Water | Porous | Wet | R600a | MinimizeLCOE_Brownfield | IgnoreSilica | 2019 | 171.8166 | 68.4753 | 7.451 | 4 | 3520.0395 | 4118.9603 | 71.7608 | 83.9706 | 159.6915 | 0 | 144.3657 | 9444814.5145 | 833892.5858 | 9791757.7108 | 9456234.9458 | 0 | 462850.2826 | 0 | 11695924.5154 | 30430396.4252 | 20769370.8423 | 92885241.8225 | 961560.8286 | 11063974.3309 | 11063974.3309 | 1478867.319 | 5307310.8022 | 0 | 104910776.9821 | 122760929.4343 | 562341.3252 | 29.8039 | 3520.0395 | 4118.9603 | 71.7608 | 83.9706
1 | 3400 | 707 | 0.045 | 15 | 15 | 7 | 7.4989e-10 | 5spot_SharedNeighbor | Water | Porous | Wet | R600a | MinimizeLCOE_Brownfield | IgnoreSilica | 2019 | 173.2413 | 68.9495 | 7.5191 | 4 | 3504.6834 | 4098.1808 | 71.4477 | 83.547 | 159.6124 | 0 | 139.2938 | 9491398.7729 | 837931.262 | 9845974.2176 | 9530858.1162 | 0 | 443791.5212 | 0 | 11758482.017 | 30593158.212 | 20880459.1062 | 93382053.2251 | 961560.8286 | 11063974.3309 | 11063974.3309 | 1478867.319 | 5307310.8022 | 0 | 105407588.3847 | 123257740.8369 | 749894.2093 | 30.0762 | 3504.6834 | 4098.1808 | 71.4477 | 83.547
1 | 3400 | 707 | 0.045 | 15 | 15 | 7 | 1e-09 | 5spot_SharedNeighbor | Water | Porous | Wet | R600a | MinimizeLCOE_Brownfield | IgnoreSilica | 2019 | 174.0332 | 69.212 | 7.5608 | 4 | 3493.8351 | 4084.0517 | 71.2266 | 83.2589 | 159.5679 | 0 | 132.9537 | 9517138.4508 | 840162.5881 | 9875944.2933 | 9572301.6629 | 0 | 427649.1618 | 0 | 11790946.5012 | 30677624.1403 | 20938108.8379 | 93639875.6363 | 961560.8286 | 11063974.3309 | 11063974.3309 | 1478867.319 | 5307310.8022 | 0 | 105665410.7958 | 123515563.248 | 1000000 | 30.2434 | 3493.8351 | 4084.0517 | 71.2266 | 83.2589
1 | 3400 | 707 | 0.045 | 15 | 15 | 7 | 1.3335e-09 | 5spot_SharedNeighbor | Water | Porous | Wet | R600a | MinimizeLCOE_Brownfield | IgnoreSilica | 2019 | 174.623 | 69.407 | 7.5922 | 4 | 3485.6655 | 4073.446 | 71.06 | 83.0427 | 159.5347 | 0 | 129.3967 | 9536244.3879 | 841818.7532 | 9898196.4427 | 9603148.5067 | 0 | 415083.2703 | 0 | 11814851.6307 | 30739820.3839 | 20980559.0521 | 93829722.4276 | 961560.8286 | 11063974.3309 | 11063974.3309 | 1478867.319 | 5307310.8022 | 0 | 105855257.5872 | 123705410.0394 | 1333521.4322 | 30.3687 | 3485.6655 | 4073.446 | 71.06 | 83.0427
1 | 3400 | 707 | 0.045 | 15 | 15 | 7 | 1.7783e-09 | 5spot_SharedNeighbor | Water | Porous | Wet | R600a | MinimizeLCOE_Brownfield | IgnoreSilica | 2019 | 175.0466 | 69.5468 | 7.6152 | 4 | 3479.5187 | 4065.5234 | 70.9347 | 82.8812 | 159.5108 | 0 | 125.2193 | 9549933.3876 | 843005.3112 | 9914142.8221 | 9625295.9614 | 0 | 405229.7024 | 0 | 11831666.802 | 30783570.0103 | 21010419.0711 | 93963263.068 | 961560.8286 | 11063974.3309 | 11063974.3309 | 1478867.319 | 5307310.8022 | 0 | 105988798.2276 | 123838950.6798 | 1778279.41 | 30.4608 | 3479.5187 | 4065.5234 | 70.9347 | 82.8812
1 | 3400 | 707 | 0.045 | 15 | 15 | 7 | 2.3714e-09 | 5spot_SharedNeighbor | Water | Porous | Wet | R600a | MinimizeLCOE_Brownfield | IgnoreSilica | 2019 | 175.3755 | 69.6552 | 7.6328 | 4 | 3474.8972 | 4059.5485 | 70.8405 | 82.7594 | 159.4922 | 0 | 126.1268 | 9560546.6358 | 843925.2358 | 9926508.0717 | 9642491.394 | 0 | 397802.8214 | 0 | 11844796.9219 | 30817731.8888 | 21033735.2552 | 94067538.2245 | 961560.8286 | 11063974.3309 | 11063974.3309 | 1478867.319 | 5307310.8022 | 0 | 106093073.3841 | 123943225.8363 | 2371373.7057 | 30.5313 | 3474.8972 | 4059.5485 | 70.8405 | 82.7594
1 | 3400 | 707 | 0.045 | 15 | 15 | 7 | 3.1623e-09 | 5spot_SharedNeighbor | Water | Porous | Wet | R600a | MinimizeLCOE_Brownfield | IgnoreSilica | 2019 | 175.6138 | 69.7337 | 7.6458 | 4 | 3471.4246 | 4055.0826 | 70.7697 | 82.6683 | 159.4787 | 0 | 158.2996 | 9568223.8385 | 844590.6574 | 9935453.5965 | 9654944.8177 | 0 | 392066.6007 | 0 | 11854159.0092 | 30842090.1196 | 21050360.2482 | 94141888.8878 | 961560.8286 | 11063974.3309 | 11063974.3309 | 1478867.319 | 5307310.8022 | 0 | 106167424.0474 | 124017576.4996 | 3162277.6602 | 30.5832 | 3471.4246 | 4055.0826 | 70.7697 | 82.6683
1 | 3400 | 707 | 0.045 | 15 | 15 | 7 | 4.217e-09 | 5spot_SharedNeighbor | Water | Porous | Wet | R600a | MinimizeLCOE_Brownfield | IgnoreSilica | 2019 | 175.7964 | 69.7938 | 7.6557 | 4 | 3468.8165 | 4051.7219 | 70.7165 | 82.5998 | 159.4684 | 0 | 163.0617 | 9574102.3883 | 845100.172 | 9942303.8831 | 9664488.078 | 0 | 387753.7046 | 0 | 11861361.8082 | 30860830.325 | 21063150.8234 | 94199091.1826 | 961560.8286 | 11063974.3309 | 11063974.3309 | 1478867.319 | 5307310.8022 | 0 | 106224626.3422 | 124074778.7944 | 4216965.0343 | 30.6227 | 3468.8165 | 4051.7219 | 70.7165 | 82.5998
1 | 3400 | 707 | 0.045 | 15 | 15 | 7 | 5.6234e-09 | 5spot_SharedNeighbor | Water | Porous | Wet | R600a | MinimizeLCOE_Brownfield | IgnoreSilica | 2019 | 175.9233 | 69.8355 | 7.6628 | 4 | 3466.8584 | 4049.2232 | 70.6766 | 82.5489 | 159.4612 | 0 | 154.775 | 9578182.7071 | 845453.8232 | 9947058.9746 | 9671117.3255 | 0 | 384393.3797 | 0 | 11866220.4219 | 30873471.4412 | 21071778.645 | 94237676.7181 | 961560.8286 | 11063974.3309 | 11063974.3309 | 1478867.319 | 5307310.8022 | 0 | 106263211.8777 | 124113364.3299 | 5623413.2519 | 30.6512 | 3466.8584 | 4049.2232 | 70.6766 | 82.5489
1 | 3400 | 707 | 0.045 | 15 | 15 | 7 | 7.4989e-09 | 5spot_SharedNeighbor | Water | Porous | Wet | R600a | MinimizeLCOE_Brownfield | IgnoreSilica | 2019 | 176.0204 | 69.8674 | 7.6682 | 4 | 3465.3887 | 4047.344 | 70.6466 | 82.5106 | 159.4557 | 0 | 154.7758 | 9581302.9388 | 845724.2588 | 9950695.3657 | 9676188.7417 | 0 | 381875.8573 | 0 | 11869956.9933 | 30883193.2336 | 21078413.9681 | 94267351.3572 | 961560.8286 | 11063974.3309 | 11063974.3309 | 1478867.319 | 5307310.8022 | 0 | 106292886.5167 | 124143038.969 | 7498942.0933 | 30.6727 | 3465.3887 | 4047.344 | 70.6466 | 82.5106
1 | 3400 | 707 | 0.045 | 15 | 15 | 7 | 1e-08 | 5spot_SharedNeighbor | Water | Porous | Wet | R600a | MinimizeLCOE_Brownfield | IgnoreSilica | 2019 | 176.0935 | 69.8915 | 7.6722 | 4 | 3464.2858 | 4045.9335 | 70.6242 | 82.4818 | 159.4515 | 0 | 152.8373 | 9583653.8721 | 845928.0167 | 9953435.2892 | 9680011.037 | 0 | 379982.3292 | 0 | 11872774.1122 | 30890522.7992 | 21083416.5472 | 94289724.0029 | 961560.8286 | 11063974.3309 | 11063974.3309 | 1478867.319 | 5307310.8022 | 0 | 106315259.1625 | 124165411.6147 | 10000000 | 30.6889 | 3464.2858 | 4045.9335 | 70.6242 | 82.4818
1 | 3500 | 707 | 0.045 | 15 | 15 | 7 | 1e-13 | 5spot_SharedNeighbor | Water | Porous | Wet | R600a | MinimizeLCOE_Brownfield | IgnoreSilica | 2019 | 0.62825 | 0.11096 | 0.0019421 | 4 | 1695956.9245 | 4066831.1948 | 34574.3759 | 82907.8547 | 104.7796 | 0 | 20.9861 | 79661.0603 | 5060.215 | 59429.0695 | 46018.0982 | 0 | 49980.6474 | 0 | 93658.1452 | 243679.2819 | 166316.117 | 743802.6344 | 961560.8286 | 11469341.9306 | 11469341.9306 | 1478867.319 | 5469457.8421 | 0 | 13174705.3936 | 31592372.4853 | 100 | 0.0077683 | 1695956.9245 | 4066831.1948 | 34574.3759 | 82907.8547
1 | 3500 | 707 | 0.045 | 15 | 15 | 7 | 1.3335e-13 | 5spot_SharedNeighbor | Water | Porous | Wet | R600a | MinimizeLCOE_Brownfield | IgnoreSilica | 2019 | 0.81347 | 0.1715 | 0.006342 | 4 | 528790.684 | 1254807.0024 | 10780.1133 | 25580.938 | 115.5263 | 0 | 20.7236 | 114947.2896 | 7802.3964 | 83548.071 | 55079.7322 | 0 | 56168.7765 | 0 | 123843.0436 | 322214.1959 | 219917.8095 | 983521.3148 | 961560.8286 | 11469341.9306 | 11469341.9306 | 1478867.319 | 5469457.8421 | 0 | 13414424.074 | 31832091.1657 | 133.3521 | 0.025368 | 528790.684 | 1254807.0024 | 10780.1133 | 25580.938
1 | 3500 | 707 | 0.045 | 15 | 15 | 7 | 1.7783e-13 | 5spot_SharedNeighbor | Water | Porous | Wet | R600a | MinimizeLCOE_Brownfield | IgnoreSilica | 2019 | 1.0498 | 0.25564 | 0.013346 | 4 | 256954.855 | 601946.4224 | 5238.3723 | 12271.492 | 125.0107 | 0 | 22.0648 | 159627.918 | 11503.1762 | 114228.0727 | 67216.2863 | 0 | 62905.4947 | 0 | 162037.5697 | 421588.5179 | 287742.8262 | 1286849.8618 | 961560.8286 | 11469341.9306 | 11469341.9306 | 1478867.319 | 5469457.8421 | 0 | 13717752.621 | 32135419.7127 | 177.8279 | 0.053386 | 256954.855 | 601946.4224 | 5238.3723 | 12271.492
1 | 3500 | 707 | 0.045 | 15 | 15 | 7 | 2.3714e-13 | 5spot_SharedNeighbor | Water | Porous | Wet | R600a | MinimizeLCOE_Brownfield | IgnoreSilica | 2019 | 1.3639 | 0.37485 | 0.024112 | 4 | 146342.3058 | 337304.7053 | 2983.3858 | 6876.4127 | 133.4356 | 0 | 30.4345 | 217355.7512 | 16564.0634 | 154249.6471 | 84223.9808 | 0 | 71091.1661 | 0 | 211958.9973 | 551473.8323 | 376392.2222 | 1683309.6603 | 961560.8286 | 11469341.9306 | 11469341.9306 | 1478867.319 | 5469457.8421 | 0 | 14114212.4195 | 32531879.5112 | 237.1374 | 0.096447 | 146342.3058 | 337304.7053 | 2983.3858 | 6876.4127
1 | 3500 | 707 | 0.045 | 15 | 15 | 7 | 3.1623e-13 | 5spot_SharedNeighbor | Water | Porous | Wet | R600a | MinimizeLCOE_Brownfield | IgnoreSilica | 2019 | 1.7875 | 0.54215 | 0.040005 | 4 | 91409.8356 | 206505.2528 | 1863.5131 | 4209.8889 | 140.7424 | 0 | 136.9351 | 290997.9623 | 23335.4589 | 206190.4974 | 107329.291 | 0 | 81348.4191 | 0 | 276588.6352 | 719626.8926 | 491160.141 | 2196577.2973 | 961560.8286 | 11469341.9306 | 11469341.9306 | 1478867.319 | 5469457.8421 | 0 | 14627480.0565 | 33045147.1482 | 316.2278 | 0.16002 | 91409.8356 | 206505.2528 | 1863.5131 | 4209.8889
1 | 3500 | 707 | 0.045 | 15 | 15 | 7 | 4.217e-13 | 5spot_SharedNeighbor | Water | Porous | Wet | R600a | MinimizeLCOE_Brownfield | IgnoreSilica | 2019 | 2.3321 | 0.76478 | 0.062326 | 4 | 61223.2819 | 135099.9989 | 1248.1194 | 2754.1962 | 146.6373 | 0 | 182.5584 | 380590.4001 | 31952.9532 | 270379.2364 | 138684.5891 | 0 | 92825.02 | 0 | 356628.5575 | 927874.3521 | 633293.3112 | 2832228.4196 | 961560.8286 | 11469341.9306 | 11469341.9306 | 1478867.319 | 5469457.8421 | 0 | 15263131.1788 | 33680798.2705 | 421.6965 | 0.2493 | 61223.2819 | 135099.9989 | 1248.1194 | 2754.1962
1 | 3500 | 707 | 0.045 | 15 | 15 | 7 | 5.6234e-13 | 5spot_SharedNeighbor | Water | Porous | Wet | R600a | MinimizeLCOE_Brownfield | IgnoreSilica | 2019 | 3.0517 | 1.0646 | 0.09339 | 4 | 43001.5033 | 92304.8249 | 876.6438 | 1881.7587 | 151.4518 | 0 | 243.2974 | 491120.0527 | 43010.3167 | 351016.3767 | 181088.1517 | 0 | 106632.4274 | 0 | 457418.2568 | 1190108.4749 | 812273.4884 | 3632667.5453 | 961560.8286 | 11469341.9306 | 11469341.9306 | 1478867.319 | 5469457.8421 | 0 | 16063570.3045 | 34481237.3962 | 562.3413 | 0.37356 | 43001.5033 | 92304.8249 | 876.6438 | 1881.7587
1 | 3500 | 707 | 0.045 | 15 | 15 | 7 | 7.4989e-13 | 5spot_SharedNeighbor | Water | Porous | Wet | R600a | MinimizeLCOE_Brownfield | IgnoreSilica | 2019 | 4.0117 | 1.4747 | 0.13599 | 4 | 31392.5317 | 65249.815 | 639.9792 | 1330.2057 | 155.344 | 0 | 35.5136 | 627469.8988 | 56779.1619 | 454358.2663 | 237648.3365 | 0 | 123779.7469 | 0 | 585013.8101 | 1522085.9309 | 1038854.9236 | 4645990.075 | 961560.8286 | 11469341.9306 | 11469341.9306 | 1478867.319 | 5469457.8421 | 0 | 17076892.8341 | 35494559.9258 | 749.8942 | 0.54398 | 31392.5317 | 65249.815 | 639.9792 | 1330.2057
1 | 3500 | 707 | 0.045 | 15 | 15 | 7 | 1e-12 | 5spot_SharedNeighbor | Water | Porous | Wet | R600a | MinimizeLCOE_Brownfield | IgnoreSilica | 2019 | 5.2958 | 2.065 | 0.19293 | 4 | 23814.3213 | 47679.4995 | 485.4872 | 972.0111 | 158.4347 | 0 | 38.1954 | 794404.8657 | 71892.874 | 594806.6044 | 313036.9277 | 0 | 146113.5291 | 0 | 748899.3723 | 1948482.5464 | 1329879.3753 | 5947516.0949 | 961560.8286 | 11469341.9306 | 11469341.9306 | 1478867.319 | 5469457.8421 | 0 | 18378418.8541 | 36796085.9458 | 1000 | 0.77174 | 23814.3213 | 47679.4995 | 485.4872 | 972.0111
1 | 3500 | 707 | 0.045 | 15 | 15 | 7 | 1.3335e-12 | 5spot_SharedNeighbor | Water | Porous | Wet | R600a | MinimizeLCOE_Brownfield | IgnoreSilica | 2019 | 6.9937 | 2.8383 | 0.26749 | 4 | 18659.7383 | 35872.8365 | 380.404 | 731.3163 | 160.7664 | 0 | 39.4368 | 992986.9538 | 89821.5541 | 767156.6131 | 409915.0767 | 0 | 172804.05 | 0 | 948746.8566 | 2468444.7062 | 1684764.2334 | 7534640.044 | 961560.8286 | 11469341.9306 | 11469341.9306 | 1478867.319 | 5469457.8421 | 0 | 19965542.8032 | 38383209.8949 | 1333.5214 | 1.07 | 18659.7383 | 35872.8365 | 380.404 | 731.3163
1 | 3500 | 707 | 0.045 | 15 | 15 | 7 | 1.7783e-12 | 5spot_SharedNeighbor | Water | Porous | Wet | R600a | MinimizeLCOE_Brownfield | IgnoreSilica | 2019 | 9.2789 | 3.8865 | 0.36846 | 4 | 14913.6865 | 27410.226 | 304.0357 | 558.7945 | 162.6976 | 0 | 37.4161 | 1238379.9585 | 111925.4545 | 986465.9338 | 540308.2634 | 0 | 206041.2625 | 0 | 1202417.1404 | 3128442.7496 | 2135226.4596 | 9549207.2223 | 961560.8286 | 11469341.9306 | 11469341.9306 | 1478867.319 | 5469457.8421 | 0 | 21980109.9815 | 40397777.0732 | 1778.2794 | 1.4738 | 14913.6865 | 27410.226 | 304.0357 | 558.7945
1 | 3500 | 707 | 0.045 | 15 | 15 | 7 | 2.3714e-12 | 5spot_SharedNeighbor | Water | Porous | Wet | R600a | MinimizeLCOE_Brownfield | IgnoreSilica | 2019 | 12.299 | 5.2728 | 0.50217 | 4 | 12188.1141 | 21357.1303 | 248.4712 | 435.394 | 164.173 | 0 | 46.6234 | 1534923.8072 | 138567.8818 | 1259109.4305 | 712500.8717 | 0 | 245823.0118 | 0 | 1517460.7512 | 3948121.6005 | 2694674.1182 | 12051181.4729 | 961560.8286 | 11469341.9306 | 11469341.9306 | 1478867.319 | 5469457.8421 | 0 | 24482084.232 | 42899751.3237 | 2371.3737 | 2.0087 | 12188.1141 | 21357.1303 | 248.4712 | 435.394
1 | 3500 | 707 | 0.045 | 15 | 15 | 7 | 3.1623e-12 | 5spot_SharedNeighbor | Water | Porous | Wet | R600a | MinimizeLCOE_Brownfield | IgnoreSilica | 2019 | 16.3164 | 7.1139 | 0.67968 | 4 | 10156.8223 | 16931.1798 | 207.0606 | 345.165 | 165.2724 | 0 | 38.4968 | 1895677.6593 | 170887.5613 | 1599993.394 | 941207.801 | 0 | 294248.1082 | 0 | 1911785.6643 | 4974074.1373 | 3394907.8057 | 15182782.1311 | 961560.8286 | 11469341.9306 | 11469341.9306 | 1478867.319 | 5469457.8421 | 0 | 27613684.8902 | 46031351.9819 | 3162.2777 | 2.7187 | 10156.8223 | 16931.1798 | 207.0606 | 345.165
1 | 3500 | 707 | 0.045 | 15 | 15 | 7 | 4.217e-12 | 5spot_SharedNeighbor | Water | Porous | Wet | R600a | MinimizeLCOE_Brownfield | IgnoreSilica | 2019 | 21.6365 | 9.5529 | 0.91495 | 4 | 8615.3714 | 13647.7821 | 175.636 | 278.2285 | 166.1075 | 0 | 36.6669 | 2334193.0815 | 210053.3384 | 2025536.434 | 1244136.6863 | 0 | 352743.4882 | 0 | 2404998.581 | 6257312.9748 | 4270744.6803 | 19099719.2645 | 961560.8286 | 11469341.9306 | 11469341.9306 | 1478867.319 | 5469457.8421 | 0 | 31530622.0237 | 49948289.1154 | 4216.965 | 3.6598 | 8615.3714 | 13647.7821 | 175.636 | 278.2285
1 | 3500 | 707 | 0.045 | 15 | 15 | 7 | 5.6234e-12 | 5spot_SharedNeighbor | Water | Porous | Wet | R600a | MinimizeLCOE_Brownfield | IgnoreSilica | 2019 | 28.7018 | 12.7923 | 1.2272 | 4 | 7426.3042 | 11178.3622 | 151.3953 | 227.886 | 166.7432 | 0 | 34.9993 | 2869338.9286 | 257691.5822 | 2558540.0758 | 1646296.9915 | 0 | 424190.3765 | 0 | 3024862.6023 | 7870072.0066 | 5371485.8583 | 24022478.422 | 961560.8286 | 11469341.9306 | 11469341.9306 | 1478867.319 | 5469457.8421 | 0 | 36453381.1812 | 54871048.2729 | 5623.4133 | 4.9087 | 7426.3042 | 11178.3622 | 151.3953 | 227.886
1 | 3500 | 707 | 0.045 | 15 | 15 | 7 | 7.4989e-12 | 5spot_SharedNeighbor | Water | Porous | Wet | R600a | MinimizeLCOE_Brownfield | IgnoreSilica | 2019 | 37.9754 | 17.0448 | 1.6372 | 4 | 6501.6453 | 9313.9917 | 132.5448 | 189.8783 | 167.2218 | 0 | 39.5389 | 3515718.096 | 315028.8331 | 3218893.3852 | 2174142.2752 | 0 | 509831.542 | 0 | 3796109.5113 | 9876698.2592 | 6741049.5078 | 30147471.4097 | 961560.8286 | 11469341.9306 | 11469341.9306 | 1478867.319 | 5469457.8421 | 0 | 42578374.1689 | 60996041.2606 | 7498.9421 | 6.5489 | 6501.6453 | 9313.9917 | 132.5448 | 189.8783
1 | 3500 | 707 | 0.045 | 15 | 15 | 7 | 1e-11 | 5spot_SharedNeighbor | Water | Porous | Wet | R600a | MinimizeLCOE_Brownfield | IgnoreSilica | 2019 | 50.0675 | 22.585 | 2.1712 | 4 | 5775.8137 | 7896.5108 | 117.7478 | 160.9811 | 167.5661 | 0 | 52.1398 | 4291938.6109 | 383628.0633 | 4031712.2068 | 2862190.2555 | 0 | 612432.7521 | 0 | 4750941.7365 | 12360975.8463 | 8436620.0077 | 37730439.4791 | 961560.8286 | 11469341.9306 | 11469341.9306 | 1478867.319 | 5469457.8421 | 0 | 50161342.2383 | 68579009.33 | 10000 | 8.6847 | 5775.8137 | 7896.5108 | 117.7478 | 160.9811
1 | 3500 | 707 | 0.045 | 15 | 15 | 7 | 1.3335e-11 | 5spot_SharedNeighbor | Water | Porous | Wet | R600a | MinimizeLCOE_Brownfield | IgnoreSilica | 2019 | 65.571 | 29.6479 | 2.8509 | 4 | 5207.4281 | 6822.5001 | 106.1605 | 139.0859 | 167.7279 | 0 | 55.4394 | 5206277.0261 | 464122.6358 | 5012211.4836 | 3743160.1745 | 0 | 733667.4691 | 0 | 5912181.1277 | 15382282.5393 | 10498723.9074 | 46952626.3635 | 961560.8286 | 11469341.9306 | 11469341.9306 | 1478867.319 | 5469457.8421 | 0 | 59383529.1227 | 77801196.2144 | 13335.2143 | 11.4036 | 5207.4281 | 6822.5001 | 106.1605 | 139.0859
1 | 3500 | 707 | 0.045 | 15 | 15 | 7 | 1.7783e-11 | 5spot_SharedNeighbor | Water | Porous | Wet | R600a | MinimizeLCOE_Brownfield | IgnoreSilica | 2019 | 84.8742 | 38.2863 | 3.6792 | 4 | 4771.1345 | 6022.5902 | 97.266 | 122.7786 | 167.5666 | 0 | 54.1918 | 6243644.9455 | 555094.1068 | 6149900.5378 | 4835246.7754 | 0 | 873241.4702 | 0 | 7276279.856 | 18931387.615 | 12921061.0483 | 57785856.3551 | 961560.8286 | 11469341.9306 | 11469341.9306 | 1478867.319 | 5469457.8421 | 0 | 70216759.1143 | 88634426.206 | 17782.7941 | 14.717 | 4771.1345 | 6022.5902 | 97.266 | 122.7786
1 | 3500 | 707 | 0.045 | 15 | 15 | 7 | 2.3714e-11 | 5spot_SharedNeighbor | Water | Porous | Wet | R600a | MinimizeLCOE_Brownfield | IgnoreSilica | 2019 | 104.4332 | 46.7534 | 4.5214 | 4 | 4447.8147 | 5466.1779 | 90.6747 | 111.4354 | 167.0459 | 0 | 60.3618 | 7197147.287 | 638419.0967 | 7215798.2289 | 5933222.1315 | 0 | 973678.2861 | 0 | 8563723.3618 | 22281051.5262 | 15207275.4965 | 68010315.4147 | 961560.8286 | 11469341.9306 | 11469341.9306 | 1478867.319 | 5469457.8421 | 0 | 80441218.1739 | 98858885.2656 | 23713.7371 | 18.0856 | 4447.8147 | 5466.1779 | 90.6747 | 111.4354
1 | 3500 | 707 | 0.045 | 15 | 15 | 7 | 3.1623e-11 | 5spot_SharedNeighbor | Water | Porous | Wet | R600a | MinimizeLCOE_Brownfield | IgnoreSilica | 2019 | 116.8024 | 51.9142 | 5.1374 | 4 | 4199.4545 | 5095.7062 | 85.6116 | 103.8829 | 166.5555 | 0 | 82.0654 | 7754047.244 | 686968.6266 | 7846260.189 | 6621157.364 | 0 | 940584.7622 | 0 | 9301117.0925 | 24199598.7531 | 16516723.401 | 73866457.4324 | 961560.8286 | 11469341.9306 | 11469341.9306 | 1478867.319 | 5469457.8421 | 0 | 86297360.1916 | 104715027.2833 | 31622.7766 | 20.5497 | 4199.4545 | 5095.7062 | 85.6116 | 103.8829
1 | 3500 | 707 | 0.045 | 15 | 15 | 7 | 4.217e-11 | 5spot_SharedNeighbor | Water | Porous | Wet | R600a | MinimizeLCOE_Brownfield | IgnoreSilica | 2019 | 127.9024 | 56.4016 | 5.6978 | 4 | 4005.431 | 4813.5372 | 81.6561 | 98.1305 | 166.025 | 0 | 101.9601 | 8225608.8592 | 728015.6339 | 8384304.662 | 7234244.3787 | 0 | 888273.1673 | 0 | 9929574.2134 | 25834715.2676 | 17632724.0205 | 78857460.2026 | 961560.8286 | 11469341.9306 | 11469341.9306 | 1478867.319 | 5469457.8421 | 0 | 91288362.9618 | 109706030.0535 | 42169.6503 | 22.7911 | 4005.431 | 4813.5372 | 81.6561 | 98.1305
1 | 3500 | 707 | 0.045 | 15 | 15 | 7 | 5.6234e-11 | 5spot_SharedNeighbor | Water | Porous | Wet | R600a | MinimizeLCOE_Brownfield | IgnoreSilica | 2019 | 140.0554 | 61.1873 | 6.2704 | 4 | 3853.443 | 4587.7504 | 78.5576 | 93.5275 | 165.4059 | 0 | 117.5651 | 8716932.4554 | 770724.4813 | 8948750.9302 | 7900484.9489 | 0 | 854923.0385 | 0 | 10604808.1832 | 27591535.5473 | 18831789.9604 | 84219949.5452 | 961560.8286 | 11469341.9306 | 11469341.9306 | 1478867.319 | 5469457.8421 | 0 | 96650852.3043 | 115068519.396 | 56234.1325 | 25.0817 | 3853.443 | 4587.7504 | 78.5576 | 93.5275
1 | 3500 | 707 | 0.045 | 15 | 15 | 7 | 7.4989e-11 | 5spot_SharedNeighbor | Water | Porous | Wet | R600a | MinimizeLCOE_Brownfield | IgnoreSilica | 2019 | 148.8445 | 64.5853 | 6.716 | 4 | 3734.427 | 4420.0151 | 76.1313 | 90.108 | 164.9571 | 0 | 114.434 | 9059193.1337 | 800442.0992 | 9344163.7651 | 8380552.6216 | 0 | 792691.3816 | 0 | 11067046.7704 | 28794185.5332 | 19652623.2878 | 87890898.5926 | 961560.8286 | 11469341.9306 | 11469341.9306 | 1478867.319 | 5469457.8421 | 0 | 100321801.3518 | 118739468.4435 | 74989.4209 | 26.864 | 3734.427 | 4420.0151 | 76.1313 | 90.108
1 | 3500 | 707 | 0.045 | 15 | 15 | 7 | 1e-10 | 5spot_SharedNeighbor | Water | Porous | Wet | R600a | MinimizeLCOE_Brownfield | IgnoreSilica | 2019 | 155.9675 | 67.2803 | 7.0817 | 4 | 3642.7416 | 4292.9278 | 74.2622 | 87.5171 | 164.5745 | 0 | 125.0553 | 9327033.647 | 823679.2939 | 9654818.8236 | 8767492.8748 | 0 | 729115.0272 | 0 | 11427834.4699 | 29732881.1196 | 20293302.3137 | 90756157.5698 | 961560.8286 | 11469341.9306 | 11469341.9306 | 1478867.319 | 5469457.8421 | 0 | 103187060.329 | 121604727.4207 | 100000 | 28.3268 | 3642.7416 | 4292.9278 | 74.2622 | 87.5171
1 | 3500 | 707 | 0.045 | 15 | 15 | 7 | 1.3335e-10 | 5spot_SharedNeighbor | Water | Porous | Wet | R600a | MinimizeLCOE_Brownfield | IgnoreSilica | 2019 | 161.5971 | 69.3729 | 7.3744 | 4 | 3572.461 | 4196.8433 | 72.8294 | 85.5583 | 164.2607 | 0 | 127.6976 | 9532905.0225 | 841529.2918 | 9894306.8036 | 9072297.6871 | 0 | 668603.4972 | 0 | 11703760.4978 | 30450784.044 | 20783285.8111 | 92947472.655 | 961560.8286 | 11469341.9306 | 11469341.9306 | 1478867.319 | 5469457.8421 | 0 | 105378375.4142 | 123796042.5059 | 133352.1432 | 29.4974 | 3572.461 | 4196.8433 | 72.8294 | 85.5583
1 | 3500 | 707 | 0.045 | 15 | 15 | 7 | 1.7783e-10 | 5spot_SharedNeighbor | Water | Porous | Wet | R600a | MinimizeLCOE_Brownfield | IgnoreSilica | 2019 | 165.9823 | 70.9797 | 7.6047 | 4 | 3518.7891 | 4124.2573 | 71.7353 | 84.0786 | 164.0098 | 0 | 118.7981 | 9689796.7002 | 855126.2734 | 10077221.7655 | 9309129.7743 | 0 | 614091.7372 | 0 | 11912692.8377 | 30994383.1345 | 21154303.3602 | 94606745.5831 | 961560.8286 | 11469341.9306 | 11469341.9306 | 1478867.319 | 5469457.8421 | 0 | 107037648.3423 | 125455315.4339 | 177827.941 | 30.4189 | 3518.7891 | 4124.2573 | 71.7353 | 84.0786
1 | 3500 | 707 | 0.045 | 15 | 15 | 7 | 2.3714e-10 | 5spot_SharedNeighbor | Water | Porous | Wet | R600a | MinimizeLCOE_Brownfield | IgnoreSilica | 2019 | 169.4387 | 72.2294 | 7.786 | 4 | 3477.9038 | 4069.2781 | 70.9018 | 82.9577 | 163.8082 | 0 | 139.3632 | 9811127.7571 | 865637.7444 | 10218913.9284 | 9494490.6266 | 0 | 567698.8212 | 0 | 12073568.8623 | 31412949.5503 | 21439983.5396 | 95884370.83 | 961560.8286 | 11469341.9306 | 11469341.9306 | 1478867.319 | 5469457.8421 | 0 | 108315273.5892 | 126732940.6809 | 237137.3706 | 31.1438 | 3477.9038 | 4069.2781 | 70.9018 | 82.9577
1 | 3500 | 707 | 0.045 | 15 | 15 | 7 | 3.1623e-10 | 5spot_SharedNeighbor | Water | Porous | Wet | R600a | MinimizeLCOE_Brownfield | IgnoreSilica | 2019 | 171.9527 | 73.1299 | 7.9214 | 4 | 3446.8585 | 4028.1234 | 70.2689 | 82.1187 | 163.6593 | 0 | 135.1292 | 9898186.9327 | 873178.1377 | 10320708.347 | 9629034.9627 | 0 | 527386.6358 | 0 | 12186913.0562 | 31707847.8927 | 21641257.7179 | 96784513.6826 | 961560.8286 | 11469341.9306 | 11469341.9306 | 1478867.319 | 5469457.8421 | 0 | 109215416.4418 | 127633083.5335 | 316227.766 | 31.6855 | 3446.8585 | 4028.1234 | 70.2689 | 82.1187
1 | 3500 | 707 | 0.045 | 15 | 15 | 7 | 4.217e-10 | 5spot_SharedNeighbor | Water | Porous | Wet | R600a | MinimizeLCOE_Brownfield | IgnoreSilica | 2019 | 173.8286 | 73.7972 | 8.0238 | 4 | 3423.3361 | 3997.183 | 69.7893 | 81.488 | 163.547 | 0 | 133.3042 | 9962508.3201 | 878748.1227 | 10395983.2329 | 9729300.76 | 0 | 494030.0498 | 0 | 12269622.4894 | 31923040.8717 | 21788131.3479 | 97441365.1946 | 961560.8286 | 11469341.9306 | 11469341.9306 | 1478867.319 | 5469457.8421 | 0 | 109872267.9537 | 128289935.0454 | 421696.5034 | 32.0951 | 3423.3361 | 3997.183 | 69.7893 | 81.488
1 | 3500 | 707 | 0.045 | 15 | 15 | 7 | 5.6234e-10 | 5spot_SharedNeighbor | Water | Porous | Wet | R600a | MinimizeLCOE_Brownfield | IgnoreSilica | 2019 | 175.2239 | 74.291 | 8.1009 | 4 | 3405.5462 | 3973.9327 | 69.4267 | 81.014 | 163.4628 | 0 | 153.4633 | 10009998.1576 | 882859.9979 | 10451596.4434 | 9803809.9015 | 0 | 466984.0341 | 0 | 12329946.9284 | 32079992.6879 | 21895254.1874 | 97920442.3383 | 961560.8286 | 11469341.9306 | 11469341.9306 | 1478867.319 | 5469457.8421 | 0 | 110351345.0974 | 128769012.1891 | 562341.3252 | 32.4034 | 3405.5462 | 3973.9327 | 69.4267 | 81.014
1 | 3500 | 707 | 0.045 | 15 | 15 | 7 | 7.4989e-10 | 5spot_SharedNeighbor | Water | Porous | Wet | R600a | MinimizeLCOE_Brownfield | IgnoreSilica | 2019 | 176.3884 | 74.7017 | 8.1642 | 4 | 3391.3902 | 3955.3697 | 69.1381 | 80.6356 | 163.3923 | 0 | 155.0368 | 10049424.8084 | 886273.3662 | 10497790.4544 | 9865953.4684 | 0 | 444956.8124 | 0 | 12380315.5748 | 32211041.5737 | 21984697.7448 | 98320453.803 | 961560.8286 | 11469341.9306 | 11469341.9306 | 1478867.319 | 5469457.8421 | 0 | 110751356.5622 | 129169023.6539 | 749894.2093 | 32.6566 | 3391.3902 | 3955.3697 | 69.1381 | 80.6356
1 | 3500 | 707 | 0.045 | 15 | 15 | 7 | 1e-09 | 5spot_SharedNeighbor | Water | Porous | Wet | R600a | MinimizeLCOE_Brownfield | IgnoreSilica | 2019 | 177.3823 | 75.0509 | 8.2144 | 4 | 3381.3912 | 3941.9181 | 68.9342 | 80.3613 | 163.3318 | 0 | 155.3516 | 10082908.2084 | 889171.94 | 10537037.5802 | 9918959.9378 | 0 | 430495.0014 | 0 | 12424843.3404 | 32326893.686 | 22063769.1919 | 98674078.8861 | 961560.8286 | 11469341.9306 | 11469341.9306 | 1478867.319 | 5469457.8421 | 0 | 111104981.6453 | 129522648.7369 | 1000000 | 32.8578 | 3381.3912 | 3941.9181 | 68.9342 | 80.3613
1 | 3500 | 707 | 0.045 | 15 | 15 | 7 | 1.3335e-09 | 5spot_SharedNeighbor | Water | Porous | Wet | R600a | MinimizeLCOE_Brownfield | IgnoreSilica | 2019 | 177.9307 | 75.243 | 8.246 | 4 | 3373.8617 | 3932.2446 | 68.7807 | 80.1641 | 163.2982 | 0 | 140.7371 | 10101304.3462 | 890764.3473 | 10558606.7991 | 9948190.7112 | 0 | 417261.076 | 0 | 12447289.6391 | 32385294.3508 | 22103628.8457 | 98852340.1155 | 961560.8286 | 11469341.9306 | 11469341.9306 | 1478867.319 | 5469457.8421 | 0 | 111283242.8747 | 129700909.9664 | 1333521.4322 | 32.9839 | 3373.8617 | 3932.2446 | 68.7807 | 80.1641
1 | 3500 | 707 | 0.045 | 15 | 15 | 7 | 1.7783e-09 | 5spot_SharedNeighbor | Water | Porous | Wet | R600a | MinimizeLCOE_Brownfield | IgnoreSilica | 2019 | 178.3398 | 75.3861 | 8.2696 | 4 | 3368.1959 | 3924.9819 | 68.6652 | 80.0161 | 163.2731 | 0 | 129.0363 | 10115000.3844 | 891949.8584 | 10574668.1705 | 9969993.2532 | 0 | 407061.3513 | 0 | 12463882.477 | 32428465.5112 | 22133094.0497 | 98984115.0557 | 961560.8286 | 11469341.9306 | 11469341.9306 | 1478867.319 | 5469457.8421 | 0 | 111415017.8149 | 129832684.9065 | 1778279.41 | 33.0785 | 3368.1959 | 3924.9819 | 68.6652 | 80.0161
1 | 3500 | 707 | 0.045 | 15 | 15 | 7 | 2.3714e-09 | 5spot_SharedNeighbor | Water | Porous | Wet | R600a | MinimizeLCOE_Brownfield | IgnoreSilica | 2019 | 178.654 | 75.4959 | 8.2876 | 4 | 3363.9358 | 3919.512 | 68.5784 | 79.9046 | 163.2538 | 0 | 136.9213 | 10125498.5766 | 892858.5415 | 10586981.1265 | 9986728.4609 | 0 | 399335.3737 | 0 | 12476646.8109 | 32461675.6898 | 22155760.679 | 99085485.2589 | 961560.8286 | 11469341.9306 | 11469341.9306 | 1478867.319 | 5469457.8421 | 0 | 111516388.0181 | 129934055.1098 | 2371373.7057 | 33.1506 | 3363.9358 | 3919.512 | 68.5784 | 79.9046
1 | 3500 | 707 | 0.045 | 15 | 15 | 7 | 3.1623e-09 | 5spot_SharedNeighbor | Water | Porous | Wet | R600a | MinimizeLCOE_Brownfield | IgnoreSilica | 2019 | 178.8781 | 75.5741 | 8.3008 | 4 | 3360.7346 | 3915.4301 | 68.5131 | 79.8213 | 163.24 | 0 | 136.0684 | 10132978.2078 | 893505.9356 | 10595754.6217 | 9998666.158 | 0 | 393339.3667 | 0 | 12485555.273 | 32484853.6808 | 22171580.1342 | 99156233.3778 | 961560.8286 | 11469341.9306 | 11469341.9306 | 1478867.319 | 5469457.8421 | 0 | 111587136.137 | 130004803.2287 | 3162277.6602 | 33.2032 | 3360.7346 | 3915.4301 | 68.5131 | 79.8213
1 | 3500 | 707 | 0.045 | 15 | 15 | 7 | 4.217e-09 | 5spot_SharedNeighbor | Water | Porous | Wet | R600a | MinimizeLCOE_Brownfield | IgnoreSilica | 2019 | 179.0561 | 75.6362 | 8.311 | 4 | 3358.3301 | 3912.3452 | 68.4641 | 79.7584 | 163.229 | 0 | 136.5238 | 10138913.9793 | 894019.6937 | 10602717.7263 | 10008146.0927 | 0 | 388891.8817 | 0 | 12492748.8558 | 32503569.9075 | 22184354.3435 | 99213362.4805 | 961560.8286 | 11469341.9306 | 11469341.9306 | 1478867.319 | 5469457.8421 | 0 | 111644265.2397 | 130061932.3314 | 4216965.0343 | 33.244 | 3358.3301 | 3912.3452 | 68.4641 | 79.7584
1 | 3500 | 707 | 0.045 | 15 | 15 | 7 | 5.6234e-09 | 5spot_SharedNeighbor | Water | Porous | Wet | R600a | MinimizeLCOE_Brownfield | IgnoreSilica | 2019 | 179.1681 | 75.6752 | 8.318 | 4 | 3356.5248 | 3910.0759 | 68.4273 | 79.7122 | 163.2221 | 0 | 135.5886 | 10142646.2936 | 894342.7325 | 10607096.2523 | 10014113.2092 | 0 | 385312.3799 | 0 | 12496969.2384 | 32514550.4773 | 22191848.808 | 99246879.3913 | 961560.8286 | 11469341.9306 | 11469341.9306 | 1478867.319 | 5469457.8421 | 0 | 111677782.1505 | 130095449.2422 | 5623413.2519 | 33.2718 | 3356.5248 | 3910.0759 | 68.4273 | 79.7122
1 | 3500 | 707 | 0.045 | 15 | 15 | 7 | 7.4989e-09 | 5spot_SharedNeighbor | Water | Porous | Wet | R600a | MinimizeLCOE_Brownfield | IgnoreSilica | 2019 | 179.2607 | 75.7075 | 8.3235 | 4 | 3355.1698 | 3908.3549 | 68.3997 | 79.6771 | 163.2164 | 0 | 133.2241 | 10145730.4798 | 894609.6724 | 10610714.5742 | 10019044.8063 | 0 | 382697.5759 | 0 | 12500590.8724 | 32523973.2261 | 22198280.0277 | 99275641.2348 | 961560.8286 | 11469341.9306 | 11469341.9306 | 1478867.319 | 5469457.8421 | 0 | 111706543.994 | 130124211.0856 | 7498942.0933 | 33.2939 | 3355.1698 | 3908.3549 | 68.3997 | 79.6771
1 | 3500 | 707 | 0.045 | 15 | 15 | 7 | 1e-08 | 5spot_SharedNeighbor | Water | Porous | Wet | R600a | MinimizeLCOE_Brownfield | IgnoreSilica | 2019 | 179.3339 | 75.733 | 8.3277 | 4 | 3354.1529 | 3907.0559 | 68.3789 | 79.6506 | 163.2118 | 0 | 129.6897 | 10148166.4848 | 894820.5101 | 10613572.5494 | 10022940.7352 | 0 | 380764.6085 | 0 | 12503503.3063 | 32531550.7819 | 22203451.8652 | 99298770.8414 | 961560.8286 | 11469341.9306 | 11469341.9306 | 1478867.319 | 5469457.8421 | 0 | 111729673.6006 | 130147340.6923 | 10000000 | 33.3108 | 3354.1529 | 3907.0559 | 68.3789 | 79.6506
1 | 3600 | 707 | 0.045 | 15 | 15 | 7 | 1e-13 | 5spot_SharedNeighbor | Water | Porous | Wet | R600a | MinimizeLCOE_Brownfield | IgnoreSilica | 2019 | 0.6477 | 0.11973 | 0.0027344 | 4 | 1245364.9259 | 2981862.0228 | 25388.4485 | 60789.2906 | 107.456 | 0 | 23.0337 | 85420.8565 | 5514.0738 | 63036.3087 | 47197.7201 | 0 | 50463.7574 | 0 | 98136.7594 | 255331.7173 | 174269.1436 | 779370.3367 | 961560.8286 | 11880569.6211 | 11880569.6211 | 1478867.319 | 5633948.9183 | 0 | 13621500.7864 | 32614886.6448 | 100 | 0.010938 | 1245364.9259 | 2981862.0228 | 25388.4485 | 60789.2906
1 | 3600 | 707 | 0.045 | 15 | 15 | 7 | 1.3335e-13 | 5spot_SharedNeighbor | Water | Porous | Wet | R600a | MinimizeLCOE_Brownfield | IgnoreSilica | 2019 | 0.83292 | 0.18312 | 0.007674 | 4 | 451780.8933 | 1070536.8427 | 9210.1646 | 21824.3415 | 118.2157 | 0 | 22.7043 | 122140.4462 | 8427.7499 | 87880.409 | 56518.744 | 0 | 56221.1338 | 0 | 129163.5084 | 336056.9537 | 229365.7761 | 1025774.7211 | 961560.8286 | 11880569.6211 | 11880569.6211 | 1478867.319 | 5633948.9183 | 0 | 13867905.1708 | 32861291.0292 | 133.3521 | 0.030696 | 451780.8933 | 1070536.8427 | 9210.1646 | 21824.3415
1 | 3600 | 707 | 0.045 | 15 | 15 | 7 | 1.7783e-13 | 5spot_SharedNeighbor | Water | Porous | Wet | R600a | MinimizeLCOE_Brownfield | IgnoreSilica | 2019 | 1.0887 | 0.27878 | 0.015905 | 4 | 223353.6173 | 521898.3231 | 4553.3656 | 10639.6032 | 128.4382 | 0 | 25.6994 | 172607.0664 | 12716.6627 | 122135.2315 | 70194.189 | 0 | 63901.1006 | 0 | 172206.1575 | 448045.0976 | 305799.9855 | 1367605.4908 | 961560.8286 | 11880569.6211 | 11880569.6211 | 1478867.319 | 5633948.9183 | 0 | 14209735.9405 | 33203121.7988 | 177.8279 | 0.06362 | 223353.6173 | 521898.3231 | 4553.3656 | 10639.6032
1 | 3600 | 707 | 0.045 | 15 | 15 | 7 | 2.3714e-13 | 5spot_SharedNeighbor | Water | Porous | Wet | R600a | MinimizeLCOE_Brownfield | IgnoreSilica | 2019 | 1.3982 | 0.40209 | 0.027737 | 4 | 131705.6817 | 302900.1958 | 2684.9985 | 6175.0302 | 136.6982 | 0 | 25.464 | 231952.5284 | 18074.501 | 162784.2251 | 87523.8046 | 0 | 71177.1837 | 0 | 222889.7747 | 579913.4728 | 395802.8612 | 1770118.3515 | 961560.8286 | 11880569.6211 | 11880569.6211 | 1478867.319 | 5633948.9183 | 0 | 14612248.8012 | 33605634.6596 | 237.1374 | 0.11095 | 131705.6817 | 302900.1958 | 2684.9985 | 6175.0302
1 | 3600 | 707 | 0.045 | 15 | 15 | 7 | 3.1623e-13 | 5spot_SharedNeighbor | Water | Porous | Wet | R600a | MinimizeLCOE_Brownfield | IgnoreSilica | 2019 | 1.8264 | 0.57959 | 0.045461 | 4 | 83314.6621 | 187762.9648 | 1698.4821 | 3827.802 | 144.1357 | 0 | 141.199 | 309921.814 | 25488.6783 | 216986.2603 | 111762.3227 | 0 | 81085.5913 | 0 | 290645.42 | 756199.7632 | 516121.8767 | 2308211.7264 | 961560.8286 | 11880569.6211 | 11880569.6211 | 1478867.319 | 5633948.9183 | 0 | 15150342.176 | 34143728.0344 | 316.2278 | 0.18184 | 83314.6621 | 187762.9648 | 1698.4821 | 3827.802
1 | 3600 | 707 | 0.045 | 15 | 15 | 7 | 4.217e-13 | 5spot_SharedNeighbor | Water | Porous | Wet | R600a | MinimizeLCOE_Brownfield | IgnoreSilica | 2019 | 2.3904 | 0.82185 | 0.070872 | 4 | 55866.2597 | 122864.7522 | 1138.9093 | 2504.7642 | 150.2825 | 0 | 186.6073 | 407527.2472 | 35291.8721 | 285627.4647 | 145777.7343 | 0 | 92884.574 | 0 | 377172.4679 | 981325.3929 | 669774.7449 | 2995381.4979 | 961560.8286 | 11880569.6211 | 11880569.6211 | 1478867.319 | 5633948.9183 | 0 | 15837511.9475 | 34830897.8059 | 421.6965 | 0.28349 | 55866.2597 | 122864.7522 | 1138.9093 | 2504.7642
1 | 3600 | 707 | 0.045 | 15 | 15 | 7 | 5.6234e-13 | 5spot_SharedNeighbor | Water | Porous | Wet | R600a | MinimizeLCOE_Brownfield | IgnoreSilica | 2019 | 3.1295 | 1.1474 | 0.10582 | 4 | 39435.5146 | 84306.2731 | 803.9463 | 1718.6974 | 155.2444 | 0 | 248.2427 | 526621.6269 | 47666.6898 | 371701.6495 | 190414.4578 | 0 | 106815.0128 | 0 | 484855.5804 | 1261494.7625 | 860996.0966 | 3850565.8762 | 961560.8286 | 11880569.6211 | 11880569.6211 | 1478867.319 | 5633948.9183 | 0 | 16692696.3259 | 35686082.1843 | 562.3413 | 0.42329 | 39435.5146 | 84306.2731 | 803.9463 | 1718.6974
1 | 3600 | 707 | 0.045 | 15 | 15 | 7 | 7.4989e-13 | 5spot_SharedNeighbor | Water | Porous | Wet | R600a | MinimizeLCOE_Brownfield | IgnoreSilica | 2019 | 4.1238 | 1.6318 | 0.15294 | 4 | 29106.3391 | 60152.4814 | 593.3721 | 1226.2897 | 159.2778 | 0 | 36.482 | 673622.1964 | 60968.9815 | 492689.8377 | 250014.7993 | 0 | 125583.6037 | 0 | 625122.9733 | 1626441.7461 | 1110079.9117 | 4964524.0498 | 961560.8286 | 11880569.6211 | 11880569.6211 | 1478867.319 | 5633948.9183 | 0 | 17806654.4994 | 36800040.3578 | 749.8942 | 0.61178 | 29106.3391 | 60152.4814 | 593.3721 | 1226.2897
1 | 3600 | 707 | 0.045 | 15 | 15 | 7 | 1e-12 | 5spot_SharedNeighbor | Water | Porous | Wet | R600a | MinimizeLCOE_Brownfield | IgnoreSilica | 2019 | 5.4273 | 2.263 | 0.21453 | 4 | 22317.5389 | 44451.306 | 454.9732 | 906.2 | 162.4168 | 0 | 41.1272 | 847065.7595 | 76651.0456 | 640006.0126 | 325662.2011 | 0 | 147565.7834 | 0 | 794410.8129 | 2066893.979 | 1410697.6111 | 6308953.2053 | 961560.8286 | 11880569.6211 | 11880569.6211 | 1478867.319 | 5633948.9183 | 0 | 19151083.655 | 38144469.5133 | 1000 | 0.85812 | 22317.5389 | 44451.306 | 454.9732 | 906.2
1 | 3600 | 707 | 0.045 | 15 | 15 | 7 | 1.3335e-12 | 5spot_SharedNeighbor | Water | Porous | Wet | R600a | MinimizeLCOE_Brownfield | IgnoreSilica | 2019 | 7.1789 | 3.1081 | 0.29671 | 4 | 17555.5711 | 33558.6839 | 357.8941 | 684.1392 | 164.8111 | 0 | 37.7514 | 1058353.0488 | 95714.7795 | 824945.21 | 426888.9011 | 0 | 175029.5983 | 0 | 1006563.2997 | 2618871.2313 | 1787433.4278 | 7993799.4964 | 961560.8286 | 11880569.6211 | 11880569.6211 | 1478867.319 | 5633948.9183 | 0 | 20835929.9461 | 39829315.8045 | 1333.5214 | 1.1869 | 17555.5711 | 33558.6839 | 357.8941 | 684.1392
1 | 3600 | 707 | 0.045 | 15 | 15 | 7 | 1.7783e-12 | 5spot_SharedNeighbor | Water | Porous | Wet | R600a | MinimizeLCOE_Brownfield | IgnoreSilica | 2019 | 9.4958 | 4.2376 | 0.40694 | 4 | 14094.0997 | 25762.4689 | 287.3273 | 525.2028 | 166.8292 | 0 | 37.6574 | 1316054.2454 | 118910.9648 | 1057137.0068 | 560949.76 | 0 | 207830.2714 | 0 | 1271744.0769 | 3308817.2175 | 2258335.7403 | 10099779.2832 | 961560.8286 | 11880569.6211 | 11880569.6211 | 1478867.319 | 5633948.9183 | 0 | 22941909.7329 | 41935295.5912 | 1778.2794 | 1.6278 | 14094.0997 | 25762.4689 | 287.3273 | 525.2028
1 | 3600 | 707 | 0.045 | 15 | 15 | 7 | 2.3714e-12 | 5spot_SharedNeighbor | Water | Porous | Wet | R600a | MinimizeLCOE_Brownfield | IgnoreSilica | 2019 | 12.589 | 5.7405 | 0.55338 | 4 | 11555.6071 | 20136.2971 | 235.5767 | 410.5057 | 168.3168 | 0 | 44.2025 | 1629643.6597 | 147063.074 | 1347708.968 | 739566.0631 | 0 | 248127.0941 | 0 | 1603722.455 | 4172556.8591 | 2847855.7938 | 12736243.9668 | 961560.8286 | 11880569.6211 | 11880569.6211 | 1478867.319 | 5633948.9183 | 0 | 25578374.4165 | 44571760.2748 | 2371.3737 | 2.2135 | 11555.6071 | 20136.2971 | 235.5767 | 410.5057
1 | 3600 | 707 | 0.045 | 15 | 15 | 7 | 3.1623e-12 | 5spot_SharedNeighbor | Water | Porous | Wet | R600a | MinimizeLCOE_Brownfield | IgnoreSilica | 2019 | 16.699 | 7.7377 | 0.74797 | 4 | 9652.5322 | 16000.8307 | 196.7799 | 326.1986 | 169.4486 | 0 | 35.485 | 2011494.0355 | 181243.8808 | 1711281.6942 | 976796.0318 | 0 | 297044.5114 | 0 | 2019365.4599 | 5253974.698 | 3585945.6897 | 16037146.0014 | 961560.8286 | 11880569.6211 | 11880569.6211 | 1478867.319 | 5633948.9183 | 0 | 28879276.451 | 47872662.3094 | 3162.2777 | 2.9919 | 9652.5322 | 16000.8307 | 196.7799 | 326.1986
1 | 3600 | 707 | 0.045 | 15 | 15 | 7 | 4.217e-12 | 5spot_SharedNeighbor | Water | Porous | Wet | R600a | MinimizeLCOE_Brownfield | IgnoreSilica | 2019 | 22.148 | 10.386 | 1.0061 | 4 | 8203.2012 | 12922.8953 | 167.2334 | 263.4507 | 170.3092 | 0 | 44.9642 | 2476256.4099 | 222715.7788 | 2165674.0179 | 1291242.6766 | 0 | 356291.7011 | 0 | 2539750.4279 | 6607909.6389 | 4510034.1075 | 20169874.7585 | 961560.8286 | 11880569.6211 | 11880569.6211 | 1478867.319 | 5633948.9183 | 0 | 33012005.2082 | 52005391.0665 | 4216.965 | 4.0243 | 8203.2012 | 12922.8953 | 167.2334 | 263.4507
1 | 3600 | 707 | 0.045 | 15 | 15 | 7 | 5.6234e-12 | 5spot_SharedNeighbor | Water | Porous | Wet | R600a | MinimizeLCOE_Brownfield | IgnoreSilica | 2019 | 29.3495 | 13.8867 | 1.3473 | 4 | 7084.5956 | 10608.9727 | 144.4291 | 216.2783 | 170.9617 | 0 | 48.4757 | 3040931.8567 | 272933.276 | 2732207.3753 | 1706763.1283 | 0 | 427894.5905 | 0 | 3190484.7885 | 8300986.9612 | 5665594.1693 | 25337796.1458 | 961560.8286 | 11880569.6211 | 11880569.6211 | 1478867.319 | 5633948.9183 | 0 | 38179926.5955 | 57173312.4539 | 5623.4133 | 5.3891 | 7084.5956 | 10608.9727 | 144.4291 | 216.2783
1 | 3600 | 707 | 0.045 | 15 | 15 | 7 | 7.4989e-12 | 5spot_SharedNeighbor | Water | Porous | Wet | R600a | MinimizeLCOE_Brownfield | IgnoreSilica | 2019 | 38.8379 | 18.4994 | 1.7967 | 4 | 6210.7702 | 8853.6089 | 126.615 | 180.4928 | 171.4549 | 0 | 43.028 | 3725748.2529 | 333616.4625 | 3436849.3768 | 2254136.2482 | 0 | 514563.0439 | 0 | 4003316.2198 | 10415807.6109 | 7109002.7179 | 31793039.9327 | 961560.8286 | 11880569.6211 | 11880569.6211 | 1478867.319 | 5633948.9183 | 0 | 44635170.3824 | 63628556.2408 | 7498.9421 | 7.1867 | 6210.7702 | 8853.6089 | 126.615 | 180.4928
1 | 3600 | 707 | 0.045 | 15 | 15 | 7 | 1e-11 | 5spot_SharedNeighbor | Water | Porous | Wet | R600a | MinimizeLCOE_Brownfield | IgnoreSilica | 2019 | 51.1736 | 24.4906 | 2.3804 | 4 | 5524.5304 | 7519.3375 | 112.625 | 153.2919 | 171.8051 | 0 | 59.8181 | 4545802.9824 | 406009.061 | 4301627.3856 | 2965667.9301 | 0 | 617817.9168 | 0 | 5006400.8576 | 13025628.0775 | 8890258.8128 | 39759213.0239 | 961560.8286 | 11880569.6211 | 11880569.6211 | 1478867.319 | 5633948.9183 | 0 | 52601343.4735 | 71594729.3319 | 10000 | 9.5214 | 5524.5304 | 7519.3375 | 112.625 | 153.2919
1 | 3600 | 707 | 0.045 | 15 | 15 | 7 | 1.3335e-11 | 5spot_SharedNeighbor | Water | Porous | Wet | R600a | MinimizeLCOE_Brownfield | IgnoreSilica | 2019 | 66.94 | 32.1005 | 3.1209 | 4 | 4986.9717 | 6508.4575 | 101.6662 | 132.6837 | 171.9545 | 0 | 57.7527 | 5508647.9873 | 490675.5743 | 5341248.0419 | 3873787.2862 | 0 | 739277.2357 | 0 | 6221918.0889 | 16188154.5765 | 11048748.1318 | 49412456.9226 | 961560.8286 | 11880569.6211 | 11880569.6211 | 1478867.319 | 5633948.9183 | 0 | 62254587.3722 | 81247973.2306 | 13335.2143 | 12.4834 | 4986.9717 | 6508.4575 | 101.6662 | 132.6837
1 | 3600 | 707 | 0.045 | 15 | 15 | 7 | 1.7783e-11 | 5spot_SharedNeighbor | Water | Porous | Wet | R600a | MinimizeLCOE_Brownfield | IgnoreSilica | 2019 | 86.5138 | 41.373 | 4.02 | 4 | 4574.3494 | 5755.5372 | 93.2543 | 117.3344 | 171.7501 | 0 | 50.6784 | 6597582.5534 | 586054.9425 | 6543456.1487 | 4996251.6577 | 0 | 878850.6171 | 0 | 7644856.4086 | 19890348.1994 | 13575571.3519 | 60712971.8791 | 961560.8286 | 11880569.6211 | 11880569.6211 | 1478867.319 | 5633948.9183 | 0 | 73555102.3288 | 92548488.1872 | 17782.7941 | 16.0799 | 4574.3494 | 5755.5372 | 93.2543 | 117.3344
1 | 3600 | 707 | 0.045 | 15 | 15 | 7 | 2.3714e-11 | 5spot_SharedNeighbor | Water | Porous | Wet | R600a | MinimizeLCOE_Brownfield | IgnoreSilica | 2019 | 108.2628 | 51.3113 | 4.9931 | 4 | 4269.8874 | 5220.8754 | 87.0474 | 106.4346 | 171.0861 | 0 | 66.0593 | 7689827.3987 | 681374.2337 | 7773277.9084 | 6233468.4868 | 0 | 1009610.6527 | 0 | 9121147.8853 | 23731355.7929 | 16197137.9593 | 72437200.3178 | 961560.8286 | 11880569.6211 | 11880569.6211 | 1478867.319 | 5633948.9183 | 0 | 85279330.7675 | 104272716.6258 | 23713.7371 | 19.9723 | 4269.8874 | 5220.8754 | 87.0474 | 106.4346
1 | 3600 | 707 | 0.045 | 15 | 15 | 7 | 3.1623e-11 | 5spot_SharedNeighbor | Water | Porous | Wet | R600a | MinimizeLCOE_Brownfield | IgnoreSilica | 2019 | 120.6345 | 56.7423 | 5.6472 | 4 | 4039.9282 | 4880.757 | 82.3594 | 99.5008 | 170.5305 | 0 | 75.7155 | 8260960.3244 | 731090.5547 | 8424788.6294 | 6930811.1394 | 0 | 970051.6509 | 0 | 9873903.8965 | 25689872.5226 | 17533865.8707 | 78415344.5886 | 961560.8286 | 11880569.6211 | 11880569.6211 | 1478867.319 | 5633948.9183 | 0 | 91257475.0382 | 110250860.8966 | 31622.7766 | 22.5889 | 4039.9282 | 4880.757 | 82.3594 | 99.5008
1 | 3600 | 707 | 0.045 | 15 | 15 | 7 | 4.217e-11 | 5spot_SharedNeighbor | Water | Porous | Wet | R600a | MinimizeLCOE_Brownfield | IgnoreSilica | 2019 | 131.7003 | 61.446 | 6.2388 | 4 | 3860.376 | 4621.4728 | 78.699 | 94.215 | 169.9412 | 0 | 103.9919 | 8743179.5812 | 773004.4183 | 8979010.9869 | 7550370.3246 | 0 | 912072.0273 | 0 | 10513478.5619 | 27353914.6071 | 18669608.7861 | 83494639.2934 | 961560.8286 | 11880569.6211 | 11880569.6211 | 1478867.319 | 5633948.9183 | 0 | 96336769.7431 | 115330155.6015 | 42169.6503 | 24.9553 | 3860.376 | 4621.4728 | 78.699 | 94.215
1 | 3600 | 707 | 0.045 | 15 | 15 | 7 | 5.6234e-11 | 5spot_SharedNeighbor | Water | Porous | Wet | R600a | MinimizeLCOE_Brownfield | IgnoreSilica | 2019 | 144.0649 | 66.5953 | 6.8539 | 4 | 3718.6184 | 4411.4115 | 75.8091 | 89.9326 | 169.2789 | 0 | 122.6354 | 9259242.0846 | 817799.3903 | 9576091.3752 | 8238713.5238 | 0 | 877602.4562 | 0 | 11220085.0437 | 29192359.7279 | 19924385.3573 | 89106278.9589 | 961560.8286 | 11880569.6211 | 11880569.6211 | 1478867.319 | 5633948.9183 | 0 | 101948409.4086 | 120941795.267 | 56234.1325 | 27.4157 | 3718.6184 | 4411.4115 | 75.8091 | 89.9326
1 | 3600 | 707 | 0.045 | 15 | 15 | 7 | 7.4989e-11 | 5spot_SharedNeighbor | Water | Porous | Wet | R600a | MinimizeLCOE_Brownfield | IgnoreSilica | 2019 | 152.7808 | 70.1419 | 7.3212 | 4 | 3608.3617 | 4256.9396 | 73.5613 | 86.7835 | 168.7933 | 0 | 126.6319 | 9608124.8509 | 848048.8705 | 9981959.9174 | 8721485.1579 | 0 | 811297.3406 | 0 | 11688657.2936 | 30411488.6047 | 20756465.8663 | 92827527.902 | 961560.8286 | 11880569.6211 | 11880569.6211 | 1478867.319 | 5633948.9183 | 0 | 105669658.3517 | 124663044.21 | 74989.4209 | 29.2847 | 3608.3617 | 4256.9396 | 73.5613 | 86.7835
1 | 3600 | 707 | 0.045 | 15 | 15 | 7 | 1e-10 | 5spot_SharedNeighbor | Water | Porous | Wet | R600a | MinimizeLCOE_Brownfield | IgnoreSilica | 2019 | 159.7749 | 72.9272 | 7.7015 | 4 | 3523.4481 | 4139.9979 | 71.8303 | 84.3995 | 168.3846 | 0 | 126.964 | 9878622.453 | 871483.7545 | 10297823.3953 | 9106864.5996 | 0 | 743855.0799 | 0 | 12050473.2201 | 31352859.4268 | 21398970.7956 | 95700952.7249 | 961560.8286 | 11880569.6211 | 11880569.6211 | 1478867.319 | 5633948.9183 | 0 | 108543083.1746 | 127536469.033 | 100000 | 30.8059 | 3523.4481 | 4139.9979 | 71.8303 | 84.3995
1 | 3600 | 707 | 0.045 | 15 | 15 | 7 | 1.3335e-10 | 5spot_SharedNeighbor | Water | Porous | Wet | R600a | MinimizeLCOE_Brownfield | IgnoreSilica | 2019 | 165.3024 | 75.0901 | 8.0054 | 4 | 3458.3674 | 4051.5139 | 70.5035 | 82.5956 | 168.0502 | 0 | 128.6165 | 10086661.7185 | 889496.8572 | 10541438.1494 | 9410514.9245 | 0 | 680428.7753 | 0 | 12327330.7657 | 32073185.9692 | 21890608.4621 | 97899665.622 | 961560.8286 | 11880569.6211 | 11880569.6211 | 1478867.319 | 5633948.9183 | 0 | 110741796.0717 | 129735181.9301 | 133352.1432 | 32.0214 | 3458.3674 | 4051.5139 | 70.5035 | 82.5956
1 | 3600 | 707 | 0.045 | 15 | 15 | 7 | 1.7783e-10 | 5spot_SharedNeighbor | Water | Porous | Wet | R600a | MinimizeLCOE_Brownfield | IgnoreSilica | 2019 | 169.646 | 76.7641 | 8.2453 | 4 | 3408.6537 | 3984.5378 | 69.49 | 81.2302 | 167.7807 | 0 | 142.2567 | 10246513.934 | 903331.508 | 10729022.1014 | 9647941.8334 | 0 | 624119.5215 | 0 | 12538862.2704 | 32623547.5532 | 22266241.5519 | 99579580.2739 | 961560.8286 | 11880569.6211 | 11880569.6211 | 1478867.319 | 5633948.9183 | 0 | 112421710.7235 | 131415096.5819 | 177827.941 | 32.9813 | 3408.6537 | 3984.5378 | 69.49 | 81.2302
1 | 3600 | 707 | 0.045 | 15 | 15 | 7 | 2.3714e-10 | 5spot_SharedNeighbor | Water | Porous | Wet | R600a | MinimizeLCOE_Brownfield | IgnoreSilica | 2019 | 172.8929 | 78.0008 | 8.4282 | 4 | 3370.8057 | 3934.1937 | 68.7184 | 80.2039 | 167.5753 | 0 | 135.0789 | 10363979.7488 | 913494.3895 | 10867082.6302 | 9824960.5141 | 0 | 574532.9353 | 0 | 12692179.585 | 33022447.756 | 22538499.1369 | 100797176.6958 | 961560.8286 | 11880569.6211 | 11880569.6211 | 1478867.319 | 5633948.9183 | 0 | 113639307.1454 | 132632693.0038 | 237137.3706 | 33.7128 | 3370.8057 | 3934.1937 | 68.7184 | 80.2039
1 | 3600 | 707 | 0.045 | 15 | 15 | 7 | 3.1623e-10 | 5spot_SharedNeighbor | Water | Porous | Wet | R600a | MinimizeLCOE_Brownfield | IgnoreSilica | 2019 | 175.3313 | 78.9215 | 8.5674 | 4 | 3342.0655 | 3896.2995 | 68.1325 | 79.4313 | 167.419 | 0 | 159.6981 | 10451085.4699 | 921028.7547 | 10969577.2058 | 9957712.1713 | 0 | 532645.4784 | 0 | 12804499.1412 | 33314680.2016 | 22737953.7858 | 101689182.2087 | 961560.8286 | 11880569.6211 | 11880569.6211 | 1478867.319 | 5633948.9183 | 0 | 114531312.6584 | 133524698.5167 | 316227.766 | 34.2696 | 3342.0655 | 3896.2995 | 68.1325 | 79.4313
1 | 3600 | 707 | 0.045 | 15 | 15 | 7 | 4.217e-10 | 5spot_SharedNeighbor | Water | Porous | Wet | R600a | MinimizeLCOE_Brownfield | IgnoreSilica | 2019 | 177.1413 | 79.6003 | 8.6723 | 4 | 3320.2873 | 3867.8186 | 67.6885 | 78.8507 | 167.3017 | 0 | 159.9156 | 10515123.4624 | 926566.8492 | 11044991.7627 | 10056140.5144 | 0 | 497986.6669 | 0 | 12885915.6097 | 33526509.1517 | 22882531.3969 | 102335765.4139 | 961560.8286 | 11880569.6211 | 11880569.6211 | 1478867.319 | 5633948.9183 | 0 | 115177895.8636 | 134171281.722 | 421696.5034 | 34.6891 | 3320.2873 | 3867.8186 | 67.6885 | 78.8507
1 | 3600 | 707 | 0.045 | 15 | 15 | 7 | 5.6234e-10 | 5spot_SharedNeighbor | Water | Porous | Wet | R600a | MinimizeLCOE_Brownfield | IgnoreSilica | 2019 | 178.4862 | 80.1021 | 8.7512 | 4 | 3303.8143 | 3846.4109 | 67.3527 | 78.4143 | 167.2139 | 0 | 137.3483 | 10562367.6792 | 930652.0618 | 11100663.1216 | 10129218.9561 | 0 | 469930.6766 | 0 | 12945204.6732 | 33680767.133 | 22987815.6388 | 102806619.9402 | 961560.8286 | 11880569.6211 | 11880569.6211 | 1478867.319 | 5633948.9183 | 0 | 115648750.3899 | 134642136.2483 | 562341.3252 | 35.0046 | 3303.8143 | 3846.4109 | 67.3527 | 78.4143
1 | 3600 | 707 | 0.045 | 15 | 15 | 7 | 7.4989e-10 | 5spot_SharedNeighbor | Water | Porous | Wet | R600a | MinimizeLCOE_Brownfield | IgnoreSilica | 2019 | 178.8394 | 80.233 | 8.7898 | 4 | 3290.7363 | 3830.9489 | 67.0861 | 78.0991 | 167.1903 | 0 | 142.319 | 10574674.5209 | 931716.1617 | 11115169.9133 | 10148386.0138 | 0 | 439213.4676 | 0 | 12951572.4301 | 33697334.7304 | 22999123.3645 | 102857190.6022 | 961560.8286 | 11880569.6211 | 11880569.6211 | 1478867.319 | 5633948.9183 | 0 | 115699321.0519 | 134692706.9103 | 749894.2093 | 35.1591 | 3290.7363 | 3830.9489 | 67.0861 | 78.0991
1 | 3600 | 707 | 0.045 | 15 | 15 | 7 | 1e-09 | 5spot_SharedNeighbor | Water | Porous | Wet | R600a | MinimizeLCOE_Brownfield | IgnoreSilica | 2019 | 180.5714 | 80.8765 | 8.8675 | 4 | 3281.4488 | 3816.9277 | 66.8968 | 77.8132 | 167.0772 | 0 | 135.4824 | 10635105.7543 | 936940.8506 | 11186431.9939 | 10242445.5642 | 0 | 432096.5503 | 0 | 13038878.0782 | 33924486.1177 | 23154158.8538 | 103550543.763 | 961560.8286 | 11880569.6211 | 11880569.6211 | 1478867.319 | 5633948.9183 | 0 | 116392674.2127 | 135386060.071 | 1000000 | 35.4699 | 3281.4488 | 3816.9277 | 66.8968 | 77.8132
1 | 3600 | 707 | 0.045 | 15 | 15 | 7 | 1.3335e-09 | 5spot_SharedNeighbor | Water | Porous | Wet | R600a | MinimizeLCOE_Brownfield | IgnoreSilica | 2019 | 181.1024 | 81.0727 | 8.8998 | 4 | 3274.4769 | 3808.0109 | 66.7546 | 77.6315 | 167.0421 | 0 | 138.672 | 10653502.0112 | 938531.1857 | 11208134.6369 | 10271255.5805 | 0 | 418454.3799 | 0 | 13061052.3397 | 33982178.9977 | 23193535.4299 | 103726644.5614 | 961560.8286 | 11880569.6211 | 11880569.6211 | 1478867.319 | 5633948.9183 | 0 | 116568775.0111 | 135562160.8695 | 1333521.4322 | 35.5992 | 3274.4769 | 3808.0109 | 66.7546 | 77.6315
1 | 3600 | 707 | 0.045 | 15 | 15 | 7 | 1.7783e-09 | 5spot_SharedNeighbor | Water | Porous | Wet | R600a | MinimizeLCOE_Brownfield | IgnoreSilica | 2019 | 181.4922 | 81.2165 | 8.9238 | 4 | 3269.2304 | 3801.3282 | 66.6477 | 77.4952 | 167.0162 | 0 | 133.0624 | 10666979.9553 | 939696.2952 | 11224037.7388 | 10292404.0074 | 0 | 407878.0316 | 0 | 13077088.4511 | 34023901.67 | 23222012.011 | 103853998.1604 | 961560.8286 | 11880569.6211 | 11880569.6211 | 1478867.319 | 5633948.9183 | 0 | 116696128.61 | 135689514.4684 | 1778279.41 | 35.6953 | 3269.2304 | 3801.3282 | 66.6477 | 77.4952
1 | 3600 | 707 | 0.045 | 15 | 15 | 7 | 2.3714e-09 | 5spot_SharedNeighbor | Water | Porous | Wet | R600a | MinimizeLCOE_Brownfield | IgnoreSilica | 2019 | 181.8944 | 81.3647 | 8.9456 | 4 | 3265.2844 | 3796.0879 | 66.5672 | 77.3884 | 166.9896 | 0 | 131.2513 | 10680860.4194 | 940896.1629 | 11240418.2136 | 10314179.1399 | 0 | 400928.8574 | 0 | 13095140.2893 | 34070868.8503 | 23254068.0767 | 103997360.0095 | 961560.8286 | 11880569.6211 | 11880569.6211 | 1478867.319 | 5633948.9183 | 0 | 116839490.4591 | 135832876.3175 | 2371373.7057 | 35.7823 | 3265.2844 | 3796.0879 | 66.5672 | 77.3884
1 | 3600 | 707 | 0.045 | 15 | 15 | 7 | 3.1623e-09 | 5spot_SharedNeighbor | Water | Porous | Wet | R600a | MinimizeLCOE_Brownfield | IgnoreSilica | 2019 | 182.1159 | 81.4461 | 8.9592 | 4 | 3262.318 | 3792.3145 | 66.5068 | 77.3115 | 166.9748 | 0 | 141.0819 | 10688481.9068 | 941554.97 | 11249413.4528 | 10326139.5856 | 0 | 394801.5802 | 0 | 13104152.6832 | 34094317.2504 | 23270072.0915 | 104068933.5205 | 961560.8286 | 11880569.6211 | 11880569.6211 | 1478867.319 | 5633948.9183 | 0 | 116911063.9702 | 135904449.8285 | 3162277.6602 | 35.8368 | 3262.318 | 3792.3145 | 66.5068 | 77.3115
1 | 3600 | 707 | 0.045 | 15 | 15 | 7 | 4.217e-09 | 5spot_SharedNeighbor | Water | Porous | Wet | R600a | MinimizeLCOE_Brownfield | IgnoreSilica | 2019 | 182.2816 | 81.507 | 8.9694 | 4 | 3260.0898 | 3789.4829 | 66.4613 | 77.2537 | 166.9638 | 0 | 136.3426 | 10694180.3813 | 942047.5428 | 11256139.5452 | 10335089.2953 | 0 | 390151.4557 | 0 | 13110867.2059 | 34111787.0612 | 23281995.5964 | 104122258.084 | 961560.8286 | 11880569.6211 | 11880569.6211 | 1478867.319 | 5633948.9183 | 0 | 116964388.5336 | 135957774.392 | 4216965.0343 | 35.8777 | 3260.0898 | 3789.4829 | 66.4613 | 77.2537
1 | 3600 | 707 | 0.045 | 15 | 15 | 7 | 5.6234e-09 | 5spot_SharedNeighbor | Water | Porous | Wet | R600a | MinimizeLCOE_Brownfield | IgnoreSilica | 2019 | 182.3935 | 81.548 | 8.9767 | 4 | 3258.4168 | 3787.3827 | 66.4272 | 77.2109 | 166.9563 | 0 | 128.2755 | 10698022.429 | 942379.6435 | 11260674.6711 | 10341128.6902 | 0 | 386505.4236 | 0 | 13115197.2345 | 34123052.9072 | 23289684.7678 | 104156645.767 | 961560.8286 | 11880569.6211 | 11880569.6211 | 1478867.319 | 5633948.9183 | 0 | 116998776.2166 | 135992162.075 | 5623413.2519 | 35.9066 | 3258.4168 | 3787.3827 | 66.4272 | 77.2109
1 | 3600 | 707 | 0.045 | 15 | 15 | 7 | 7.4989e-09 | 5spot_SharedNeighbor | Water | Porous | Wet | R600a | MinimizeLCOE_Brownfield | IgnoreSilica | 2019 | 182.4861 | 81.582 | 8.9824 | 4 | 3257.161 | 3785.7894 | 66.4016 | 77.1784 | 166.9501 | 0 | 127.5905 | 10701202.3237 | 942654.5065 | 11264428.3384 | 10346127.8304 | 0 | 383844.6416 | 0 | 13118920.4798 | 34132740.028 | 23296296.4268 | 104186214.5752 | 961560.8286 | 11880569.6211 | 11880569.6211 | 1478867.319 | 5633948.9183 | 0 | 117028345.0249 | 136021730.8832 | 7498942.0933 | 35.9296 | 3257.161 | 3785.7894 | 66.4016 | 77.1784
1 | 3600 | 707 | 0.045 | 15 | 15 | 7 | 1e-08 | 5spot_SharedNeighbor | Water | Porous | Wet | R600a | MinimizeLCOE_Brownfield | IgnoreSilica | 2019 | 182.5398 | 81.6017 | 8.9862 | 4 | 3256.2186 | 3784.6255 | 66.3824 | 77.1547 | 166.9465 | 0 | 121.7921 | 10703044.0686 | 942813.7019 | 11266602.4623 | 10349026.5346 | 0 | 381675.8767 | 0 | 13120833.4312 | 34137717.135 | 23299693.4046 | 104201406.6149 | 961560.8286 | 11880569.6211 | 11880569.6211 | 1478867.319 | 5633948.9183 | 0 | 117043537.0646 | 136036922.923 | 10000000 | 35.9446 | 3256.2186 | 3784.6255 | 66.3824 | 77.1547
1 | 3700 | 707 | 0.045 | 15 | 15 | 7 | 1e-13 | 5spot_SharedNeighbor | Water | Porous | Wet | R600a | MinimizeLCOE_Brownfield | IgnoreSilica | 2019 | 0.66714 | 0.12895 | 0.003609 | 4 | 975028.7589 | 2331187.4693 | 19877.2801 | 47524.4097 | 110.1345 | 0 | 25.6845 | 91428.7409 | 5997.9051 | 66763.3572 | 48419.5271 | 0 | 50899.5012 | 0 | 102768.5222 | 267382.6142 | 182494.1283 | 816154.2961 | 961560.8286 | 12297657.4024 | 12297657.4024 | 1478867.319 | 5800784.0308 | 0 | 14075372.5272 | 33652681.2794 | 100 | 0.014436 | 975028.7589 | 2331187.4693 | 19877.2801 | 47524.4097
1 | 3700 | 707 | 0.045 | 15 | 15 | 7 | 1.3335e-13 | 5spot_SharedNeighbor | Water | Porous | Wet | R600a | MinimizeLCOE_Brownfield | IgnoreSilica | 2019 | 0.87181 | 0.2026 | 0.0095073 | 4 | 377568.7959 | 892367.4459 | 7697.2506 | 18192.1174 | 121.8447 | 0 | 25.7872 | 133647.2766 | 9431.9957 | 95041.8773 | 59068.8691 | 0 | 57759.3355 | 0 | 138430.2481 | 360167.1097 | 245821.4531 | 1099368.1651 | 961560.8286 | 12297657.4024 | 12297657.4024 | 1478867.319 | 5800784.0308 | 0 | 14358586.3961 | 33935895.1483 | 133.3521 | 0.038029 | 377568.7959 | 892367.4459 | 7697.2506 | 18192.1174
1 | 3700 | 707 | 0.045 | 15 | 15 | 7 | 1.7783e-13 | 5spot_SharedNeighbor | Water | Porous | Wet | R600a | MinimizeLCOE_Brownfield | IgnoreSilica | 2019 | 1.1276 | 0.30322 | 0.018721 | 4 | 196443.6838 | 457878.2399 | 4004.7702 | 9334.4672 | 131.863 | 0 | 28.8297 | 186184.296 | 14027.5146 | 130318.4367 | 73236.9398 | 0 | 64810.2778 | 0 | 182745.2113 | 475465.5536 | 324515.0102 | 1451303.2399 | 961560.8286 | 12297657.4024 | 12297657.4024 | 1478867.319 | 5800784.0308 | 0 | 14710521.4709 | 34287830.2232 | 177.8279 | 0.074884 | 196443.6838 | 457878.2399 | 4004.7702 | 9334.4672
1 | 3700 | 707 | 0.045 | 15 | 15 | 7 | 2.3714e-13 | 5spot_SharedNeighbor | Water | Porous | Wet | R600a | MinimizeLCOE_Brownfield | IgnoreSilica | 2019 | 1.4565 | 0.44027 | 0.032322 | 4 | 117183.5184 | 268605.7012 | 2388.9445 | 5475.8905 | 140.4796 | 0 | 30.6141 | 251488.4372 | 20109.8329 | 174591.85 | 91805.0478 | 0 | 72671.1224 | 0 | 238159.8532 | 619643.0847 | 422919.1377 | 1891388.3657 | 961560.8286 | 12297657.4024 | 12297657.4024 | 1478867.319 | 5800784.0308 | 0 | 15150606.5967 | 34727915.349 | 237.1374 | 0.12929 | 117183.5184 | 268605.7012 | 2388.9445 | 5475.8905
1 | 3700 | 707 | 0.045 | 15 | 15 | 7 | 3.1623e-13 | 5spot_SharedNeighbor | Water | Porous | Wet | R600a | MinimizeLCOE_Brownfield | IgnoreSilica | 2019 | 1.8848 | 0.62757 | 0.05211 | 4 | 75380.6767 | 169304.0983 | 1536.7371 | 3451.493 | 147.7955 | 0 | 143.8126 | 333535.4287 | 28250.609 | 230622.7333 | 117776.568 | 0 | 81825.4966 | 0 | 308884.2259 | 803653.3948 | 548509.9554 | 2453058.4116 | 961560.8286 | 12297657.4024 | 12297657.4024 | 1478867.319 | 5800784.0308 | 0 | 15712276.6427 | 35289585.3949 | 316.2278 | 0.20844 | 75380.6767 | 169304.0983 | 1536.7371 | 3451.493
1 | 3700 | 707 | 0.045 | 15 | 15 | 7 | 4.217e-13 | 5spot_SharedNeighbor | Water | Porous | Wet | R600a | MinimizeLCOE_Brownfield | IgnoreSilica | 2019 | 2.4682 | 0.88955 | 0.08086 | 4 | 50853.2153 | 111381.8026 | 1036.7116 | 2270.6687 | 154.092 | 0 | 192.047 | 439060.0639 | 39405.3929 | 303412.5864 | 153874.3039 | 0 | 93771.7968 | 0 | 401514.4161 | 1044658.1489 | 713000.6522 | 3188697.3611 | 961560.8286 | 12297657.4024 | 12297657.4024 | 1478867.319 | 5800784.0308 | 0 | 16447915.5921 | 36025224.3444 | 421.6965 | 0.32344 | 50853.2153 | 111381.8026 | 1036.7116 | 2270.6687
1 | 3700 | 707 | 0.045 | 15 | 15 | 7 | 5.6234e-13 | 5spot_SharedNeighbor | Water | Porous | Wet | R600a | MinimizeLCOE_Brownfield | IgnoreSilica | 2019 | 3.2267 | 1.2737 | 0.11929 | 4 | 36427.4824 | 77454.9178 | 742.6235 | 1579.0233 | 159.1353 | 0 | 253.2034 | 566424.4378 | 51261.1805 | 404104.0657 | 200748.7469 | 0 | 108674.2262 | 0 | 519172.9363 | 1350781.4833 | 921936.1181 | 4123103.1949 | 961560.8286 | 12297657.4024 | 12297657.4024 | 1478867.319 | 5800784.0308 | 0 | 17382321.426 | 36959630.1782 | 562.3413 | 0.47718 | 36427.4824 | 77454.9178 | 742.6235 | 1579.0233
1 | 3700 | 707 | 0.045 | 15 | 15 | 7 | 7.4989e-13 | 5spot_SharedNeighbor | Water | Porous | Wet | R600a | MinimizeLCOE_Brownfield | IgnoreSilica | 2019 | 4.2358 | 1.7887 | 0.16997 | 4 | 27251.0198 | 56046.6465 | 555.5489 | 1142.5867 | 163.2075 | 0 | 37.8268 | 718328.1422 | 65014.037 | 530221.4032 | 260243.0425 | 0 | 127041.26 | 0 | 663330.6751 | 1725850.3489 | 1177928.3258 | 5267957.2348 | 961560.8286 | 12297657.4024 | 12297657.4024 | 1478867.319 | 5800784.0308 | 0 | 18527175.4658 | 38104484.2181 | 749.8942 | 0.67987 | 27251.0198 | 56046.6465 | 555.5489 | 1142.5867
1 | 3700 | 707 | 0.045 | 15 | 15 | 7 | 1e-12 | 5spot_SharedNeighbor | Water | Porous | Wet | R600a | MinimizeLCOE_Brownfield | IgnoreSilica | 2019 | 5.571 | 2.471 | 0.23716 | 4 | 21019.1532 | 41656.354 | 428.5039 | 849.2211 | 166.416 | 0 | 43.4661 | 900948.6073 | 81516.7873 | 686643.7169 | 338572.1382 | 0 | 149205.9214 | 0 | 841185.9968 | 2188593.4126 | 1493759.9752 | 6680426.5557 | 961560.8286 | 12297657.4024 | 12297657.4024 | 1478867.319 | 5800784.0308 | 0 | 19939644.7867 | 39516953.539 | 1000 | 0.94864 | 21019.1532 | 41656.354 | 428.5039 | 849.2211
1 | 3700 | 707 | 0.045 | 15 | 15 | 7 | 1.3335e-12 | 5spot_SharedNeighbor | Water | Porous | Wet | R600a | MinimizeLCOE_Brownfield | IgnoreSilica | 2019 | 7.3615 | 3.3821 | 0.32663 | 4 | 16614.0933 | 31598.58 | 338.7008 | 644.1798 | 168.8437 | 0 | 44.4725 | 1123088.0175 | 101547.2286 | 882640.8929 | 443223.3455 | 0 | 176813.4418 | 0 | 1063652.0413 | 2767404.4263 | 1888810.3854 | 8447179.7793 | 961560.8286 | 12297657.4024 | 12297657.4024 | 1478867.319 | 5800784.0308 | 0 | 21706398.0103 | 41283706.7626 | 1333.5214 | 1.3065 | 16614.0933 | 31598.58 | 338.7008 | 644.1798
1 | 3700 | 707 | 0.045 | 15 | 15 | 7 | 1.7783e-12 | 5spot_SharedNeighbor | Water | Porous | Wet | R600a | MinimizeLCOE_Brownfield | IgnoreSilica | 2019 | 9.7394 | 4.6071 | 0.44726 | 4 | 13374.6949 | 24317.5033 | 272.6612 | 495.7452 | 170.9451 | 0 | 41.9325 | 1395803.7858 | 126077.8488 | 1130262.0542 | 582431.4623 | 0 | 210048.8759 | 0 | 1343403.3705 | 3495260.0002 | 2385586.7706 | 10668874.1683 | 961560.8286 | 12297657.4024 | 12297657.4024 | 1478867.319 | 5800784.0308 | 0 | 23928092.3994 | 43505401.1516 | 1778.2794 | 1.7891 | 13374.6949 | 24317.5033 | 272.6612 | 495.7452
1 | 3700 | 707 | 0.045 | 15 | 15 | 7 | 2.3714e-12 | 5spot_SharedNeighbor | Water | Porous | Wet | R600a | MinimizeLCOE_Brownfield | IgnoreSilica | 2019 | 12.9058 | 6.231 | 0.60697 | 4 | 10997.0502 | 19060.5342 | 224.1897 | 388.5748 | 172.4637 | 0 | 46.6803 | 1726572.9508 | 155749.4384 | 1439061.5682 | 767423.0627 | 0 | 250678.5588 | 0 | 1692399.3758 | 4403276.0169 | 3005326.3598 | 13440487.3313 | 961560.8286 | 12297657.4024 | 12297657.4024 | 1478867.319 | 5800784.0308 | 0 | 26699705.5623 | 46277014.3145 | 2371.3737 | 2.4279 | 10997.0502 | 19060.5342 | 224.1897 | 388.5748
1 | 3700 | 707 | 0.045 | 15 | 15 | 7 | 3.1623e-12 | 5spot_SharedNeighbor | Water | Porous | Wet | R600a | MinimizeLCOE_Brownfield | IgnoreSilica | 2019 | 17.1058 | 8.3856 | 0.81897 | 4 | 9208.0843 | 15184.2514 | 187.7193 | 309.5515 | 173.6228 | 0 | 45.2021 | 2128964.8659 | 191738.9911 | 1824992.2752 | 1012709.6542 | 0 | 299822.9198 | 0 | 2128709.1954 | 5538464.6682 | 3780115.9401 | 16905518.5098 | 961560.8286 | 12297657.4024 | 12297657.4024 | 1478867.319 | 5800784.0308 | 0 | 30164736.7408 | 49742045.4931 | 3162.2777 | 3.2759 | 9208.0843 | 15184.2514 | 187.7193 | 309.5515
1 | 3700 | 707 | 0.045 | 15 | 15 | 7 | 4.217e-12 | 5spot_SharedNeighbor | Water | Porous | Wet | R600a | MinimizeLCOE_Brownfield | IgnoreSilica | 2019 | 22.6622 | 11.2367 | 1.0997 | 4 | 7841.941 | 12292.7163 | 159.8686 | 250.6036 | 174.5039 | 0 | 45.2721 | 2617942.3197 | 235332.7611 | 2306445.8451 | 1337120.8149 | 0 | 359093.575 | 0 | 2673814.7732 | 6956717.565 | 4748102.6844 | 21234570.3384 | 961560.8286 | 12297657.4024 | 12297657.4024 | 1478867.319 | 5800784.0308 | 0 | 34493788.5694 | 54071097.3216 | 4216.965 | 4.3986 | 7841.941 | 12292.7163 | 159.8686 | 250.6036
1 | 3700 | 707 | 0.045 | 15 | 15 | 7 | 5.6234e-12 | 5spot_SharedNeighbor | Water | Porous | Wet | R600a | MinimizeLCOE_Brownfield | IgnoreSilica | 2019 | 30.046 | 15.0261 | 1.4724 | 4 | 6781.4414 | 10105.5882 | 138.2489 | 206.0161 | 175.1761 | 0 | 47.3261 | 3215486.5105 | 288422.52 | 2910120.7309 | 1768205.1492 | 0 | 431706.8544 | 0 | 3359437.2884 | 8740566.709 | 5965616.3796 | 26679562.1421 | 961560.8286 | 12297657.4024 | 12297657.4024 | 1478867.319 | 5800784.0308 | 0 | 39938780.3732 | 59516089.1254 | 5623.4133 | 5.8894 | 6781.4414 | 10105.5882 | 138.2489 | 206.0161
1 | 3700 | 707 | 0.045 | 15 | 15 | 7 | 7.4989e-12 | 5spot_SharedNeighbor | Water | Porous | Wet | R600a | MinimizeLCOE_Brownfield | IgnoreSilica | 2019 | 39.7199 | 19.991 | 1.9609 | 4 | 5953.6754 | 8449.5833 | 121.3737 | 172.2562 | 175.6809 | 0 | 48.1112 | 3936247.8484 | 352225.8539 | 3656806.1317 | 2332878.8817 | 0 | 518502.3712 | 0 | 4210697.8239 | 10955372.0049 | 7477266.5037 | 33439997.4194 | 961560.8286 | 12297657.4024 | 12297657.4024 | 1478867.319 | 5800784.0308 | 0 | 46699215.6504 | 66276524.4027 | 7498.9421 | 7.8438 | 5953.6754 | 8449.5833 | 121.3737 | 172.2562
1 | 3700 | 707 | 0.045 | 15 | 15 | 7 | 1e-11 | 5spot_SharedNeighbor | Water | Porous | Wet | R600a | MinimizeLCOE_Brownfield | IgnoreSilica | 2019 | 52.299 | 26.4396 | 2.5953 | 4 | 5302.0826 | 7187.8946 | 108.0901 | 146.535 | 176.0355 | 0 | 56.9976 | 4799670.4247 | 428365.3471 | 4573376.0007 | 3066998.9571 | 0 | 622138.2921 | 0 | 5261314.1185 | 13688860.0923 | 9342928.291 | 41783651.5235 | 961560.8286 | 12297657.4024 | 12297657.4024 | 1478867.319 | 5800784.0308 | 0 | 55042869.7545 | 74620178.5068 | 10000 | 10.3814 | 5302.0826 | 7187.8946 | 108.0901 | 146.535
1 | 3700 | 707 | 0.045 | 15 | 15 | 7 | 1.3335e-11 | 5spot_SharedNeighbor | Water | Porous | Wet | R600a | MinimizeLCOE_Brownfield | IgnoreSilica | 2019 | 68.3432 | 34.6086 | 3.3981 | 4 | 4791.4854 | 6231.8001 | 97.6809 | 127.0437 | 176.17 | 0 | 52.8398 | 5811137.5827 | 517208.1708 | 5672584.3337 | 4001858.9956 | 0 | 743816.3166 | 0 | 6531176.1057 | 16992780.4987 | 11597921.8571 | 51868483.8609 | 961560.8286 | 12297657.4024 | 12297657.4024 | 1478867.319 | 5800784.0308 | 0 | 65127702.0919 | 84705010.8442 | 13335.2143 | 13.5924 | 4791.4854 | 6231.8001 | 97.6809 | 127.0437
1 | 3700 | 707 | 0.045 | 15 | 15 | 7 | 1.7783e-11 | 5spot_SharedNeighbor | Water | Porous | Wet | R600a | MinimizeLCOE_Brownfield | IgnoreSilica | 2019 | 88.1922 | 44.5199 | 4.3687 | 4 | 4399.8593 | 5520.1675 | 89.6971 | 112.5361 | 175.9183 | 0 | 51.1776 | 6950767.7092 | 616913.3535 | 6938677.8656 | 5153766.5837 | 0 | 883243.4648 | 0 | 8011913.901 | 20845356.5008 | 14227384.141 | 63628023.5196 | 961560.8286 | 12297657.4024 | 12297657.4024 | 1478867.319 | 5800784.0308 | 0 | 76887241.7506 | 96464550.5029 | 17782.7941 | 17.4749 | 4399.8593 | 5520.1675 | 89.6971 | 112.5361
1 | 3700 | 707 | 0.045 | 15 | 15 | 7 | 2.3714e-11 | 5spot_SharedNeighbor | Water | Porous | Wet | R600a | MinimizeLCOE_Brownfield | IgnoreSilica | 2019 | 111.707 | 55.8175 | 5.467 | 4 | 4111.4288 | 5006.6766 | 83.817 | 102.0679 | 175.1087 | 0 | 60.8616 | 8164842.8687 | 722729.4006 | 8314763.996 | 6507366.2295 | 0 | 1037913.9907 | 0 | 9651570.4294 | 25111406.4479 | 17139050.8885 | 76649644.2514 | 961560.8286 | 12297657.4024 | 12297657.4024 | 1478867.319 | 5800784.0308 | 0 | 89908862.4824 | 109486171.2346 | 23713.7371 | 21.868 | 4111.4288 | 5006.6766 | 83.817 | 102.0679
1 | 3700 | 707 | 0.045 | 15 | 15 | 7 | 3.1623e-11 | 5spot_SharedNeighbor | Water | Porous | Wet | R600a | MinimizeLCOE_Brownfield | IgnoreSilica | 2019 | 124.3741 | 61.645 | 6.1679 | 4 | 3897.7012 | 4691.2116 | 79.4599 | 95.6367 | 174.474 | 0 | 72.2191 | 8763350.9988 | 774756.4834 | 9002273.6251 | 7229686.1425 | 0 | 996867.6222 | 0 | 10439104.6001 | 27160408.8146 | 18537537.1066 | 82903985.3933 | 961560.8286 | 12297657.4024 | 12297657.4024 | 1478867.319 | 5800784.0308 | 0 | 96163203.6244 | 115740512.3766 | 31622.7766 | 24.6718 | 3897.7012 | 4691.2116 | 79.4599 | 95.6367
1 | 3700 | 707 | 0.045 | 15 | 15 | 7 | 4.217e-11 | 5spot_SharedNeighbor | Water | Porous | Wet | R600a | MinimizeLCOE_Brownfield | IgnoreSilica | 2019 | 137.6861 | 67.5705 | 6.87 | 4 | 3730.5163 | 4442.9363 | 76.0516 | 90.5753 | 173.7069 | 0 | 88.8297 | 9355688.7001 | 826164.3822 | 9688116.4478 | 7983632.195 | 0 | 963992.7935 | 0 | 11238861.8622 | 29241213.158 | 19957728.8272 | 89255398.366 | 961560.8286 | 12297657.4024 | 12297657.4024 | 1478867.319 | 5800784.0308 | 0 | 102514616.597 | 122091925.3492 | 42169.6503 | 27.48 | 3730.5163 | 4442.9363 | 76.0516 | 90.5753
1 | 3700 | 707 | 0.045 | 15 | 15 | 7 | 5.6234e-11 | 5spot_SharedNeighbor | Water | Porous | Wet | R600a | MinimizeLCOE_Brownfield | IgnoreSilica | 2019 | 147.9554 | 72.0604 | 7.446 | 4 | 3598.1326 | 4255.4391 | 73.3528 | 86.7529 | 173.1243 | 0 | 123.5383 | 9794759.2054 | 864219.8458 | 10199786.5772 | 8563066.9524 | 0 | 897957.4674 | 0 | 11824718.1188 | 30765490.9619 | 20998079.7491 | 93908078.878 | 961560.8286 | 12297657.4024 | 12297657.4024 | 1478867.319 | 5800784.0308 | 0 | 107167297.109 | 126744605.8613 | 56234.1325 | 29.7841 | 3598.1326 | 4255.4391 | 73.3528 | 86.7529
1 | 3700 | 707 | 0.045 | 15 | 15 | 7 | 7.4989e-11 | 5spot_SharedNeighbor | Water | Porous | Wet | R600a | MinimizeLCOE_Brownfield | IgnoreSilica | 2019 | 156.5741 | 75.7361 | 7.9327 | 4 | 3495.6197 | 4112.5995 | 71.2629 | 83.8409 | 172.6041 | 0 | 116.3305 | 10148465.5345 | 894846.3929 | 10613923.4067 | 9046289.0773 | 0 | 827588.6929 | 0 | 12297134.1107 | 31994620.467 | 21836985.8925 | 97659853.5746 | 961560.8286 | 12297657.4024 | 12297657.4024 | 1478867.319 | 5800784.0308 | 0 | 110919071.8057 | 130496380.5579 | 74989.4209 | 31.7309 | 3495.6197 | 4112.5995 | 71.2629 | 83.8409
1 | 3700 | 707 | 0.045 | 15 | 15 | 7 | 1e-10 | 5spot_SharedNeighbor | Water | Porous | Wet | R600a | MinimizeLCOE_Brownfield | IgnoreSilica | 2019 | 163.4413 | 78.6031 | 8.3264 | 4 | 3416.7012 | 4004.5085 | 69.6541 | 81.6373 | 172.1703 | 0 | 122.954 | 10420996.1659 | 918426.3017 | 10934160.8556 | 9429676.2005 | 0 | 756553.681 | 0 | 12659327.1498 | 32936972.4588 | 22480160.4902 | 100536273.3036 | 961560.8286 | 12297657.4024 | 12297657.4024 | 1478867.319 | 5800784.0308 | 0 | 113795491.5346 | 133372800.2869 | 100000 | 33.3057 | 3416.7012 | 4004.5085 | 69.6541 | 81.6373
1 | 3700 | 707 | 0.045 | 15 | 15 | 7 | 1.3335e-10 | 5spot_SharedNeighbor | Water | Porous | Wet | R600a | MinimizeLCOE_Brownfield | IgnoreSilica | 2019 | 168.9272 | 80.8527 | 8.6425 | 4 | 3356.2102 | 3922.5226 | 68.4209 | 79.9659 | 171.8122 | 0 | 133.6157 | 10632870.3032 | 936747.5938 | 11183795.0571 | 9734669.2806 | 0 | 691092.6981 | 0 | 12939878.2238 | 33666908.8043 | 22978357.0448 | 102764319.0057 | 961560.8286 | 12297657.4024 | 12297657.4024 | 1478867.319 | 5800784.0308 | 0 | 116023537.2368 | 135600845.989 | 133352.1432 | 34.5698 | 3356.2102 | 3922.5226 | 68.4209 | 79.9659
1 | 3700 | 707 | 0.045 | 15 | 15 | 7 | 1.7783e-10 | 5spot_SharedNeighbor | Water | Porous | Wet | R600a | MinimizeLCOE_Brownfield | IgnoreSilica | 2019 | 173.0929 | 82.5359 | 8.8867 | 4 | 3310.0146 | 3860.7648 | 67.4791 | 78.7069 | 171.5335 | 0 | 124.1254 | 10790314.7837 | 950356.3687 | 11369672.2767 | 9965435.0103 | 0 | 631698.326 | 0 | 13145915.9385 | 34202976.674 | 23344234.3809 | 104400603.7589 | 961560.8286 | 12297657.4024 | 12297657.4024 | 1478867.319 | 5800784.0308 | 0 | 117659821.9899 | 137237130.7421 | 177827.941 | 35.5466 | 3310.0146 | 3860.7648 | 67.4791 | 78.7069
1 | 3700 | 707 | 0.045 | 15 | 15 | 7 | 2.3714e-10 | 5spot_SharedNeighbor | Water | Porous | Wet | R600a | MinimizeLCOE_Brownfield | IgnoreSilica | 2019 | 176.2593 | 83.8011 | 9.0745 | 4 | 3274.847 | 3814.1955 | 66.7622 | 77.7575 | 171.3178 | 0 | 138.7211 | 10908063.7649 | 960530.8293 | 11508890.398 | 10140543.5599 | 0 | 580373.6991 | 0 | 13298376.878 | 34599648.7643 | 23614971.2333 | 105611399.1267 | 961560.8286 | 12297657.4024 | 12297657.4024 | 1478867.319 | 5800784.0308 | 0 | 118870617.3577 | 138447926.11 | 237137.3706 | 36.2981 | 3274.847 | 3814.1955 | 66.7622 | 77.7575
1 | 3700 | 707 | 0.045 | 15 | 15 | 7 | 3.1623e-10 | 5spot_SharedNeighbor | Water | Porous | Wet | R600a | MinimizeLCOE_Brownfield | IgnoreSilica | 2019 | 178.6151 | 84.7343 | 9.2166 | 4 | 3248.14 | 3779.173 | 66.2177 | 77.0436 | 171.1552 | 0 | 141.5686 | 10994593.6613 | 968005.9696 | 11611307.9173 | 10270659.4488 | 0 | 536932.5106 | 0 | 13408784.8079 | 34886907.5502 | 23811031.2573 | 106488223.1229 | 961560.8286 | 12297657.4024 | 12297657.4024 | 1478867.319 | 5800784.0308 | 0 | 119747441.3539 | 139324750.1062 | 316227.766 | 36.8665 | 3248.14 | 3779.173 | 66.2177 | 77.0436
1 | 3700 | 707 | 0.045 | 15 | 15 | 7 | 4.217e-10 | 5spot_SharedNeighbor | Water | Porous | Wet | R600a | MinimizeLCOE_Brownfield | IgnoreSilica | 2019 | 180.3861 | 85.4314 | 9.3244 | 4 | 3227.8996 | 3752.7927 | 65.8051 | 76.5058 | 171.0318 | 0 | 138.5488 | 11059051.6639 | 973573.4126 | 11687661.413 | 10368390.9149 | 0 | 501332.7753 | 0 | 13490103.9701 | 35098483.3293 | 23955436.074 | 107134033.553 | 961560.8286 | 12297657.4024 | 12297657.4024 | 1478867.319 | 5800784.0308 | 0 | 120393251.784 | 139970560.5362 | 421696.5034 | 37.2977 | 3227.8996 | 3752.7927 | 65.8051 | 76.5058
1 | 3700 | 707 | 0.045 | 15 | 15 | 7 | 5.6234e-10 | 5spot_SharedNeighbor | Water | Porous | Wet | R600a | MinimizeLCOE_Brownfield | IgnoreSilica | 2019 | 181.7675 | 85.972 | 9.4077 | 4 | 3212.5832 | 3732.8275 | 65.4929 | 76.0987 | 170.935 | 0 | 149.1151 | 11108938.7853 | 977881.7672 | 11746790.2571 | 10444398.7218 | 0 | 473247.2632 | 0 | 13552990.1499 | 35262100.2695 | 24067107.9976 | 107633455.2116 | 961560.8286 | 12297657.4024 | 12297657.4024 | 1478867.319 | 5800784.0308 | 0 | 120892673.4426 | 140469982.1948 | 562341.3252 | 37.631 | 3212.5832 | 3732.8275 | 65.4929 | 76.0987
1 | 3700 | 707 | 0.045 | 15 | 15 | 7 | 7.4989e-10 | 5spot_SharedNeighbor | Water | Porous | Wet | R600a | MinimizeLCOE_Brownfield | IgnoreSilica | 2019 | 181.246 | 85.7666 | 9.4161 | 4 | 3200.4938 | 3720.2746 | 65.2464 | 75.8428 | 170.9702 | 0 | 243.2704 | 11089994.0821 | 976245.7205 | 11724332.386 | 10415692.8528 | 0 | 432786.7652 | 0 | 13509230.2046 | 35148245.8681 | 23989400.0292 | 107285927.9084 | 961560.8286 | 12297657.4024 | 12297657.4024 | 1478867.319 | 5800784.0308 | 0 | 120545146.1395 | 140122454.8917 | 749894.2093 | 37.6645 | 3200.4938 | 3720.2746 | 65.2464 | 75.8428
1 | 3700 | 707 | 0.045 | 15 | 15 | 7 | 1e-09 | 5spot_SharedNeighbor | Water | Porous | Wet | R600a | MinimizeLCOE_Brownfield | IgnoreSilica | 2019 | 183.787 | 86.7581 | 9.5264 | 4 | 3191.789 | 3705.5544 | 65.0689 | 75.5427 | 170.7926 | 0 | 161.1405 | 11181322.446 | 984132.1122 | 11832637.5636 | 10555322.313 | 0 | 434234.8085 | 0 | 13645183.2049 | 35501967.6872 | 24230822.439 | 108365622.5745 | 961560.8286 | 12297657.4024 | 12297657.4024 | 1478867.319 | 5800784.0308 | 0 | 121624840.8055 | 141202149.5578 | 1000000 | 38.1055 | 3191.789 | 3705.5544 | 65.0689 | 75.5427
1 | 3700 | 707 | 0.045 | 15 | 15 | 7 | 1.3335e-09 | 5spot_SharedNeighbor | Water | Porous | Wet | R600a | MinimizeLCOE_Brownfield | IgnoreSilica | 2019 | 184.2908 | 86.9531 | 9.559 | 4 | 3185.3062 | 3697.3203 | 64.9368 | 75.3749 | 170.7567 | 0 | 147.459 | 11199255.9994 | 985680.5222 | 11853916.7413 | 10582970.6809 | 0 | 420112.8681 | 0 | 13666355.3566 | 35557053.2829 | 24268419.49 | 108533764.9414 | 961560.8286 | 12297657.4024 | 12297657.4024 | 1478867.319 | 5800784.0308 | 0 | 121792983.1724 | 141370291.9246 | 1333521.4322 | 38.2359 | 3185.3062 | 3697.3203 | 64.9368 | 75.3749
1 | 3700 | 707 | 0.045 | 15 | 15 | 7 | 1.7783e-09 | 5spot_SharedNeighbor | Water | Porous | Wet | R600a | MinimizeLCOE_Brownfield | IgnoreSilica | 2019 | 184.6586 | 87.0953 | 9.5831 | 4 | 3180.4273 | 3691.1516 | 64.8373 | 75.2491 | 170.7304 | 0 | 150.9516 | 11212322.2455 | 986808.6425 | 11869423.0547 | 10603152.8037 | 0 | 409152.263 | 0 | 13681535.0137 | 35596547.6369 | 24295375.1981 | 108654316.858 | 961560.8286 | 12297657.4024 | 12297657.4024 | 1478867.319 | 5800784.0308 | 0 | 121913535.089 | 141490843.8413 | 1778279.41 | 38.3324 | 3180.4273 | 3691.1516 | 64.8373 | 75.2491
1 | 3700 | 707 | 0.045 | 15 | 15 | 7 | 2.3714e-09 | 5spot_SharedNeighbor | Water | Porous | Wet | R600a | MinimizeLCOE_Brownfield | IgnoreSilica | 2019 | 184.9292 | 87.1998 | 9.6011 | 4 | 3176.7581 | 3686.5277 | 64.7625 | 75.1549 | 170.711 | 0 | 147.1002 | 11221919.5086 | 987637.2351 | 11880813.8927 | 10617997.1245 | 0 | 400720.3708 | 0 | 13692544.3714 | 35625191.7272 | 24314925.3783 | 108741749.6086 | 961560.8286 | 12297657.4024 | 12297657.4024 | 1478867.319 | 5800784.0308 | 0 | 122000967.8396 | 141578276.5919 | 2371373.7057 | 38.4042 | 3176.7581 | 3686.5277 | 64.7625 | 75.1549
1 | 3700 | 707 | 0.045 | 15 | 15 | 7 | 3.1623e-09 | 5spot_SharedNeighbor | Water | Porous | Wet | R600a | MinimizeLCOE_Brownfield | IgnoreSilica | 2019 | 185.1339 | 87.2788 | 9.6146 | 4 | 3174.0006 | 3683.0522 | 64.7063 | 75.084 | 170.6963 | 0 | 145.0304 | 11229170.7796 | 988263.2715 | 11889421.0544 | 10629223.5062 | 0 | 394324.2495 | 0 | 13700857.1159 | 35646819.7833 | 24329686.971 | 108807766.7314 | 961560.8286 | 12297657.4024 | 12297657.4024 | 1478867.319 | 5800784.0308 | 0 | 122066984.9624 | 141644293.7147 | 3162277.6602 | 38.4584 | 3174.0006 | 3683.0522 | 64.7063 | 75.084
1 | 3700 | 707 | 0.045 | 15 | 15 | 7 | 4.217e-09 | 5spot_SharedNeighbor | Water | Porous | Wet | R600a | MinimizeLCOE_Brownfield | IgnoreSilica | 2019 | 185.2971 | 87.3417 | 9.6251 | 4 | 3171.9292 | 3680.4248 | 64.6641 | 75.0304 | 170.6847 | 0 | 151.976 | 11234948.3102 | 988762.0658 | 11896279.3641 | 10638173.2903 | 0 | 389578.3986 | 0 | 13707619.1573 | 35664413.228 | 24341694.8585 | 108861468.6728 | 961560.8286 | 12297657.4024 | 12297657.4024 | 1478867.319 | 5800784.0308 | 0 | 122120686.9039 | 141697995.6561 | 4216965.0343 | 38.5004 | 3171.9292 | 3680.4248 | 64.6641 | 75.0304
1 | 3700 | 707 | 0.045 | 15 | 15 | 7 | 5.6234e-09 | 5spot_SharedNeighbor | Water | Porous | Wet | R600a | MinimizeLCOE_Brownfield | IgnoreSilica | 2019 | 185.4091 | 87.3849 | 9.6326 | 4 | 3170.3738 | 3678.4725 | 64.6324 | 74.9906 | 170.6766 | 0 | 152.576 | 11238912.1544 | 989104.2745 | 11900984.9433 | 10644318.7746 | 0 | 385878.7203 | 0 | 13712087.5581 | 35676039.0904 | 24349629.7485 | 108896955.2641 | 961560.8286 | 12297657.4024 | 12297657.4024 | 1478867.319 | 5800784.0308 | 0 | 122156173.4951 | 141733482.2474 | 5623413.2519 | 38.5305 | 3170.3738 | 3678.4725 | 64.6324 | 74.9906
1 | 3700 | 707 | 0.045 | 15 | 15 | 7 | 7.4989e-09 | 5spot_SharedNeighbor | Water | Porous | Wet | R600a | MinimizeLCOE_Brownfield | IgnoreSilica | 2019 | 185.4823 | 87.4131 | 9.6379 | 4 | 3169.2063 | 3677.028 | 64.6086 | 74.9612 | 170.6713 | 0 | 148.6442 | 11241497.3928 | 989327.463 | 11904054.0479 | 10648330.4356 | 0 | 382970.1811 | 0 | 13714810.013 | 35683122.3594 | 24354464.2251 | 108918576.118 | 961560.8286 | 12297657.4024 | 12297657.4024 | 1478867.319 | 5800784.0308 | 0 | 122177794.349 | 141755103.1012 | 7498942.0933 | 38.5515 | 3169.2063 | 3677.028 | 64.6086 | 74.9612
1 | 3700 | 707 | 0.045 | 15 | 15 | 7 | 1e-08 | 5spot_SharedNeighbor | Water | Porous | Wet | R600a | MinimizeLCOE_Brownfield | IgnoreSilica | 2019 | 185.5406 | 87.4356 | 9.642 | 4 | 3168.3301 | 3675.9376 | 64.5907 | 74.939 | 170.6671 | 0 | 152.745 | 11243559.0077 | 989505.4452 | 11906501.5832 | 10651529.691 | 0 | 380816.2783 | 0 | 13717045.6821 | 35688939.1119 | 24358434.2783 | 108936331.0777 | 961560.8286 | 12297657.4024 | 12297657.4024 | 1478867.319 | 5800784.0308 | 0 | 122195549.3088 | 141772858.061 | 10000000 | 38.5678 | 3168.3301 | 3675.9376 | 64.5907 | 74.939
1 | 3800 | 707 | 0.045 | 15 | 15 | 7 | 1e-13 | 5spot_SharedNeighbor | Water | Porous | Wet | R600a | MinimizeLCOE_Brownfield | IgnoreSilica | 2019 | 0.69678 | 0.14226 | 0.0047264 | 4 | 769744.321 | 1836599.7863 | 15692.2791 | 37441.5708 | 113.5053 | 0 | 17.9849 | 99850.2875 | 6685.7116 | 72048.5231 | 50204.9585 | 0 | 52180.4064 | 0 | 109578.256 | 285100.1445 | 194586.7068 | 870234.9944 | 961560.8286 | 12720605.2746 | 12720605.2746 | 1478867.319 | 5969963.1797 | 0 | 14552401.0977 | 34721836.871 | 100 | 0.018905 | 769744.321 | 1836599.7863 | 15692.2791 | 37441.5708
1 | 3800 | 707 | 0.045 | 15 | 15 | 7 | 1.3335e-13 | 5spot_SharedNeighbor | Water | Porous | Wet | R600a | MinimizeLCOE_Brownfield | IgnoreSilica | 2019 | 0.88403 | 0.21268 | 0.010931 | 4 | 338851.3567 | 800156.5977 | 6907.9432 | 16312.2745 | 124.1949 | 0 | 25.4418 | 139943.7382 | 10019.3141 | 98649.3119 | 60155.1104 | 0 | 57129.2995 | 0 | 142699.7419 | 371275.4567 | 253403.1281 | 1133275.1008 | 961560.8286 | 12720605.2746 | 12720605.2746 | 1478867.319 | 5969963.1797 | 0 | 14815441.2041 | 34984876.9774 | 133.3521 | 0.043723 | 338851.3567 | 800156.5977 | 6907.9432 | 16312.2745
1 | 3800 | 707 | 0.045 | 15 | 15 | 7 | 1.7783e-13 | 5spot_SharedNeighbor | Water | Porous | Wet | R600a | MinimizeLCOE_Brownfield | IgnoreSilica | 2019 | 1.1619 | 0.32701 | 0.021671 | 4 | 175504.4405 | 408187.4307 | 3577.8954 | 8321.4529 | 135.138 | 0 | 22.9053 | 199409.082 | 15355.2923 | 138125.2275 | 76082.9088 | 0 | 65309.4097 | 0 | 192769.9489 | 501547.8645 | 342316.7233 | 1530916.4571 | 961560.8286 | 12720605.2746 | 12720605.2746 | 1478867.319 | 5969963.1797 | 0 | 15213082.5603 | 35382518.3337 | 177.8279 | 0.086682 | 175504.4405 | 408187.4307 | 3577.8954 | 8321.4529
1 | 3800 | 707 | 0.045 | 15 | 15 | 7 | 2.3714e-13 | 5spot_SharedNeighbor | Water | Porous | Wet | R600a | MinimizeLCOE_Brownfield | IgnoreSilica | 2019 | 1.4908 | 0.47065 | 0.036652 | 4 | 106871.8837 | 244444.6018 | 2178.7279 | 4983.3338 | 143.7448 | 0 | 24.4476 | 267640.2901 | 21926.117 | 183742.2357 | 95406.6076 | 0 | 72576.3644 | 0 | 250103.7298 | 650718.6015 | 444128.8165 | 1986242.7626 | 961560.8286 | 12720605.2746 | 12720605.2746 | 1478867.319 | 5969963.1797 | 0 | 15668408.8658 | 35837844.6391 | 237.1374 | 0.14661 | 106871.8837 | 244444.6018 | 2178.7279 | 4983.3338
1 | 3800 | 707 | 0.045 | 15 | 15 | 7 | 3.1623e-13 | 5spot_SharedNeighbor | Water | Porous | Wet | R600a | MinimizeLCOE_Brownfield | IgnoreSilica | 2019 | 1.9431 | 0.6779 | 0.059405 | 4 | 68541.8438 | 153423.2012 | 1397.3182 | 3127.7395 | 151.4537 | 0 | 159.0984 | 358484.0434 | 31359.4463 | 244628.2026 | 124055.6093 | 0 | 82439.7939 | 0 | 327977.1673 | 853329.3118 | 582414.7895 | 2604688.3641 | 961560.8286 | 12720605.2746 | 12720605.2746 | 1478867.319 | 5969963.1797 | 0 | 16286854.4673 | 36456290.2407 | 316.2278 | 0.23762 | 68541.8438 | 153423.2012 | 1397.3182 | 3127.7395
1 | 3800 | 707 | 0.045 | 15 | 15 | 7 | 4.217e-13 | 5spot_SharedNeighbor | Water | Porous | Wet | R600a | MinimizeLCOE_Brownfield | IgnoreSilica | 2019 | 2.5266 | 0.97303 | 0.090709 | 4 | 47040.7051 | 102629.268 | 958.9884 | 2092.2364 | 157.7337 | 0 | 213.0819 | 469292.3599 | 42454.7453 | 325788.8623 | 161457.5999 | 0 | 94172.9522 | 0 | 426334.9426 | 1109236.0674 | 757076.4085 | 3385813.9382 | 961560.8286 | 12720605.2746 | 12720605.2746 | 1478867.319 | 5969963.1797 | 0 | 17067980.0414 | 37237415.8148 | 421.6965 | 0.36283 | 47040.7051 | 102629.268 | 958.9884 | 2092.2364
1 | 3800 | 707 | 0.045 | 15 | 15 | 7 | 5.6234e-13 | 5spot_SharedNeighbor | Water | Porous | Wet | R600a | MinimizeLCOE_Brownfield | IgnoreSilica | 2019 | 3.3045 | 1.3891 | 0.13201 | 4 | 34161.8163 | 72357.177 | 696.4348 | 1475.0989 | 162.9219 | 0 | 276.7214 | 601828.6359 | 54468.6889 | 433128.7503 | 208101.1693 | 0 | 109305.2037 | 0 | 548664.6548 | 1427512.8852 | 974306.8766 | 4357316.8647 | 961560.8286 | 12720605.2746 | 12720605.2746 | 1478867.319 | 5969963.1797 | 0 | 18039482.9679 | 38208918.7413 | 562.3413 | 0.52806 | 34161.8163 | 72357.177 | 696.4348 | 1475.0989
1 | 3800 | 707 | 0.045 | 15 | 15 | 7 | 7.4989e-13 | 5spot_SharedNeighbor | Water | Porous | Wet | R600a | MinimizeLCOE_Brownfield | IgnoreSilica | 2019 | 4.3406 | 1.9451 | 0.18717 | 4 | 25702.6143 | 52642.6939 | 523.9826 | 1073.1925 | 167.1106 | 0 | 37.0859 | 761778.5743 | 68943.5323 | 567001.9667 | 269738.0621 | 0 | 127937.217 | 0 | 700205.7474 | 1821791.7229 | 1243410.285 | 5560807.1077 | 961560.8286 | 12720605.2746 | 12720605.2746 | 1478867.319 | 5969963.1797 | 0 | 19242973.211 | 39412408.9843 | 749.8942 | 0.74868 | 25702.6143 | 52642.6939 | 523.9826 | 1073.1925
1 | 3800 | 707 | 0.045 | 15 | 15 | 7 | 1e-12 | 5spot_SharedNeighbor | Water | Porous | Wet | R600a | MinimizeLCOE_Brownfield | IgnoreSilica | 2019 | 5.722 | 2.6874 | 0.26075 | 4 | 19885.0112 | 39222.7692 | 405.3828 | 799.6092 | 170.4226 | 0 | 50.0163 | 955628.3838 | 86451.6076 | 734351.5957 | 351568.1605 | 0 | 150812.3899 | 0 | 888736.7336 | 2312310.6758 | 1578199.5495 | 7058059.0963 | 961560.8286 | 12720605.2746 | 12720605.2746 | 1478867.319 | 5969963.1797 | 0 | 20740225.1996 | 40909660.9729 | 1000 | 1.043 | 19885.0112 | 39222.7692 | 405.3828 | 799.6092
1 | 3800 | 707 | 0.045 | 15 | 15 | 7 | 1.3335e-12 | 5spot_SharedNeighbor | Water | Porous | Wet | R600a | MinimizeLCOE_Brownfield | IgnoreSilica | 2019 | 7.5468 | 3.6632 | 0.35747 | 4 | 15793.613 | 29899.2972 | 321.9742 | 609.5376 | 172.8688 | 0 | 43.7168 | 1187921.1177 | 107384.7434 | 940862.8923 | 459295.6752 | 0 | 178309.027 | 0 | 1120771.6477 | 2916017.9254 | 1990242.1523 | 8900805.181 | 961560.8286 | 12720605.2746 | 12720605.2746 | 1478867.319 | 5969963.1797 | 0 | 22582971.2843 | 42752407.0576 | 1333.5214 | 1.4299 | 15793.613 | 29899.2972 | 321.9742 | 609.5376
1 | 3800 | 707 | 0.045 | 15 | 15 | 7 | 1.7783e-12 | 5spot_SharedNeighbor | Water | Porous | Wet | R600a | MinimizeLCOE_Brownfield | IgnoreSilica | 2019 | 9.9757 | 4.9806 | 0.4884 | 4 | 12750.8379 | 23074.9867 | 259.9431 | 470.4148 | 175.0451 | 0 | 45.4388 | 1474533.9822 | 133148.0426 | 1202985.2044 | 602953.5214 | 0 | 211555.8245 | 0 | 1413818.8643 | 3678466.6708 | 2510629.0878 | 11228091.198 | 961560.8286 | 12720605.2746 | 12720605.2746 | 1478867.319 | 5969963.1797 | 0 | 24910257.3013 | 45079693.0746 | 1778.2794 | 1.9536 | 12750.8379 | 23074.9867 | 259.9431 | 470.4148
1 | 3800 | 707 | 0.045 | 15 | 15 | 7 | 2.3714e-12 | 5spot_SharedNeighbor | Water | Porous | Wet | R600a | MinimizeLCOE_Brownfield | IgnoreSilica | 2019 | 13.2152 | 6.7281 | 0.66179 | 4 | 10508.2851 | 18127.6134 | 214.2256 | 369.5559 | 176.6012 | 0 | 46.4951 | 1822579.3119 | 164346.3412 | 1530193.2784 | 794101.393 | 0 | 252417.9886 | 0 | 1779818.9421 | 4630723.7963 | 3160564.1428 | 14134745.1943 | 961560.8286 | 12720605.2746 | 12720605.2746 | 1478867.319 | 5969963.1797 | 0 | 27816911.2975 | 47986347.0709 | 2371.3737 | 2.6471 | 10508.2851 | 18127.6134 | 214.2256 | 369.5559
1 | 3800 | 707 | 0.045 | 15 | 15 | 7 | 3.1623e-12 | 5spot_SharedNeighbor | Water | Porous | Wet | R600a | MinimizeLCOE_Brownfield | IgnoreSilica | 2019 | 17.5079 | 9.0444 | 0.89135 | 4 | 8820.6829 | 14477.6665 | 179.8216 | 295.1468 | 177.7889 | 0 | 28.7967 | 2245750.3535 | 202164.0392 | 1938827.9861 | 1047319.0401 | 0 | 302355.4021 | 0 | 2237202.5602 | 5820742.1482 | 3972776.1205 | 17767137.6498 | 961560.8286 | 12720605.2746 | 12720605.2746 | 1478867.319 | 5969963.1797 | 0 | 31449303.7531 | 51618739.5264 | 3162.2777 | 3.5654 | 8820.6829 | 14477.6665 | 179.8216 | 295.1468
1 | 3800 | 707 | 0.045 | 15 | 15 | 7 | 4.217e-12 | 5spot_SharedNeighbor | Water | Porous | Wet | R600a | MinimizeLCOE_Brownfield | IgnoreSilica | 2019 | 23.2152 | 12.125 | 1.1975 | 4 | 7517.171 | 11727.9589 | 153.2477 | 239.0903 | 178.6958 | 0 | 30.8642 | 2762651.6219 | 248207.221 | 2451206.2662 | 1383943.0106 | 0 | 361880.0311 | 0 | 2811076.3788 | 7313844.1066 | 4991848.8872 | 22324657.5234 | 961560.8286 | 12720605.2746 | 12720605.2746 | 1478867.319 | 5969963.1797 | 0 | 36006823.6266 | 56176259.4 | 4216.965 | 4.7899 | 7517.171 | 11727.9589 | 153.2477 | 239.0903
1 | 3800 | 707 | 0.045 | 15 | 15 | 7 | 5.6234e-12 | 5spot_SharedNeighbor | Water | Porous | Wet | R600a | MinimizeLCOE_Brownfield | IgnoreSilica | 2019 | 30.7428 | 16.1887 | 1.6015 | 4 | 6508.5574 | 9657.1074 | 132.6857 | 196.8732 | 179.3826 | 0 | 28.5633 | 3389715.6939 | 303867.8449 | 3088894.6516 | 1827840.6865 | 0 | 433593.0674 | 0 | 3527125.6583 | 9176857.4499 | 6263393.7751 | 28011288.8275 | 961560.8286 | 12720605.2746 | 12720605.2746 | 1478867.319 | 5969963.1797 | 0 | 41693454.9308 | 61862890.7041 | 5623.4133 | 6.4059 | 6508.5574 | 9657.1074 | 132.6857 | 196.8732
1 | 3800 | 707 | 0.045 | 15 | 15 | 7 | 7.4989e-12 | 5spot_SharedNeighbor | Water | Porous | Wet | R600a | MinimizeLCOE_Brownfield | IgnoreSilica | 2019 | 40.6205 | 21.5213 | 2.1317 | 4 | 5719.1875 | 8084.5833 | 116.5934 | 164.8152 | 179.8994 | 0 | 33.9531 | 4147581.3891 | 370889.8074 | 3879082.2253 | 2410297.4149 | 0 | 519808.6383 | 0 | 4417787.1953 | 11494176.0693 | 7845011.349 | 35084634.0887 | 961560.8286 | 12720605.2746 | 12720605.2746 | 1478867.319 | 5969963.1797 | 0 | 48766800.1919 | 68936235.9653 | 7498.9421 | 8.5269 | 5719.1875 | 8084.5833 | 116.5934 | 164.8152
1 | 3800 | 707 | 0.045 | 15 | 15 | 7 | 1e-11 | 5spot_SharedNeighbor | Water | Porous | Wet | R600a | MinimizeLCOE_Brownfield | IgnoreSilica | 2019 | 53.2152 | 28.3117 | 2.8067 | 4 | 5106.5021 | 6903.0482 | 104.103 | 140.728 | 180.2528 | 0 | 47.0829 | 5038540.9206 | 449379.0213 | 4830661.2139 | 3152799.7007 | 0 | 620921.1665 | 0 | 5495997.789 | 14299458.8627 | 9759674.4983 | 43647433.1729 | 961560.8286 | 12720605.2746 | 12720605.2746 | 1478867.319 | 5969963.1797 | 0 | 57329599.2761 | 77499035.0495 | 10000 | 11.2268 | 5106.5021 | 6903.0482 | 104.103 | 140.728
1 | 3800 | 707 | 0.045 | 15 | 15 | 7 | 1.3335e-11 | 5spot_SharedNeighbor | Water | Porous | Wet | R600a | MinimizeLCOE_Brownfield | IgnoreSilica | 2019 | 69.4615 | 37.008 | 3.6698 | 4 | 4618.6823 | 5992.6867 | 94.1581 | 122.169 | 180.3747 | 0 | 59.5696 | 6094717.8249 | 542055.2928 | 5985085.3291 | 4109177.4712 | 0 | 741508.007 | 0 | 6814292.1307 | 17729390.3207 | 12100673.1964 | 54116899.5727 | 961560.8286 | 12720605.2746 | 12720605.2746 | 1478867.319 | 5969963.1797 | 0 | 67799065.676 | 87968501.4493 | 13335.2143 | 14.6793 | 4618.6823 | 5992.6867 | 94.1581 | 122.169
1 | 3800 | 707 | 0.045 | 15 | 15 | 7 | 1.7783e-11 | 5spot_SharedNeighbor | Water | Porous | Wet | R600a | MinimizeLCOE_Brownfield | IgnoreSilica | 2019 | 89.9025 | 47.7291 | 4.7294 | 4 | 4239.6511 | 5305.8142 | 86.431 | 108.1662 | 180.0729 | 0 | 38.6514 | 7303719.6912 | 647716.3073 | 7336017.1385 | 5307515.2609 | 0 | 882967.4688 | 0 | 8376394.988 | 21793661.5239 | 14874621.805 | 66522614.1836 | 961560.8286 | 12720605.2746 | 12720605.2746 | 1478867.319 | 5969963.1797 | 0 | 80204780.2868 | 100374216.0602 | 17782.7941 | 18.9178 | 4239.6511 | 5305.8142 | 86.431 | 108.1662
1 | 3800 | 707 | 0.045 | 15 | 15 | 7 | 2.3714e-11 | 5spot_SharedNeighbor | Water | Porous | Wet | R600a | MinimizeLCOE_Brownfield | IgnoreSilica | 2019 | 113.6025 | 59.6757 | 5.9001 | 4 | 3967.8053 | 4822.4309 | 80.8891 | 98.3118 | 179.1772 | 0 | 44.1208 | 8562965.6859 | 757346.9915 | 8771459.2392 | 6686304.5382 | 0 | 1038118.022 | 0 | 10068315.8459 | 26195692.5356 | 17879098.4232 | 79959301.2814 | 961560.8286 | 12720605.2746 | 12720605.2746 | 1478867.319 | 5969963.1797 | 0 | 93641467.3846 | 113810903.158 | 23713.7371 | 23.6003 | 3967.8053 | 4822.4309 | 80.8891 | 98.3118
1 | 3800 | 707 | 0.045 | 15 | 15 | 7 | 3.1623e-11 | 5spot_SharedNeighbor | Water | Porous | Wet | R600a | MinimizeLCOE_Brownfield | IgnoreSilica | 2019 | 127.2318 | 66.2409 | 6.6697 | 4 | 3769.9279 | 4525.9322 | 76.8551 | 92.2672 | 178.432 | 0 | 39.1779 | 9224097.2089 | 814750.6925 | 9535303.4101 | 7471974.2585 | 0 | 1009611.6429 | 0 | 10941737.513 | 28468156.5499 | 19430101.8075 | 86895733.0833 | 961560.8286 | 12720605.2746 | 12720605.2746 | 1478867.319 | 5969963.1797 | 0 | 100577899.1866 | 120747334.9599 | 31622.7766 | 26.679 | 3769.9279 | 4525.9322 | 76.8551 | 92.2672
1 | 3800 | 707 | 0.045 | 15 | 15 | 7 | 4.217e-11 | 5spot_SharedNeighbor | Water | Porous | Wet | R600a | MinimizeLCOE_Brownfield | IgnoreSilica | 2019 | 140.5561 | 72.4579 | 7.4066 | 4 | 3614.4194 | 4295.2104 | 73.6848 | 87.5637 | 177.6165 | 0 | 61.7896 | 9833246.0381 | 867553.6125 | 10244765.9625 | 8235224.51 | 0 | 975067.4618 | 0 | 11760784.4581 | 30599148.6914 | 20884547.7315 | 93400338.4658 | 961560.8286 | 12720605.2746 | 12720605.2746 | 1478867.319 | 5969963.1797 | 0 | 107082504.5691 | 127251940.3424 | 42169.6503 | 29.6265 | 3614.4194 | 4295.2104 | 73.6848 | 87.5637
1 | 3800 | 707 | 0.045 | 15 | 15 | 7 | 5.6234e-11 | 5spot_SharedNeighbor | Water | Porous | Wet | R600a | MinimizeLCOE_Brownfield | IgnoreSilica | 2019 | 151.807 | 77.6104 | 8.0492 | 4 | 3489.3399 | 4115.7848 | 71.1349 | 83.9058 | 176.9384 | 0 | 111.9722 | 10326957.9544 | 910291.6526 | 10823550.3507 | 8877443.2138 | 0 | 916731.0621 | 0 | 12423439.9511 | 32323242.3549 | 22061277.0834 | 98662933.623 | 961560.8286 | 12720605.2746 | 12720605.2746 | 1478867.319 | 5969963.1797 | 0 | 112345099.7263 | 132514535.4996 | 56234.1325 | 32.1967 | 3489.3399 | 4115.7848 | 71.1349 | 83.9058
1 | 3800 | 707 | 0.045 | 15 | 15 | 7 | 7.4989e-11 | 5spot_SharedNeighbor | Water | Porous | Wet | R600a | MinimizeLCOE_Brownfield | IgnoreSilica | 2019 | 160.2398 | 81.3667 | 8.5507 | 4 | 3393.7924 | 3983.4949 | 69.187 | 81.2089 | 176.3898 | 0 | 126.3516 | 10681045.8605 | 940912.1927 | 11240637.0711 | 9355778.916 | 0 | 841500.1989 | 0 | 12893350.9532 | 33545854.3904 | 22895734.9198 | 102394814.5025 | 961560.8286 | 12720605.2746 | 12720605.2746 | 1478867.319 | 5969963.1797 | 0 | 116076980.6057 | 136246416.379 | 74989.4209 | 34.2027 | 3393.7924 | 3983.4949 | 69.187 | 81.2089
1 | 3800 | 707 | 0.045 | 15 | 15 | 7 | 1e-10 | 5spot_SharedNeighbor | Water | Porous | Wet | R600a | MinimizeLCOE_Brownfield | IgnoreSilica | 2019 | 167.0681 | 84.345 | 8.9598 | 4 | 3320.2605 | 3883.0393 | 67.688 | 79.161 | 175.9261 | 0 | 133.1115 | 10958527.3163 | 964890.4504 | 11568608.1471 | 9741778.9215 | 0 | 768157.521 | 0 | 13260765.3189 | 34501791.2029 | 23548181.4369 | 105312700.3149 | 961560.8286 | 12720605.2746 | 12720605.2746 | 1478867.319 | 5969963.1797 | 0 | 118994866.4181 | 139164302.1915 | 100000 | 35.839 | 3320.2605 | 3883.0393 | 67.688 | 79.161
1 | 3800 | 707 | 0.045 | 15 | 15 | 7 | 1.3335e-10 | 5spot_SharedNeighbor | Water | Porous | Wet | R600a | MinimizeLCOE_Brownfield | IgnoreSilica | 2019 | 172.3593 | 86.6111 | 9.2815 | 4 | 3263.897 | 3807.1676 | 66.539 | 77.6143 | 175.5552 | 0 | 133.1788 | 11167806.9679 | 982965.1246 | 11816603.2798 | 10039402.5975 | 0 | 699166.7723 | 0 | 13535318.4494 | 35216122.1297 | 24035726.9725 | 107493112.2936 | 961560.8286 | 12720605.2746 | 12720605.2746 | 1478867.319 | 5969963.1797 | 0 | 121175278.3969 | 141344714.1702 | 133352.1432 | 37.126 | 3263.897 | 3807.1676 | 66.539 | 77.6143
1 | 3800 | 707 | 0.045 | 15 | 15 | 7 | 1.7783e-10 | 5spot_SharedNeighbor | Water | Porous | Wet | R600a | MinimizeLCOE_Brownfield | IgnoreSilica | 2019 | 176.4297 | 88.3303 | 9.5319 | 4 | 3220.8642 | 3749.8634 | 65.6617 | 76.446 | 175.2631 | 0 | 140.2703 | 11325542.5095 | 996582.5405 | 12003873.638 | 10267926.2908 | 0 | 637754.4074 | 0 | 13740354.9606 | 35749585.0732 | 24399826.393 | 109121445.813 | 961560.8286 | 12720605.2746 | 12720605.2746 | 1478867.319 | 5969963.1797 | 0 | 122803611.9162 | 142973047.6895 | 177827.941 | 38.1275 | 3220.8642 | 3749.8634 | 65.6617 | 76.446
1 | 3800 | 707 | 0.045 | 15 | 15 | 7 | 2.3714e-10 | 5spot_SharedNeighbor | Water | Porous | Wet | R600a | MinimizeLCOE_Brownfield | IgnoreSilica | 2019 | 179.5165 | 89.6198 | 9.7241 | 4 | 3188.103 | 3706.6466 | 64.9938 | 75.565 | 175.0378 | 0 | 145.0621 | 11443287.6056 | 1006744.4572 | 12143861.6997 | 10440983.0115 | 0 | 584842.6538 | 0 | 13891690.5769 | 36143329.3034 | 24668564.9207 | 110323304.2289 | 961560.8286 | 12720605.2746 | 12720605.2746 | 1478867.319 | 5969963.1797 | 0 | 124005470.3321 | 144174906.1054 | 237137.3706 | 38.8963 | 3188.103 | 3706.6466 | 64.9938 | 75.565
1 | 3800 | 707 | 0.045 | 15 | 15 | 7 | 3.1623e-10 | 5spot_SharedNeighbor | Water | Porous | Wet | R600a | MinimizeLCOE_Brownfield | IgnoreSilica | 2019 | 181.9092 | 90.6098 | 9.8728 | 4 | 3163.2083 | 3673.9392 | 64.4863 | 74.8982 | 174.861 | 0 | 137.6286 | 11533365.3681 | 1014516.7902 | 12251067.8766 | 10574557.5316 | 0 | 541248.7423 | 0 | 14006754.9604 | 36442703.2265 | 24872893.7747 | 111237108.2703 | 961560.8286 | 12720605.2746 | 12720605.2746 | 1478867.319 | 5969963.1797 | 0 | 124919274.3735 | 145088710.1469 | 316227.766 | 39.4913 | 3163.2083 | 3673.9392 | 64.4863 | 74.8982
1 | 3800 | 707 | 0.045 | 15 | 15 | 7 | 4.217e-10 | 5spot_SharedNeighbor | Water | Porous | Wet | R600a | MinimizeLCOE_Brownfield | IgnoreSilica | 2019 | 183.6038 | 91.3061 | 9.9817 | 4 | 3144.3377 | 3649.4982 | 64.1016 | 74.4 | 174.7345 | 0 | 170.1777 | 11596550.3615 | 1019967.7779 | 12326325.1092 | 10668993.9915 | 0 | 504394.5369 | 0 | 14085330.393 | 36647140.384 | 25012426.3355 | 111861128.8894 | 961560.8286 | 12720605.2746 | 12720605.2746 | 1478867.319 | 5969963.1797 | 0 | 125543294.9927 | 145712730.766 | 421696.5034 | 39.9268 | 3144.3377 | 3649.4982 | 64.1016 | 74.4
1 | 3800 | 707 | 0.045 | 15 | 15 | 7 | 5.6234e-10 | 5spot_SharedNeighbor | Water | Porous | Wet | R600a | MinimizeLCOE_Brownfield | IgnoreSilica | 2019 | 184.8561 | 91.8182 | 10.0632 | 4 | 3130.0603 | 3631.1274 | 63.8105 | 74.0254 | 174.6404 | 0 | 155.9595 | 11642928.8185 | 1023968.3852 | 12381594.7394 | 10738732.8123 | 0 | 474593.2821 | 0 | 14142109.0347 | 36794866.7627 | 25113252.6245 | 112312046.4594 | 961560.8286 | 12720605.2746 | 12720605.2746 | 1478867.319 | 5969963.1797 | 0 | 125994212.5627 | 146163648.336 | 562341.3252 | 40.253 | 3130.0603 | 3631.1274 | 63.8105 | 74.0254
1 | 3800 | 707 | 0.045 | 15 | 15 | 7 | 7.4989e-10 | 5spot_SharedNeighbor | Water | Porous | Wet | R600a | MinimizeLCOE_Brownfield | IgnoreSilica | 2019 | 184.228 | 91.5595 | 10.0671 | 4 | 3118.8101 | 3619.6852 | 63.5812 | 73.7922 | 174.6859 | 0 | 257.89 | 11619512.5503 | 1021948.5473 | 12353686.1897 | 10703706.3153 | 0 | 432292.5063 | 0 | 14091146.9825 | 36662273.9567 | 25022755.3099 | 111907322.358 | 961560.8286 | 12720605.2746 | 12720605.2746 | 1478867.319 | 5969963.1797 | 0 | 125589488.4612 | 145758924.2345 | 749894.2093 | 40.2684 | 3118.8101 | 3619.6852 | 63.5812 | 73.7922
1 | 3800 | 707 | 0.045 | 15 | 15 | 7 | 1e-09 | 5spot_SharedNeighbor | Water | Porous | Wet | R600a | MinimizeLCOE_Brownfield | IgnoreSilica | 2019 | 186.8124 | 92.6145 | 10.1839 | 4 | 3110.6882 | 3605.8201 | 63.4156 | 73.5095 | 174.4929 | 0 | 140.9533 | 11714910.6139 | 1030176.7433 | 12467426.1918 | 10847618.5319 | 0 | 434531.855 | 0 | 14232918.935 | 37031135.4958 | 25274510.8896 | 113033229.2565 | 961560.8286 | 12720605.2746 | 12720605.2746 | 1478867.319 | 5969963.1797 | 0 | 126715395.3597 | 146884831.133 | 1000000 | 40.7355 | 3110.6882 | 3605.8201 | 63.4156 | 73.5095
1 | 3800 | 707 | 0.045 | 15 | 15 | 7 | 1.3335e-09 | 5spot_SharedNeighbor | Water | Porous | Wet | R600a | MinimizeLCOE_Brownfield | IgnoreSilica | 2019 | 187.3117 | 92.8167 | 10.2174 | 4 | 3104.6464 | 3598.1526 | 63.2924 | 73.3532 | 174.4548 | 0 | 146.3677 | 11733161.0516 | 1031750.6724 | 12489197.7514 | 10875391.4454 | 0 | 420202.5681 | 0 | 14254384.3606 | 37086984.1301 | 25312628.7301 | 113203700.7096 | 961560.8286 | 12720605.2746 | 12720605.2746 | 1478867.319 | 5969963.1797 | 0 | 126885866.8128 | 147055302.5862 | 1333521.4322 | 40.8697 | 3104.6464 | 3598.1526 | 63.2924 | 73.3532
1 | 3800 | 707 | 0.045 | 15 | 15 | 7 | 1.7783e-09 | 5spot_SharedNeighbor | Water | Porous | Wet | R600a | MinimizeLCOE_Brownfield | IgnoreSilica | 2019 | 187.6601 | 92.9575 | 10.2417 | 4 | 3100.0988 | 3592.4372 | 63.1997 | 73.2367 | 174.4281 | 0 | 149.6268 | 11745865.6457 | 1032846.288 | 12504355.7855 | 10894763.8684 | 0 | 408903.8996 | 0 | 14268826.84 | 37124560.4988 | 25338275.3739 | 113318398.1999 | 961560.8286 | 12720605.2746 | 12720605.2746 | 1478867.319 | 5969963.1797 | 0 | 127000564.3031 | 147170000.0764 | 1778279.41 | 40.9666 | 3100.0988 | 3592.4372 | 63.1997 | 73.2367
1 | 3800 | 707 | 0.045 | 15 | 15 | 7 | 2.3714e-09 | 5spot_SharedNeighbor | Water | Porous | Wet | R600a | MinimizeLCOE_Brownfield | IgnoreSilica | 2019 | 187.9112 | 93.0589 | 10.2595 | 4 | 3096.6787 | 3588.1614 | 63.13 | 73.1495 | 174.4089 | 0 | 143.1232 | 11755009.9485 | 1033634.8536 | 12515267.1506 | 10908726.9366 | 0 | 400160.5953 | 0 | 14278991.799 | 37151007.6371 | 25356326.0892 | 113399125.01 | 961560.8286 | 12720605.2746 | 12720605.2746 | 1478867.319 | 5969963.1797 | 0 | 127081291.1132 | 147250726.8866 | 2371373.7057 | 41.0379 | 3096.6787 | 3588.1614 | 63.13 | 73.1495
1 | 3800 | 707 | 0.045 | 15 | 15 | 7 | 3.1623e-09 | 5spot_SharedNeighbor | Water | Porous | Wet | R600a | MinimizeLCOE_Brownfield | IgnoreSilica | 2019 | 188.1157 | 93.1415 | 10.2735 | 4 | 3094.108 | 3584.9213 | 63.0776 | 73.0835 | 174.3932 | 0 | 143.5998 | 11762450.4537 | 1034276.4796 | 12524146.1927 | 10920095.7783 | 0 | 393687.8741 | 0 | 14287516.1436 | 37173186.2331 | 25371463.4367 | 113466822.592 | 961560.8286 | 12720605.2746 | 12720605.2746 | 1478867.319 | 5969963.1797 | 0 | 127148988.6952 | 147318424.4686 | 3162277.6602 | 41.0939 | 3094.108 | 3584.9213 | 63.0776 | 73.0835
1 | 3800 | 707 | 0.045 | 15 | 15 | 7 | 4.217e-09 | 5spot_SharedNeighbor | Water | Porous | Wet | R600a | MinimizeLCOE_Brownfield | IgnoreSilica | 2019 | 188.2519 | 93.1964 | 10.2833 | 4 | 3092.1769 | 3582.5197 | 63.0382 | 73.0345 | 174.3828 | 0 | 143.4455 | 11767397.2128 | 1034703.0537 | 12530049.7083 | 10927663.0006 | 0 | 388590.4642 | 0 | 14292877.3414 | 37187134.9701 | 25380983.7363 | 113509399.4875 | 961560.8286 | 12720605.2746 | 12720605.2746 | 1478867.319 | 5969963.1797 | 0 | 127191565.5907 | 147361001.3641 | 4216965.0343 | 41.1333 | 3092.1769 | 3582.5197 | 63.0382 | 73.0345
1 | 3800 | 707 | 0.045 | 15 | 15 | 7 | 5.6234e-09 | 5spot_SharedNeighbor | Water | Porous | Wet | R600a | MinimizeLCOE_Brownfield | IgnoreSilica | 2019 | 188.3593 | 93.2397 | 10.2909 | 4 | 3090.7269 | 3580.7076 | 63.0086 | 72.9976 | 174.3745 | 0 | 134.2661 | 11771299.5253 | 1035039.5588 | 12534706.9714 | 10933634.3716 | 0 | 384795.3177 | 0 | 14297195.5405 | 37198370.0384 | 25388651.9013 | 113543693.2251 | 961560.8286 | 12720605.2746 | 12720605.2746 | 1478867.319 | 5969963.1797 | 0 | 127225859.3283 | 147395295.1017 | 5623413.2519 | 41.1637 | 3090.7269 | 3580.7076 | 63.0086 | 72.9976
1 | 3800 | 707 | 0.045 | 15 | 15 | 7 | 7.4989e-09 | 5spot_SharedNeighbor | Water | Porous | Wet | R600a | MinimizeLCOE_Brownfield | IgnoreSilica | 2019 | 188.4371 | 93.271 | 10.2965 | 4 | 3089.6383 | 3579.3527 | 62.9865 | 72.9699 | 174.3685 | 0 | 140.1233 | 11774123.6658 | 1035283.089 | 12538077.5872 | 10937958.1679 | 0 | 381900.8449 | 0 | 14300263.9083 | 37206353.302 | 25394100.6428 | 113568061.2079 | 961560.8286 | 12720605.2746 | 12720605.2746 | 1478867.319 | 5969963.1797 | 0 | 127250227.3111 | 147419663.0845 | 7498942.0933 | 41.1861 | 3089.6383 | 3579.3527 | 62.9865 | 72.9699
1 | 3800 | 707 | 0.045 | 15 | 15 | 7 | 1e-08 | 5spot_SharedNeighbor | Water | Porous | Wet | R600a | MinimizeLCOE_Brownfield | IgnoreSilica | 2019 | 188.4908 | 93.2926 | 10.3006 | 4 | 3088.8214 | 3578.3443 | 62.9698 | 72.9494 | 174.3644 | 0 | 135.3824 | 11776072.2699 | 1035451.1194 | 12540403.3033 | 10940943.3365 | 0 | 379668.923 | 0 | 14302290.1913 | 37211625.2746 | 25397698.8724 | 113584153.2904 | 961560.8286 | 12720605.2746 | 12720605.2746 | 1478867.319 | 5969963.1797 | 0 | 127266319.3936 | 147435755.1669 | 10000000 | 41.2022 | 3088.8214 | 3578.3443 | 62.9698 | 72.9494
1 | 3900 | 707 | 0.045 | 15 | 15 | 7 | 1e-13 | 5spot_SharedNeighbor | Water | Porous | Wet | R600a | MinimizeLCOE_Brownfield | IgnoreSilica | 2019 | 0.72086 | 0.1543 | 0.0058885 | 4 | 638036.0145 | 1519826.8118 | 13007.2272 | 30983.7253 | 116.4956 | 0 | 21.3688 | 107465.4771 | 7328.0472 | 76724.1104 | 51763.1418 | 0 | 52908.8294 | 0 | 115513.9463 | 300543.5931 | 205127.1778 | 917374.3231 | 961560.8286 | 13149413.2377 | 13149413.2377 | 1478867.319 | 6141486.3649 | 0 | 15028348.3894 | 35798115.3111 | 100 | 0.023554 | 638036.0145 | 1519826.8118 | 13007.2272 | 30983.7253
1 | 3900 | 707 | 0.045 | 15 | 15 | 7 | 1.3335e-13 | 5spot_SharedNeighbor | Water | Porous | Wet | R600a | MinimizeLCOE_Brownfield | IgnoreSilica | 2019 | 0.92292 | 0.23424 | 0.013167 | 4 | 290957.0341 | 685324.6488 | 5931.5527 | 13971.2699 | 127.8221 | 0 | 28.939 | 152526.9684 | 11178.9249 | 106301.6132 | 62975.1479 | 0 | 58516.0155 | 0 | 152684.4812 | 397253.7002 | 271133.8132 | 1212570.6644 | 961560.8286 | 13149413.2377 | 13149413.2377 | 1478867.319 | 6141486.3649 | 0 | 15323544.7307 | 36093311.6524 | 133.3521 | 0.052666 | 290957.0341 | 685324.6488 | 5931.5527 | 13971.2699
1 | 3900 | 707 | 0.045 | 15 | 15 | 7 | 1.7783e-13 | 5spot_SharedNeighbor | Water | Porous | Wet | R600a | MinimizeLCOE_Brownfield | IgnoreSilica | 2019 | 1.1813 | 0.3451 | 0.024333 | 4 | 161295.0088 | 374684.638 | 3288.2169 | 7638.4531 | 137.9386 | 0 | 25.1156 | 209790.3645 | 16460.6664 | 143933.6131 | 77913.4083 | 0 | 64707.2706 | 0 | 199994.0759 | 520343.5611 | 355145.1725 | 1588288.1324 | 961560.8286 | 13149413.2377 | 13149413.2377 | 1478867.319 | 6141486.3649 | 0 | 15699262.1987 | 36469029.1203 | 177.8279 | 0.097333 | 161295.0088 | 374684.638 | 3288.2169 | 7638.4531
1 | 3900 | 707 | 0.045 | 15 | 15 | 7 | 2.3714e-13 | 5spot_SharedNeighbor | Water | Porous | Wet | R600a | MinimizeLCOE_Brownfield | IgnoreSilica | 2019 | 1.5491 | 0.51395 | 0.042354 | 4 | 95827.4325 | 218422.6214 | 1953.5718 | 4452.8406 | 147.5191 | 0 | 29.8453 | 289873.514 | 24477.5691 | 196605.6592 | 100898.1087 | 0 | 73871.1227 | 0 | 267433.1297 | 695806.1455 | 474901.9917 | 2123867.2405 | 961560.8286 | 13149413.2377 | 13149413.2377 | 1478867.319 | 6141486.3649 | 0 | 16234841.3068 | 37004608.2284 | 237.1374 | 0.16942 | 95827.4325 | 218422.6214 | 1953.5718 | 4452.8406
1 | 3900 | 707 | 0.045 | 15 | 15 | 7 | 3.1623e-13 | 5spot_SharedNeighbor | Water | Porous | Wet | R600a | MinimizeLCOE_Brownfield | IgnoreSilica | 2019 | 2.0015 | 0.73125 | 0.067318 | 4 | 62662.5493 | 139795.195 | 1277.4608 | 2849.9141 | 155.1102 | 0 | 152.1532 | 384688.8812 | 34808.7611 | 259213.4154 | 130229.5352 | 0 | 82940.3132 | 0 | 347833.5534 | 904991.5554 | 617675.3322 | 2762381.347 | 961560.8286 | 13149413.2377 | 13149413.2377 | 1478867.319 | 6141486.3649 | 0 | 16873355.4133 | 37643122.3349 | 316.2278 | 0.26927 | 62662.5493 | 139795.195 | 1277.4608 | 2849.9141
1 | 3900 | 707 | 0.045 | 15 | 15 | 7 | 4.217e-13 | 5spot_SharedNeighbor | Water | Porous | Wet | R600a | MinimizeLCOE_Brownfield | IgnoreSilica | 2019 | 2.6044 | 1.0705 | 0.10122 | 4 | 43744.4385 | 95043.0857 | 891.7895 | 1937.5819 | 161.5384 | 0 | 203.5804 | 501654.5977 | 45389.9098 | 351655.0802 | 168248.9447 | 0 | 95451.9709 | 0 | 453336.1963 | 1179487.7908 | 805024.6533 | 3600249.1437 | 961560.8286 | 13149413.2377 | 13149413.2377 | 1478867.319 | 6141486.3649 | 0 | 17711223.21 | 38480990.1317 | 421.6965 | 0.40488 | 43744.4385 | 95043.0857 | 891.7895 | 1937.5819
1 | 3900 | 707 | 0.045 | 15 | 15 | 7 | 5.6234e-13 | 5spot_SharedNeighbor | Water | Porous | Wet | R600a | MinimizeLCOE_Brownfield | IgnoreSilica | 2019 | 3.4017 | 1.5176 | 0.14595 | 4 | 32076.9216 | 67654.3437 | 653.9314 | 1379.2253 | 166.8065 | 0 | 269.5096 | 640249.8324 | 57948.0622 | 464890.5535 | 216388.1501 | 0 | 110628.4978 | 0 | 581140.9875 | 1512009.641 | 1031977.6487 | 4615233.3731 | 961560.8286 | 13149413.2377 | 13149413.2377 | 1478867.319 | 6141486.3649 | 0 | 18726207.4394 | 39495974.3611 | 562.3413 | 0.58379 | 32076.9216 | 67654.3437 | 653.9314 | 1379.2253
1 | 3900 | 707 | 0.045 | 15 | 15 | 7 | 7.4989e-13 | 5spot_SharedNeighbor | Water | Porous | Wet | R600a | MinimizeLCOE_Brownfield | IgnoreSilica | 2019 | 4.4721 | 2.1198 | 0.20607 | 4 | 24258.6912 | 49456.4606 | 494.5462 | 1008.2368 | 171.0926 | 0 | 40.884 | 809105.3038 | 73221.4097 | 607384.9922 | 280581.0511 | 0 | 129693.3721 | 0 | 740994.5903 | 1927915.9249 | 1315842.2335 | 5884738.8775 | 961560.8286 | 13149413.2377 | 13149413.2377 | 1478867.319 | 6141486.3649 | 0 | 19995712.9438 | 40765479.8655 | 749.8942 | 0.82427 | 24258.6912 | 49456.4606 | 494.5462 | 1008.2368
1 | 3900 | 707 | 0.045 | 15 | 15 | 7 | 1e-12 | 5spot_SharedNeighbor | Water | Porous | Wet | R600a | MinimizeLCOE_Brownfield | IgnoreSilica | 2019 | 5.8754 | 2.9103 | 0.28518 | 4 | 18890.3531 | 37098.108 | 385.1054 | 756.2951 | 174.4275 | 0 | 37.2709 | 1010609.7035 | 91410.7647 | 782688.4425 | 364421.88 | 0 | 152170.6273 | 0 | 936507.553 | 2436600.5488 | 1663029.9417 | 7437439.4614 | 961560.8286 | 13149413.2377 | 13149413.2377 | 1478867.319 | 6141486.3649 | 0 | 21548413.5277 | 42318180.4494 | 1000 | 1.1407 | 18890.3531 | 37098.108 | 385.1054 | 756.2951
1 | 3900 | 707 | 0.045 | 15 | 15 | 7 | 1.3335e-12 | 5spot_SharedNeighbor | Water | Porous | Wet | R600a | MinimizeLCOE_Brownfield | IgnoreSilica | 2019 | 7.7442 | 3.957 | 0.38972 | 4 | 15059.4975 | 28382.8877 | 307.0082 | 578.6236 | 176.8943 | 0 | 42.1972 | 1254134.2935 | 113342.7107 | 1000754.3713 | 475664.0135 | 0 | 179816.3207 | 0 | 1179247.5668 | 3068160.2719 | 2094082.4299 | 9365201.9783 | 961560.8286 | 13149413.2377 | 13149413.2377 | 1478867.319 | 6141486.3649 | 0 | 23476176.0446 | 44245942.9663 | 1333.5214 | 1.5589 | 15059.4975 | 28382.8877 | 307.0082 | 578.6236
1 | 3900 | 707 | 0.045 | 15 | 15 | 7 | 1.7783e-12 | 5spot_SharedNeighbor | Water | Porous | Wet | R600a | MinimizeLCOE_Brownfield | IgnoreSilica | 2019 | 10.2332 | 5.3739 | 0.53183 | 4 | 12182.7245 | 21946.1537 | 248.3613 | 447.402 | 179.1516 | 0 | 27.7354 | 1555608.947 | 140423.6684 | 1278399.5341 | 624171.5075 | 0 | 212955.6133 | 0 | 1486508.1154 | 3867589.1916 | 2639709.0943 | 11805365.6715 | 961560.8286 | 13149413.2377 | 13149413.2377 | 1478867.319 | 6141486.3649 | 0 | 25916339.7378 | 46686106.6595 | 1778.2794 | 2.1273 | 12182.7245 | 21946.1537 | 248.3613 | 447.402
1 | 3900 | 707 | 0.045 | 15 | 15 | 7 | 2.3714e-12 | 5spot_SharedNeighbor | Water | Porous | Wet | R600a | MinimizeLCOE_Brownfield | IgnoreSilica | 2019 | 13.471 | 7.2056 | 0.71568 | 4 | 10090.794 | 17346.0597 | 205.7145 | 353.6229 | 180.7119 | 0 | 43.5996 | 1912881.9843 | 172426.5535 | 1616471.7807 | 816973.8048 | 0 | 251958.1994 | 0 | 1860577.8059 | 4840841.794 | 3303973.9937 | 14776105.9164 | 961560.8286 | 13149413.2377 | 13149413.2377 | 1478867.319 | 6141486.3649 | 0 | 28887079.9827 | 49656846.9044 | 2371.3737 | 2.8627 | 10090.794 | 17346.0597 | 205.7145 | 353.6229
1 | 3900 | 707 | 0.045 | 15 | 15 | 7 | 3.1623e-12 | 5spot_SharedNeighbor | Water | Porous | Wet | R600a | MinimizeLCOE_Brownfield | IgnoreSilica | 2019 | 17.7831 | 9.6459 | 0.9607 | 4 | 8488.8015 | 13893.6498 | 173.0557 | 283.2408 | 181.9205 | 0 | 51.7851 | 2350225.4014 | 211482.9447 | 2041299.0959 | 1073672.8058 | 0 | 299523.2237 | 0 | 2330719.3539 | 6064053.6626 | 4138841.2286 | 18509817.7166 | 961560.8286 | 13149413.2377 | 13149413.2377 | 1478867.319 | 6141486.3649 | 0 | 32620791.7829 | 53390558.7046 | 3162.2777 | 3.8428 | 8488.8015 | 13893.6498 | 173.0557 | 283.2408
1 | 3900 | 707 | 0.045 | 15 | 15 | 7 | 4.217e-12 | 5spot_SharedNeighbor | Water | Porous | Wet | R600a | MinimizeLCOE_Brownfield | IgnoreSilica | 2019 | 23.4905 | 12.8765 | 1.2852 | 4 | 7253.9845 | 11294.2042 | 147.8823 | 230.2476 | 182.8459 | 0 | 57.3495 | 2882689.5676 | 258878.0054 | 2572006.9299 | 1413334.1912 | 0 | 357128.4495 | 0 | 2918774.486 | 7594052.4896 | 5183096.8664 | 23179960.9856 | 961560.8286 | 13149413.2377 | 13149413.2377 | 1478867.319 | 6141486.3649 | 0 | 37290935.0519 | 58060701.9736 | 4216.965 | 5.1408 | 7253.9845 | 11294.2042 | 147.8823 | 230.2476
1 | 3900 | 707 | 0.045 | 15 | 15 | 7 | 5.6234e-12 | 5spot_SharedNeighbor | Water | Porous | Wet | R600a | MinimizeLCOE_Brownfield | IgnoreSilica | 2019 | 31.0421 | 17.1519 | 1.7145 | 4 | 6290.5388 | 9319.0594 | 128.2411 | 189.9816 | 183.553 | 0 | 56.7231 | 3531362.3056 | 316414.04 | 3235074.1515 | 1862735.0553 | 0 | 427201.9624 | 0 | 3655387.1308 | 9510567.4912 | 6491157.7354 | 29029899.8722 | 961560.8286 | 13149413.2377 | 13149413.2377 | 1478867.319 | 6141486.3649 | 0 | 43140873.9385 | 63910640.8601 | 5623.4133 | 6.8581 | 6290.5388 | 9319.0594 | 128.2411 | 189.9816
1 | 3900 | 707 | 0.045 | 15 | 15 | 7 | 7.4989e-12 | 5spot_SharedNeighbor | Water | Porous | Wet | R600a | MinimizeLCOE_Brownfield | IgnoreSilica | 2019 | 40.9689 | 22.7725 | 2.2788 | 4 | 5532.8129 | 7811.4227 | 112.7939 | 159.2464 | 184.0874 | 0 | 61.9783 | 4317179.4745 | 385854.477 | 4058464.2322 | 2453513.7305 | 0 | 511891.5806 | 0 | 4573492.363 | 11899288.9762 | 8121509.2322 | 36321194.0661 | 961560.8286 | 13149413.2377 | 13149413.2377 | 1478867.319 | 6141486.3649 | 0 | 50432168.1324 | 71201935.054 | 7498.9421 | 9.1151 | 5532.8129 | 7811.4227 | 112.7939 | 159.2464
1 | 3900 | 707 | 0.045 | 15 | 15 | 7 | 1e-11 | 5spot_SharedNeighbor | Water | Porous | Wet | R600a | MinimizeLCOE_Brownfield | IgnoreSilica | 2019 | 53.8265 | 30.0414 | 3.0086 | 4 | 4935.1761 | 6661.0355 | 100.6102 | 135.7942 | 184.4551 | 0 | 54.3017 | 5255254.4931 | 468425.7699 | 5065356.2165 | 3218337.2199 | 0 | 612402.3648 | 0 | 5701712.6651 | 14834686.7725 | 10124978.5445 | 45281154.0464 | 961560.8286 | 13149413.2377 | 13149413.2377 | 1478867.319 | 6141486.3649 | 0 | 59392128.1127 | 80161895.0344 | 10000 | 12.0344 | 4935.1761 | 6661.0355 | 100.6102 | 135.7942
1 | 3900 | 707 | 0.045 | 15 | 15 | 7 | 1.3335e-11 | 5spot_SharedNeighbor | Water | Porous | Wet | R600a | MinimizeLCOE_Brownfield | IgnoreSilica | 2019 | 70.2138 | 39.237 | 3.9305 | 4 | 4465.8022 | 5786.8776 | 91.0414 | 117.9733 | 184.5696 | 0 | 53.8306 | 6353502.5169 | 564707.9652 | 6271778.571 | 4191802.4106 | 0 | 730951.7187 | 0 | 7063969.8411 | 18379000.5072 | 12544045.4968 | 56099759.0275 | 961560.8286 | 13149413.2377 | 13149413.2377 | 1478867.319 | 6141486.3649 | 0 | 70210733.0938 | 90980500.0154 | 13335.2143 | 15.7219 | 4465.8022 | 5786.8776 | 91.0414 | 117.9733
1 | 3900 | 707 | 0.045 | 15 | 15 | 7 | 1.7783e-11 | 5spot_SharedNeighbor | Water | Porous | Wet | R600a | MinimizeLCOE_Brownfield | IgnoreSilica | 2019 | 90.4574 | 50.3657 | 5.0417 | 4 | 4105.768 | 5135.6765 | 83.7016 | 104.6977 | 184.2401 | 0 | 60.7352 | 7588667.2554 | 672559.6763 | 7658460.4411 | 5389799.8224 | 0 | 867730.7548 | 0 | 8649115.0005 | 22503223.0539 | 15358912.1293 | 68688468.1337 | 961560.8286 | 13149413.2377 | 13149413.2377 | 1478867.319 | 6141486.3649 | 0 | 82799442.2 | 103569209.1217 | 17782.7941 | 20.1666 | 4105.768 | 5135.6765 | 83.7016 | 104.6977
1 | 3900 | 707 | 0.045 | 15 | 15 | 7 | 2.3714e-11 | 5spot_SharedNeighbor | Water | Porous | Wet | R600a | MinimizeLCOE_Brownfield | IgnoreSilica | 2019 | 114.4138 | 63.0232 | 6.295 | 4 | 3841.0468 | 4665.9043 | 78.3049 | 95.1208 | 183.278 | 0 | 60.0561 | 8902504.9902 | 786840.6404 | 9162922.1475 | 6796948.7049 | 0 | 1021482.605 | 0 | 10401572.6444 | 27062758.3648 | 18470888.668 | 82605918.7654 | 961560.8286 | 13149413.2377 | 13149413.2377 | 1478867.319 | 6141486.3649 | 0 | 96716892.8317 | 117486659.7533 | 23713.7371 | 25.1798 | 3841.0468 | 4665.9043 | 78.3049 | 95.1208
1 | 3900 | 707 | 0.045 | 15 | 15 | 7 | 3.1623e-11 | 5spot_SharedNeighbor | Water | Porous | Wet | R600a | MinimizeLCOE_Brownfield | IgnoreSilica | 2019 | 131.6091 | 71.6697 | 7.2427 | 4 | 3652.9774 | 4369.8962 | 74.4709 | 89.0862 | 182.2666 | 0 | 80.0261 | 9756865.4661 | 860937.1429 | 10155520.3608 | 7797752.1406 | 0 | 1041931.2892 | 0 | 11549072.4958 | 30048317.5936 | 20508594.1888 | 91718990.6778 | 961560.8286 | 13149413.2377 | 13149413.2377 | 1478867.319 | 6141486.3649 | 0 | 105829964.7441 | 126599731.6658 | 31622.7766 | 28.9709 | 3652.9774 | 4369.8962 | 74.4709 | 89.0862
1 | 3900 | 707 | 0.045 | 15 | 15 | 7 | 4.217e-11 | 5spot_SharedNeighbor | Water | Porous | Wet | R600a | MinimizeLCOE_Brownfield | IgnoreSilica | 2019 | 145.4017 | 78.3934 | 8.0372 | 4 | 3505.6623 | 4151.7169 | 71.4677 | 84.6384 | 181.3949 | 0 | 88.4151 | 10401153.8815 | 916710.0223 | 10910812.1351 | 8595856.685 | 0 | 1007299.7224 | 0 | 12414414.6541 | 32299760.3833 | 22045250.1553 | 98591257.639 | 961560.8286 | 13149413.2377 | 13149413.2377 | 1478867.319 | 6141486.3649 | 0 | 112702231.7053 | 133471998.6269 | 42169.6503 | 32.1486 | 3505.6623 | 4151.7169 | 71.4677 | 84.6384
1 | 3900 | 707 | 0.045 | 15 | 15 | 7 | 5.6234e-11 | 5spot_SharedNeighbor | Water | Porous | Wet | R600a | MinimizeLCOE_Brownfield | IgnoreSilica | 2019 | 155.566 | 83.2235 | 8.6618 | 4 | 3390.303 | 3989.7647 | 69.1159 | 81.3367 | 180.7244 | 0 | 97.9473 | 10854367.1837 | 955891.3518 | 11445381.7168 | 9180884.4981 | 0 | 933064.4396 | 0 | 13014139.7841 | 33860122.1512 | 23110229.1241 | 103354080.2496 | 961560.8286 | 13149413.2377 | 13149413.2377 | 1478867.319 | 6141486.3649 | 0 | 117465054.3159 | 138234821.2375 | 56234.1325 | 34.6474 | 3390.303 | 3989.7647 | 69.1159 | 81.3367
1 | 3900 | 707 | 0.045 | 15 | 15 | 7 | 7.4989e-11 | 5spot_SharedNeighbor | Water | Porous | Wet | R600a | MinimizeLCOE_Brownfield | IgnoreSilica | 2019 | 163.3 | 86.8298 | 9.1608 | 4 | 3299.6455 | 3866.4546 | 67.2677 | 78.8229 | 180.2044 | 0 | 98.5354 | 11187920.5878 | 984701.8129 | 11840466.1762 | 9623978.3497 | 0 | 844771.7024 | 0 | 13447917.0653 | 34988721.6569 | 23880521.4772 | 106798998.8285 | 961560.8286 | 13149413.2377 | 13149413.2377 | 1478867.319 | 6141486.3649 | 0 | 120909972.8948 | 141679739.8164 | 74989.4209 | 36.6433 | 3299.6455 | 3866.4546 | 67.2677 | 78.8229
1 | 3900 | 707 | 0.045 | 15 | 15 | 7 | 1e-10 | 5spot_SharedNeighbor | Water | Porous | Wet | R600a | MinimizeLCOE_Brownfield | IgnoreSilica | 2019 | 169.9381 | 89.8438 | 9.5765 | 4 | 3231.6185 | 3773.8237 | 65.8809 | 76.9345 | 179.7188 | 0 | 103.7223 | 11463689.0401 | 1008504.923 | 12168134.0217 | 10002660.8997 | 0 | 768936.4793 | 0 | 13810650.8919 | 35932480.6667 | 24524656.3937 | 109679713.3162 | 961560.8286 | 13149413.2377 | 13149413.2377 | 1478867.319 | 6141486.3649 | 0 | 123790687.3825 | 144560454.3041 | 100000 | 38.3061 | 3231.6185 | 3773.8237 | 65.8809 | 76.9345
1 | 3900 | 707 | 0.045 | 15 | 15 | 7 | 1.3335e-10 | 5spot_SharedNeighbor | Water | Porous | Wet | R600a | MinimizeLCOE_Brownfield | IgnoreSilica | 2019 | 175.1534 | 92.1698 | 9.9061 | 4 | 3179.3928 | 3703.5597 | 64.8162 | 75.5021 | 179.3247 | 0 | 118.4561 | 11674735.2735 | 1026711.7791 | 12419513.4182 | 10299431.6905 | 0 | 698825.7175 | 0 | 14086494.9727 | 36650170.3816 | 25014494.3711 | 111870377.6042 | 961560.8286 | 13149413.2377 | 13149413.2377 | 1478867.319 | 6141486.3649 | 0 | 125981351.6705 | 146751118.5922 | 133352.1432 | 39.6243 | 3179.3928 | 3703.5597 | 64.8162 | 75.5021
1 | 3900 | 707 | 0.045 | 15 | 15 | 7 | 1.7783e-10 | 5spot_SharedNeighbor | Water | Porous | Wet | R600a | MinimizeLCOE_Brownfield | IgnoreSilica | 2019 | 179.183 | 93.9413 | 10.1631 | 4 | 3139.4466 | 3650.36 | 64.0019 | 74.4175 | 179.0126 | 0 | 113.8359 | 11834462.2257 | 1040485.8284 | 12610113.9032 | 10528348.7472 | 0 | 636639.8595 | 0 | 14293519.7199 | 37188806.3072 | 25382124.4582 | 113514501.0494 | 961560.8286 | 13149413.2377 | 13149413.2377 | 1478867.319 | 6141486.3649 | 0 | 127625475.1157 | 148395242.0373 | 177827.941 | 40.6522 | 3139.4466 | 3650.36 | 64.0019 | 74.4175
1 | 3900 | 707 | 0.045 | 15 | 15 | 7 | 2.3714e-10 | 5spot_SharedNeighbor | Water | Porous | Wet | R600a | MinimizeLCOE_Brownfield | IgnoreSilica | 2019 | 182.3398 | 95.3114 | 10.3639 | 4 | 3108.9669 | 3609.9797 | 63.3805 | 73.5943 | 178.7636 | 0 | 113.7097 | 11957408.1204 | 1051084.8635 | 12757025.5022 | 10706707.4154 | 0 | 584146.7971 | 0 | 14451985.3524 | 37601101.3772 | 25663524.3153 | 114772983.7436 | 961560.8286 | 13149413.2377 | 13149413.2377 | 1478867.319 | 6141486.3649 | 0 | 128883957.8099 | 149653724.7316 | 237137.3706 | 41.4556 | 3108.9669 | 3609.9797 | 63.3805 | 73.5943
1 | 3900 | 707 | 0.045 | 15 | 15 | 7 | 3.1623e-10 | 5spot_SharedNeighbor | Water | Porous | Wet | R600a | MinimizeLCOE_Brownfield | IgnoreSilica | 2019 | 184.6197 | 96.2917 | 10.5129 | 4 | 3085.7849 | 3579.6967 | 62.9079 | 72.977 | 178.5812 | 0 | 127.8251 | 12045077.1367 | 1058641.0302 | 12861889.7906 | 10835344.5682 | 0 | 538939.5199 | 0 | 14562557.8978 | 37888788.4587 | 25859876.6598 | 115651115.062 | 961560.8286 | 13149413.2377 | 13149413.2377 | 1478867.319 | 6141486.3649 | 0 | 129762089.1283 | 150531856.05 | 316227.766 | 42.0516 | 3085.7849 | 3579.6967 | 62.9079 | 72.977
1 | 3900 | 707 | 0.045 | 15 | 15 | 7 | 4.217e-10 | 5spot_SharedNeighbor | Water | Porous | Wet | R600a | MinimizeLCOE_Brownfield | IgnoreSilica | 2019 | 186.3176 | 97.0169 | 10.6252 | 4 | 3068.1939 | 3556.8848 | 62.5493 | 72.5119 | 178.444 | 0 | 128.8938 | 12109762.2033 | 1064215.3227 | 12939318.2883 | 10931064.7065 | 0 | 501748.9019 | 0 | 14642982.6749 | 38098037.2312 | 26002693.2467 | 116289822.5754 | 961560.8286 | 13149413.2377 | 13149413.2377 | 1478867.319 | 6141486.3649 | 0 | 130400796.6417 | 151170563.5634 | 421696.5034 | 42.5008 | 3068.1939 | 3556.8848 | 62.5493 | 72.5119
1 | 3900 | 707 | 0.045 | 15 | 15 | 7 | 5.6234e-10 | 5spot_SharedNeighbor | Water | Porous | Wet | R600a | MinimizeLCOE_Brownfield | IgnoreSilica | 2019 | 187.5675 | 97.5479 | 10.7091 | 4 | 3054.8721 | 3539.7339 | 62.2777 | 72.1623 | 178.3422 | 0 | 132.0022 | 12157046.6922 | 1068289.6269 | 12995948.2022 | 11001483.0349 | 0 | 471580.1248 | 0 | 14700795.5956 | 38248454.5919 | 26105356.1862 | 116748954.0547 | 961560.8286 | 13149413.2377 | 13149413.2377 | 1478867.319 | 6141486.3649 | 0 | 130859928.1211 | 151629695.0427 | 562341.3252 | 42.8365 | 3054.8721 | 3539.7339 | 62.2777 | 72.1623
1 | 3900 | 707 | 0.045 | 15 | 15 | 7 | 7.4989e-10 | 5spot_SharedNeighbor | Water | Porous | Wet | R600a | MinimizeLCOE_Brownfield | IgnoreSilica | 2019 | 187.458 | 97.5 | 10.7326 | 4 | 3044.3429 | 3528.1418 | 62.063 | 71.9259 | 178.3499 | 0 | 121.7741 | 12152783.5303 | 1067922.3048 | 12990841.4208 | 10995283.1928 | 0 | 434398.3279 | 0 | 14680079.2229 | 38194554.8397 | 26068568.4977 | 116584431.3371 | 961560.8286 | 13149413.2377 | 13149413.2377 | 1478867.319 | 6141486.3649 | 0 | 130695405.4034 | 151465172.3251 | 749894.2093 | 42.9306 | 3044.3429 | 3528.1418 | 62.063 | 71.9259
1 | 3900 | 707 | 0.045 | 15 | 15 | 7 | 1e-09 | 5spot_SharedNeighbor | Water | Porous | Wet | R600a | MinimizeLCOE_Brownfield | IgnoreSilica | 2019 | 189.5165 | 98.3721 | 10.8332 | 4 | 3036.8003 | 3516.1105 | 61.9093 | 71.6807 | 178.1828 | 0 | 124.9192 | 12230290.5362 | 1074599.9447 | 13083717.9858 | 11111242.6324 | 0 | 431024.1868 | 0 | 14793041.3615 | 38488459.1525 | 26269164.2303 | 117481540.0302 | 961560.8286 | 13149413.2377 | 13149413.2377 | 1478867.319 | 6141486.3649 | 0 | 131592514.0965 | 152362281.0181 | 1000000 | 43.3326 | 3036.8003 | 3516.1105 | 61.9093 | 71.6807
1 | 3900 | 707 | 0.045 | 15 | 15 | 7 | 1.3335e-09 | 5spot_SharedNeighbor | Water | Porous | Wet | R600a | MinimizeLCOE_Brownfield | IgnoreSilica | 2019 | 190.0159 | 98.5821 | 10.8677 | 4 | 3031.1544 | 3508.942 | 61.7942 | 71.5345 | 178.1415 | 0 | 130.4524 | 12248924.9299 | 1076205.2359 | 13106057.6406 | 11139343.9834 | 0 | 416500.4224 | 0 | 14814942.5628 | 38545441.5857 | 26308055.9119 | 117655472.2726 | 961560.8286 | 13149413.2377 | 13149413.2377 | 1478867.319 | 6141486.3649 | 0 | 131766446.3389 | 152536213.2605 | 1333521.4322 | 43.4707 | 3031.1544 | 3508.942 | 61.7942 | 71.5345
1 | 3900 | 707 | 0.045 | 15 | 15 | 7 | 1.7783e-09 | 5spot_SharedNeighbor | Water | Porous | Wet | R600a | MinimizeLCOE_Brownfield | IgnoreSilica | 2019 | 190.3667 | 98.7294 | 10.8927 | 4 | 3026.9033 | 3503.5933 | 61.7075 | 71.4255 | 178.1124 | 0 | 119.511 | 12261986.247 | 1077330.388 | 13121718.3915 | 11159082.5584 | 0 | 405067.4493 | 0 | 14829822.1633 | 38584155.2542 | 26334478.7861 | 117773641.2378 | 961560.8286 | 13149413.2377 | 13149413.2377 | 1478867.319 | 6141486.3649 | 0 | 131884615.3041 | 152654382.2257 | 1778279.41 | 43.5708 | 3026.9033 | 3503.5933 | 61.7075 | 71.4255
1 | 3900 | 707 | 0.045 | 15 | 15 | 7 | 2.3714e-09 | 5spot_SharedNeighbor | Water | Porous | Wet | R600a | MinimizeLCOE_Brownfield | IgnoreSilica | 2019 | 190.6218 | 98.8363 | 10.9112 | 4 | 3023.7051 | 3499.5875 | 61.6423 | 71.3438 | 178.0912 | 0 | 149.4691 | 12271469.6382 | 1078147.3047 | 13133090.344 | 11173434.9745 | 0 | 396239.3396 | 0 | 14840428.8244 | 38611751.6105 | 26353313.8663 | 117857875.9021 | 961560.8286 | 13149413.2377 | 13149413.2377 | 1478867.319 | 6141486.3649 | 0 | 131968849.9684 | 152738616.89 | 2371373.7057 | 43.6447 | 3023.7051 | 3499.5875 | 61.6423 | 71.3438
1 | 3900 | 707 | 0.045 | 15 | 15 | 7 | 3.1623e-09 | 5spot_SharedNeighbor | Water | Porous | Wet | R600a | MinimizeLCOE_Brownfield | IgnoreSilica | 2019 | 190.807 | 98.9139 | 10.9248 | 4 | 3021.3008 | 3496.5889 | 61.5933 | 71.2827 | 178.0758 | 0 | 148.5402 | 12278346.1925 | 1078739.6536 | 13141336.9536 | 11183853.6541 | 0 | 389453.4213 | 0 | 14847974.6513 | 38631384.3044 | 26366713.5833 | 117917802.4142 | 961560.8286 | 13149413.2377 | 13149413.2377 | 1478867.319 | 6141486.3649 | 0 | 132028776.4805 | 152798543.4022 | 3162277.6602 | 43.6993 | 3021.3008 | 3496.5889 | 61.5933 | 71.2827
1 | 3900 | 707 | 0.045 | 15 | 15 | 7 | 4.217e-09 | 5spot_SharedNeighbor | Water | Porous | Wet | R600a | MinimizeLCOE_Brownfield | IgnoreSilica | 2019 | 190.9534 | 98.9752 | 10.9354 | 4 | 3019.4943 | 3494.3247 | 61.5565 | 71.2365 | 178.0636 | 0 | 144.8883 | 12283775.7586 | 1079207.3525 | 13147848.6572 | 11192084.2469 | 0 | 384391.4061 | 0 | 14854049.8943 | 38647190.8403 | 26377501.8689 | 117966050.0247 | 961560.8286 | 13149413.2377 | 13149413.2377 | 1478867.319 | 6141486.3649 | 0 | 132077024.091 | 152846791.0127 | 4216965.0343 | 43.7414 | 3019.4943 | 3494.3247 | 61.5565 | 71.2365
1 | 3900 | 707 | 0.045 | 15 | 15 | 7 | 5.6234e-09 | 5spot_SharedNeighbor | Water | Porous | Wet | R600a | MinimizeLCOE_Brownfield | IgnoreSilica | 2019 | 191.0628 | 99.021 | 10.9433 | 4 | 3018.1376 | 3492.6256 | 61.5288 | 71.2019 | 178.0545 | 0 | 149.9051 | 12287834.7576 | 1079556.9883 | 13152716.849 | 11198240.7556 | 0 | 380559.8272 | 0 | 14858574.5793 | 38658963.1426 | 26385536.7071 | 118001983.6067 | 961560.8286 | 13149413.2377 | 13149413.2377 | 1478867.319 | 6141486.3649 | 0 | 132112957.673 | 152882724.5946 | 5623413.2519 | 43.773 | 3018.1376 | 3492.6256 | 61.5288 | 71.2019
1 | 3900 | 707 | 0.045 | 15 | 15 | 7 | 7.4989e-09 | 5spot_SharedNeighbor | Water | Porous | Wet | R600a | MinimizeLCOE_Brownfield | IgnoreSilica | 2019 | 191.136 | 99.0516 | 10.9488 | 4 | 3017.1191 | 3491.3656 | 61.5081 | 71.1762 | 178.0484 | 0 | 146.7893 | 12290545.039 | 1079790.446 | 13155967.5485 | 11202355.2915 | 0 | 377567.3893 | 0 | 14861428.0286 | 38666387.2324 | 26390603.8009 | 118024644.7762 | 961560.8286 | 13149413.2377 | 13149413.2377 | 1478867.319 | 6141486.3649 | 0 | 132135618.8425 | 152905385.7641 | 7498942.0933 | 43.7953 | 3017.1191 | 3491.3656 | 61.5081 | 71.1762
1 | 3900 | 707 | 0.045 | 15 | 15 | 7 | 1e-08 | 5spot_SharedNeighbor | Water | Porous | Wet | R600a | MinimizeLCOE_Brownfield | IgnoreSilica | 2019 | 191.1897 | 99.074 | 10.953 | 4 | 3016.3546 | 3490.4221 | 61.4925 | 71.157 | 178.0439 | 0 | 144.9412 | 12292534.0235 | 1079961.772 | 13158353.1798 | 11205375.9576 | 0 | 375299.6071 | 0 | 14863494.5706 | 38671763.9507 | 26394273.5217 | 118041056.583 | 961560.8286 | 13149413.2377 | 13149413.2377 | 1478867.319 | 6141486.3649 | 0 | 132152030.6493 | 152921797.5709 | 10000000 | 43.8118 | 3016.3546 | 3490.4221 | 61.4925 | 71.157
1 | 4000 | 707 | 0.045 | 15 | 15 | 7 | 1e-13 | 5spot_SharedNeighbor | Water | Porous | Wet | R600a | MinimizeLCOE_Brownfield | IgnoreSilica | 2019 | 0.74031 | 0.16518 | 0.0070758 | 4 | 547789.1043 | 1303121.0651 | 11167.4218 | 26565.8855 | 119.1795 | 0 | 23.8332 | 114368.0272 | 7928.3507 | 80871.0543 | 53131.0951 | 0 | 53180.7068 | 0 | 120696.9013 | 314028.5788 | 214330.9577 | 958535.6718 | 961560.8286 | 13584081.2916 | 13584081.2916 | 1478867.319 | 6315353.5865 | 0 | 15504177.7921 | 36882479.9892 | 100 | 0.028303 | 547789.1043 | 1303121.0651 | 11167.4218 | 26565.8855
1 | 4000 | 707 | 0.045 | 15 | 15 | 7 | 1.3335e-13 | 5spot_SharedNeighbor | Water | Porous | Wet | R600a | MinimizeLCOE_Brownfield | IgnoreSilica | 2019 | 0.95719 | 0.25506 | 0.01551 | 4 | 255199.7249 | 599786.5998 | 5202.5916 | 12227.4611 | 131.2199 | 0 | 22.853 | 164632.5465 | 12337.0698 | 113528.2085 | 65585.3856 | 0 | 59461.3646 | 0 | 162062.3842 | 421653.0801 | 287786.8913 | 1287046.9304 | 961560.8286 | 13584081.2916 | 13584081.2916 | 1478867.319 | 6315353.5865 | 0 | 15832689.0506 | 37210991.2478 | 133.3521 | 0.06204 | 255199.7249 | 599786.5998 | 5202.5916 | 12227.4611
1 | 4000 | 707 | 0.045 | 15 | 15 | 7 | 1.7783e-13 | 5spot_SharedNeighbor | Water | Porous | Wet | R600a | MinimizeLCOE_Brownfield | IgnoreSilica | 2019 | 1.235 | 0.38013 | 0.02851 | 4 | 142502.1664 | 329962.6785 | 2905.0994 | 6726.7355 | 141.8363 | 0 | 20.6837 | 228598.2201 | 18442.0192 | 155091.7175 | 82160.8587 | 0 | 66368.292 | 0 | 214757.8319 | 558755.8258 | 381362.3324 | 1705537.0977 | 961560.8286 | 13584081.2916 | 13584081.2916 | 1478867.319 | 6315353.5865 | 0 | 16251179.2179 | 37629481.4151 | 177.8279 | 0.11404 | 142502.1664 | 329962.6785 | 2905.0994 | 6726.7355
1 | 4000 | 707 | 0.045 | 15 | 15 | 7 | 2.3714e-13 | 5spot_SharedNeighbor | Water | Porous | Wet | R600a | MinimizeLCOE_Brownfield | IgnoreSilica | 2019 | 1.5834 | 0.54773 | 0.047527 | 4 | 88233.9886 | 200686.6076 | 1798.7692 | 4091.2679 | 150.7872 | 0 | 23.6292 | 307896.3148 | 26734.8681 | 206380.5433 | 104900.7822 | 0 | 73586.305 | 0 | 280604.5372 | 730075.446 | 498291.4934 | 2228470.29 | 961560.8286 | 13584081.2916 | 13584081.2916 | 1478867.319 | 6315353.5865 | 0 | 16774112.4102 | 38152414.6074 | 237.1374 | 0.19011 | 88233.9886 | 200686.6076 | 1798.7692 | 4091.2679
1 | 4000 | 707 | 0.045 | 15 | 15 | 7 | 3.1623e-13 | 5spot_SharedNeighbor | Water | Porous | Wet | R600a | MinimizeLCOE_Brownfield | IgnoreSilica | 2019 | 2.0598 | 0.80787 | 0.075569 | 4 | 57861.9377 | 128586.6034 | 1179.5939 | 2621.4118 | 158.7647 | 0 | 156.6536 | 412170.0772 | 37271.4363 | 280742.0938 | 136653.9737 | 0 | 83868.6371 | 0 | 370775.4251 | 964681.5996 | 658415.0139 | 2944578.2567 | 961560.8286 | 13584081.2916 | 13584081.2916 | 1478867.319 | 6315353.5865 | 0 | 17490220.377 | 38868522.5741 | 316.2278 | 0.30228 | 57861.9377 | 128586.6034 | 1179.5939 | 2621.4118
1 | 4000 | 707 | 0.045 | 15 | 15 | 7 | 4.217e-13 | 5spot_SharedNeighbor | Water | Porous | Wet | R600a | MinimizeLCOE_Brownfield | IgnoreSilica | 2019 | 2.6822 | 1.1706 | 0.11208 | 4 | 40952.0455 | 88637.2533 | 834.8628 | 1806.9903 | 165.34 | 0 | 206.7735 | 533970.427 | 48319.8167 | 377714.542 | 174878.0749 | 0 | 96543.2129 | 0 | 480256.1687 | 1249528.0368 | 852828.5604 | 3814038.8394 | 961560.8286 | 13584081.2916 | 13584081.2916 | 1478867.319 | 6315353.5865 | 0 | 18359680.9596 | 39737983.1567 | 421.6965 | 0.44832 | 40952.0455 | 88637.2533 | 834.8628 | 1806.9903
1 | 4000 | 707 | 0.045 | 15 | 15 | 7 | 5.6234e-13 | 5spot_SharedNeighbor | Water | Porous | Wet | R600a | MinimizeLCOE_Brownfield | IgnoreSilica | 2019 | 3.499 | 1.6493 | 0.16034 | 4 | 30277.2811 | 63610.5246 | 617.2433 | 1296.7866 | 170.6873 | 0 | 277.2476 | 678675.0144 | 61426.2704 | 496915.3504 | 224505.7453 | 0 | 111715.3258 | 0 | 613562.7055 | 1596364.3006 | 1089551.4372 | 4872716.1495 | 961560.8286 | 13584081.2916 | 13584081.2916 | 1478867.319 | 6315353.5865 | 0 | 19418358.2697 | 40796660.4669 | 562.3413 | 0.64135 | 30277.2811 | 63610.5246 | 617.2433 | 1296.7866
1 | 4000 | 707 | 0.045 | 15 | 15 | 7 | 7.4989e-13 | 5spot_SharedNeighbor | Water | Porous | Wet | R600a | MinimizeLCOE_Brownfield | IgnoreSilica | 2019 | 4.5842 | 2.2877 | 0.22467 | 4 | 23067.2621 | 46855.7331 | 470.2573 | 955.2175 | 175.0096 | 0 | 41.9707 | 853546.85 | 77236.4536 | 645595.2545 | 290067.6348 | 0 | 130329.8312 | 0 | 778742.6494 | 2026128.6316 | 1382874.4238 | 6184521.7288 | 961560.8286 | 13584081.2916 | 13584081.2916 | 1478867.319 | 6315353.5865 | 0 | 20730163.8491 | 42108466.0462 | 749.8942 | 0.89868 | 23067.2621 | 46855.7331 | 470.2573 | 955.2175
1 | 4000 | 707 | 0.045 | 15 | 15 | 7 | 1e-12 | 5spot_SharedNeighbor | Water | Porous | Wet | R600a | MinimizeLCOE_Brownfield | IgnoreSilica | 2019 | 6.0191 | 3.1328 | 0.30986 | 4 | 18032.9463 | 35281.3723 | 367.626 | 719.2585 | 178.4086 | 0 | 25.673 | 1064274.0204 | 96248.4022 | 830203.5056 | 376402.1563 | 0 | 152853.4554 | 0 | 982792.8005 | 2557025.2685 | 1745222.2874 | 7805021.8963 | 961560.8286 | 13584081.2916 | 13584081.2916 | 1478867.319 | 6315353.5865 | 0 | 22350664.0165 | 43728966.2137 | 1000 | 1.2394 | 18032.9463 | 35281.3723 | 367.626 | 719.2585
1 | 4000 | 707 | 0.045 | 15 | 15 | 7 | 1.3335e-12 | 5spot_SharedNeighbor | Water | Porous | Wet | R600a | MinimizeLCOE_Brownfield | IgnoreSilica | 2019 | 7.9 | 4.2335 | 0.42097 | 4 | 14448.7335 | 27144.6573 | 294.557 | 553.3806 | 180.8707 | 0 | 33.7959 | 1315157.0343 | 118830.3047 | 1056317.5258 | 489249.4804 | 0 | 179426.8707 | 0 | 1232002.6743 | 3205418.2399 | 2187763.8135 | 9784165.9438 | 961560.8286 | 13584081.2916 | 13584081.2916 | 1478867.319 | 6315353.5865 | 0 | 24329808.064 | 45708110.2611 | 1333.5214 | 1.6839 | 14448.7335 | 27144.6573 | 294.557 | 553.3806
1 | 4000 | 707 | 0.045 | 15 | 15 | 7 | 1.7783e-12 | 5spot_SharedNeighbor | Water | Porous | Wet | R600a | MinimizeLCOE_Brownfield | IgnoreSilica | 2019 | 10.3648 | 5.7024 | 0.57012 | 4 | 11752.1721 | 21126.612 | 239.5839 | 430.6946 | 183.171 | 0 | 49.8134 | 1622008.3292 | 146378.5328 | 1340541.9352 | 637493.2162 | 0 | 210325.6738 | 0 | 1543131.598 | 4014911.8783 | 2740259.8551 | 12255051.0187 | 961560.8286 | 13584081.2916 | 13584081.2916 | 1478867.319 | 6315353.5865 | 0 | 26800693.1389 | 48178995.3361 | 1778.2794 | 2.2805 | 11752.1721 | 21126.612 | 239.5839 | 430.6946
1 | 4000 | 707 | 0.045 | 15 | 15 | 7 | 2.3714e-12 | 5spot_SharedNeighbor | Water | Porous | Wet | R600a | MinimizeLCOE_Brownfield | IgnoreSilica | 2019 | 13.6562 | 7.6499 | 0.76741 | 4 | 9737.9487 | 16702.417 | 198.5213 | 340.5014 | 184.7887 | 0 | 50.7892 | 1995368.0043 | 179802.4323 | 1695736.2946 | 835049.4368 | 0 | 248821.5371 | 0 | 1932363.305 | 5027612.9373 | 3431449.1368 | 15346203.0842 | 961560.8286 | 13584081.2916 | 13584081.2916 | 1478867.319 | 6315353.5865 | 0 | 29891845.2045 | 51270147.4016 | 2371.3737 | 3.0696 | 9737.9487 | 16702.417 | 198.5213 | 340.5014
1 | 4000 | 707 | 0.045 | 15 | 15 | 7 | 3.1623e-12 | 5spot_SharedNeighbor | Water | Porous | Wet | R600a | MinimizeLCOE_Brownfield | IgnoreSilica | 2019 | 18.0265 | 10.2368 | 1.0295 | 4 | 8199.4576 | 13390.944 | 167.157 | 272.9925 | 186.037 | 0 | 44.7678 | 2451059.093 | 220470.7603 | 2140742.9867 | 1097312.0373 | 0 | 295702.1389 | 0 | 2420061.9363 | 6296504.7353 | 4297493.8621 | 19219347.5498 | 961560.8286 | 13584081.2916 | 13584081.2916 | 1478867.319 | 6315353.5865 | 0 | 33764989.67 | 55143291.8672 | 3162.2777 | 4.118 | 8199.4576 | 13390.944 | 167.157 | 272.9925
1 | 4000 | 707 | 0.045 | 15 | 15 | 7 | 4.217e-12 | 5spot_SharedNeighbor | Water | Porous | Wet | R600a | MinimizeLCOE_Brownfield | IgnoreSilica | 2019 | 23.8265 | 13.6711 | 1.3774 | 4 | 7010.3206 | 10890.5993 | 142.9149 | 222.0196 | 186.9948 | 0 | 48.8213 | 3007433.9818 | 269959.0435 | 2698206.9146 | 1445373.9096 | 0 | 352864.968 | 0 | 3031797.1388 | 7888114.2482 | 5383800.0589 | 24077550.2634 | 961560.8286 | 13584081.2916 | 13584081.2916 | 1478867.319 | 6315353.5865 | 0 | 38623192.3837 | 60001494.5808 | 4216.965 | 5.5095 | 7010.3206 | 10890.5993 | 142.9149 | 222.0196
1 | 4000 | 707 | 0.045 | 15 | 15 | 7 | 5.6234e-12 | 5spot_SharedNeighbor | Water | Porous | Wet | R600a | MinimizeLCOE_Brownfield | IgnoreSilica | 2019 | 31.4636 | 18.1941 | 1.8358 | 4 | 6084.2133 | 8995.5388 | 124.0349 | 183.3862 | 187.7232 | 0 | 57.4976 | 3682072.271 | 329752.7961 | 3391398.3203 | 1903690.883 | 0 | 421592.3568 | 0 | 3794117.5846 | 9871515.6747 | 6737512.2873 | 30131652.1739 | 961560.8286 | 13584081.2916 | 13584081.2916 | 1478867.319 | 6315353.5865 | 0 | 44677294.2941 | 66055596.4913 | 5623.4133 | 7.3432 | 6084.2133 | 8995.5388 | 124.0349 | 183.3862
1 | 4000 | 707 | 0.045 | 15 | 15 | 7 | 7.4989e-12 | 5spot_SharedNeighbor | Water | Porous | Wet | R600a | MinimizeLCOE_Brownfield | IgnoreSilica | 2019 | 41.4831 | 24.1282 | 2.4372 | 4 | 5355.1946 | 7548.0885 | 109.1729 | 153.878 | 188.2729 | 0 | 60.453 | 4497972.4026 | 401794.1988 | 4250629.8394 | 2504935.379 | 0 | 504348.0413 | 0 | 4742275.1458 | 12338427.155 | 8421230.0626 | 37661612.2243 | 961560.8286 | 13584081.2916 | 13584081.2916 | 1478867.319 | 6315353.5865 | 0 | 52207254.3446 | 73585556.5417 | 7498.9421 | 9.7489 | 5355.1946 | 7548.0885 | 109.1729 | 153.878
1 | 4000 | 707 | 0.045 | 15 | 15 | 7 | 1e-11 | 5spot_SharedNeighbor | Water | Porous | Wet | R600a | MinimizeLCOE_Brownfield | IgnoreSilica | 2019 | 54.4916 | 31.8202 | 3.2165 | 4 | 4778.7332 | 6440.3443 | 97.4209 | 131.2951 | 188.6489 | 0 | 56.426 | 5474438.1595 | 487672.9779 | 5303910.3894 | 3285248.082 | 0 | 603311.565 | 0 | 5910286.6578 | 15377353.517 | 10495359.7484 | 46937581.0969 | 961560.8286 | 13584081.2916 | 13584081.2916 | 1478867.319 | 6315353.5865 | 0 | 61483223.2171 | 82861525.4143 | 10000 | 12.866 | 4778.7332 | 6440.3443 | 97.4209 | 131.2951
1 | 4000 | 707 | 0.045 | 15 | 15 | 7 | 1.3335e-11 | 5spot_SharedNeighbor | Water | Porous | Wet | R600a | MinimizeLCOE_Brownfield | IgnoreSilica | 2019 | 71.0226 | 41.5192 | 4.1978 | 4 | 4326.3912 | 5599.5681 | 88.1993 | 114.1548 | 188.7537 | 0 | 61.8872 | 6614153.1844 | 587503.5536 | 6561944.1183 | 4275452.4554 | 0 | 719538.0836 | 0 | 7315850.6441 | 19034342.6887 | 12991330.0016 | 58100114.7296 | 961560.8286 | 13584081.2916 | 13584081.2916 | 1478867.319 | 6315353.5865 | 0 | 72645756.8498 | 94024059.047 | 13335.2143 | 16.7913 | 4326.3912 | 5599.5681 | 88.1993 | 114.1548
1 | 4000 | 707 | 0.045 | 15 | 15 | 7 | 1.7783e-11 | 5spot_SharedNeighbor | Water | Porous | Wet | R600a | MinimizeLCOE_Brownfield | IgnoreSilica | 2019 | 91.4099 | 53.2316 | 5.3781 | 4 | 3979.5007 | 4973.2726 | 81.1275 | 101.3869 | 188.387 | 0 | 72.4297 | 7893640.8713 | 699125.3999 | 8005144.8338 | 5491950.8463 | 0 | 853851.3493 | 0 | 8948048.1873 | 23280985.8862 | 15889751.2437 | 71062498.6178 | 961560.8286 | 13584081.2916 | 13584081.2916 | 1478867.319 | 6315353.5865 | 0 | 85608140.738 | 106986442.9352 | 17782.7941 | 21.5123 | 3979.5007 | 4973.2726 | 81.1275 | 101.3869
1 | 4000 | 707 | 0.045 | 15 | 15 | 7 | 2.3714e-11 | 5spot_SharedNeighbor | Water | Porous | Wet | R600a | MinimizeLCOE_Brownfield | IgnoreSilica | 2019 | 115.4468 | 66.4978 | 6.7041 | 4 | 3724.6056 | 4521.8149 | 75.9311 | 92.1833 | 187.3571 | 0 | 66.3877 | 9249584.2436 | 816961.6333 | 9564881.0107 | 6915656.7821 | 0 | 1004730.5635 | 0 | 10745207.551 | 27956825.9025 | 19081108.1338 | 85334955.8204 | 961560.8286 | 13584081.2916 | 13584081.2916 | 1478867.319 | 6315353.5865 | 0 | 99880597.9407 | 121258900.1378 | 23713.7371 | 26.8164 | 3724.6056 | 4521.8149 | 75.9311 | 92.1833
1 | 4000 | 707 | 0.045 | 15 | 15 | 7 | 3.1623e-11 | 5spot_SharedNeighbor | Water | Porous | Wet | R600a | MinimizeLCOE_Brownfield | IgnoreSilica | 2019 | 137.4 | 77.9666 | 7.8894 | 4 | 3546.1123 | 4223.5498 | 72.2923 | 86.1028 | 185.9668 | 0 | 59.2209 | 10360736.9323 | 913213.8663 | 10863268.8271 | 8203242.5733 | 0 | 1094210.4843 | 0 | 12259522.3464 | 31896762.3716 | 21770195.7316 | 97361153.1328 | 961560.8286 | 13584081.2916 | 13584081.2916 | 1478867.319 | 6315353.5865 | 0 | 111906795.2531 | 133285097.4502 | 31622.7766 | 31.5576 | 3546.1123 | 4223.5498 | 72.2923 | 86.1028
1 | 4000 | 707 | 0.045 | 15 | 15 | 7 | 4.217e-11 | 5spot_SharedNeighbor | Water | Porous | Wet | R600a | MinimizeLCOE_Brownfield | IgnoreSilica | 2019 | 149.1996 | 83.949 | 8.6404 | 4 | 3407.3769 | 4025.9347 | 69.464 | 82.0741 | 185.1917 | 0 | 83.7856 | 10921793.5653 | 961717.0167 | 11525134.8729 | 8891573.2098 | 0 | 1025599.5319 | 0 | 12997069.0966 | 33815707.724 | 23079915.3649 | 103218510.3821 | 961560.8286 | 13584081.2916 | 13584081.2916 | 1478867.319 | 6315353.5865 | 0 | 117764152.5024 | 139142454.6995 | 42169.6503 | 34.5615 | 3407.3769 | 4025.9347 | 69.464 | 82.0741
1 | 4000 | 707 | 0.045 | 15 | 15 | 7 | 5.6234e-11 | 5spot_SharedNeighbor | Water | Porous | Wet | R600a | MinimizeLCOE_Brownfield | IgnoreSilica | 2019 | 159.213 | 88.8879 | 9.2833 | 4 | 3299.4597 | 3875.1763 | 67.2639 | 79.0007 | 184.4842 | 0 | 102.3853 | 11376516.3311 | 1000982.1276 | 12064456.3566 | 9472921.6275 | 0 | 946479.0158 | 0 | 13595928.6288 | 35373817.3837 | 24143357.2237 | 107974458.6947 | 961560.8286 | 13584081.2916 | 13584081.2916 | 1478867.319 | 6315353.5865 | 0 | 122520100.815 | 143898403.0121 | 56234.1325 | 37.1334 | 3299.4597 | 3875.1763 | 67.2639 | 79.0007
1 | 4000 | 707 | 0.045 | 15 | 15 | 7 | 7.4989e-11 | 5spot_SharedNeighbor | Water | Porous | Wet | R600a | MinimizeLCOE_Brownfield | IgnoreSilica | 2019 | 167.4554 | 92.8545 | 9.8166 | 4 | 3216.0237 | 3760.4637 | 65.563 | 76.6621 | 183.87 | 0 | 131.6801 | 11736568.6746 | 1032044.5411 | 12493263.2506 | 9949514.7559 | 0 | 864653.9436 | 0 | 14069657.6147 | 36606363.0298 | 24984594.9534 | 111736660.7637 | 961560.8286 | 13584081.2916 | 13584081.2916 | 1478867.319 | 6315353.5865 | 0 | 126282302.8839 | 147660605.0811 | 74989.4209 | 39.2666 | 3216.0237 | 3760.4637 | 65.563 | 76.6621
1 | 4000 | 707 | 0.045 | 15 | 15 | 7 | 1e-10 | 5spot_SharedNeighbor | Water | Porous | Wet | R600a | MinimizeLCOE_Brownfield | IgnoreSilica | 2019 | 173.9749 | 95.925 | 10.2437 | 4 | 3151.8201 | 3673.5649 | 64.2541 | 74.8906 | 183.3648 | 0 | 114.5146 | 12012311.1439 | 1055817.1025 | 12822686.8398 | 10324644.869 | 0 | 784751.5661 | 0 | 14430082.4933 | 37544114.6306 | 25624629.6898 | 114599038.335 | 961560.8286 | 13584081.2916 | 13584081.2916 | 1478867.319 | 6315353.5865 | 0 | 129144680.4553 | 150522982.6524 | 100000 | 40.9746 | 3151.8201 | 3673.5649 | 64.2541 | 74.8906
1 | 4000 | 707 | 0.045 | 15 | 15 | 7 | 1.3335e-10 | 5spot_SharedNeighbor | Water | Porous | Wet | R600a | MinimizeLCOE_Brownfield | IgnoreSilica | 2019 | 179.1144 | 98.3042 | 10.5823 | 4 | 3102.6396 | 3607.6868 | 63.2515 | 73.5476 | 182.9547 | 0 | 125.7131 | 12224260.5455 | 1074080.4676 | 13076489.8277 | 10619714.8968 | 0 | 712078.0734 | 0 | 14705583.2863 | 38260911.1811 | 26113858.0642 | 116786976.3426 | 961560.8286 | 13584081.2916 | 13584081.2916 | 1478867.319 | 6315353.5865 | 0 | 131332618.4629 | 152710920.66 | 133352.1432 | 42.3293 | 3102.6396 | 3607.6868 | 63.2515 | 73.5476
1 | 4000 | 707 | 0.045 | 15 | 15 | 7 | 1.7783e-10 | 5spot_SharedNeighbor | Water | Porous | Wet | R600a | MinimizeLCOE_Brownfield | IgnoreSilica | 2019 | 183.0003 | 100.077 | 10.8424 | 4 | 3065.0768 | 3558.0083 | 62.4857 | 72.5348 | 182.638 | 0 | 110.8463 | 12381255.4466 | 1087603.2885 | 13264812.4923 | 10841967.9424 | 0 | 647227.0152 | 0 | 14906917.8121 | 38784742.3179 | 26471383.5787 | 118385909.8936 | 961560.8286 | 13584081.2916 | 13584081.2916 | 1478867.319 | 6315353.5865 | 0 | 132931552.0139 | 154309854.211 | 177827.941 | 43.3697 | 3065.0768 | 3558.0083 | 62.4857 | 72.5348
1 | 4000 | 707 | 0.045 | 15 | 15 | 7 | 2.3714e-10 | 5spot_SharedNeighbor | Water | Porous | Wet | R600a | MinimizeLCOE_Brownfield | IgnoreSilica | 2019 | 185.9233 | 101.3963 | 11.0408 | 4 | 3036.4773 | 3520.5535 | 61.9027 | 71.7712 | 182.3959 | 0 | 133.5681 | 12497576.3094 | 1097619.8126 | 13404521.512 | 11008953.0224 | 0 | 591528.4914 | 0 | 15054077.6676 | 39167622.0753 | 26732706.8805 | 119554605.7712 | 961560.8286 | 13584081.2916 | 13584081.2916 | 1478867.319 | 6315353.5865 | 0 | 134100247.8915 | 155478550.0886 | 237137.3706 | 44.1631 | 3036.4773 | 3520.5535 | 61.9027 | 71.7712
1 | 4000 | 707 | 0.045 | 15 | 15 | 7 | 3.1623e-10 | 5spot_SharedNeighbor | Water | Porous | Wet | R600a | MinimizeLCOE_Brownfield | IgnoreSilica | 2019 | 188.0887 | 102.3656 | 11.1901 | 4 | 3014.7524 | 3492.3675 | 61.4598 | 71.1966 | 182.2143 | 0 | 124.8031 | 12582767.8581 | 1104954.2439 | 13506936.7582 | 11132552.4103 | 0 | 544725.6732 | 0 | 15160055.408 | 39443354.4168 | 26920899.8693 | 120396246.6378 | 961560.8286 | 13584081.2916 | 13584081.2916 | 1478867.319 | 6315353.5865 | 0 | 134941888.758 | 156320190.9552 | 316227.766 | 44.7605 | 3014.7524 | 3492.3675 | 61.4598 | 71.1966
1 | 4000 | 707 | 0.045 | 15 | 15 | 7 | 4.217e-10 | 5spot_SharedNeighbor | Water | Porous | Wet | R600a | MinimizeLCOE_Brownfield | IgnoreSilica | 2019 | 189.6823 | 103.0745 | 11.3019 | 4 | 2998.2823 | 3471.175 | 61.124 | 70.7646 | 182.0796 | 0 | 126.2795 | 12644929.6039 | 1110305.159 | 13581716.2602 | 11223457.3378 | 0 | 506205.4788 | 0 | 15235979.3975 | 39640893.0632 | 27055724.0545 | 120999210.3549 | 961560.8286 | 13584081.2916 | 13584081.2916 | 1478867.319 | 6315353.5865 | 0 | 135544852.4751 | 156923154.6723 | 421696.5034 | 45.2075 | 2998.2823 | 3471.175 | 61.124 | 70.7646
1 | 4000 | 707 | 0.045 | 15 | 15 | 7 | 5.6234e-10 | 5spot_SharedNeighbor | Water | Porous | Wet | R600a | MinimizeLCOE_Brownfield | IgnoreSilica | 2019 | 190.9339 | 103.6286 | 11.3885 | 4 | 2985.8163 | 3455.1114 | 60.8699 | 70.4371 | 181.9732 | 0 | 144.4889 | 12693432.9696 | 1114479.8858 | 13640094.2047 | 11294765.3973 | 0 | 475988.0328 | 0 | 15295316.5912 | 39795276.2694 | 27161093.765 | 121470447.1157 | 961560.8286 | 13584081.2916 | 13584081.2916 | 1478867.319 | 6315353.5865 | 0 | 136016089.2359 | 157394391.4331 | 562341.3252 | 45.5541 | 2985.8163 | 3455.1114 | 60.8699 | 70.4371
1 | 4000 | 707 | 0.045 | 15 | 15 | 7 | 7.4989e-10 | 5spot_SharedNeighbor | Water | Porous | Wet | R600a | MinimizeLCOE_Brownfield | IgnoreSilica | 2019 | 190.469 | 103.4209 | 11.3976 | 4 | 2975.9965 | 3444.9189 | 60.6697 | 70.2293 | 182.0109 | 0 | 236.4516 | 12675262.6787 | 1112916.001 | 13618221.7119 | 11268273.7554 | 0 | 434444.961 | 0 | 15252556.4521 | 39684023.1589 | 27085161.2311 | 121130859.9502 | 961560.8286 | 13584081.2916 | 13584081.2916 | 1478867.319 | 6315353.5865 | 0 | 135676502.0704 | 157054804.2676 | 749894.2093 | 45.5903 | 2975.9965 | 3444.9189 | 60.6697 | 70.2293
1 | 4000 | 707 | 0.045 | 15 | 15 | 7 | 1e-09 | 5spot_SharedNeighbor | Water | Porous | Wet | R600a | MinimizeLCOE_Brownfield | IgnoreSilica | 2019 | 192.8 | 104.4504 | 11.5131 | 4 | 2968.9218 | 3433.1401 | 60.5255 | 69.9892 | 181.8139 | 0 | 143.7174 | 12765232.7196 | 1120659.0026 | 13726558.1757 | 11400779.7004 | 0 | 434597.9376 | 0 | 15384652.739 | 40027710.6007 | 27319734.9722 | 122179925.8479 | 961560.8286 | 13584081.2916 | 13584081.2916 | 1478867.319 | 6315353.5865 | 0 | 136725567.9681 | 158103870.1653 | 1000000 | 46.0523 | 2968.9218 | 3433.1401 | 60.5255 | 69.9892
1 | 4000 | 707 | 0.045 | 15 | 15 | 7 | 1.3335e-09 | 5spot_SharedNeighbor | Water | Porous | Wet | R600a | MinimizeLCOE_Brownfield | IgnoreSilica | 2019 | 193.236 | 104.6413 | 11.546 | 4 | 2963.6453 | 3426.5387 | 60.4179 | 69.8546 | 181.7762 | 0 | 144.9442 | 12781889.7669 | 1122092.3876 | 13746625.1839 | 11425530.2126 | 0 | 419365.7977 | 0 | 15403246.306 | 40076087.2479 | 27352753.0279 | 122327589.9304 | 961560.8286 | 13584081.2916 | 13584081.2916 | 1478867.319 | 6315353.5865 | 0 | 136873232.0506 | 158251534.2478 | 1333521.4322 | 46.1841 | 2963.6453 | 3426.5387 | 60.4179 | 69.8546
1 | 4000 | 707 | 0.045 | 15 | 15 | 7 | 1.7783e-09 | 5spot_SharedNeighbor | Water | Porous | Wet | R600a | MinimizeLCOE_Brownfield | IgnoreSilica | 2019 | 193.5675 | 104.7863 | 11.571 | 4 | 2959.6731 | 3421.5682 | 60.3369 | 69.7533 | 181.7475 | 0 | 134.4666 | 12794535.454 | 1123180.552 | 13761861.6407 | 11444349.9855 | 0 | 407721.4022 | 0 | 15417343.1234 | 40112764.2752 | 27377785.8527 | 122439542.2856 | 961560.8286 | 13584081.2916 | 13584081.2916 | 1478867.319 | 6315353.5865 | 0 | 136985184.4059 | 158363486.603 | 1778279.41 | 46.2839 | 2959.6731 | 3421.5682 | 60.3369 | 69.7533
1 | 4000 | 707 | 0.045 | 15 | 15 | 7 | 2.3714e-09 | 5spot_SharedNeighbor | Water | Porous | Wet | R600a | MinimizeLCOE_Brownfield | IgnoreSilica | 2019 | 193.8085 | 104.8915 | 11.5894 | 4 | 2956.6852 | 3417.8458 | 60.276 | 69.6774 | 181.7267 | 0 | 146.1467 | 12803712.4988 | 1123970.2215 | 13772919.8999 | 11458026.2381 | 0 | 398738.0761 | 0 | 15427373.1044 | 40138860.2283 | 27395596.8769 | 122519197.144 | 961560.8286 | 13584081.2916 | 13584081.2916 | 1478867.319 | 6315353.5865 | 0 | 137064839.2642 | 158443141.4614 | 2371373.7057 | 46.3576 | 2956.6852 | 3417.8458 | 60.276 | 69.6774
1 | 4000 | 707 | 0.045 | 15 | 15 | 7 | 3.1623e-09 | 5spot_SharedNeighbor | Water | Porous | Wet | R600a | MinimizeLCOE_Brownfield | IgnoreSilica | 2019 | 193.9741 | 104.9638 | 11.6026 | 4 | 2954.4392 | 3415.0744 | 60.2302 | 69.6209 | 181.7123 | 0 | 132.843 | 12810010.2168 | 1124512.1214 | 13780509.1199 | 11467423.5903 | 0 | 391730.8966 | 0 | 15433932.5185 | 40155926.4784 | 27407244.9433 | 122571289.8851 | 961560.8286 | 13584081.2916 | 13584081.2916 | 1478867.319 | 6315353.5865 | 0 | 137116932.0053 | 158495234.2025 | 3162277.6602 | 46.4105 | 2954.4392 | 3415.0744 | 60.2302 | 69.6209
1 | 4000 | 707 | 0.045 | 15 | 15 | 7 | 4.217e-09 | 5spot_SharedNeighbor | Water | Porous | Wet | R600a | MinimizeLCOE_Brownfield | IgnoreSilica | 2019 | 194.101 | 105.0191 | 11.6127 | 4 | 2952.7517 | 3412.9891 | 60.1958 | 69.5784 | 181.7012 | 0 | 136.2137 | 12814832.6522 | 1124927.0729 | 13786320.8028 | 11474623.3265 | 0 | 386451.134 | 0 | 15438990.4455 | 40169086.1668 | 27416226.701 | 122611458.3019 | 961560.8286 | 13584081.2916 | 13584081.2916 | 1478867.319 | 6315353.5865 | 0 | 137157100.4222 | 158535402.6193 | 4216965.0343 | 46.4506 | 2952.7517 | 3412.9891 | 60.1958 | 69.5784
1 | 4000 | 707 | 0.045 | 15 | 15 | 7 | 5.6234e-09 | 5spot_SharedNeighbor | Water | Porous | Wet | R600a | MinimizeLCOE_Brownfield | IgnoreSilica | 2019 | 194.1936 | 105.0595 | 11.6201 | 4 | 2951.4845 | 3411.4278 | 60.17 | 69.5466 | 181.6932 | 0 | 133.6331 | 12818350.3193 | 1125229.7518 | 13790560.2221 | 11479878.2686 | 0 | 382429.9812 | 0 | 15442614.9317 | 40178516.3365 | 27422662.9856 | 122640242.7968 | 961560.8286 | 13584081.2916 | 13584081.2916 | 1478867.319 | 6315353.5865 | 0 | 137185884.917 | 158564187.1142 | 5623413.2519 | 46.4803 | 2951.4845 | 3411.4278 | 60.17 | 69.5466
1 | 4000 | 707 | 0.045 | 15 | 15 | 7 | 7.4989e-09 | 5spot_SharedNeighbor | Water | Porous | Wet | R600a | MinimizeLCOE_Brownfield | IgnoreSilica | 2019 | 194.2519 | 105.0849 | 11.6252 | 4 | 2950.5332 | 3410.2741 | 60.1506 | 69.5231 | 181.6881 | 0 | 127.7742 | 12820563.1451 | 1125420.154 | 13793227.1421 | 11483188.1748 | 0 | 379266.6967 | 0 | 15444649.472 | 40183809.7928 | 27426275.8783 | 122656400.4558 | 961560.8286 | 13584081.2916 | 13584081.2916 | 1478867.319 | 6315353.5865 | 0 | 137202042.5761 | 158580344.7732 | 7498942.0933 | 46.5008 | 2950.5332 | 3410.2741 | 60.1506 | 69.5231
1 | 4000 | 707 | 0.045 | 15 | 15 | 7 | 1e-08 | 5spot_SharedNeighbor | Water | Porous | Wet | R600a | MinimizeLCOE_Brownfield | IgnoreSilica | 2019 | 194.3102 | 105.1103 | 11.6296 | 4 | 2949.8192 | 3409.3848 | 60.1361 | 69.5049 | 181.683 | 0 | 132.4997 | 12822779.3158 | 1125610.8432 | 13795898.1461 | 11486498.9824 | 0 | 377053.5734 | 0 | 15447057.9358 | 40190076.1217 | 27430552.7765 | 122675527.695 | 961560.8286 | 13584081.2916 | 13584081.2916 | 1478867.319 | 6315353.5865 | 0 | 137221169.8152 | 158599472.0124 | 10000000 | 46.5185 | 2949.8192 | 3409.3848 | 60.1361 | 69.5049
1 | 4100 | 707 | 0.045 | 15 | 15 | 7 | 1e-13 | 5spot_SharedNeighbor | Water | Porous | Wet | R600a | MinimizeLCOE_Brownfield | IgnoreSilica | 2019 | 0.75975 | 0.17661 | 0.0083692 | 4 | 477570.6139 | 1134597.4399 | 9735.9229 | 23130.3035 | 121.8664 | 0 | 25.1102 | 121573.439 | 8570.1359 | 85157.5377 | 54576.9393 | 0 | 53402.7945 | 0 | 126079.5301 | 328033.0748 | 223889.314 | 1001282.7653 | 961560.8286 | 14024609.4364 | 14024609.4364 | 1478867.319 | 6491564.8444 | 0 | 15987453.0303 | 37982494.6302 | 100 | 0.033477 | 477570.6139 | 1134597.4399 | 9735.9229 | 23130.3035
1 | 4100 | 707 | 0.045 | 15 | 15 | 7 | 1.3335e-13 | 5spot_SharedNeighbor | Water | Porous | Wet | R600a | MinimizeLCOE_Brownfield | IgnoreSilica | 2019 | 0.97664 | 0.2703 | 0.017579 | 4 | 232169.823 | 544980.0087 | 4733.0959 | 11110.1546 | 133.9298 | 0 | 24.7389 | 173707.5815 | 13251.5852 | 118704.3439 | 67346.1791 | 0 | 59211.1311 | 0 | 168566.1201 | 438574.4669 | 299336.0855 | 1338697.4933 | 961560.8286 | 14024609.4364 | 14024609.4364 | 1478867.319 | 6491564.8444 | 0 | 16324867.7583 | 38319909.3582 | 133.3521 | 0.070314 | 232169.823 | 544980.0087 | 4733.0959 | 11110.1546
1 | 4100 | 707 | 0.045 | 15 | 15 | 7 | 1.7783e-13 | 5spot_SharedNeighbor | Water | Porous | Wet | R600a | MinimizeLCOE_Brownfield | IgnoreSilica | 2019 | 1.2545 | 0.40086 | 0.031748 | 4 | 131962.3769 | 305163.9332 | 2690.2315 | 6221.1795 | 144.6466 | 0 | 22.3972 | 240476.3449 | 19821.8669 | 161496.2174 | 84651.2292 | 0 | 65630.8575 | 0 | 223109.8412 | 580486.0407 | 396193.6505 | 1771866.0483 | 961560.8286 | 14024609.4364 | 14024609.4364 | 1478867.319 | 6491564.8444 | 0 | 16758036.3133 | 38753077.9132 | 177.8279 | 0.12699 | 131962.3769 | 305163.9332 | 2690.2315 | 6221.1795
1 | 4100 | 707 | 0.045 | 15 | 15 | 7 | 2.3714e-13 | 5spot_SharedNeighbor | Water | Porous | Wet | R600a | MinimizeLCOE_Brownfield | IgnoreSilica | 2019 | 1.632 | 0.58996 | 0.053848 | 4 | 80539.6978 | 182655.9996 | 1641.9107 | 3723.6896 | 154.3538 | 0 | 122.8264 | 330234.24 | 29679.8091 | 218406.7377 | 110057.4515 | 0 | 74052.6864 | 0 | 297348.0607 | 773638.6594 | 528024.2817 | 2361441.9265 | 961560.8286 | 14024609.4364 | 14024609.4364 | 1478867.319 | 6491564.8444 | 0 | 17347612.1915 | 39342653.7914 | 237.1374 | 0.21539 | 80539.6978 | 182655.9996 | 1641.9107 | 3723.6896
1 | 4100 | 707 | 0.045 | 15 | 15 | 7 | 3.1623e-13 | 5spot_SharedNeighbor | Water | Porous | Wet | R600a | MinimizeLCOE_Brownfield | IgnoreSilica | 2019 | 2.1182 | 0.88322 | 0.08381 | 4 | 53998.1097 | 119607.5758 | 1100.8245 | 2438.3622 | 162.4178 | 0 | 159.8949 | 438622.9559 | 39672.1698 | 301501.9959 | 141780.0678 | 0 | 84558.784 | 0 | 392393.0296 | 1020926.1721 | 696803.0904 | 3116258.2654 | 961560.8286 | 14024609.4364 | 14024609.4364 | 1478867.319 | 6491564.8444 | 0 | 18102428.5304 | 40097470.1303 | 316.2278 | 0.33524 | 53998.1097 | 119607.5758 | 1100.8245 | 2438.3622
1 | 4100 | 707 | 0.045 | 15 | 15 | 7 | 4.217e-13 | 5spot_SharedNeighbor | Water | Porous | Wet | R600a | MinimizeLCOE_Brownfield | IgnoreSilica | 2019 | 2.76 | 1.2733 | 0.1233 | 4 | 38550.8347 | 83146.4384 | 785.9109 | 1695.0526 | 169.1386 | 0 | 213.232 | 566293.8753 | 51249.3496 | 403997.4776 | 181378.418 | 0 | 97434.4843 | 0 | 507137.9059 | 1319468.8028 | 900564.5703 | 4027524.8839 | 961560.8286 | 14024609.4364 | 14024609.4364 | 1478867.319 | 6491564.8444 | 0 | 19013695.1489 | 41008736.7488 | 421.6965 | 0.49321 | 38550.8347 | 83146.4384 | 785.9109 | 1695.0526
1 | 4100 | 707 | 0.045 | 15 | 15 | 7 | 5.6234e-13 | 5spot_SharedNeighbor | Water | Porous | Wet | R600a | MinimizeLCOE_Brownfield | IgnoreSilica | 2019 | 3.5962 | 1.7845 | 0.1752 | 4 | 28704.4054 | 60089.7288 | 585.1781 | 1225.0104 | 174.5644 | 0 | 286.2547 | 717158.0503 | 64908.1916 | 529234.9795 | 232477.0982 | 0 | 112549.1904 | 0 | 645967.7289 | 1680675.5244 | 1147095.5798 | 5130066.3431 | 961560.8286 | 14024609.4364 | 14024609.4364 | 1478867.319 | 6491564.8444 | 0 | 20116236.6082 | 42111278.208 | 562.3413 | 0.70081 | 28704.4054 | 60089.7288 | 585.1781 | 1225.0104
1 | 4100 | 707 | 0.045 | 15 | 15 | 7 | 7.4989e-13 | 5spot_SharedNeighbor | Water | Porous | Wet | R600a | MinimizeLCOE_Brownfield | IgnoreSilica | 2019 | 4.7085 | 2.467 | 0.24449 | 4 | 21969.1796 | 44459.9371 | 447.8714 | 906.376 | 178.9597 | 0 | 30.8432 | 899921.0459 | 81424.0228 | 685750.7755 | 300066.6852 | 0 | 131080.0783 | 0 | 818314.617 | 2129086.7739 | 1453145.4716 | 6498789.47 | 961560.8286 | 14024609.4364 | 14024609.4364 | 1478867.319 | 6491564.8444 | 0 | 21484959.7351 | 43480001.3349 | 749.8942 | 0.97796 | 21969.1796 | 44459.9371 | 447.8714 | 906.376
1 | 4100 | 707 | 0.045 | 15 | 15 | 7 | 1e-12 | 5spot_SharedNeighbor | Water | Porous | Wet | R600a | MinimizeLCOE_Brownfield | IgnoreSilica | 2019 | 6.1311 | 3.3411 | 0.33371 | 4 | 17320.9578 | 33798.7122 | 353.1112 | 689.0325 | 182.3262 | 0 | 38.4027 | 1113494.4376 | 100683.1124 | 874062.3137 | 386268.0176 | 0 | 151821.0037 | 0 | 1024268.2651 | 2664935.9196 | 1818873.5241 | 8134406.5937 | 961560.8286 | 14024609.4364 | 14024609.4364 | 1478867.319 | 6491564.8444 | 0 | 23120576.8587 | 45115618.4586 | 1000 | 1.3348 | 17320.9578 | 33798.7122 | 353.1112 | 689.0325
1 | 4100 | 707 | 0.045 | 15 | 15 | 7 | 1.3335e-12 | 5spot_SharedNeighbor | Water | Porous | Wet | R600a | MinimizeLCOE_Brownfield | IgnoreSilica | 2019 | 8.0265 | 4.4973 | 0.4515 | 4 | 13928.6798 | 26107.5319 | 283.955 | 532.2374 | 184.8106 | 0 | 38.9433 | 1372304.3466 | 123966.5604 | 1108656.8897 | 500748.977 | 0 | 177575.552 | 0 | 1280468.407 | 3331516.1349 | 2273828.2179 | 10169065.0855 | 961560.8286 | 14024609.4364 | 14024609.4364 | 1478867.319 | 6491564.8444 | 0 | 25155235.3505 | 47150276.9504 | 1333.5214 | 1.806 | 13928.6798 | 26107.5319 | 283.955 | 532.2374
1 | 4100 | 707 | 0.045 | 15 | 15 | 7 | 1.7783e-12 | 5spot_SharedNeighbor | Water | Porous | Wet | R600a | MinimizeLCOE_Brownfield | IgnoreSilica | 2019 | 10.5474 | 6.0661 | 0.61193 | 4 | 11332.7942 | 20318.6848 | 231.0343 | 414.2239 | 187.2156 | 0 | 54.683 | 1694249.636 | 152853.541 | 1408523.0657 | 653523.3219 | 0 | 208517.6219 | 0 | 1605890.2027 | 4178196.8942 | 2851705.2336 | 12753459.517 | 961560.8286 | 14024609.4364 | 14024609.4364 | 1478867.319 | 6491564.8444 | 0 | 27739629.7821 | 49734671.3819 | 1778.2794 | 2.4477 | 11332.7942 | 20318.6848 | 231.0343 | 414.2239
1 | 4100 | 707 | 0.045 | 15 | 15 | 7 | 2.3714e-12 | 5spot_SharedNeighbor | Water | Porous | Wet | R600a | MinimizeLCOE_Brownfield | IgnoreSilica | 2019 | 13.8802 | 8.1243 | 0.82223 | 4 | 9406.4981 | 16094.0921 | 191.7642 | 328.0998 | 188.872 | 0 | 42.3869 | 2081923.2077 | 187537.269 | 1779358.6221 | 855130.4523 | 0 | 246149.1478 | 0 | 2008538.4926 | 5225805.1499 | 3566719.3944 | 15951161.736 | 961560.8286 | 14024609.4364 | 14024609.4364 | 1478867.319 | 6491564.8444 | 0 | 30937332.001 | 52932373.6009 | 2371.3737 | 3.2889 | 9406.4981 | 16094.0921 | 191.7642 | 328.0998
1 | 4100 | 707 | 0.045 | 15 | 15 | 7 | 3.1623e-12 | 5spot_SharedNeighbor | Water | Porous | Wet | R600a | MinimizeLCOE_Brownfield | IgnoreSilica | 2019 | 18.3043 | 10.8575 | 1.1015 | 4 | 7930.6436 | 12922.5645 | 161.6769 | 263.444 | 190.1526 | 0 | 40.0295 | 2555182.0104 | 229745.4499 | 2243969.806 | 1122638.8472 | 0 | 291997.7611 | 0 | 2512978.2111 | 6538253.8226 | 4462492.5816 | 19957258.4898 | 961560.8286 | 14024609.4364 | 14024609.4364 | 1478867.319 | 6491564.8444 | 0 | 34943428.7549 | 56938470.3547 | 3162.2777 | 4.4061 | 7930.6436 | 12922.5645 | 161.6769 | 263.444
1 | 4100 | 707 | 0.045 | 15 | 15 | 7 | 4.217e-12 | 5spot_SharedNeighbor | Water | Porous | Wet | R600a | MinimizeLCOE_Brownfield | IgnoreSilica | 2019 | 24.158 | 14.475 | 1.4713 | 4 | 6788.7341 | 10526.0543 | 138.3975 | 214.5879 | 191.1345 | 0 | 37.9131 | 3131547.2335 | 280976.0194 | 2824413.3185 | 1476591.5855 | 0 | 347544.7196 | 0 | 3143818.4218 | 8179570.6478 | 5582725.0405 | 24967186.9866 | 961560.8286 | 14024609.4364 | 14024609.4364 | 1478867.319 | 6491564.8444 | 0 | 39953357.2516 | 61948398.8515 | 4216.965 | 5.8852 | 6788.7341 | 10526.0543 | 138.3975 | 214.5879
1 | 4100 | 707 | 0.045 | 15 | 15 | 7 | 5.6234e-12 | 5spot_SharedNeighbor | Water | Porous | Wet | R600a | MinimizeLCOE_Brownfield | IgnoreSilica | 2019 | 31.9117 | 19.2674 | 1.961 | 4 | 5894.3959 | 8698.4978 | 120.1652 | 177.3306 | 191.8864 | 0 | 47.804 | 3834710.0432 | 343251.7435 | 3550522.3142 | 1945318.1679 | 0 | 415384.6566 | 0 | 3934782.9009 | 10237497.9731 | 6987302.7262 | 31248770.5256 | 961560.8286 | 14024609.4364 | 14024609.4364 | 1478867.319 | 6491564.8444 | 0 | 46234940.7906 | 68229982.3905 | 5623.4133 | 7.8439 | 5894.3959 | 8698.4978 | 120.1652 | 177.3306
1 | 4100 | 707 | 0.045 | 15 | 15 | 7 | 7.4989e-12 | 5spot_SharedNeighbor | Water | Porous | Wet | R600a | MinimizeLCOE_Brownfield | IgnoreSilica | 2019 | 42.058 | 25.5386 | 2.6019 | 4 | 5190.9129 | 7304.2374 | 105.8238 | 148.9068 | 192.4517 | 0 | 42.3399 | 4683009.8554 | 418094.9252 | 4448277.1684 | 2558663.1482 | 0 | 496595.9744 | 0 | 4915810.0179 | 12789929.2952 | 8729389.5508 | 39039769.9354 | 961560.8286 | 14024609.4364 | 14024609.4364 | 1478867.319 | 6491564.8444 | 0 | 54025940.2004 | 76020981.8003 | 7498.9421 | 10.4078 | 5190.9129 | 7304.2374 | 105.8238 | 148.9068
1 | 4100 | 707 | 0.045 | 15 | 15 | 7 | 1e-11 | 5spot_SharedNeighbor | Water | Porous | Wet | R600a | MinimizeLCOE_Brownfield | IgnoreSilica | 2019 | 55.2032 | 33.6496 | 3.4308 | 4 | 4634.6604 | 6237.442 | 94.4838 | 127.1587 | 192.8338 | 0 | 54.0563 | 5696238.4082 | 507133.4395 | 5546479.1538 | 3353090.9437 | 0 | 593374.8589 | 0 | 6121563.5536 | 15927052.6611 | 10870540.7094 | 48615473.7282 | 961560.8286 | 14024609.4364 | 14024609.4364 | 1478867.319 | 6491564.8444 | 0 | 63601643.9932 | 85596685.5931 | 10000 | 13.723 | 4634.6604 | 6237.442 | 94.4838 | 127.1587
1 | 4100 | 707 | 0.045 | 15 | 15 | 7 | 1.3335e-11 | 5spot_SharedNeighbor | Water | Porous | Wet | R600a | MinimizeLCOE_Brownfield | IgnoreSilica | 2019 | 71.8922 | 43.8633 | 4.473 | 4 | 4198.0499 | 5427.3805 | 85.5829 | 110.6445 | 192.9264 | 0 | 52.5064 | 6877675.2176 | 610530.0612 | 6856686.6768 | 4360240.5767 | 0 | 707180.0039 | 0 | 7570801.8891 | 19697673.5305 | 13444066.9313 | 60124854.887 | 961560.8286 | 14024609.4364 | 14024609.4364 | 1478867.319 | 6491564.8444 | 0 | 75111025.1521 | 97106066.7519 | 13335.2143 | 17.8919 | 4198.0499 | 5427.3805 | 85.5829 | 110.6445
1 | 4100 | 707 | 0.045 | 15 | 15 | 7 | 1.7783e-11 | 5spot_SharedNeighbor | Water | Porous | Wet | R600a | MinimizeLCOE_Brownfield | IgnoreSilica | 2019 | 92.4453 | 56.1728 | 5.7238 | 4 | 3863.3804 | 4824.0692 | 78.7602 | 98.3452 | 192.5187 | 0 | 59.4023 | 8201827.5397 | 725946.9275 | 8357082.1047 | 5595857.1192 | 0 | 839076.8016 | 0 | 9250718.2922 | 24068471.4131 | 16427226.297 | 73466206.4951 | 961560.8286 | 14024609.4364 | 14024609.4364 | 1478867.319 | 6491564.8444 | 0 | 88452376.7602 | 110447418.36 | 17782.7941 | 22.8951 | 3863.3804 | 4824.0692 | 78.7602 | 98.3452
1 | 4100 | 707 | 0.045 | 15 | 15 | 7 | 2.3714e-11 | 5spot_SharedNeighbor | Water | Porous | Wet | R600a | MinimizeLCOE_Brownfield | IgnoreSilica | 2019 | 116.5721 | 70.0486 | 7.1227 | 4 | 3617.8463 | 4389.85 | 73.7547 | 89.493 | 191.417 | 0 | 63.7109 | 9599012.3255 | 847259.1203 | 9971336.9034 | 7036461.5829 | 0 | 987044.1297 | 0 | 11092034.4841 | 28859198.4385 | 19696995.9315 | 88089342.9159 | 961560.8286 | 14024609.4364 | 14024609.4364 | 1478867.319 | 6491564.8444 | 0 | 103075513.1809 | 125070554.7808 | 23713.7371 | 28.4908 | 3617.8463 | 4389.85 | 73.7547 | 89.493
1 | 4100 | 707 | 0.045 | 15 | 15 | 7 | 3.1623e-11 | 5spot_SharedNeighbor | Water | Porous | Wet | R600a | MinimizeLCOE_Brownfield | IgnoreSilica | 2019 | 141.3003 | 83.489 | 8.4841 | 4 | 3446.6584 | 4094.7867 | 70.2648 | 83.4778 | 189.7767 | 0 | 60.4517 | 10879064.0459 | 958025.274 | 11474587.0036 | 8498483.5875 | 0 | 1115940.5545 | 0 | 12841179.1815 | 33410114.1423 | 22803089.4113 | 101980483.2007 | 961560.8286 | 14024609.4364 | 14024609.4364 | 1478867.319 | 6491564.8444 | 0 | 116966653.4658 | 138961695.0656 | 31622.7766 | 33.9362 | 3446.6584 | 4094.7867 | 70.2648 | 83.4778
1 | 4100 | 707 | 0.045 | 15 | 15 | 7 | 4.217e-11 | 5spot_SharedNeighbor | Water | Porous | Wet | R600a | MinimizeLCOE_Brownfield | IgnoreSilica | 2019 | 152.9922 | 89.626 | 9.2593 | 4 | 3316.6944 | 3910.5568 | 67.6153 | 79.722 | 188.9538 | 0 | 85.2908 | 11443850.9708 | 1006793.0718 | 12144531.8888 | 9185712.5729 | 0 | 1041936.1593 | 0 | 13580901.6187 | 35334720.186 | 24116672.5828 | 107855119.0511 | 961560.8286 | 14024609.4364 | 14024609.4364 | 1478867.319 | 6491564.8444 | 0 | 122841289.3161 | 144836330.916 | 42169.6503 | 37.0373 | 3316.6944 | 3910.5568 | 67.6153 | 79.722
1 | 4100 | 707 | 0.045 | 15 | 15 | 7 | 5.6234e-11 | 5spot_SharedNeighbor | Water | Porous | Wet | R600a | MinimizeLCOE_Brownfield | IgnoreSilica | 2019 | 162.8601 | 94.6627 | 9.9189 | 4 | 3215.6446 | 3770.0151 | 65.5553 | 76.8569 | 188.2098 | 0 | 107.2497 | 11899262.2846 | 1046072.5179 | 12687523.641 | 9762615.2662 | 0 | 958284.7414 | 0 | 14177965.7959 | 36888158.7003 | 25176926.2888 | 112596809.2361 | 961560.8286 | 14024609.4364 | 14024609.4364 | 1478867.319 | 6491564.8444 | 0 | 127582979.5011 | 149578021.101 | 56234.1325 | 39.6757 | 3215.6446 | 3770.0151 | 65.5553 | 76.8569
1 | 4100 | 707 | 0.045 | 15 | 15 | 7 | 7.4989e-11 | 5spot_SharedNeighbor | Water | Porous | Wet | R600a | MinimizeLCOE_Brownfield | IgnoreSilica | 2019 | 170.9929 | 98.7113 | 10.4652 | 4 | 3137.5361 | 3662.9706 | 63.9629 | 74.6746 | 187.5648 | 0 | 117.5079 | 12260388.54 | 1077192.757 | 13119802.6097 | 10235759.0131 | 0 | 873429.4256 | 0 | 14650963.2147 | 38118800.9589 | 26016864.9175 | 116353201.4366 | 961560.8286 | 14024609.4364 | 14024609.4364 | 1478867.319 | 6491564.8444 | 0 | 131339371.7016 | 153334413.3015 | 74989.4209 | 41.8607 | 3137.5361 | 3662.9706 | 63.9629 | 74.6746
1 | 4100 | 707 | 0.045 | 15 | 15 | 7 | 1e-10 | 5spot_SharedNeighbor | Water | Porous | Wet | R600a | MinimizeLCOE_Brownfield | IgnoreSilica | 2019 | 177.3971 | 101.8325 | 10.9007 | 4 | 3077.4612 | 3581.9018 | 62.7382 | 73.0219 | 187.0374 | 0 | 143.789 | 12535945.9979 | 1100923.3477 | 13450638.7756 | 10607055.8321 | 0 | 791109.7172 | 0 | 15009412.7315 | 39051413.0735 | 26653391.849 | 119199891.3246 | 961560.8286 | 14024609.4364 | 14024609.4364 | 1478867.319 | 6491564.8444 | 0 | 134186061.5897 | 156181103.1895 | 100000 | 43.6028 | 3077.4612 | 3581.9018 | 62.7382 | 73.0219
1 | 4100 | 707 | 0.045 | 15 | 15 | 7 | 1.3335e-10 | 5spot_SharedNeighbor | Water | Porous | Wet | R600a | MinimizeLCOE_Brownfield | IgnoreSilica | 2019 | 182.413 | 104.2343 | 11.2442 | 4 | 3031.4352 | 3520.4667 | 61.7999 | 71.7695 | 186.6127 | 0 | 134.7851 | 12746369.3939 | 1119035.7034 | 13703836.8453 | 10896813.2116 | 0 | 716373.9744 | 0 | 15281147.3602 | 39758410.8368 | 27135932.3498 | 121357919.6753 | 961560.8286 | 14024609.4364 | 14024609.4364 | 1478867.319 | 6491564.8444 | 0 | 136344089.9403 | 158339131.5402 | 133352.1432 | 44.9767 | 3031.4352 | 3520.4667 | 61.7999 | 71.7695
1 | 4100 | 707 | 0.045 | 15 | 15 | 7 | 1.7783e-10 | 5spot_SharedNeighbor | Water | Porous | Wet | R600a | MinimizeLCOE_Brownfield | IgnoreSilica | 2019 | 186.2056 | 106.0254 | 11.5078 | 4 | 2996.295 | 3474.1221 | 61.0835 | 70.8247 | 186.2848 | 0 | 146.2255 | 12902404.5532 | 1132461.5936 | 13891900.1354 | 11115548.6164 | 0 | 650084.9506 | 0 | 15480035.9412 | 40275878.1271 | 27489114.4083 | 122937428.326 | 961560.8286 | 14024609.4364 | 14024609.4364 | 1478867.319 | 6491564.8444 | 0 | 137923598.591 | 159918640.1909 | 177827.941 | 46.0314 | 2996.295 | 3474.1221 | 61.0835 | 70.8247
1 | 4100 | 707 | 0.045 | 15 | 15 | 7 | 2.3714e-10 | 5spot_SharedNeighbor | Water | Porous | Wet | R600a | MinimizeLCOE_Brownfield | IgnoreSilica | 2019 | 189.0561 | 107.3573 | 11.7086 | 4 | 2969.5388 | 3439.1715 | 60.5381 | 70.1122 | 186.0345 | 0 | 156.9806 | 13017954.0083 | 1142401.2397 | 14031335.3746 | 11279776.669 | 0 | 593338.34 | 0 | 15625274.1963 | 40653758.2744 | 27747025.3735 | 124090863.4759 | 961560.8286 | 14024609.4364 | 14024609.4364 | 1478867.319 | 6491564.8444 | 0 | 139077033.7409 | 161072075.3408 | 237137.3706 | 46.8346 | 2969.5388 | 3439.1715 | 60.5381 | 70.1122
1 | 4100 | 707 | 0.045 | 15 | 15 | 7 | 3.1623e-10 | 5spot_SharedNeighbor | Water | Porous | Wet | R600a | MinimizeLCOE_Brownfield | IgnoreSilica | 2019 | 191.246 | 108.3715 | 11.863 | 4 | 2949.2053 | 3412.7283 | 60.1235 | 69.5731 | 185.8401 | 0 | 174.7262 | 13105671.0338 | 1149945.2026 | 14137279.3461 | 11405579.8526 | 0 | 546684.6338 | 0 | 15734612.4269 | 40938233.9219 | 27941185.8483 | 124959192.2659 | 961560.8286 | 14024609.4364 | 14024609.4364 | 1478867.319 | 6491564.8444 | 0 | 139945362.5309 | 161940404.1308 | 316227.766 | 47.4519 | 2949.2053 | 3412.7283 | 60.1235 | 69.5731
1 | 4100 | 707 | 0.045 | 15 | 15 | 7 | 4.217e-10 | 5spot_SharedNeighbor | Water | Porous | Wet | R600a | MinimizeLCOE_Brownfield | IgnoreSilica | 2019 | 192.7903 | 109.0821 | 11.9755 | 4 | 2933.7869 | 3392.9545 | 59.8092 | 69.17 | 185.7017 | 0 | 157.7777 | 13166984.9647 | 1155217.6359 | 14211381.9994 | 11494197.4737 | 0 | 507503.6869 | 0 | 15808761.4466 | 41131154.4613 | 28072858.0805 | 125548059.749 | 961560.8286 | 14024609.4364 | 14024609.4364 | 1478867.319 | 6491564.8444 | 0 | 140534230.014 | 162529271.6139 | 421696.5034 | 47.902 | 2933.7869 | 3392.9545 | 59.8092 | 69.17
1 | 4100 | 707 | 0.045 | 15 | 15 | 7 | 5.6234e-10 | 5spot_SharedNeighbor | Water | Porous | Wet | R600a | MinimizeLCOE_Brownfield | IgnoreSilica | 2019 | 193.9157 | 109.5974 | 12.059 | 4 | 2922.117 | 3378.1042 | 59.5713 | 68.8672 | 185.6003 | 0 | 152.9516 | 13211388.0984 | 1159035.5007 | 14265071.2575 | 11558745.4049 | 0 | 475774.6635 | 0 | 15861305.8208 | 41267864.1444 | 28166165.2484 | 125965350.1386 | 961560.8286 | 14024609.4364 | 14024609.4364 | 1478867.319 | 6491564.8444 | 0 | 140951520.4037 | 162946562.0035 | 562341.3252 | 48.2361 | 2922.117 | 3378.1042 | 59.5713 | 68.8672
1 | 4100 | 707 | 0.045 | 15 | 15 | 7 | 7.4989e-10 | 5spot_SharedNeighbor | Water | Porous | Wet | R600a | MinimizeLCOE_Brownfield | IgnoreSilica | 2019 | 193.787 | 109.5367 | 12.0818 | 4 | 2912.9203 | 3368.0462 | 59.3838 | 68.6622 | 185.6103 | 0 | 194.5948 | 13206161.5079 | 1158586.1259 | 14258750.5474 | 11551326.6078 | 0 | 437808.0787 | 0 | 15838926.8184 | 41209638.5707 | 28126425.0979 | 125787623.3546 | 961560.8286 | 14024609.4364 | 14024609.4364 | 1478867.319 | 6491564.8444 | 0 | 140773793.6196 | 162768835.2195 | 749894.2093 | 48.3274 | 2912.9203 | 3368.0462 | 59.3838 | 68.6622
1 | 4100 | 707 | 0.045 | 15 | 15 | 7 | 1e-09 | 5spot_SharedNeighbor | Water | Porous | Wet | R600a | MinimizeLCOE_Brownfield | IgnoreSilica | 2019 | 195.7233 | 110.4219 | 12.1843 | 4 | 2906.3259 | 3357.6231 | 59.2494 | 68.4497 | 185.437 | 0 | 156.5798 | 13282304.4346 | 1165132.3334 | 14350861.1919 | 11662387.2151 | 0 | 433769.9281 | 0 | 15948837.4902 | 41495603.5932 | 28321602.1017 | 126660498.2883 | 961560.8286 | 14024609.4364 | 14024609.4364 | 1478867.319 | 6491564.8444 | 0 | 141646668.5533 | 163641710.1532 | 1000000 | 48.7374 | 2906.3259 | 3357.6231 | 59.2494 | 68.4497
1 | 4100 | 707 | 0.045 | 15 | 15 | 7 | 1.3335e-09 | 5spot_SharedNeighbor | Water | Porous | Wet | R600a | MinimizeLCOE_Brownfield | IgnoreSilica | 2019 | 196.1519 | 110.6163 | 12.2178 | 4 | 2901.3887 | 3351.4513 | 59.1487 | 68.3239 | 185.3978 | 0 | 145.0523 | 13299003.4945 | 1166567.8656 | 14371070.2372 | 11686947.6955 | 0 | 418420.0373 | 0 | 15967383.6388 | 41543856.8673 | 28354535.9528 | 126807785.7891 | 961560.8286 | 14024609.4364 | 14024609.4364 | 1478867.319 | 6491564.8444 | 0 | 141793956.0541 | 163788997.654 | 1333521.4322 | 48.8711 | 2901.3887 | 3351.4513 | 59.1487 | 68.3239
1 | 4100 | 707 | 0.045 | 15 | 15 | 7 | 1.7783e-09 | 5spot_SharedNeighbor | Water | Porous | Wet | R600a | MinimizeLCOE_Brownfield | IgnoreSilica | 2019 | 196.4567 | 110.7544 | 12.2422 | 4 | 2897.6716 | 3346.8368 | 59.073 | 68.2298 | 185.3698 | 0 | 144.6117 | 13310857.3751 | 1167586.8544 | 14385417.4499 | 11704414.3409 | 0 | 406438.9078 | 0 | 15980138.822 | 41577043.2375 | 28377186.3324 | 126909083.32 | 961560.8286 | 14024609.4364 | 14024609.4364 | 1478867.319 | 6491564.8444 | 0 | 141895253.585 | 163890295.1849 | 1778279.41 | 48.9687 | 2897.6716 | 3346.8368 | 59.073 | 68.2298
1 | 4100 | 707 | 0.045 | 15 | 15 | 7 | 2.3714e-09 | 5spot_SharedNeighbor | Water | Porous | Wet | R600a | MinimizeLCOE_Brownfield | IgnoreSilica | 2019 | 196.6855 | 110.8579 | 12.2605 | 4 | 2894.8754 | 3343.3687 | 59.016 | 68.1591 | 185.3488 | 0 | 143.322 | 13319740.6123 | 1168350.4639 | 14396170.1335 | 11717518.9308 | 0 | 397291.0719 | 0 | 15989637.7729 | 41601757.5593 | 28394054.3648 | 126984520.9094 | 961560.8286 | 14024609.4364 | 14024609.4364 | 1478867.319 | 6491564.8444 | 0 | 141970691.1745 | 163965732.7743 | 2371373.7057 | 49.0421 | 2894.8754 | 3343.3687 | 59.016 | 68.1591
1 | 4100 | 707 | 0.045 | 15 | 15 | 7 | 3.1623e-09 | 5spot_SharedNeighbor | Water | Porous | Wet | R600a | MinimizeLCOE_Brownfield | IgnoreSilica | 2019 | 196.8318 | 110.924 | 12.2732 | 4 | 2892.7733 | 3340.8027 | 58.9731 | 68.1068 | 185.3353 | 0 | 136.6892 | 13325412.1326 | 1168837.9851 | 14403035.6335 | 11725899.8013 | 0 | 390035.9677 | 0 | 15995156.3929 | 41616115.8765 | 28403854.2114 | 127028348.001 | 961560.8286 | 14024609.4364 | 14024609.4364 | 1478867.319 | 6491564.8444 | 0 | 142014518.266 | 164009559.8659 | 3162277.6602 | 49.0929 | 2892.7733 | 3340.8027 | 58.9731 | 68.1068
1 | 4100 | 707 | 0.045 | 15 | 15 | 7 | 4.217e-09 | 5spot_SharedNeighbor | Water | Porous | Wet | R600a | MinimizeLCOE_Brownfield | IgnoreSilica | 2019 | 196.9561 | 110.9801 | 12.2834 | 4 | 2891.194 | 3338.8532 | 58.9409 | 68.067 | 185.3239 | 0 | 140.9636 | 13330229.9263 | 1169252.1161 | 14408867.9408 | 11733018.3363 | 0 | 384710.4669 | 0 | 16000170.7267 | 41629162.1446 | 28412758.5575 | 127068170.2153 | 961560.8286 | 14024609.4364 | 14024609.4364 | 1478867.319 | 6491564.8444 | 0 | 142054340.4804 | 164049382.0802 | 4216965.0343 | 49.1335 | 2891.194 | 3338.8532 | 58.9409 | 68.067
1 | 4100 | 707 | 0.045 | 15 | 15 | 7 | 5.6234e-09 | 5spot_SharedNeighbor | Water | Porous | Wet | R600a | MinimizeLCOE_Brownfield | IgnoreSilica | 2019 | 197.0487 | 111.022 | 12.291 | 4 | 2890.0079 | 3337.3907 | 58.9167 | 68.0372 | 185.3153 | 0 | 137.5569 | 13333818.2282 | 1169560.5591 | 14413212.0106 | 11738322.9259 | 0 | 380677.2858 | 0 | 16003880.4937 | 41638814.1974 | 28419346.2818 | 127097631.9824 | 961560.8286 | 14024609.4364 | 14024609.4364 | 1478867.319 | 6491564.8444 | 0 | 142083802.2474 | 164078843.8473 | 5623413.2519 | 49.1638 | 2890.0079 | 3337.3907 | 58.9167 | 68.0372
1 | 4100 | 707 | 0.045 | 15 | 15 | 7 | 7.4989e-09 | 5spot_SharedNeighbor | Water | Porous | Wet | R600a | MinimizeLCOE_Brownfield | IgnoreSilica | 2019 | 194.9 | 110.042 | 12.2019 | 4 | 2889.1102 | 3339.7576 | 58.8984 | 68.0855 | 185.5073 | 0 | 152.3152 | 13249642.1825 | 1162324.3928 | 14311342.028 | 11615090.2679 | 0 | 350716.7241 | 0 | 15868755.0822 | 41287245.5945 | 28179393.4863 | 126024509.7583 | 961560.8286 | 14024609.4364 | 14024609.4364 | 1478867.319 | 6491564.8444 | 0 | 141010680.0234 | 163005721.6232 | 7498942.0933 | 48.8077 | 2889.1102 | 3339.7576 | 58.8984 | 68.0855
1 | 4100 | 707 | 0.045 | 15 | 15 | 7 | 1e-08 | 5spot_SharedNeighbor | Water | Porous | Wet | R600a | MinimizeLCOE_Brownfield | IgnoreSilica | 2019 | 195.2847 | 110.2179 | 12.2215 | 4 | 2888.1098 | 3338.0367 | 58.878 | 68.0504 | 185.473 | 0 | 129.9265 | 13264771.4368 | 1163625.0616 | 14329646.0438 | 11637158.6169 | 0 | 351036.5873 | 0 | 15891032.7211 | 41345207.4412 | 28218953.6377 | 126201431.5463 | 961560.8286 | 14024609.4364 | 14024609.4364 | 1478867.319 | 6491564.8444 | 0 | 141187601.8114 | 163182643.4112 | 10000000 | 48.8858 | 2888.1098 | 3338.0367 | 58.878 | 68.0504
1 | 4200 | 707 | 0.045 | 15 | 15 | 7 | 1e-13 | 5spot_SharedNeighbor | Water | Porous | Wet | R600a | MinimizeLCOE_Brownfield | IgnoreSilica | 2019 | 0.78939 | 0.19284 | 0.010037 | 4 | 410851.4223 | 974250.4863 | 8375.762 | 19861.4139 | 125.2226 | 0 | 16.9804 | 131508.5611 | 9466.8523 | 91150.5359 | 56584.8141 | 0 | 54422.5056 | 0 | 133821.9749 | 348177.3281 | 237638.1808 | 1062770.7529 | 961560.8286 | 14470997.6721 | 14470997.6721 | 1478867.319 | 6670120.1387 | 0 | 16495329.2536 | 39115314.3834 | 100 | 0.040149 | 410851.4223 | 974250.4863 | 8375.762 | 19861.4139
1 | 4200 | 707 | 0.045 | 15 | 15 | 7 | 1.3335e-13 | 5spot_SharedNeighbor | Water | Porous | Wet | R600a | MinimizeLCOE_Brownfield | IgnoreSilica | 2019 | 1.0155 | 0.29521 | 0.020511 | 4 | 205482.578 | 481191.1944 | 4189.0403 | 9809.7334 | 137.5393 | 0 | 28.0074 | 187937.3592 | 14694.4419 | 127064.5112 | 70324.2245 | 0 | 60344.0499 | 0 | 179542.1888 | 467131.9461 | 318827.1518 | 1425865.8733 | 961560.8286 | 14470997.6721 | 14470997.6721 | 1478867.319 | 6670120.1387 | 0 | 16858424.374 | 39478409.5038 | 133.3521 | 0.082043 | 205482.578 | 481191.1944 | 4189.0403 | 9809.7334
1 | 4200 | 707 | 0.045 | 15 | 15 | 7 | 1.7783e-13 | 5spot_SharedNeighbor | Water | Porous | Wet | R600a | MinimizeLCOE_Brownfield | IgnoreSilica | 2019 | 1.2934 | 0.43221 | 0.036105 | 4 | 119839.8028 | 276466.2723 | 2443.0965 | 5636.1389 | 148.0735 | 0 | 25.6547 | 257684.7201 | 21839.0992 | 171097.4796 | 88544.9052 | 0 | 66111.4779 | 0 | 236058.296 | 614175.264 | 419187.2377 | 1874698.4797 | 961560.8286 | 14470997.6721 | 14470997.6721 | 1478867.319 | 6670120.1387 | 0 | 17307256.9804 | 39927242.1102 | 177.8279 | 0.14442 | 119839.8028 | 276466.2723 | 2443.0965 | 5636.1389
1 | 4200 | 707 | 0.045 | 15 | 15 | 7 | 2.3714e-13 | 5spot_SharedNeighbor | Water | Porous | Wet | R600a | MinimizeLCOE_Brownfield | IgnoreSilica | 2019 | 1.6903 | 0.65544 | 0.061083 | 4 | 73524.46 | 166102.7116 | 1498.8956 | 3386.2284 | 158.1181 | 0 | 124.9047 | 356275.3972 | 32196.6748 | 237498.9513 | 116163.8815 | 0 | 75345.3258 | 0 | 318817.2899 | 829497.1899 | 566148.8766 | 2531943.5869 | 961560.8286 | 14470997.6721 | 14470997.6721 | 1478867.319 | 6670120.1387 | 0 | 17964502.0876 | 40584487.2174 | 237.1374 | 0.24433 | 73524.46 | 166102.7116 | 1498.8956 | 3386.2284
1 | 4200 | 707 | 0.045 | 15 | 15 | 7 | 3.1623e-13 | 5spot_SharedNeighbor | Water | Porous | Wet | R600a | MinimizeLCOE_Brownfield | IgnoreSilica | 2019 | 2.1765 | 0.96042 | 0.092311 | 4 | 50698.0187 | 111958.2475 | 1033.5477 | 2282.4203 | 166.0694 | 0 | 164.1063 | 465037.4461 | 42068.7596 | 322405.9535 | 146791.748 | 0 | 85085.3299 | 0 | 413941.8025 | 1076991.6589 | 735068.9371 | 3287391.6356 | 961560.8286 | 14470997.6721 | 14470997.6721 | 1478867.319 | 6670120.1387 | 0 | 18719950.1363 | 41339935.2661 | 316.2278 | 0.36924 | 50698.0187 | 111958.2475 | 1033.5477 | 2282.4203
1 | 4200 | 707 | 0.045 | 15 | 15 | 7 | 4.217e-13 | 5spot_SharedNeighbor | Water | Porous | Wet | R600a | MinimizeLCOE_Brownfield | IgnoreSilica | 2019 | 2.8377 | 1.3787 | 0.1349 | 4 | 36460.1491 | 78381.001 | 743.2895 | 1597.9027 | 172.9342 | 0 | 220.6241 | 598663.3985 | 54181.9811 | 430524.1683 | 187762.168 | 0 | 98112.7601 | 0 | 534005.3457 | 1389372.3699 | 948275.1912 | 4240897.3827 | 961560.8286 | 14470997.6721 | 14470997.6721 | 1478867.319 | 6670120.1387 | 0 | 19673455.8834 | 42293441.0132 | 421.6965 | 0.53959 | 36460.1491 | 78381.001 | 743.2895 | 1597.9027
1 | 4200 | 707 | 0.045 | 15 | 15 | 7 | 5.6234e-13 | 5spot_SharedNeighbor | Water | Porous | Wet | R600a | MinimizeLCOE_Brownfield | IgnoreSilica | 2019 | 3.7022 | 1.9286 | 0.19101 | 4 | 27265.3262 | 56870.7271 | 555.8406 | 1159.3867 | 178.4817 | 0 | 25.7852 | 757259.2312 | 68534.9093 | 563162.9353 | 240823.2333 | 0 | 113536.5093 | 0 | 679893.5592 | 1768943.5756 | 1207340.3385 | 5399494.2916 | 961560.8286 | 14470997.6721 | 14470997.6721 | 1478867.319 | 6670120.1387 | 0 | 20832052.7923 | 43452037.9221 | 562.3413 | 0.76405 | 27265.3262 | 56870.7271 | 555.8406 | 1159.3867
1 | 4200 | 707 | 0.045 | 15 | 15 | 7 | 7.4989e-13 | 5spot_SharedNeighbor | Water | Porous | Wet | R600a | MinimizeLCOE_Brownfield | IgnoreSilica | 2019 | 4.8011 | 2.6306 | 0.26317 | 4 | 21094.3048 | 42582.1557 | 430.0359 | 868.0948 | 182.808 | 0 | 40.0294 | 941406.1964 | 85168.3397 | 721907.092 | 307995.5804 | 0 | 130345.8893 | 0 | 852861.0081 | 2218969.3973 | 1514492.2089 | 6773145.7122 | 961560.8286 | 14470997.6721 | 14470997.6721 | 1478867.319 | 6670120.1387 | 0 | 22205704.2129 | 44825689.3427 | 749.8942 | 1.0527 | 21094.3048 | 42582.1557 | 430.0359 | 868.0948
1 | 4200 | 707 | 0.045 | 15 | 15 | 7 | 1e-12 | 5spot_SharedNeighbor | Water | Porous | Wet | R600a | MinimizeLCOE_Brownfield | IgnoreSilica | 2019 | 6.2534 | 3.5596 | 0.35868 | 4 | 16663.7506 | 32429.9861 | 339.7131 | 661.1291 | 186.2556 | 0 | 30.2721 | 1164184.3967 | 105247.943 | 919497.1288 | 396543.1902 | 0 | 150855.1454 | 0 | 1067167.8436 | 2776551.8228 | 1895053.6715 | 8475101.1419 | 961560.8286 | 14470997.6721 | 14470997.6721 | 1478867.319 | 6670120.1387 | 0 | 23907659.6426 | 46527644.7724 | 1000 | 1.4347 | 16663.7506 | 32429.9861 | 339.7131 | 661.1291
1 | 4200 | 707 | 0.045 | 15 | 15 | 7 | 1.3335e-12 | 5spot_SharedNeighbor | Water | Porous | Wet | R600a | MinimizeLCOE_Brownfield | IgnoreSilica | 2019 | 8.1728 | 4.7779 | 0.4838 | 4 | 13439.1871 | 25127.9081 | 273.976 | 512.2664 | 188.7577 | 0 | 33.9112 | 1432031.6233 | 129331.8298 | 1163661.6636 | 513300.2197 | 0 | 175965.4506 | 0 | 1331573.407 | 3464480.8616 | 2364579.376 | 10574924.4317 | 961560.8286 | 14470997.6721 | 14470997.6721 | 1478867.319 | 6670120.1387 | 0 | 26007482.9324 | 48627468.0622 | 1333.5214 | 1.9352 | 13439.1871 | 25127.9081 | 273.976 | 512.2664
1 | 4200 | 707 | 0.045 | 15 | 15 | 7 | 1.7783e-12 | 5spot_SharedNeighbor | Water | Porous | Wet | R600a | MinimizeLCOE_Brownfield | IgnoreSilica | 2019 | 10.7131 | 6.4261 | 0.65389 | 4 | 10959.8525 | 19608.1564 | 223.4314 | 399.7388 | 191.2417 | 0 | 50.8546 | 1764512.3548 | 159147.5191 | 1474999.2977 | 668329.3694 | 0 | 205627.2387 | 0 | 1666320.1541 | 4335423.2317 | 2959015.4397 | 13233374.6053 | 961560.8286 | 14470997.6721 | 14470997.6721 | 1478867.319 | 6670120.1387 | 0 | 28665933.106 | 51285918.2358 | 1778.2794 | 2.6155 | 10959.8525 | 19608.1564 | 223.4314 | 399.7388
1 | 4200 | 707 | 0.045 | 15 | 15 | 7 | 2.3714e-12 | 5spot_SharedNeighbor | Water | Porous | Wet | R600a | MinimizeLCOE_Brownfield | IgnoreSilica | 2019 | 14.1043 | 8.6072 | 0.8784 | 4 | 9103.7488 | 15541.5813 | 185.5922 | 316.8362 | 192.9474 | 0 | 41.7278 | 2168531.5797 | 195271.9505 | 1863473.5472 | 874807.0756 | 0 | 242779.1976 | 0 | 2084496.7067 | 5423432.8418 | 3701604.3549 | 16554397.2541 | 961560.8286 | 14470997.6721 | 14470997.6721 | 1478867.319 | 6670120.1387 | 0 | 31986955.7548 | 54606940.8846 | 2371.3737 | 3.5136 | 9103.7488 | 15541.5813 | 185.5922 | 316.8362
1 | 4200 | 707 | 0.045 | 15 | 15 | 7 | 3.1623e-12 | 5spot_SharedNeighbor | Water | Porous | Wet | R600a | MinimizeLCOE_Brownfield | IgnoreSilica | 2019 | 18.599 | 11.4996 | 1.1762 | 4 | 7681.5999 | 12489.3234 | 156.5998 | 254.6118 | 194.2634 | 0 | 48.0361 | 2661110.0502 | 239174.5208 | 2349526.9458 | 1148499.7058 | 0 | 287871.5035 | 0 | 2607611.2632 | 6784469.6121 | 4630539.9172 | 20708803.5186 | 961560.8286 | 14470997.6721 | 14470997.6721 | 1478867.319 | 6670120.1387 | 0 | 36141362.0193 | 58761347.149 | 3162.2777 | 4.7049 | 7681.5999 | 12489.3234 | 156.5998 | 254.6118
1 | 4200 | 707 | 0.045 | 15 | 15 | 7 | 4.217e-12 | 5spot_SharedNeighbor | Water | Porous | Wet | R600a | MinimizeLCOE_Brownfield | IgnoreSilica | 2019 | 24.5453 | 15.3276 | 1.5705 | 4 | 6580.0522 | 10180.81 | 134.1433 | 207.5496 | 195.2725 | 0 | 45.052 | 3261023.7448 | 292460.7996 | 2956733.2482 | 1510619.6611 | 0 | 342499.1983 | 0 | 3261701.2943 | 8486277.7008 | 5792058.9063 | 25903374.5533 | 961560.8286 | 14470997.6721 | 14470997.6721 | 1478867.319 | 6670120.1387 | 0 | 41335933.054 | 63955918.1838 | 4216.965 | 6.282 | 6580.0522 | 10180.81 | 134.1433 | 207.5496
1 | 4200 | 707 | 0.045 | 15 | 15 | 7 | 5.6234e-12 | 5spot_SharedNeighbor | Water | Porous | Wet | R600a | MinimizeLCOE_Brownfield | IgnoreSilica | 2019 | 32.3916 | 20.3796 | 2.0909 | 4 | 5718.0405 | 8422.6192 | 116.57 | 171.7065 | 196.043 | 0 | 54.2716 | 3990332.4831 | 357004.1458 | 3713555.9324 | 1988386.1981 | 0 | 408626.5307 | 0 | 4078583.0631 | 10611636.4978 | 7242659.9571 | 32390784.8081 | 961560.8286 | 14470997.6721 | 14470997.6721 | 1478867.319 | 6670120.1387 | 0 | 47823343.3088 | 70443328.4386 | 5623.4133 | 8.3636 | 5718.0405 | 8422.6192 | 116.57 | 171.7065
1 | 4200 | 707 | 0.045 | 15 | 15 | 7 | 7.4989e-12 | 5spot_SharedNeighbor | Water | Porous | Wet | R600a | MinimizeLCOE_Brownfield | IgnoreSilica | 2019 | 42.6622 | 26.9923 | 2.7722 | 4 | 5038.6398 | 7078.5349 | 102.7195 | 144.3055 | 196.6224 | 0 | 51.5177 | 4870686.4167 | 434614.8794 | 4649709.0321 | 2613737.4847 | 0 | 487948.8798 | 0 | 5092111.7102 | 13248630.1341 | 9042462.2987 | 40439900.8357 | 961560.8286 | 14470997.6721 | 14470997.6721 | 1478867.319 | 6670120.1387 | 0 | 55872459.3364 | 78492444.4662 | 7498.9421 | 11.0888 | 5038.6398 | 7078.5349 | 102.7195 | 144.3055
1 | 4200 | 707 | 0.045 | 15 | 15 | 7 | 1e-11 | 5spot_SharedNeighbor | Water | Porous | Wet | R600a | MinimizeLCOE_Brownfield | IgnoreSilica | 2019 | 55.9802 | 35.5511 | 3.6535 | 4 | 4500.648 | 6048.4584 | 91.7518 | 123.306 | 197.0097 | 0 | 48.0135 | 5923175.4893 | 527027.9119 | 5795836.0492 | 3424430.8237 | 0 | 582876.9342 | 0 | 6338805.4112 | 16492271.4122 | 11256314.1211 | 50340738.1528 | 961560.8286 | 14470997.6721 | 14470997.6721 | 1478867.319 | 6670120.1387 | 0 | 65773296.6535 | 88393281.7833 | 10000 | 14.6142 | 4500.648 | 6048.4584 | 91.7518 | 123.306
1 | 4200 | 707 | 0.045 | 15 | 15 | 7 | 1.3335e-11 | 5spot_SharedNeighbor | Water | Porous | Wet | R600a | MinimizeLCOE_Brownfield | IgnoreSilica | 2019 | 72.8474 | 46.2972 | 4.7587 | 4 | 4078.8081 | 5267.1647 | 83.152 | 107.3783 | 197.087 | 0 | 54.4542 | 7147097.878 | 634051.7926 | 7159412.2387 | 4449528.13 | 0 | 694234.3385 | 0 | 7832886.5073 | 20379563.9462 | 13909471.1514 | 62206245.9828 | 961560.8286 | 14470997.6721 | 14470997.6721 | 1478867.319 | 6670120.1387 | 0 | 77638804.4835 | 100258789.6132 | 13335.2143 | 19.0347 | 4078.8081 | 5267.1647 | 83.152 | 107.3783
1 | 4200 | 707 | 0.045 | 15 | 15 | 7 | 1.7783e-11 | 5spot_SharedNeighbor | Water | Porous | Wet | R600a | MinimizeLCOE_Brownfield | IgnoreSilica | 2019 | 93.5442 | 59.1924 | 6.0794 | 4 | 3755.9258 | 4686.1084 | 76.5696 | 95.5327 | 196.6348 | 0 | 64.4085 | 8513500.1432 | 753047.9513 | 8714578.664 | 5702473.5531 | 0 | 823030.4993 | 0 | 9557586.0163 | 24866878.2839 | 16972155.392 | 75903250.5031 | 961560.8286 | 14470997.6721 | 14470997.6721 | 1478867.319 | 6670120.1387 | 0 | 91335809.0037 | 113955794.1335 | 17782.7941 | 24.3178 | 3755.9258 | 4686.1084 | 76.5696 | 95.5327
1 | 4200 | 707 | 0.045 | 15 | 15 | 7 | 2.3714e-11 | 5spot_SharedNeighbor | Water | Porous | Wet | R600a | MinimizeLCOE_Brownfield | IgnoreSilica | 2019 | 117.7831 | 73.6833 | 7.5519 | 4 | 3519.2168 | 4268.0367 | 71.744 | 87.0097 | 195.4569 | 0 | 69.609 | 9951538.758 | 877798.2629 | 10383141.6339 | 7159600.2614 | 0 | 968178.2469 | 0 | 11442700.2936 | 29771558.9434 | 20319700.7232 | 90874217.1233 | 961560.8286 | 14470997.6721 | 14470997.6721 | 1478867.319 | 6670120.1387 | 0 | 106306775.624 | 128926760.7538 | 23713.7371 | 30.2075 | 3519.2168 | 4268.0367 | 71.744 | 87.0097
1 | 4200 | 707 | 0.045 | 15 | 15 | 7 | 3.1623e-11 | 5spot_SharedNeighbor | Water | Porous | Wet | R600a | MinimizeLCOE_Brownfield | IgnoreSilica | 2019 | 144.4527 | 88.7317 | 9.0637 | 4 | 3354.2344 | 3978.1527 | 68.3806 | 81.1 | 193.6038 | 0 | 67.9483 | 11362243.6564 | 999750.2927 | 12047490.0348 | 8746961.9667 | 0 | 1123692.756 | 0 | 13369254.0956 | 34784056.7456 | 23740833.4697 | 106174283.0174 | 961560.8286 | 14470997.6721 | 14470997.6721 | 1478867.319 | 6670120.1387 | 0 | 121606841.5181 | 144226826.6479 | 31622.7766 | 36.2547 | 3354.2344 | 3978.1527 | 68.3806 | 81.1
1 | 4200 | 707 | 0.045 | 15 | 15 | 7 | 4.217e-11 | 5spot_SharedNeighbor | Water | Porous | Wet | R600a | MinimizeLCOE_Brownfield | IgnoreSilica | 2019 | 156.7272 | 95.3917 | 9.8915 | 4 | 3232.4172 | 3804.1176 | 65.8972 | 77.5521 | 192.6848 | 0 | 77.9803 | 11964599.6707 | 1051704.7538 | 12765624.2798 | 9472961.4262 | 0 | 1055269.3384 | 0 | 14160962.1928 | 36843918.813 | 25146731.6567 | 112461772.1313 | 961560.8286 | 14470997.6721 | 14470997.6721 | 1478867.319 | 6670120.1387 | 0 | 127894330.632 | 150514315.7618 | 42169.6503 | 39.5662 | 3232.4172 | 3804.1176 | 65.8972 | 77.5521
1 | 4200 | 707 | 0.045 | 15 | 15 | 7 | 5.6234e-11 | 5spot_SharedNeighbor | Water | Porous | Wet | R600a | MinimizeLCOE_Brownfield | IgnoreSilica | 2019 | 166.483 | 100.5342 | 10.5677 | 4 | 3137.7981 | 3672.9205 | 63.9683 | 74.8775 | 191.9025 | 0 | 98.2683 | 12421612.6455 | 1091078.7645 | 13313267.1881 | 10047459.2157 | 0 | 967939.6994 | 0 | 14758129.4302 | 38397625.4687 | 26207168.3747 | 117204280.7867 | 961560.8286 | 14470997.6721 | 14470997.6721 | 1478867.319 | 6670120.1387 | 0 | 132636839.2874 | 155256824.4172 | 56234.1325 | 42.2707 | 3137.7981 | 3672.9205 | 63.9683 | 74.8775
1 | 4200 | 707 | 0.045 | 15 | 15 | 7 | 7.4989e-11 | 5spot_SharedNeighbor | Water | Porous | Wet | R600a | MinimizeLCOE_Brownfield | IgnoreSilica | 2019 | 174.4157 | 104.613 | 11.1218 | 4 | 3064.6971 | 3573.1574 | 62.478 | 72.8436 | 191.2348 | 0 | 118.9821 | 12779426.124 | 1121880.3874 | 13743657.0058 | 10512724.723 | 0 | 879254.3165 | 0 | 15224407.5971 | 39610785.6123 | 27035175.1007 | 120907310.8668 | 961560.8286 | 14470997.6721 | 14470997.6721 | 1478867.319 | 6670120.1387 | 0 | 136339869.3675 | 158959854.4973 | 74989.4209 | 44.4872 | 3064.6971 | 3573.1574 | 62.478 | 72.8436
1 | 4200 | 707 | 0.045 | 15 | 15 | 7 | 1e-10 | 5spot_SharedNeighbor | Water | Porous | Wet | R600a | MinimizeLCOE_Brownfield | IgnoreSilica | 2019 | 180.7882 | 107.8201 | 11.5683 | 4 | 3008.4804 | 3497.3147 | 61.3319 | 71.2975 | 190.6788 | 0 | 125.9647 | 13058004.4775 | 1145845.8784 | 14079697.9493 | 10884944.8427 | 0 | 795880.0281 | 0 | 15586105.5386 | 40551849.4617 | 27677470.5148 | 123779798.6911 | 961560.8286 | 14470997.6721 | 14470997.6721 | 1478867.319 | 6670120.1387 | 0 | 139212357.1918 | 161832342.3216 | 100000 | 46.2733 | 3008.4804 | 3497.3147 | 61.3319 | 71.2975
1 | 4200 | 707 | 0.045 | 15 | 15 | 7 | 1.3335e-10 | 5spot_SharedNeighbor | Water | Porous | Wet | R600a | MinimizeLCOE_Brownfield | IgnoreSilica | 2019 | 185.6649 | 110.2313 | 11.915 | 4 | 2965.4121 | 3440.0227 | 60.4539 | 70.1295 | 190.2416 | 0 | 154.6887 | 13265917.4341 | 1163723.582 | 14331032.6173 | 11168861.0738 | 0 | 719133.1052 | 0 | 15852980.4469 | 41246203.2293 | 28151381.2287 | 125899232.7173 | 961560.8286 | 14470997.6721 | 14470997.6721 | 1478867.319 | 6670120.1387 | 0 | 141331791.218 | 163951776.3478 | 133352.1432 | 47.6601 | 2965.4121 | 3440.0227 | 60.4539 | 70.1295
1 | 4200 | 707 | 0.045 | 15 | 15 | 7 | 1.7783e-10 | 5spot_SharedNeighbor | Water | Porous | Wet | R600a | MinimizeLCOE_Brownfield | IgnoreSilica | 2019 | 189.4239 | 112.0643 | 12.184 | 4 | 2932.5288 | 3396.6622 | 59.7836 | 69.2456 | 189.8979 | 0 | 148.4315 | 13423118.5254 | 1177235.938 | 14521363.6191 | 11387290.1649 | 0 | 652314.67 | 0 | 16052915.9378 | 41766394.3643 | 28506422.3672 | 127487055.5866 | 961560.8286 | 14470997.6721 | 14470997.6721 | 1478867.319 | 6670120.1387 | 0 | 142919614.0873 | 165539599.2171 | 177827.941 | 48.736 | 2932.5288 | 3396.6622 | 59.7836 | 69.2456
1 | 4200 | 707 | 0.045 | 15 | 15 | 7 | 2.3714e-10 | 5spot_SharedNeighbor | Water | Porous | Wet | R600a | MinimizeLCOE_Brownfield | IgnoreSilica | 2019 | 192.2102 | 113.4078 | 12.3869 | 4 | 2907.4826 | 3364.0139 | 59.273 | 68.58 | 189.6393 | 0 | 161.4317 | 13537882.904 | 1187098.0184 | 14660475.2844 | 11548792.5667 | 0 | 594779.1997 | 0 | 16196320.9095 | 42139504.6843 | 28761077.8273 | 128625931.3943 | 961560.8286 | 14470997.6721 | 14470997.6721 | 1478867.319 | 6670120.1387 | 0 | 144058489.895 | 166678475.0247 | 237137.3706 | 49.5475 | 2907.4826 | 3364.0139 | 59.273 | 68.58
1 | 4200 | 707 | 0.045 | 15 | 15 | 7 | 3.1623e-10 | 5spot_SharedNeighbor | Water | Porous | Wet | R600a | MinimizeLCOE_Brownfield | IgnoreSilica | 2019 | 194.2714 | 114.3936 | 12.5393 | 4 | 2888.4532 | 3339.4341 | 58.885 | 68.0789 | 189.4458 | 0 | 154.4867 | 13621844.3273 | 1194311.7244 | 14762334.4222 | 11668170.9148 | 0 | 546640.8938 | 0 | 16299387.8902 | 42407663.8261 | 28944101.9517 | 129444455.9504 | 961560.8286 | 14470997.6721 | 14470997.6721 | 1478867.319 | 6670120.1387 | 0 | 144877014.4511 | 167496999.5809 | 316227.766 | 50.1573 | 2888.4532 | 3339.4341 | 58.885 | 68.0789
1 | 4200 | 707 | 0.045 | 15 | 15 | 7 | 4.217e-10 | 5spot_SharedNeighbor | Water | Porous | Wet | R600a | MinimizeLCOE_Brownfield | IgnoreSilica | 2019 | 195.7723 | 115.1071 | 12.6526 | 4 | 2874.0235 | 3320.9676 | 58.5909 | 67.7024 | 189.3038 | 0 | 168.1217 | 13682485.0577 | 1199521.0696 | 14835946.2415 | 11755060.7492 | 0 | 506974.7001 | 0 | 16372195.2491 | 42597093.6391 | 29073391.6914 | 130022668.3978 | 961560.8286 | 14470997.6721 | 14470997.6721 | 1478867.319 | 6670120.1387 | 0 | 145455226.8985 | 168075212.0283 | 421696.5034 | 50.6103 | 2874.0235 | 3320.9676 | 58.5909 | 67.7024
1 | 4200 | 707 | 0.045 | 15 | 15 | 7 | 5.6234e-10 | 5spot_SharedNeighbor | Water | Porous | Wet | R600a | MinimizeLCOE_Brownfield | IgnoreSilica | 2019 | 196.8707 | 115.6268 | 12.7368 | 4 | 2863.1006 | 3307.0888 | 58.3682 | 67.4195 | 189.1991 | 0 | 158.6022 | 13726589.7622 | 1203309.5094 | 14889508.3392 | 11818618.373 | 0 | 474948.6796 | 0 | 16424060.1187 | 42732035.391 | 29165492.2099 | 130434562.383 | 961560.8286 | 14470997.6721 | 14470997.6721 | 1478867.319 | 6670120.1387 | 0 | 145867120.8837 | 168487106.0135 | 562341.3252 | 50.9473 | 2863.1006 | 3307.0888 | 58.3682 | 67.4195
1 | 4200 | 707 | 0.045 | 15 | 15 | 7 | 7.4989e-10 | 5spot_SharedNeighbor | Water | Porous | Wet | R600a | MinimizeLCOE_Brownfield | IgnoreSilica | 2019 | 197.7527 | 116.0431 | 12.8041 | 4 | 2854.475 | 3296.1309 | 58.1923 | 67.1961 | 189.1151 | 0 | 160.3878 | 13761878.1299 | 1206340.4285 | 14932377.7364 | 11869649.1591 | 0 | 448810.5116 | 0 | 16465431.8266 | 42839676.0883 | 29238959.1976 | 130763123.0781 | 961560.8286 | 14470997.6721 | 14470997.6721 | 1478867.319 | 6670120.1387 | 0 | 146195681.5788 | 168815666.7086 | 749894.2093 | 51.2163 | 2854.475 | 3296.1309 | 58.1923 | 67.1961
1 | 4200 | 707 | 0.045 | 15 | 15 | 7 | 1e-09 | 5spot_SharedNeighbor | Water | Porous | Wet | R600a | MinimizeLCOE_Brownfield | IgnoreSilica | 2019 | 198.6345 | 116.4582 | 12.8631 | 4 | 2848.3423 | 3287.9714 | 58.0673 | 67.0297 | 189.0309 | 0 | 149.9185 | 13797032.3406 | 1209359.6237 | 14975096.6103 | 11920660.9653 | 0 | 432640.5554 | 0 | 16510568.1372 | 42957111.5097 | 29319111.2858 | 131121581.028 | 961560.8286 | 14470997.6721 | 14470997.6721 | 1478867.319 | 6670120.1387 | 0 | 146554139.5287 | 169174124.6585 | 1000000 | 51.4524 | 2848.3423 | 3287.9714 | 58.0673 | 67.0297
1 | 4200 | 707 | 0.045 | 15 | 15 | 7 | 1.3335e-09 | 5spot_SharedNeighbor | Water | Porous | Wet | R600a | MinimizeLCOE_Brownfield | IgnoreSilica | 2019 | 199.148 | 116.6989 | 12.901 | 4 | 2843.721 | 3282.0604 | 57.9731 | 66.9092 | 188.9815 | 0 | 182.4269 | 13817405.8039 | 1211109.2928 | 14999859.8179 | 11950314.8606 | 0 | 418321.8733 | 0 | 16534834.5429 | 43020247.7197 | 29362203.0464 | 131314296.9575 | 961560.8286 | 14470997.6721 | 14470997.6721 | 1478867.319 | 6670120.1387 | 0 | 146746855.4582 | 169366840.588 | 1333521.4322 | 51.6038 | 2843.721 | 3282.0604 | 57.9731 | 66.9092
1 | 4200 | 707 | 0.045 | 15 | 15 | 7 | 1.7783e-09 | 5spot_SharedNeighbor | Water | Porous | Wet | R600a | MinimizeLCOE_Brownfield | IgnoreSilica | 2019 | 199.4381 | 116.8344 | 12.9252 | 4 | 2840.2405 | 3277.7578 | 57.9021 | 66.8215 | 188.9534 | 0 | 180.4924 | 13828863.9152 | 1212093.2837 | 15013788.5655 | 11967019.0933 | 0 | 406177.2449 | 0 | 16546897.42 | 43051632.8514 | 29383624.0437 | 131410096.4175 | 961560.8286 | 14470997.6721 | 14470997.6721 | 1478867.319 | 6670120.1387 | 0 | 146842654.9182 | 169462640.048 | 1778279.41 | 51.7008 | 2840.2405 | 3277.7578 | 57.9021 | 66.8215
1 | 4200 | 707 | 0.045 | 15 | 15 | 7 | 2.3714e-09 | 5spot_SharedNeighbor | Water | Porous | Wet | R600a | MinimizeLCOE_Brownfield | IgnoreSilica | 2019 | 199.6576 | 116.9368 | 12.9435 | 4 | 2837.6221 | 3274.5211 | 57.8488 | 66.7555 | 188.9321 | 0 | 180.531 | 13837524.6916 | 1212837.033 | 15024317.68 | 11979658.7288 | 0 | 396928.9813 | 0 | 16555994.1748 | 43075300.7414 | 29399777.8649 | 131482339.8959 | 961560.8286 | 14470997.6721 | 14470997.6721 | 1478867.319 | 6670120.1387 | 0 | 146914898.3966 | 169534883.5264 | 2371373.7057 | 51.7739 | 2837.6221 | 3274.5211 | 57.8488 | 66.7555
1 | 4200 | 707 | 0.045 | 15 | 15 | 7 | 3.1623e-09 | 5spot_SharedNeighbor | Water | Porous | Wet | R600a | MinimizeLCOE_Brownfield | IgnoreSilica | 2019 | 199.813 | 117.0093 | 12.9568 | 4 | 2835.6536 | 3272.1032 | 57.8086 | 66.7062 | 188.917 | 0 | 175.3727 | 13843649.2436 | 1213362.9753 | 15031763.8985 | 11988607.3385 | 0 | 389786.0535 | 0 | 16562196.1087 | 43091436.9012 | 29410791.1255 | 131531593.6448 | 961560.8286 | 14470997.6721 | 14470997.6721 | 1478867.319 | 6670120.1387 | 0 | 146964152.1455 | 169584137.2753 | 3162277.6602 | 51.8273 | 2835.6536 | 3272.1032 | 57.8086 | 66.7062
1 | 4200 | 707 | 0.045 | 15 | 15 | 7 | 4.217e-09 | 5spot_SharedNeighbor | Water | Porous | Wet | R600a | MinimizeLCOE_Brownfield | IgnoreSilica | 2019 | 199.925 | 117.0615 | 12.9666 | 4 | 2834.1746 | 3270.2942 | 57.7785 | 66.6694 | 188.906 | 0 | 174.8785 | 13848061.2703 | 1213741.8517 | 15037128.2645 | 11995059.1313 | 0 | 384318.514 | 0 | 16566540.5224 | 43102740.1747 | 29418505.842 | 131566095.571 | 961560.8286 | 14470997.6721 | 14470997.6721 | 1478867.319 | 6670120.1387 | 0 | 146998654.0717 | 169618639.2015 | 4216965.0343 | 51.8665 | 2834.1746 | 3270.2942 | 57.7785 | 66.6694
1 | 4200 | 707 | 0.045 | 15 | 15 | 7 | 5.6234e-09 | 5spot_SharedNeighbor | Water | Porous | Wet | R600a | MinimizeLCOE_Brownfield | IgnoreSilica | 2019 | 198.4977 | 116.3899 | 12.9084 | 4 | 2832.721 | 3270.8082 | 57.7488 | 66.6798 | 189.0408 | 0 | 181.1318 | 13791257.1765 | 1208863.6415 | 14968077.8647 | 11912679.5218 | 0 | 360035.6314 | 0 | 16473956.396 | 42861855.2693 | 29254096.9443 | 130830822.4455 | 961560.8286 | 14470997.6721 | 14470997.6721 | 1478867.319 | 6670120.1387 | 0 | 146263380.9462 | 168883366.076 | 5623413.2519 | 51.6335 | 2832.721 | 3270.8082 | 57.7488 | 66.6798
1 | 4200 | 707 | 0.045 | 15 | 15 | 7 | 7.4989e-09 | 5spot_SharedNeighbor | Water | Porous | Wet | R600a | MinimizeLCOE_Brownfield | IgnoreSilica | 2019 | 199.3868 | 116.8085 | 12.9505 | 4 | 2831.8548 | 3268.5156 | 57.7312 | 66.6331 | 188.9567 | 0 | 163.6025 | 13826670.7174 | 1211904.9396 | 15011122.3613 | 11964027.1701 | 0 | 366953.9551 | 0 | 16528464.866 | 43003675.127 | 29350891.9113 | 131263711.048 | 961560.8286 | 14470997.6721 | 14470997.6721 | 1478867.319 | 6670120.1387 | 0 | 146696269.5486 | 169316254.6784 | 7498942.0933 | 51.8022 | 2831.8548 | 3268.5156 | 57.7312 | 66.6331
1 | 4200 | 707 | 0.045 | 15 | 15 | 7 | 1e-08 | 5spot_SharedNeighbor | Water | Porous | Wet | R600a | MinimizeLCOE_Brownfield | IgnoreSilica | 2019 | 200.0643 | 117.1264 | 12.9825 | 4 | 2831.2302 | 3266.8173 | 57.7185 | 66.5985 | 188.8925 | 0 | 175.6651 | 13853545.9683 | 1214212.8378 | 15043797.1102 | 12003078.1575 | 0 | 372316.3527 | 0 | 16569910.6663 | 43111508.5978 | 29424490.4709 | 131592860.1615 | 961560.8286 | 14470997.6721 | 14470997.6721 | 1478867.319 | 6670120.1387 | 0 | 147025418.6622 | 169645403.792 | 10000000 | 51.9299 | 2831.2302 | 3266.8173 | 57.7185 | 66.5985
1 | 4300 | 707 | 0.045 | 15 | 15 | 7 | 1e-13 | 5spot_SharedNeighbor | Water | Porous | Wet | R600a | MinimizeLCOE_Brownfield | IgnoreSilica | 2019 | 0.81347 | 0.20763 | 0.011735 | 4 | 362202.4325 | 857566.5298 | 7383.9865 | 17482.6537 | 128.2137 | 0 | 19.7356 | 140607.2754 | 10319.9492 | 96499.8567 | 58471.1321 | 0 | 54911.0967 | 0 | 140715.631 | 366113.2071 | 249879.7867 | 1117517.9349 | 961560.8286 | 14923245.9986 | 14923245.9986 | 1478867.319 | 6851019.4693 | 0 | 17002324.7621 | 40255457.5491 | 100 | 0.046941 | 362202.4325 | 857566.5298 | 7383.9865 | 17482.6537
1 | 4300 | 707 | 0.045 | 15 | 15 | 7 | 1.3335e-13 | 5spot_SharedNeighbor | Water | Porous | Wet | R600a | MinimizeLCOE_Brownfield | IgnoreSilica | 2019 | 1.0498 | 0.31916 | 0.02353 | 4 | 184791.1845 | 431852.157 | 3767.2182 | 8803.8903 | 140.9294 | 0 | 21.0331 | 201595.5449 | 16139.2507 | 134936.1311 | 73025.7802 | 0 | 61042.7383 | 0 | 189828.3836 | 493894.515 | 337093.155 | 1507555.4988 | 961560.8286 | 14923245.9986 | 14923245.9986 | 1478867.319 | 6851019.4693 | 0 | 17392362.326 | 40645495.1129 | 133.3521 | 0.094119 | 184791.1845 | 431852.157 | 3767.2182 | 8803.8903
1 | 4300 | 707 | 0.045 | 15 | 15 | 7 | 1.7783e-13 | 5spot_SharedNeighbor | Water | Porous | Wet | R600a | MinimizeLCOE_Brownfield | IgnoreSilica | 2019 | 1.3445 | 0.47167 | 0.041565 | 4 | 107606.9477 | 247466.9187 | 2193.7132 | 5044.9479 | 151.8762 | 0 | 27.7265 | 279211.5993 | 24500.3941 | 182945.1371 | 93704.899 | 0 | 67287.5804 | 0 | 252583.3479 | 657170.0592 | 448532.0689 | 2005935.0858 | 961560.8286 | 14923245.9986 | 14923245.9986 | 1478867.319 | 6851019.4693 | 0 | 17890741.9131 | 41143874.7 | 177.8279 | 0.16626 | 107606.9477 | 247466.9187 | 2193.7132 | 5044.9479
1 | 4300 | 707 | 0.045 | 15 | 15 | 7 | 2.3714e-13 | 5spot_SharedNeighbor | Water | Porous | Wet | R600a | MinimizeLCOE_Brownfield | IgnoreSilica | 2019 | 1.7292 | 0.71017 | 0.06724 | 4 | 68953.2548 | 155408.5623 | 1405.7054 | 3168.2137 | 161.4847 | 0 | 127.4464 | 376749.7967 | 34055.8809 | 253236.2116 | 119779.3998 | 0 | 75311.1147 | 0 | 335061.6374 | 871761.65 | 594995.2391 | 2660950.9302 | 961560.8286 | 14923245.9986 | 14923245.9986 | 1478867.319 | 6851019.4693 | 0 | 18545757.7574 | 41798890.5443 | 237.1374 | 0.26896 | 68953.2548 | 155408.5623 | 1405.7054 | 3168.2137
1 | 4300 | 707 | 0.045 | 15 | 15 | 7 | 3.1623e-13 | 5spot_SharedNeighbor | Water | Porous | Wet | R600a | MinimizeLCOE_Brownfield | IgnoreSilica | 2019 | 2.2349 | 1.0395 | 0.10108 | 4 | 47842.7992 | 105357.1172 | 975.3402 | 2147.8473 | 169.7197 | 0 | 167.6899 | 491442.7855 | 44463.8395 | 343467.4841 | 151696.674 | 0 | 85439.3848 | 0 | 435438.9655 | 1132922.8673 | 773243.1362 | 3458115.1368 | 961560.8286 | 14923245.9986 | 14923245.9986 | 1478867.319 | 6851019.4693 | 0 | 19342921.964 | 42596054.7509 | 316.2278 | 0.4043 | 47842.7992 | 105357.1172 | 975.3402 | 2147.8473
1 | 4300 | 707 | 0.045 | 15 | 15 | 7 | 4.217e-13 | 5spot_SharedNeighbor | Water | Porous | Wet | R600a | MinimizeLCOE_Brownfield | IgnoreSilica | 2019 | 2.9155 | 1.4867 | 0.14687 | 4 | 34621.1369 | 74202.8113 | 705.7987 | 1512.7247 | 176.7267 | 0 | 224.7577 | 631097.5257 | 57119.3798 | 457300.4763 | 194015.3622 | 0 | 98563.3063 | 0 | 560857.4596 | 1459236.0623 | 995958.5968 | 4454148.1692 | 961560.8286 | 14923245.9986 | 14923245.9986 | 1478867.319 | 6851019.4693 | 0 | 20338954.9964 | 43592087.7833 | 421.6965 | 0.58747 | 34621.1369 | 74202.8113 | 705.7987 | 1512.7247
1 | 4300 | 707 | 0.045 | 15 | 15 | 7 | 5.6234e-13 | 5spot_SharedNeighbor | Water | Porous | Wet | R600a | MinimizeLCOE_Brownfield | IgnoreSilica | 2019 | 3.7754 | 2.0551 | 0.20553 | 4 | 26161.7575 | 54445.8738 | 533.3428 | 1109.9528 | 182.2301 | 0 | 35.371 | 791717.8707 | 71650.0164 | 592510.8326 | 247056.7568 | 0 | 112698.1519 | 0 | 708097.1151 | 1842323.4428 | 1257423.6057 | 5623477.7921 | 961560.8286 | 14923245.9986 | 14923245.9986 | 1478867.319 | 6851019.4693 | 0 | 21508284.6193 | 44761417.4063 | 562.3413 | 0.82213 | 26161.7575 | 54445.8738 | 533.3428 | 1109.9528
1 | 4300 | 707 | 0.045 | 15 | 15 | 7 | 7.4989e-13 | 5spot_SharedNeighbor | Water | Porous | Wet | R600a | MinimizeLCOE_Brownfield | IgnoreSilica | 2019 | 4.8937 | 2.7975 | 0.28238 | 4 | 20301.8219 | 40888.2976 | 413.8801 | 833.5633 | 186.6515 | 0 | 43.8926 | 982943.1307 | 88915.6765 | 758320.7076 | 315789.2417 | 0 | 129208.0589 | 0 | 887318.958 | 2308621.9147 | 1575681.8942 | 7046799.5824 | 961560.8286 | 14923245.9986 | 14923245.9986 | 1478867.319 | 6851019.4693 | 0 | 22931606.4096 | 46184739.1965 | 749.8942 | 1.1295 | 20301.8219 | 40888.2976 | 413.8801 | 833.5633
1 | 4300 | 707 | 0.045 | 15 | 15 | 7 | 1e-12 | 5spot_SharedNeighbor | Water | Porous | Wet | R600a | MinimizeLCOE_Brownfield | IgnoreSilica | 2019 | 6.3675 | 3.7774 | 0.38388 | 4 | 16079.7811 | 31223.1802 | 327.8081 | 636.5268 | 190.1634 | 0 | 46.8458 | 1213826.2868 | 109716.1852 | 964244.2174 | 406238.7151 | 0 | 149192.8524 | 0 | 1108855.1202 | 2885013.5652 | 1969081.0394 | 8806167.9817 | 961560.8286 | 14923245.9986 | 14923245.9986 | 1478867.319 | 6851019.4693 | 0 | 24690974.8089 | 47944107.5958 | 1000 | 1.5355 | 16079.7811 | 31223.1802 | 327.8081 | 636.5268
1 | 4300 | 707 | 0.045 | 15 | 15 | 7 | 1.3335e-12 | 5spot_SharedNeighbor | Water | Porous | Wet | R600a | MinimizeLCOE_Brownfield | IgnoreSilica | 2019 | 8.3238 | 5.0669 | 0.51719 | 4 | 12988.5834 | 24228.7435 | 264.7898 | 493.9357 | 192.6981 | 0 | 44.8856 | 1492477.5818 | 134758.736 | 1219630.9841 | 525917.6095 | 0 | 174029.8931 | 0 | 1383257.7738 | 3598952.9822 | 2456359.3615 | 10985384.9221 | 961560.8286 | 14923245.9986 | 14923245.9986 | 1478867.319 | 6851019.4693 | 0 | 26870191.7493 | 50123324.5362 | 1333.5214 | 2.0688 | 12988.5834 | 24228.7435 | 264.7898 | 493.9357
1 | 4300 | 707 | 0.045 | 15 | 15 | 7 | 1.7783e-12 | 5spot_SharedNeighbor | Water | Porous | Wet | R600a | MinimizeLCOE_Brownfield | IgnoreSilica | 2019 | 10.9178 | 6.8186 | 0.69918 | 4 | 10598.0549 | 18912.4962 | 216.0557 | 385.5568 | 195.2859 | 0 | 59.5024 | 1839844.3001 | 165891.6397 | 1546647.6537 | 685309.6222 | 0 | 203320.3189 | 0 | 1731995.2785 | 4506296.4337 | 3075639.9111 | 13754945.158 | 961560.8286 | 14923245.9986 | 14923245.9986 | 1478867.319 | 6851019.4693 | 0 | 29639751.9852 | 52892884.7722 | 1778.2794 | 2.7967 | 10598.0549 | 18912.4962 | 216.0557 | 385.5568
1 | 4300 | 707 | 0.045 | 15 | 15 | 7 | 2.3714e-12 | 5spot_SharedNeighbor | Water | Porous | Wet | R600a | MinimizeLCOE_Brownfield | IgnoreSilica | 2019 | 14.3406 | 9.1081 | 0.93679 | 4 | 8821.5921 | 15027.1175 | 179.8401 | 306.3481 | 197.0193 | 0 | 44.293 | 2256898.8475 | 203158.7778 | 1949734.5691 | 895170.8048 | 0 | 239033.1778 | 0 | 2162158.509 | 5625492.9208 | 3839514.5107 | 17171162.1175 | 961560.8286 | 14923245.9986 | 14923245.9986 | 1478867.319 | 6851019.4693 | 0 | 33055968.9447 | 56309101.7317 | 2371.3737 | 3.7472 | 8821.5921 | 15027.1175 | 179.8401 | 306.3481
1 | 4300 | 707 | 0.045 | 15 | 15 | 7 | 3.1623e-12 | 5spot_SharedNeighbor | Water | Porous | Wet | R600a | MinimizeLCOE_Brownfield | IgnoreSilica | 2019 | 18.9085 | 12.1649 | 1.2538 | 4 | 7449.3764 | 12085.8199 | 151.8656 | 246.3858 | 198.369 | 0 | 48.0341 | 2769067.5685 | 248777.7648 | 2457646.7375 | 1175162.0769 | 0 | 283235.6011 | 0 | 2704217.002 | 7035817.9281 | 4802090.3075 | 21476014.9865 | 961560.8286 | 14923245.9986 | 14923245.9986 | 1478867.319 | 6851019.4693 | 0 | 37360821.8137 | 60613954.6007 | 3162.2777 | 5.0153 | 7449.3764 | 12085.8199 | 151.8656 | 246.3858
1 | 4300 | 707 | 0.045 | 15 | 15 | 7 | 4.217e-12 | 5spot_SharedNeighbor | Water | Porous | Wet | R600a | MinimizeLCOE_Brownfield | IgnoreSilica | 2019 | 24.9428 | 16.2044 | 1.673 | 4 | 6386.1204 | 9860.9545 | 130.1897 | 201.0289 | 199.4029 | 0 | 41.664 | 3392043.4663 | 304074.1015 | 3091290.9402 | 1545048.7069 | 0 | 336600.6569 | 0 | 3380932.57 | 8796493.0225 | 6003787.2377 | 26850270.702 | 961560.8286 | 14923245.9986 | 14923245.9986 | 1478867.319 | 6851019.4693 | 0 | 42735077.5292 | 65988210.3161 | 4216.965 | 6.6919 | 6386.1204 | 9860.9545 | 130.1897 | 201.0289
1 | 4300 | 707 | 0.045 | 15 | 15 | 7 | 5.6234e-12 | 5spot_SharedNeighbor | Water | Porous | Wet | R600a | MinimizeLCOE_Brownfield | IgnoreSilica | 2019 | 32.8863 | 21.5234 | 2.2251 | 4 | 5553.9083 | 8166.5432 | 113.2239 | 166.486 | 200.1913 | 0 | 49.8534 | 4147857.5554 | 370914.1848 | 3879373.6094 | 2032008.9597 | 0 | 400868.9466 | 0 | 4224099.0698 | 10990239.2978 | 7501064.1476 | 33546425.7711 | 961560.8286 | 14923245.9986 | 14923245.9986 | 1478867.319 | 6851019.4693 | 0 | 49431232.5983 | 72684365.3852 | 5623.4133 | 8.9003 | 5553.9083 | 8166.5432 | 113.2239 | 166.486
1 | 4300 | 707 | 0.045 | 15 | 15 | 7 | 7.4989e-12 | 5spot_SharedNeighbor | Water | Porous | Wet | R600a | MinimizeLCOE_Brownfield | IgnoreSilica | 2019 | 43.3079 | 28.5011 | 2.9492 | 4 | 4896.1424 | 6867.2729 | 99.8145 | 139.9986 | 200.7852 | 0 | 51.4471 | 5062453.7061 | 451481.5117 | 4856499.5584 | 2670852.3069 | 0 | 478515.4859 | 0 | 5272723.0019 | 13718543.6667 | 9363187.9404 | 41874257.1779 | 961560.8286 | 14923245.9986 | 14923245.9986 | 1478867.319 | 6851019.4693 | 0 | 57759064.0052 | 81012196.7921 | 7498.9421 | 11.7969 | 4896.1424 | 6867.2729 | 99.8145 | 139.9986
1 | 4300 | 707 | 0.045 | 15 | 15 | 7 | 1e-11 | 5spot_SharedNeighbor | Water | Porous | Wet | R600a | MinimizeLCOE_Brownfield | IgnoreSilica | 2019 | 56.789 | 37.5086 | 3.8837 | 4 | 4375.6458 | 5872.4874 | 89.2035 | 119.7186 | 201.1756 | 0 | 54.79 | 6153210.7087 | 547177.2574 | 6049761.9783 | 3496923.5479 | 0 | 571042.6748 | 0 | 6559065.3052 | 17065342.4748 | 11647446.8968 | 52089970.844 | 961560.8286 | 14923245.9986 | 14923245.9986 | 1478867.319 | 6851019.4693 | 0 | 67974777.6712 | 91227910.4581 | 10000 | 15.5348 | 4375.6458 | 5872.4874 | 89.2035 | 119.7186
1 | 4300 | 707 | 0.045 | 15 | 15 | 7 | 1.3335e-11 | 5spot_SharedNeighbor | Water | Porous | Wet | R600a | MinimizeLCOE_Brownfield | IgnoreSilica | 2019 | 73.8459 | 48.8013 | 5.0535 | 4 | 3967.5948 | 5117.9327 | 80.8848 | 104.336 | 201.235 | 0 | 59.496 | 7420120.0526 | 657867.3803 | 7467558.7434 | 4540425.1612 | 0 | 679797.6708 | 0 | 8098649.9132 | 21071025.8127 | 14381408.0835 | 64316852.8177 | 961560.8286 | 14923245.9986 | 14923245.9986 | 1478867.319 | 6851019.4693 | 0 | 80201659.6449 | 103454792.4319 | 13335.2143 | 20.2142 | 3967.5948 | 5117.9327 | 80.8848 | 104.336
1 | 4300 | 707 | 0.045 | 15 | 15 | 7 | 1.7783e-11 | 5spot_SharedNeighbor | Water | Porous | Wet | R600a | MinimizeLCOE_Brownfield | IgnoreSilica | 2019 | 94.7279 | 62.3111 | 6.4473 | 4 | 3655.6871 | 4557.3545 | 74.5261 | 92.9078 | 200.7337 | 0 | 66.064 | 8830716.4728 | 780607.0768 | 9080007.8977 | 5812919.0837 | 0 | 805861.9579 | 0 | 9870943.8707 | 25682171.1425 | 17528609.5206 | 78391837.0227 | 961560.8286 | 14923245.9986 | 14923245.9986 | 1478867.319 | 6851019.4693 | 0 | 94276643.8499 | 117529776.6369 | 17782.7941 | 25.789 | 3655.6871 | 4557.3545 | 74.5261 | 92.9078
1 | 4300 | 707 | 0.045 | 15 | 15 | 7 | 2.3714e-11 | 5spot_SharedNeighbor | Water | Porous | Wet | R600a | MinimizeLCOE_Brownfield | IgnoreSilica | 2019 | 119.0548 | 77.3993 | 7.9918 | 4 | 3427.5532 | 4154.9549 | 69.8753 | 84.7044 | 199.4769 | 0 | 58.0346 | 10306910.9097 | 908557.2752 | 10799985.4516 | 7284722.958 | 0 | 947623.7896 | 0 | 11796642.1498 | 30692443.0498 | 20948223.0481 | 93685108.6318 | 961560.8286 | 14923245.9986 | 14923245.9986 | 1478867.319 | 6851019.4693 | 0 | 109569915.4591 | 132823048.246 | 23713.7371 | 31.9674 | 3427.5532 | 4154.9549 | 69.8753 | 84.7044
1 | 4300 | 707 | 0.045 | 15 | 15 | 7 | 3.1623e-11 | 5spot_SharedNeighbor | Water | Porous | Wet | R600a | MinimizeLCOE_Brownfield | IgnoreSilica | 2019 | 145.7368 | 93.023 | 9.5734 | 4 | 3268.3942 | 3875.6289 | 66.6306 | 79.0099 | 197.5394 | 0 | 70.2696 | 11751772.6647 | 1033355.6859 | 12511404.1764 | 8884049.3979 | 0 | 1100153.9553 | 0 | 13759486.9933 | 35799362.6976 | 24433800.6444 | 109273386.2154 | 961560.8286 | 14923245.9986 | 14923245.9986 | 1478867.319 | 6851019.4693 | 0 | 125158193.0426 | 148411325.8295 | 31622.7766 | 38.2935 | 3268.3942 | 3875.6289 | 66.6306 | 79.0099
1 | 4300 | 707 | 0.045 | 15 | 15 | 7 | 4.217e-11 | 5spot_SharedNeighbor | Water | Porous | Wet | R600a | MinimizeLCOE_Brownfield | IgnoreSilica | 2019 | 160.4519 | 101.2808 | 10.5404 | 4 | 3153.783 | 3705.3079 | 64.2941 | 75.5377 | 196.3805 | 0 | 69.8671 | 12487409.2281 | 1096744.4087 | 13392304.2169 | 9759761.1237 | 0 | 1066140.8006 | 0 | 14742920.3134 | 38358054.4668 | 26180160.3528 | 117083494.911 | 961560.8286 | 14923245.9986 | 14923245.9986 | 1478867.319 | 6851019.4693 | 0 | 132968301.7383 | 156221434.5252 | 42169.6503 | 42.1615 | 3153.783 | 3705.3079 | 64.2941 | 75.5377
1 | 4300 | 707 | 0.045 | 15 | 15 | 7 | 5.6234e-11 | 5spot_SharedNeighbor | Water | Porous | Wet | R600a | MinimizeLCOE_Brownfield | IgnoreSilica | 2019 | 170.1003 | 106.519 | 11.2314 | 4 | 3065.1706 | 3582.7639 | 62.4876 | 73.0395 | 195.5599 | 0 | 99.8923 | 12945275.4335 | 1136149.6432 | 13943616.4774 | 10330867.4486 | 0 | 975545.8651 | 0 | 15339267.3985 | 39909627.2545 | 27239140.662 | 121819490.1829 | 961560.8286 | 14923245.9986 | 14923245.9986 | 1478867.319 | 6851019.4693 | 0 | 137704297.0101 | 160957429.797 | 56234.1325 | 44.9255 | 3065.1706 | 3582.7639 | 62.4876 | 73.0395
1 | 4300 | 707 | 0.045 | 15 | 15 | 7 | 7.4989e-11 | 5spot_SharedNeighbor | Water | Porous | Wet | R600a | MinimizeLCOE_Brownfield | IgnoreSilica | 2019 | 177.9554 | 110.678 | 11.7969 | 4 | 2996.7415 | 3489.5205 | 61.0926 | 71.1386 | 194.86 | 0 | 121.4426 | 13304294.3287 | 1167022.6816 | 14377473.7594 | 10794036.603 | 0 | 884909.3363 | 0 | 15805817.3165 | 41123494.4387 | 28067629.9577 | 125524678.422 | 961560.8286 | 14923245.9986 | 14923245.9986 | 1478867.319 | 6851019.4693 | 0 | 141409485.2493 | 164662618.0362 | 74989.4209 | 47.1877 | 2996.7415 | 3489.5205 | 61.0926 | 71.1386
1 | 4300 | 707 | 0.045 | 15 | 15 | 7 | 1e-10 | 5spot_SharedNeighbor | Water | Porous | Wet | R600a | MinimizeLCOE_Brownfield | IgnoreSilica | 2019 | 184.1593 | 113.8919 | 12.247 | 4 | 2944.1182 | 3418.7863 | 60.0198 | 69.6966 | 194.2878 | 0 | 131.0835 | 13579136.4608 | 1190642.5412 | 14710513.7211 | 11158113.3638 | 0 | 799022.0974 | 0 | 16160596.9919 | 42046558.3786 | 28697640.0638 | 128342223.6187 | 961560.8286 | 14923245.9986 | 14923245.9986 | 1478867.319 | 6851019.4693 | 0 | 144227030.4459 | 167480163.2328 | 100000 | 48.9882 | 2944.1182 | 3418.7863 | 60.0198 | 69.6966
1 | 4300 | 707 | 0.045 | 15 | 15 | 7 | 1.3335e-10 | 5spot_SharedNeighbor | Water | Porous | Wet | R600a | MinimizeLCOE_Brownfield | IgnoreSilica | 2019 | 188.9707 | 116.3415 | 12.599 | 4 | 2903.8175 | 3365.2245 | 59.1982 | 68.6047 | 193.8324 | 0 | 141.5685 | 13787155.2899 | 1208511.3603 | 14963092.9113 | 11439848.637 | 0 | 721413.6184 | 0 | 16426808.5086 | 42739186.1376 | 29170372.7413 | 130456389.2043 | 961560.8286 | 14923245.9986 | 14923245.9986 | 1478867.319 | 6851019.4693 | 0 | 146341196.0315 | 169594328.8184 | 133352.1432 | 50.3961 | 2903.8175 | 3365.2245 | 59.1982 | 68.6047
1 | 4300 | 707 | 0.045 | 15 | 15 | 7 | 1.7783e-10 | 5spot_SharedNeighbor | Water | Porous | Wet | R600a | MinimizeLCOE_Brownfield | IgnoreSilica | 2019 | 192.6124 | 118.1698 | 12.8688 | 4 | 2873.0442 | 3324.7794 | 58.5709 | 67.7801 | 193.481 | 0 | 155.6049 | 13941608.9309 | 1221774.3823 | 15150913.9882 | 11652612.1326 | 0 | 653282.8584 | 0 | 16621874.994 | 43246709.1191 | 29516767.6048 | 132005544.0104 | 961560.8286 | 14923245.9986 | 14923245.9986 | 1478867.319 | 6851019.4693 | 0 | 147890350.8376 | 171143483.6245 | 177827.941 | 51.4751 | 2873.0442 | 3324.7794 | 58.5709 | 67.7801
1 | 4300 | 707 | 0.045 | 15 | 15 | 7 | 2.3714e-10 | 5spot_SharedNeighbor | Water | Porous | Wet | R600a | MinimizeLCOE_Brownfield | IgnoreSilica | 2019 | 195.3165 | 119.5131 | 13.0724 | 4 | 2849.6104 | 3294.3095 | 58.0932 | 67.159 | 193.2162 | 0 | 162.7579 | 14054660.0182 | 1231479.7107 | 15288538.5002 | 11810458.0457 | 0 | 594930.9455 | 0 | 16762226.2159 | 43611874.2084 | 29766000.2816 | 133120167.9261 | 961560.8286 | 14923245.9986 | 14923245.9986 | 1478867.319 | 6851019.4693 | 0 | 149004974.7534 | 172258107.5403 | 237137.3706 | 52.2896 | 2849.6104 | 3294.3095 | 58.0932 | 67.159
1 | 4300 | 707 | 0.045 | 15 | 15 | 7 | 3.1623e-10 | 5spot_SharedNeighbor | Water | Porous | Wet | R600a | MinimizeLCOE_Brownfield | IgnoreSilica | 2019 | 197.3239 | 120.5022 | 13.2256 | 4 | 2831.805 | 3271.3519 | 57.7302 | 66.6909 | 193.0176 | 0 | 161.4074 | 14137678.6426 | 1238605.4803 | 15389682.8434 | 11927555.5569 | 0 | 546327.5125 | 0 | 16863541.5139 | 43875475.8312 | 29945913.8057 | 133924781.1865 | 961560.8286 | 14923245.9986 | 14923245.9986 | 1478867.319 | 6851019.4693 | 0 | 149809588.0137 | 173062720.8006 | 316227.766 | 52.9025 | 2831.805 | 3271.3519 | 57.7302 | 66.6909
1 | 4300 | 707 | 0.045 | 15 | 15 | 7 | 4.217e-10 | 5spot_SharedNeighbor | Water | Porous | Wet | R600a | MinimizeLCOE_Brownfield | IgnoreSilica | 2019 | 198.8586 | 121.2534 | 13.3426 | 4 | 2818.298 | 3253.9899 | 57.4548 | 66.337 | 192.8645 | 0 | 153.517 | 14200597.2845 | 1244005.2705 | 15466383.7604 | 12016855.4539 | 0 | 507222.1949 | 0 | 16939674.946 | 44073559.4044 | 30081109.9146 | 134529408.2291 | 961560.8286 | 14923245.9986 | 14923245.9986 | 1478867.319 | 6851019.4693 | 0 | 150414215.0563 | 173667347.8432 | 421696.5034 | 53.3706 | 2818.298 | 3253.9899 | 57.4548 | 66.337
1 | 4300 | 707 | 0.045 | 15 | 15 | 7 | 5.6234e-10 | 5spot_SharedNeighbor | Water | Porous | Wet | R600a | MinimizeLCOE_Brownfield | IgnoreSilica | 2019 | 199.9056 | 121.7632 | 13.4262 | 4 | 2808.0722 | 3241.0539 | 57.2463 | 66.0733 | 192.7594 | 0 | 178.909 | 14243236.8809 | 1247664.3204 | 15518385.5148 | 12077729.3927 | 0 | 474714.4441 | 0 | 16989074.9156 | 44202087.9921 | 30168833.3167 | 134921726.7773 | 961560.8286 | 14923245.9986 | 14923245.9986 | 1478867.319 | 6851019.4693 | 0 | 150806533.6045 | 174059666.3915 | 562341.3252 | 53.7047 | 2808.0722 | 3241.0539 | 57.2463 | 66.0733
1 | 4300 | 707 | 0.045 | 15 | 15 | 7 | 7.4989e-10 | 5spot_SharedNeighbor | Water | Porous | Wet | R600a | MinimizeLCOE_Brownfield | IgnoreSilica | 2019 | 201.0971 | 122.3426 | 13.5087 | 4 | 2800.0168 | 3230.354 | 57.0821 | 65.8551 | 192.6403 | 0 | 178.939 | 14291630.8609 | 1251816.8258 | 15577426.5648 | 12147011.1923 | 0 | 452527.182 | 0 | 17050960.9241 | 44363102.6916 | 30278729.1576 | 135413205.3993 | 961560.8286 | 14923245.9986 | 14923245.9986 | 1478867.319 | 6851019.4693 | 0 | 151298012.2265 | 174551145.0134 | 749894.2093 | 54.0347 | 2800.0168 | 3230.354 | 57.0821 | 65.8551
1 | 4300 | 707 | 0.045 | 15 | 15 | 7 | 1e-09 | 5spot_SharedNeighbor | Water | Porous | Wet | R600a | MinimizeLCOE_Brownfield | IgnoreSilica | 2019 | 201.6501 | 122.6098 | 13.554 | 4 | 2794.279 | 3223.1759 | 56.9652 | 65.7088 | 192.5841 | 0 | 175.7412 | 14313934.0229 | 1253730.4521 | 15604644.2628 | 12179147.631 | 0 | 432564.8084 | 0 | 17075768.2591 | 44427646.2884 | 30322781.4887 | 135610217.2134 | 961560.8286 | 14923245.9986 | 14923245.9986 | 1478867.319 | 6851019.4693 | 0 | 151495024.0406 | 174748156.8275 | 1000000 | 54.2161 | 2794.279 | 3223.1759 | 56.9652 | 65.7088
1 | 4300 | 707 | 0.045 | 15 | 15 | 7 | 1.3335e-09 | 5spot_SharedNeighbor | Water | Porous | Wet | R600a | MinimizeLCOE_Brownfield | IgnoreSilica | 2019 | 202.0445 | 122.8 | 13.5872 | 4 | 2789.9542 | 3217.8039 | 56.877 | 65.5993 | 192.5439 | 0 | 172.7148 | 14329796.0809 | 1255091.3797 | 15624004.4845 | 12202057.6313 | 0 | 416895.1204 | 0 | 17092859.4318 | 44472114.0139 | 30353131.625 | 135745949.7676 | 961560.8286 | 14923245.9986 | 14923245.9986 | 1478867.319 | 6851019.4693 | 0 | 151630756.5948 | 174883889.3817 | 1333521.4322 | 54.3488 | 2789.9542 | 3217.8039 | 56.877 | 65.5993
1 | 4300 | 707 | 0.045 | 15 | 15 | 7 | 1.7783e-09 | 5spot_SharedNeighbor | Water | Porous | Wet | R600a | MinimizeLCOE_Brownfield | IgnoreSilica | 2019 | 202.3151 | 122.9303 | 13.611 | 4 | 2786.6978 | 3213.8 | 56.8106 | 65.5177 | 192.5162 | 0 | 169.0197 | 14340656.4108 | 1256023.1479 | 15637261.3196 | 12217775.4856 | 0 | 404563.5441 | 0 | 17103949.1641 | 44500967.2226 | 30372824.5329 | 135834020.8276 | 961560.8286 | 14923245.9986 | 14923245.9986 | 1478867.319 | 6851019.4693 | 0 | 151718827.6548 | 174971960.4418 | 1778279.41 | 54.4439 | 2786.6978 | 3213.8 | 56.8106 | 65.5177
1 | 4300 | 707 | 0.045 | 15 | 15 | 7 | 2.3714e-09 | 5spot_SharedNeighbor | Water | Porous | Wet | R600a | MinimizeLCOE_Brownfield | IgnoreSilica | 2019 | 202.5197 | 123.0287 | 13.6289 | 4 | 2784.2478 | 3210.788 | 56.7607 | 65.4563 | 192.4953 | 0 | 166.415 | 14348861.9276 | 1256727.1326 | 15647278.2717 | 12229663.1074 | 0 | 395172.4876 | 0 | 17112304.1415 | 44522705.1599 | 30387661.1218 | 135900373.3501 | 961560.8286 | 14923245.9986 | 14923245.9986 | 1478867.319 | 6851019.4693 | 0 | 151785180.1773 | 175038312.9642 | 2371373.7057 | 54.5157 | 2784.2478 | 3210.788 | 56.7607 | 65.4563
1 | 4300 | 707 | 0.045 | 15 | 15 | 7 | 3.1623e-09 | 5spot_SharedNeighbor | Water | Porous | Wet | R600a | MinimizeLCOE_Brownfield | IgnoreSilica | 2019 | 200.6903 | 122.1394 | 13.5528 | 4 | 2782.1278 | 3211.0636 | 56.7174 | 65.4619 | 192.6764 | 0 | 172.3189 | 14274668.5906 | 1250361.3993 | 15556729.865 | 12123264.6006 | 0 | 361870.3407 | 0 | 16991088.9705 | 44207328.1497 | 30172409.8319 | 134937721.7484 | 961560.8286 | 14923245.9986 | 14923245.9986 | 1478867.319 | 6851019.4693 | 0 | 150822528.5756 | 174075661.3626 | 3162277.6602 | 54.2112 | 2782.1278 | 3211.0636 | 56.7174 | 65.4619
1 | 4300 | 707 | 0.045 | 15 | 15 | 7 | 4.217e-09 | 5spot_SharedNeighbor | Water | Porous | Wet | R600a | MinimizeLCOE_Brownfield | IgnoreSilica | 2019 | 203.0337 | 123.2765 | 13.6636 | 4 | 2781.0232 | 3206.4794 | 56.6949 | 65.3684 | 192.4433 | 0 | 158.5969 | 14369508.5433 | 1258498.4431 | 15672485.678 | 12259529.349 | 0 | 385647.3141 | 0 | 17138811.0377 | 44591670.6666 | 30434731.4972 | 136110882.5291 | 961560.8286 | 14923245.9986 | 14923245.9986 | 1478867.319 | 6851019.4693 | 0 | 151995689.3563 | 175248822.1432 | 4216965.0343 | 54.6546 | 2781.0232 | 3206.4794 | 56.6949 | 65.3684
1 | 4300 | 707 | 0.045 | 15 | 15 | 7 | 5.6234e-09 | 5spot_SharedNeighbor | Water | Porous | Wet | R600a | MinimizeLCOE_Brownfield | IgnoreSilica | 2019 | 202.8681 | 123.1961 | 13.6598 | 4 | 2779.9825 | 3205.5594 | 56.6737 | 65.3497 | 192.4596 | 0 | 168.3219 | 14362809.1338 | 1257923.6959 | 15664305.9326 | 12249896.4987 | 0 | 378452.8409 | 0 | 17126221.3598 | 44558914.9071 | 30412375.0183 | 136010899.3872 | 961560.8286 | 14923245.9986 | 14923245.9986 | 1478867.319 | 6851019.4693 | 0 | 151895706.2144 | 175148839.0013 | 5623413.2519 | 54.6391 | 2779.9825 | 3205.5594 | 56.6737 | 65.3497
1 | 4300 | 707 | 0.045 | 15 | 15 | 7 | 7.4989e-09 | 5spot_SharedNeighbor | Water | Porous | Wet | R600a | MinimizeLCOE_Brownfield | IgnoreSilica | 2019 | 202.9265 | 123.2241 | 13.6652 | 4 | 2779.2021 | 3204.611 | 56.6578 | 65.3303 | 192.4536 | 0 | 172.5637 | 14365140.963 | 1258123.746 | 15667152.9656 | 12253284.4279 | 0 | 375288.1315 | 0 | 17128406.1913 | 44564599.3905 | 30416254.795 | 136028250.6109 | 961560.8286 | 14923245.9986 | 14923245.9986 | 1478867.319 | 6851019.4693 | 0 | 151913057.4381 | 175166190.225 | 7498942.0933 | 54.6607 | 2779.2021 | 3204.611 | 56.6578 | 65.3303
1 | 4300 | 707 | 0.045 | 15 | 15 | 7 | 1e-08 | 5spot_SharedNeighbor | Water | Porous | Wet | R600a | MinimizeLCOE_Brownfield | IgnoreSilica | 2019 | 202.9607 | 123.2405 | 13.6688 | 4 | 2778.6164 | 3203.9127 | 56.6459 | 65.3161 | 192.45 | 0 | 166.9257 | 14366506.9238 | 1258240.9328 | 15668820.7516 | 12255273.4728 | 0 | 372786.5796 | 0 | 17129435.1776 | 44567276.6018 | 30418082.0467 | 136036422.4867 | 961560.8286 | 14923245.9986 | 14923245.9986 | 1478867.319 | 6851019.4693 | 0 | 151921229.3139 | 175174362.1008 | 10000000 | 54.6751 | 2778.6164 | 3203.9127 | 56.6459 | 65.3161
1 | 4400 | 707 | 0.045 | 15 | 15 | 7 | 1e-13 | 5spot_SharedNeighbor | Water | Porous | Wet | R600a | MinimizeLCOE_Brownfield | IgnoreSilica | 2019 | 0.83292 | 0.22097 | 0.013417 | 4 | 326223.9123 | 771438.892 | 6650.5157 | 15726.8253 | 130.9095 | 0 | 21.8064 | 148839.7717 | 11118.6 | 101239.2718 | 60103.2249 | 0 | 54959.2786 | 0 | 146741.4573 | 381791.1711 | 260580.3193 | 1165373.0948 | 961560.8286 | 15381354.416 | 15381354.416 | 1478867.319 | 7034262.8363 | 0 | 17508288.3394 | 41402772.9106 | 100 | 0.05367 | 326223.9123 | 771438.892 | 6650.5157 | 15726.8253
1 | 4400 | 707 | 0.045 | 15 | 15 | 7 | 1.3335e-13 | 5spot_SharedNeighbor | Water | Porous | Wet | R600a | MinimizeLCOE_Brownfield | IgnoreSilica | 2019 | 1.0692 | 0.33717 | 0.026215 | 4 | 170800.4352 | 398667.7888 | 3481.9979 | 8127.3821 | 143.6544 | 0 | 23.3865 | 212223.5847 | 17341.9643 | 140719.569 | 75203.2539 | 0 | 60590.1918 | 0 | 197370.6399 | 513517.9187 | 350486.5312 | 1567453.6536 | 961560.8286 | 15381354.416 | 15381354.416 | 1478867.319 | 7034262.8363 | 0 | 17910368.8982 | 41804853.4695 | 133.3521 | 0.10486 | 170800.4352 | 398667.7888 | 3481.9979 | 8127.3821
1 | 4400 | 707 | 0.045 | 15 | 15 | 7 | 1.7783e-13 | 5spot_SharedNeighbor | Water | Porous | Wet | R600a | MinimizeLCOE_Brownfield | IgnoreSilica | 2019 | 1.3834 | 0.5079 | 0.046755 | 4 | 98717.5089 | 226482.8852 | 2012.4899 | 4617.16 | 155.2971 | 0 | 32.0742 | 298328.3857 | 26933.5968 | 193667.1759 | 97668.4757 | 0 | 67583.2599 | 0 | 266830.5487 | 694238.3532 | 473831.9412 | 2119081.7371 | 961560.8286 | 15381354.416 | 15381354.416 | 1478867.319 | 7034262.8363 | 0 | 18461996.9817 | 42356481.553 | 177.8279 | 0.18702 | 98717.5089 | 226482.8852 | 2012.4899 | 4617.16
1 | 4400 | 707 | 0.045 | 15 | 15 | 7 | 2.3714e-13 | 5spot_SharedNeighbor | Water | Porous | Wet | R600a | MinimizeLCOE_Brownfield | IgnoreSilica | 2019 | 1.7875 | 0.77901 | 0.07467 | 4 | 64171.1472 | 144170.9122 | 1308.2156 | 2939.1191 | 165.2425 | 0 | 130.4517 | 401846.0215 | 36334.3021 | 272689.4449 | 124542.5045 | 0 | 76313.8863 | 0 | 355573.2021 | 925128.5338 | 631419.2338 | 2823847.1291 | 961560.8286 | 15381354.416 | 15381354.416 | 1478867.319 | 7034262.8363 | 0 | 19166762.3737 | 43061246.945 | 237.1374 | 0.29868 | 64171.1472 | 144170.9122 | 1308.2156 | 2939.1191
1 | 4400 | 707 | 0.045 | 15 | 15 | 7 | 3.1623e-13 | 5spot_SharedNeighbor | Water | Porous | Wet | R600a | MinimizeLCOE_Brownfield | IgnoreSilica | 2019 | 2.3126 | 1.1336 | 0.11125 | 4 | 44951.7098 | 98646.8421 | 916.4014 | 2011.0493 | 173.6182 | 0 | 173.6724 | 522130.0533 | 47246.4349 | 368140.606 | 157735.4789 | 0 | 86672.5341 | 0 | 460950.7918 | 1199299.4064 | 818546.488 | 3660721.7935 | 961560.8286 | 15381354.416 | 15381354.416 | 1478867.319 | 7034262.8363 | 0 | 20003637.0381 | 43898121.6094 | 316.2278 | 0.445 | 44951.7098 | 98646.8421 | 916.4014 | 2011.0493
1 | 4400 | 707 | 0.045 | 15 | 15 | 7 | 4.217e-13 | 5spot_SharedNeighbor | Water | Porous | Wet | R600a | MinimizeLCOE_Brownfield | IgnoreSilica | 2019 | 2.9933 | 1.5975 | 0.15924 | 4 | 32986.5562 | 70500.7658 | 672.4756 | 1437.2535 | 180.5163 | 0 | 213.8378 | 663656.2152 | 60066.9655 | 484368.1825 | 200178.2874 | 0 | 98776.3148 | 0 | 587747.9265 | 1529199.541 | 1043710.1086 | 4667703.5413 | 961560.8286 | 15381354.416 | 15381354.416 | 1478867.319 | 7034262.8363 | 0 | 21010618.7859 | 44905103.3572 | 421.6965 | 0.63694 | 32986.5562 | 70500.7658 | 672.4756 | 1437.2535
1 | 4400 | 707 | 0.045 | 15 | 15 | 7 | 5.6234e-13 | 5spot_SharedNeighbor | Water | Porous | Wet | R600a | MinimizeLCOE_Brownfield | IgnoreSilica | 2019 | 3.8459 | 2.1822 | 0.22026 | 4 | 25181.4874 | 52301.708 | 513.3587 | 1066.2411 | 185.9619 | 0 | 40.9148 | 825746.432 | 74725.0722 | 621660.8154 | 253015.4482 | 0 | 111502.101 | 0 | 735793.4488 | 1914383.6218 | 1306606.1585 | 5843433.0978 | 961560.8286 | 15381354.416 | 15381354.416 | 1478867.319 | 7034262.8363 | 0 | 22186348.3424 | 46080832.9137 | 562.3413 | 0.88106 | 25181.4874 | 52301.708 | 513.3587 | 1066.2411
1 | 4400 | 707 | 0.045 | 15 | 15 | 7 | 7.4989e-13 | 5spot_SharedNeighbor | Water | Porous | Wet | R600a | MinimizeLCOE_Brownfield | IgnoreSilica | 2019 | 4.9863 | 2.968 | 0.30213 | 4 | 19580.6599 | 39352.2739 | 399.1782 | 802.2493 | 190.4901 | 0 | 39.171 | 1024630.869 | 92674.9784 | 795071.5933 | 323524.059 | 0 | 127739.8016 | 0 | 921820.1075 | 2398386.8284 | 1636948.2923 | 7320796.5296 | 961560.8286 | 15381354.416 | 15381354.416 | 1478867.319 | 7034262.8363 | 0 | 23663711.7742 | 47558196.3455 | 749.8942 | 1.2085 | 19580.6599 | 39352.2739 | 399.1782 | 802.2493
1 | 4400 | 707 | 0.045 | 15 | 15 | 7 | 1e-12 | 5spot_SharedNeighbor | Water | Porous | Wet | R600a | MinimizeLCOE_Brownfield | IgnoreSilica | 2019 | 6.499 | 4.0116 | 0.41083 | 4 | 15518.5609 | 30058.9985 | 316.3669 | 612.7933 | 194.0956 | 0 | 44.3439 | 1266280.5778 | 114435.2422 | 1011786.4642 | 416865.558 | 0 | 147746.0617 | 0 | 1153274.4225 | 3000583.4782 | 2047959.8797 | 9158931.6843 | 961560.8286 | 15381354.416 | 15381354.416 | 1478867.319 | 7034262.8363 | 0 | 25501846.9289 | 49396331.5001 | 1000 | 1.6433 | 15518.5609 | 30058.9985 | 316.3669 | 612.7933
1 | 4400 | 707 | 0.045 | 15 | 15 | 7 | 1.3335e-12 | 5spot_SharedNeighbor | Water | Porous | Wet | R600a | MinimizeLCOE_Brownfield | IgnoreSilica | 2019 | 8.4675 | 5.3574 | 0.55109 | 4 | 12580.3932 | 23420.0824 | 256.4683 | 477.4501 | 196.6224 | 0 | 42.219 | 1552230.8015 | 140120.6176 | 1275246.9494 | 538065.8326 | 0 | 171365.2007 | 0 | 1434041.4667 | 3731081.7339 | 2546539.9495 | 11388692.5517 | 961560.8286 | 15381354.416 | 15381354.416 | 1478867.319 | 7034262.8363 | 0 | 27731607.7963 | 51626092.3676 | 1333.5214 | 2.2044 | 12580.3932 | 23420.0824 | 256.4683 | 477.4501
1 | 4400 | 707 | 0.045 | 15 | 15 | 7 | 1.7783e-12 | 5spot_SharedNeighbor | Water | Porous | Wet | R600a | MinimizeLCOE_Brownfield | IgnoreSilica | 2019 | 11.1152 | 7.2154 | 0.74539 | 4 | 10267.6308 | 18281.7486 | 209.3195 | 372.6982 | 199.3178 | 0 | 48.2243 | 1914721.8109 | 172591.121 | 1618235.0936 | 701774.5884 | 0 | 200155.699 | 0 | 1796916.542 | 4675208.2441 | 3190925.6925 | 14270528.7916 | 961560.8286 | 15381354.416 | 15381354.416 | 1478867.319 | 7034262.8363 | 0 | 30613444.0362 | 54507928.6075 | 1778.2794 | 2.9815 | 10267.6308 | 18281.7486 | 209.3195 | 372.6982
1 | 4400 | 707 | 0.045 | 15 | 15 | 7 | 2.3714e-12 | 5spot_SharedNeighbor | Water | Porous | Wet | R600a | MinimizeLCOE_Brownfield | IgnoreSilica | 2019 | 14.599 | 9.635 | 0.99819 | 4 | 8554.2479 | 14538.6789 | 174.3899 | 296.3906 | 201.0915 | 0 | 37.1317 | 2348359.5973 | 211316.5785 | 2039463.978 | 916742.9719 | 0 | 235105.0359 | 0 | 2242885.3831 | 5835527.6876 | 3982867.5549 | 17812268.7873 | 961560.8286 | 15381354.416 | 15381354.416 | 1478867.319 | 7034262.8363 | 0 | 34155184.0319 | 58049668.6031 | 2371.3737 | 3.9928 | 8554.2479 | 14538.6789 | 174.3899 | 296.3906
1 | 4400 | 707 | 0.045 | 15 | 15 | 7 | 3.1623e-12 | 5spot_SharedNeighbor | Water | Porous | Wet | R600a | MinimizeLCOE_Brownfield | IgnoreSilica | 2019 | 19.2354 | 12.8569 | 1.3347 | 4 | 7231.062 | 11706.6215 | 147.415 | 238.6553 | 202.4697 | 0 | 36.3405 | 2879583.9297 | 258602.027 | 2568873.5657 | 1202800.078 | 0 | 278080.2715 | 0 | 2803296.5501 | 7293602.5881 | 4978033.6349 | 22262872.645 | 961560.8286 | 15381354.416 | 15381354.416 | 1478867.319 | 7034262.8363 | 0 | 38605787.8896 | 62500272.4609 | 3162.2777 | 5.3389 | 7231.062 | 11706.6215 | 147.415 | 238.6553
1 | 4400 | 707 | 0.045 | 15 | 15 | 7 | 4.217e-12 | 5spot_SharedNeighbor | Water | Porous | Wet | R600a | MinimizeLCOE_Brownfield | IgnoreSilica | 2019 | 25.3541 | 17.1106 | 1.7792 | 4 | 6204.4687 | 9561.8588 | 126.4865 | 194.9314 | 203.5259 | 0 | 52.4912 | 3525324.1549 | 315879.4091 | 3228827.8633 | 1580366.0119 | 0 | 329873.5935 | 0 | 3502305.7028 | 9112281.0169 | 6219319.0327 | 27814176.7851 | 961560.8286 | 15381354.416 | 15381354.416 | 1478867.319 | 7034262.8363 | 0 | 44157092.0297 | 68051576.601 | 4216.965 | 7.117 | 6204.4687 | 9561.8588 | 126.4865 | 194.9314
1 | 4400 | 707 | 0.045 | 15 | 15 | 7 | 5.6234e-12 | 5spot_SharedNeighbor | Water | Porous | Wet | R600a | MinimizeLCOE_Brownfield | IgnoreSilica | 2019 | 33.4394 | 22.7325 | 2.3667 | 4 | 5397.9706 | 7922.0377 | 110.0449 | 161.5015 | 204.3345 | 0 | 51.9636 | 4311808.98 | 385380.7848 | 4052770.6153 | 2079264.8327 | 0 | 392921.8762 | 0 | 4376637.3647 | 11387112.6513 | 7771938.3663 | 34757835.4714 | 961560.8286 | 15381354.416 | 15381354.416 | 1478867.319 | 7034262.8363 | 0 | 51100750.7159 | 74995235.2872 | 5623.4133 | 9.4667 | 5397.9706 | 7922.0377 | 110.0449 | 161.5015
1 | 4400 | 707 | 0.045 | 15 | 15 | 7 | 7.4989e-12 | 5spot_SharedNeighbor | Water | Porous | Wet | R600a | MinimizeLCOE_Brownfield | IgnoreSilica | 2019 | 44.0117 | 30.0833 | 3.1349 | 4 | 4761.4705 | 6667.0224 | 97.069 | 135.9163 | 204.9404 | 0 | 48.5078 | 5260455.1692 | 468882.6494 | 5071002.8949 | 2731653.4376 | 0 | 468501.1728 | 0 | 5460193.1763 | 14206302.6052 | 9696093.4384 | 43363084.5438 | 961560.8286 | 15381354.416 | 15381354.416 | 1478867.319 | 7034262.8363 | 0 | 59705999.7884 | 83600484.3596 | 7498.9421 | 12.5394 | 4761.4705 | 6667.0224 | 97.069 | 135.9163
1 | 4400 | 707 | 0.045 | 15 | 15 | 7 | 1e-11 | 5spot_SharedNeighbor | Water | Porous | Wet | R600a | MinimizeLCOE_Brownfield | IgnoreSilica | 2019 | 57.671 | 39.5579 | 4.1247 | 4 | 4257.6839 | 5705.9446 | 86.7986 | 116.3234 | 205.3318 | 0 | 58.8965 | 6390407.4813 | 567936.7739 | 6312778.0295 | 3574040.7483 | 0 | 558489.0322 | 0 | 6787424.3054 | 17659485.7506 | 12052961.8909 | 53903524.0121 | 961560.8286 | 15381354.416 | 15381354.416 | 1478867.319 | 7034262.8363 | 0 | 70246439.2567 | 94140923.828 | 10000 | 16.4987 | 4257.6839 | 5705.9446 | 86.7986 | 116.3234
1 | 4400 | 707 | 0.045 | 15 | 15 | 7 | 1.3335e-11 | 5spot_SharedNeighbor | Water | Porous | Wet | R600a | MinimizeLCOE_Brownfield | IgnoreSilica | 2019 | 74.9326 | 51.4153 | 5.3614 | 4 | 3862.8733 | 4977.0537 | 78.7499 | 101.464 | 205.3695 | 0 | 61.7877 | 7700920.4114 | 682340.6574 | 7785879.4013 | 4636841.3803 | 0 | 664483.5929 | 0 | 8373481.5228 | 21786081.2852 | 14869448.1363 | 66499476.3875 | 961560.8286 | 15381354.416 | 15381354.416 | 1478867.319 | 7034262.8363 | 0 | 82842391.6321 | 106736876.2034 | 13335.2143 | 21.4458 | 3862.8733 | 4977.0537 | 78.7499 | 101.464
1 | 4400 | 707 | 0.045 | 15 | 15 | 7 | 1.7783e-11 | 5spot_SharedNeighbor | Water | Porous | Wet | R600a | MinimizeLCOE_Brownfield | IgnoreSilica | 2019 | 95.9802 | 65.5312 | 6.8278 | 4 | 3561.7365 | 4436.6326 | 72.6108 | 90.4468 | 204.8148 | 0 | 54.4733 | 9153560.3682 | 808631.0225 | 9453495.3373 | 5927530.3292 | 0 | 787181.1268 | 0 | 10190855.2918 | 26514515.0373 | 18096701.3318 | 80932469.8449 | 961560.8286 | 15381354.416 | 15381354.416 | 1478867.319 | 7034262.8363 | 0 | 97275385.0895 | 121169869.6608 | 17782.7941 | 27.3112 | 3561.7365 | 4436.6326 | 72.6108 | 90.4468
1 | 4400 | 707 | 0.045 | 15 | 15 | 7 | 2.3714e-11 | 5spot_SharedNeighbor | Water | Porous | Wet | R600a | MinimizeLCOE_Brownfield | IgnoreSilica | 2019 | 120.4379 | 81.2397 | 8.4467 | 4 | 3341.7978 | 4049.0116 | 68.1271 | 82.5446 | 203.4726 | 0 | 63.398 | 10669152.8937 | 939884.1329 | 11226601.8829 | 7416184.9306 | 0 | 926026.4847 | 0 | 12159361.6267 | 31636164.7245 | 21592332.4827 | 96565709.1587 | 961560.8286 | 15381354.416 | 15381354.416 | 1478867.319 | 7034262.8363 | 0 | 112908624.4033 | 136803108.9745 | 23713.7371 | 33.7868 | 3341.7978 | 4049.0116 | 68.1271 | 82.5446
1 | 4400 | 707 | 0.045 | 15 | 15 | 7 | 3.1623e-11 | 5spot_SharedNeighbor | Water | Porous | Wet | R600a | MinimizeLCOE_Brownfield | IgnoreSilica | 2019 | 147.1058 | 97.4101 | 10.0954 | 4 | 3188.3121 | 3780.029 | 64.9981 | 77.061 | 201.4521 | 0 | 68.4376 | 12144783.5725 | 1067233.0045 | 12981258.9387 | 9023959.5059 | 0 | 1075008.7441 | 0 | 14153975.0686 | 36825739.7491 | 25134324.072 | 112406282.6555 | 961560.8286 | 15381354.416 | 15381354.416 | 1478867.319 | 7034262.8363 | 0 | 128749197.9001 | 152643682.4713 | 31622.7766 | 40.3816 | 3188.3121 | 3780.029 | 64.9981 | 77.061
1 | 4400 | 707 | 0.045 | 15 | 15 | 7 | 4.217e-11 | 5spot_SharedNeighbor | Water | Porous | Wet | R600a | MinimizeLCOE_Brownfield | IgnoreSilica | 2019 | 164.165 | 107.2913 | 11.206 | 4 | 3080.0101 | 3613.0833 | 62.7902 | 73.6576 | 200.0405 | 0 | 83.316 | 13012233.5647 | 1141909.2166 | 14024429.0919 | 10045074.3417 | 0 | 1074248.0504 | 0 | 15326178.7635 | 39875573.311 | 27215898.1459 | 121715544.4857 | 961560.8286 | 15381354.416 | 15381354.416 | 1478867.319 | 7034262.8363 | 0 | 138058459.7303 | 161952944.3016 | 42169.6503 | 44.824 | 3080.0101 | 3613.0833 | 62.7902 | 73.6576
1 | 4400 | 707 | 0.045 | 15 | 15 | 7 | 5.6234e-11 | 5spot_SharedNeighbor | Water | Porous | Wet | R600a | MinimizeLCOE_Brownfield | IgnoreSilica | 2019 | 173.6862 | 112.6051 | 11.9093 | 4 | 2997.0776 | 3498.6693 | 61.0995 | 71.3251 | 199.1837 | 0 | 91.0527 | 13469365.3703 | 1181210.3434 | 14577405.4887 | 10611462.4643 | 0 | 980538.4694 | 0 | 15919793.0331 | 41420035.8736 | 28270025.5804 | 126429836.6234 | 961560.8286 | 15381354.416 | 15381354.416 | 1478867.319 | 7034262.8363 | 0 | 142772751.868 | 166667236.4392 | 56234.1325 | 47.6373 | 2997.0776 | 3498.6693 | 61.0995 | 71.3251
1 | 4400 | 707 | 0.045 | 15 | 15 | 7 | 7.4989e-11 | 5spot_SharedNeighbor | Water | Porous | Wet | R600a | MinimizeLCOE_Brownfield | IgnoreSilica | 2019 | 181.4003 | 116.8031 | 12.4821 | 4 | 2933.0626 | 3411.6393 | 59.7944 | 69.5509 | 198.4578 | 0 | 106.2741 | 13826212.2557 | 1211865.5684 | 15010565.0293 | 11068693.2622 | 0 | 887515.0756 | 0 | 16381891.9645 | 42622322.5036 | 29090610.9099 | 130099676.5692 | 961560.8286 | 15381354.416 | 15381354.416 | 1478867.319 | 7034262.8363 | 0 | 146442591.8138 | 170337076.3851 | 74989.4209 | 49.9282 | 2933.0626 | 3411.6393 | 59.7944 | 69.5509
1 | 4400 | 707 | 0.045 | 15 | 15 | 7 | 1e-10 | 5spot_SharedNeighbor | Water | Porous | Wet | R600a | MinimizeLCOE_Brownfield | IgnoreSilica | 2019 | 187.5091 | 120.0572 | 12.9381 | 4 | 2883.8636 | 3345.5731 | 58.7915 | 68.204 | 197.8635 | 0 | 140.84 | 14100350.4851 | 1235401.614 | 15344196.325 | 11429733.9153 | 0 | 800400.2039 | 0 | 16734932.1919 | 43540860.7567 | 29717532.1416 | 132903407.6335 | 961560.8286 | 15381354.416 | 15381354.416 | 1478867.319 | 7034262.8363 | 0 | 149246322.8781 | 173140807.4493 | 100000 | 51.7522 | 2883.8636 | 3345.5731 | 58.7915 | 68.204
1 | 4400 | 707 | 0.045 | 15 | 15 | 7 | 1.3335e-10 | 5spot_SharedNeighbor | Water | Porous | Wet | R600a | MinimizeLCOE_Brownfield | IgnoreSilica | 2019 | 192.2102 | 122.5171 | 13.2924 | 4 | 2846.1771 | 3295.5798 | 58.0232 | 67.1849 | 197.3946 | 0 | 154.911 | 14306194.9668 | 1253066.4448 | 15595199.347 | 11706592.7287 | 0 | 721654.9941 | 0 | 16997256.3077 | 44223374.296 | 30183361.6565 | 134986700.7414 | 961560.8286 | 15381354.416 | 15381354.416 | 1478867.319 | 7034262.8363 | 0 | 151329615.986 | 175224100.5573 | 133352.1432 | 53.1694 | 2846.1771 | 3295.5798 | 58.0232 | 67.1849
1 | 4400 | 707 | 0.045 | 15 | 15 | 7 | 1.7783e-10 | 5spot_SharedNeighbor | Water | Porous | Wet | R600a | MinimizeLCOE_Brownfield | IgnoreSilica | 2019 | 195.7575 | 124.348 | 13.5632 | 4 | 2817.4053 | 3257.835 | 57.4366 | 66.4154 | 197.0341 | 0 | 162.944 | 14458656.7646 | 1266145.8639 | 15781373.7418 | 11915262.2525 | 0 | 652714.5083 | 0 | 17188919.7211 | 44722043.1821 | 30523713.4179 | 136508829.4523 | 961560.8286 | 15381354.416 | 15381354.416 | 1478867.319 | 7034262.8363 | 0 | 152851744.6969 | 176746229.2681 | 177827.941 | 54.2527 | 2817.4053 | 3257.835 | 57.4366 | 66.4154
1 | 4400 | 707 | 0.045 | 15 | 15 | 7 | 2.3714e-10 | 5spot_SharedNeighbor | Water | Porous | Wet | R600a | MinimizeLCOE_Brownfield | IgnoreSilica | 2019 | 198.4908 | 125.7427 | 13.7719 | 4 | 2795.4851 | 3229.2392 | 56.9897 | 65.8324 | 196.7526 | 0 | 147.3218 | 14574368.3363 | 1276070.1268 | 15922820.7639 | 12075463.2382 | 0 | 595073.1765 | 0 | 17333080.3003 | 45097119.4377 | 30779710.6694 | 137653706.0491 | 961560.8286 | 15381354.416 | 15381354.416 | 1478867.319 | 7034262.8363 | 0 | 153996621.2937 | 177891105.8649 | 237137.3706 | 55.0876 | 2795.4851 | 3229.2392 | 56.9897 | 65.8324
1 | 4400 | 707 | 0.045 | 15 | 15 | 7 | 3.1623e-10 | 5spot_SharedNeighbor | Water | Porous | Wet | R600a | MinimizeLCOE_Brownfield | IgnoreSilica | 2019 | 200.4781 | 126.7483 | 13.9269 | 4 | 2778.8265 | 3207.7533 | 56.6501 | 65.3944 | 196.5457 | 0 | 181.8339 | 14657567.8197 | 1283204.6346 | 16024603.6022 | 12191813.167 | 0 | 546561.0706 | 0 | 17434462.6147 | 45360895.4235 | 30959743.1997 | 138458851.532 | 961560.8286 | 15381354.416 | 15381354.416 | 1478867.319 | 7034262.8363 | 0 | 154801766.7766 | 178696251.3479 | 316227.766 | 55.7076 | 2778.8265 | 3207.7533 | 56.6501 | 65.3944
1 | 4400 | 707 | 0.045 | 15 | 15 | 7 | 4.217e-10 | 5spot_SharedNeighbor | Water | Porous | Wet | R600a | MinimizeLCOE_Brownfield | IgnoreSilica | 2019 | 201.8935 | 127.46 | 14.0404 | 4 | 2766.1925 | 3191.6511 | 56.3926 | 65.0661 | 196.397 | 0 | 176.2662 | 14716342.7182 | 1288244.046 | 16096545.9831 | 12274639.6973 | 0 | 506313.3341 | 0 | 17504013.4536 | 45541852.4395 | 31083250.0815 | 139011201.7532 | 961560.8286 | 15381354.416 | 15381354.416 | 1478867.319 | 7034262.8363 | 0 | 155354116.9978 | 179248601.5691 | 421696.5034 | 56.1617 | 2766.1925 | 3191.6511 | 56.3926 | 65.0661
1 | 4400 | 707 | 0.045 | 15 | 15 | 7 | 5.6234e-10 | 5spot_SharedNeighbor | Water | Porous | Wet | R600a | MinimizeLCOE_Brownfield | IgnoreSilica | 2019 | 202.9218 | 127.9747 | 14.1245 | 4 | 2756.6273 | 3179.5546 | 56.1976 | 64.8195 | 196.2884 | 0 | 172.3731 | 14758791.0292 | 1291883.2712 | 16148524.3917 | 12334791.811 | 0 | 473815.6684 | 0 | 17553044.4069 | 45669420.9222 | 31170318.1922 | 139400589.6927 | 961560.8286 | 15381354.416 | 15381354.416 | 1478867.319 | 7034262.8363 | 0 | 155743504.9373 | 179637989.5086 | 562341.3252 | 56.4978 | 2756.6273 | 3179.5546 | 56.1976 | 64.8195
1 | 4400 | 707 | 0.045 | 15 | 15 | 7 | 7.4989e-10 | 5spot_SharedNeighbor | Water | Porous | Wet | R600a | MinimizeLCOE_Brownfield | IgnoreSilica | 2019 | 204.0861 | 128.5566 | 14.2072 | 4 | 2749.118 | 3169.5826 | 56.0445 | 64.6162 | 196.166 | 0 | 168.9043 | 14806726.7214 | 1295992.6144 | 16207242.5616 | 12402901.5548 | 0 | 451692.6808 | 0 | 17614176.8919 | 45828475.1083 | 31278875.9424 | 139886084.0757 | 961560.8286 | 15381354.416 | 15381354.416 | 1478867.319 | 7034262.8363 | 0 | 156228999.3203 | 180123483.8916 | 749894.2093 | 56.8288 | 2749.118 | 3169.5826 | 56.0445 | 64.6162
1 | 4400 | 707 | 0.045 | 15 | 15 | 7 | 1e-09 | 5spot_SharedNeighbor | Water | Porous | Wet | R600a | MinimizeLCOE_Brownfield | IgnoreSilica | 2019 | 204.6197 | 128.8216 | 14.2523 | 4 | 2743.7527 | 3162.8852 | 55.9351 | 64.4797 | 196.109 | 0 | 165.1536 | 14828533.9833 | 1297861.9511 | 16233962.2142 | 12434095.2626 | 0 | 431655.1104 | 0 | 17638182.3234 | 45890932.3169 | 31321504.2706 | 140076727.4326 | 961560.8286 | 15381354.416 | 15381354.416 | 1478867.319 | 7034262.8363 | 0 | 156419642.6772 | 180314127.2485 | 1000000 | 57.0094 | 2743.7527 | 3162.8852 | 55.9351 | 64.4797
1 | 4400 | 707 | 0.045 | 15 | 15 | 7 | 1.3335e-09 | 5spot_SharedNeighbor | Water | Porous | Wet | R600a | MinimizeLCOE_Brownfield | IgnoreSilica | 2019 | 205.005 | 129.0125 | 14.2856 | 4 | 2739.7085 | 3157.8658 | 55.8527 | 64.3774 | 196.0677 | 0 | 170.9056 | 14844239.816 | 1299208.2232 | 16253208.7686 | 12456613.053 | 0 | 415998.4238 | 0 | 17655014.631 | 45934726.5285 | 31351394.7199 | 140210404.1641 | 961560.8286 | 15381354.416 | 15381354.416 | 1478867.319 | 7034262.8363 | 0 | 156553319.4087 | 180447803.98 | 1333521.4322 | 57.1423 | 2739.7085 | 3157.8658 | 55.8527 | 64.3774
1 | 4400 | 707 | 0.045 | 15 | 15 | 7 | 1.7783e-09 | 5spot_SharedNeighbor | Water | Porous | Wet | R600a | MinimizeLCOE_Brownfield | IgnoreSilica | 2019 | 205.2823 | 129.1497 | 14.31 | 4 | 2736.6632 | 3154.1069 | 55.7906 | 64.3007 | 196.0379 | 0 | 176.0626 | 14855521.249 | 1300175.2215 | 16267034.9132 | 12472816.2161 | 0 | 403842.4365 | 0 | 17666762.1142 | 45965291.0699 | 31372255.6475 | 140303698.8679 | 961560.8286 | 15381354.416 | 15381354.416 | 1478867.319 | 7034262.8363 | 0 | 156646614.1125 | 180541098.6838 | 1778279.41 | 57.24 | 2736.6632 | 3154.1069 | 55.7906 | 64.3007
1 | 4400 | 707 | 0.045 | 15 | 15 | 7 | 2.3714e-09 | 5spot_SharedNeighbor | Water | Porous | Wet | R600a | MinimizeLCOE_Brownfield | IgnoreSilica | 2019 | 203.7377 | 128.3772 | 14.2468 | 4 | 2734.1197 | 3153.4139 | 55.7387 | 64.2866 | 196.1983 | 0 | 159.2021 | 14791954.7532 | 1294726.3077 | 16189145.5379 | 12382431.7418 | 0 | 371123.6607 | 0 | 17561458.9805 | 45691313.9168 | 31185260.6108 | 139467415.5095 | 961560.8286 | 15381354.416 | 15381354.416 | 1478867.319 | 7034262.8363 | 0 | 155810330.7541 | 179704815.3253 | 2371373.7057 | 56.9874 | 2734.1197 | 3153.4139 | 55.7387 | 64.2866
1 | 4400 | 707 | 0.045 | 15 | 15 | 7 | 3.1623e-09 | 5spot_SharedNeighbor | Water | Porous | Wet | R600a | MinimizeLCOE_Brownfield | IgnoreSilica | 2019 | 205.7723 | 129.3926 | 14.3491 | 4 | 2732.3684 | 3148.675 | 55.703 | 64.19 | 195.9858 | 0 | 164.95 | 14875483.9218 | 1301886.2927 | 16291503.4127 | 12501449.0297 | 0 | 387634.4075 | 0 | 17689603.2552 | 46024719.0334 | 31412816.4537 | 140485095.8067 | 961560.8286 | 15381354.416 | 15381354.416 | 1478867.319 | 7034262.8363 | 0 | 156828011.0513 | 180722495.6226 | 3162277.6602 | 57.3964 | 2732.3684 | 3148.675 | 55.703 | 64.19
1 | 4400 | 707 | 0.045 | 15 | 15 | 7 | 4.217e-09 | 5spot_SharedNeighbor | Water | Porous | Wet | R600a | MinimizeLCOE_Brownfield | IgnoreSilica | 2019 | 205.7964 | 129.4038 | 14.354 | 4 | 2731.3547 | 3147.5193 | 55.6824 | 64.1664 | 195.9827 | 0 | 172.4414 | 14876408.3318 | 1301965.5257 | 16292636.564 | 12502841.9069 | 0 | 382586.1403 | 0 | 17689011.0028 | 46023178.1142 | 31411764.7447 | 140480392.3303 | 961560.8286 | 15381354.416 | 15381354.416 | 1478867.319 | 7034262.8363 | 0 | 156823307.5749 | 180717792.1462 | 4216965.0343 | 57.4159 | 2731.3547 | 3147.5193 | 55.6824 | 64.1664
1 | 4400 | 707 | 0.045 | 15 | 15 | 7 | 5.6234e-09 | 5spot_SharedNeighbor | Water | Porous | Wet | R600a | MinimizeLCOE_Brownfield | IgnoreSilica | 2019 | 205.8696 | 129.4399 | 14.3611 | 4 | 2730.3823 | 3146.3422 | 55.6625 | 64.1424 | 195.9748 | 0 | 169.0282 | 14879368.4004 | 1302219.238 | 16296265.1003 | 12507105.9823 | 0 | 378365.3192 | 0 | 17691696.3757 | 46030164.9036 | 31416533.372 | 140501718.6914 | 961560.8286 | 15381354.416 | 15381354.416 | 1478867.319 | 7034262.8363 | 0 | 156844633.936 | 180739118.5073 | 5623413.2519 | 57.4442 | 2730.3823 | 3146.3422 | 55.6625 | 64.1424
1 | 4400 | 707 | 0.045 | 15 | 15 | 7 | 7.4989e-09 | 5spot_SharedNeighbor | Water | Porous | Wet | R600a | MinimizeLCOE_Brownfield | IgnoreSilica | 2019 | 205.9233 | 129.4663 | 14.3663 | 4 | 2729.6523 | 3145.4603 | 55.6477 | 64.1245 | 195.969 | 0 | 163.5298 | 14881540.4974 | 1302405.4112 | 16298927.7707 | 12510236.4172 | 0 | 375166.8321 | 0 | 17693628.0021 | 46035190.5994 | 31419963.5126 | 140517059.0426 | 961560.8286 | 15381354.416 | 15381354.416 | 1478867.319 | 7034262.8363 | 0 | 156859974.2872 | 180754458.8585 | 7498942.0933 | 57.4652 | 2729.6523 | 3145.4603 | 55.6477 | 64.1245
1 | 4400 | 707 | 0.045 | 15 | 15 | 7 | 1e-08 | 5spot_SharedNeighbor | Water | Porous | Wet | R600a | MinimizeLCOE_Brownfield | IgnoreSilica | 2019 | 205.9816 | 129.4951 | 14.3711 | 4 | 2729.1044 | 3144.774 | 55.6365 | 64.1105 | 195.9627 | 0 | 168.6851 | 14883906.4051 | 1302608.1953 | 16301828.0746 | 12513638.1736 | 0 | 372984.6274 | 0 | 17696236.5356 | 46041977.4685 | 31424595.6903 | 140537775.1703 | 961560.8286 | 15381354.416 | 15381354.416 | 1478867.319 | 7034262.8363 | 0 | 156880690.4149 | 180775174.9862 | 10000000 | 57.4843 | 2729.1044 | 3144.774 | 55.6365 | 64.1105
1 | 4500 | 707 | 0.045 | 15 | 15 | 7 | 1e-13 | 5spot_SharedNeighbor | Water | Porous | Wet | R600a | MinimizeLCOE_Brownfield | IgnoreSilica | 2019 | 0.85236 | 0.23483 | 0.015212 | 4 | 296164.1852 | 699525.2057 | 6037.7075 | 14260.7675 | 133.6091 | 0 | 23.436 | 157336.7554 | 11964.1317 | 106094.9586 | 61726.2495 | 0 | 54953.0759 | 0 | 152909.3167 | 397838.6762 | 271533.0712 | 1214356.2353 | 961560.8286 | 15845322.9242 | 15845322.9242 | 1478867.319 | 7219850.2396 | 0 | 18021239.9882 | 42565280.471 | 100 | 0.060849 | 296164.1852 | 699525.2057 | 6037.7075 | 14260.7675
1 | 4500 | 707 | 0.045 | 15 | 15 | 7 | 1.3335e-13 | 5spot_SharedNeighbor | Water | Porous | Wet | R600a | MinimizeLCOE_Brownfield | IgnoreSilica | 2019 | 1.1081 | 0.36636 | 0.030096 | 4 | 153465.7766 | 357350.1183 | 3128.6074 | 7285.0655 | 147.2519 | 0 | 26.616 | 228830.3799 | 19247.3903 | 149994.4438 | 78898.3662 | 0 | 61461.3432 | 0 | 209988.4501 | 546346.8726 | 372892.9669 | 1667660.213 | 961560.8286 | 15845322.9242 | 15845322.9242 | 1478867.319 | 7219850.2396 | 0 | 18474543.9658 | 43018584.4486 | 133.3521 | 0.12038 | 153465.7766 | 357350.1183 | 3128.6074 | 7285.0655
1 | 4500 | 707 | 0.045 | 15 | 15 | 7 | 1.7783e-13 | 5spot_SharedNeighbor | Water | Porous | Wet | R600a | MinimizeLCOE_Brownfield | IgnoreSilica | 2019 | 1.4176 | 0.55419 | 0.051926 | 4 | 91691.1902 | 209860.5107 | 1869.2489 | 4278.2904 | 158.5781 | 0 | 26.5106 | 316988.9834 | 28628.3402 | 207662.9456 | 101484.0442 | 0 | 67678.3043 | 0 | 281752.6209 | 733062.5242 | 500330.2357 | 2237587.9986 | 961560.8286 | 15845322.9242 | 15845322.9242 | 1478867.319 | 7219850.2396 | 0 | 19044471.7514 | 43588512.2342 | 177.8279 | 0.2077 | 91691.1902 | 209860.5107 | 1869.2489 | 4278.2904
1 | 4500 | 707 | 0.045 | 15 | 15 | 7 | 2.3714e-13 | 5spot_SharedNeighbor | Water | Porous | Wet | R600a | MinimizeLCOE_Brownfield | IgnoreSilica | 2019 | 1.8459 | 0.84987 | 0.082373 | 4 | 60073.5019 | 134563.9596 | 1224.6796 | 2743.2683 | 168.9937 | 0 | 136.3788 | 426998.6937 | 38617.2887 | 292357.3332 | 129232.5913 | 0 | 77157.8691 | 0 | 376101.8727 | 978539.9236 | 667873.6049 | 2986879.1773 | 961560.8286 | 15845322.9242 | 15845322.9242 | 1478867.319 | 7219850.2396 | 0 | 19793762.9301 | 44337803.4129 | 237.1374 | 0.32949 | 60073.5019 | 134563.9596 | 1224.6796 | 2743.2683
1 | 4500 | 707 | 0.045 | 15 | 15 | 7 | 3.1623e-13 | 5spot_SharedNeighbor | Water | Porous | Wet | R600a | MinimizeLCOE_Brownfield | IgnoreSilica | 2019 | 2.371 | 1.217 | 0.12058 | 4 | 42791.6099 | 93680.0165 | 872.3648 | 1909.7938 | 177.2638 | 0 | 178.5761 | 548674.4257 | 49652.5996 | 389644.4731 | 162465.5606 | 0 | 86782.3351 | 0 | 482515.5637 | 1255406.5191 | 856840.7453 | 3831982.2222 | 961560.8286 | 15845322.9242 | 15845322.9242 | 1478867.319 | 7219850.2396 | 0 | 20638865.975 | 45182906.4578 | 316.2278 | 0.48231 | 42791.6099 | 93680.0165 | 872.3648 | 1909.7938
1 | 4500 | 707 | 0.045 | 15 | 15 | 7 | 4.217e-13 | 5spot_SharedNeighbor | Water | Porous | Wet | R600a | MinimizeLCOE_Brownfield | IgnoreSilica | 2019 | 3.0517 | 1.6974 | 0.1708 | 4 | 31701.0119 | 67625.3769 | 646.268 | 1378.6348 | 184.1471 | 0 | 224.225 | 692457.3353 | 62673.4611 | 508462.608 | 205061.5532 | 0 | 97797.7911 | 0 | 610916.572 | 1589479.6041 | 1084852.4903 | 4851701.4151 | 961560.8286 | 15845322.9242 | 15845322.9242 | 1478867.319 | 7219850.2396 | 0 | 21658585.1679 | 46202625.6507 | 421.6965 | 0.68321 | 31701.0119 | 67625.3769 | 646.268 | 1378.6348
1 | 4500 | 707 | 0.045 | 15 | 15 | 7 | 5.6234e-13 | 5spot_SharedNeighbor | Water | Porous | Wet | R600a | MinimizeLCOE_Brownfield | IgnoreSilica | 2019 | 3.9385 | 2.3277 | 0.2368 | 4 | 24179.4516 | 50091.9972 | 492.9308 | 1021.1931 | 189.8017 | 0 | 39.8449 | 863982.3332 | 78178.9571 | 654606.6076 | 260299.6612 | 0 | 110995.9388 | 0 | 767544.7642 | 1996994.0313 | 1362989.4605 | 6095591.7538 | 961560.8286 | 15845322.9242 | 15845322.9242 | 1478867.319 | 7219850.2396 | 0 | 22902475.5067 | 47446515.9895 | 562.3413 | 0.94719 | 24179.4516 | 50091.9972 | 492.9308 | 1021.1931
1 | 4500 | 707 | 0.045 | 15 | 15 | 7 | 7.4989e-13 | 5spot_SharedNeighbor | Water | Porous | Wet | R600a | MinimizeLCOE_Brownfield | IgnoreSilica | 2019 | 5.0984 | 3.156 | 0.32368 | 4 | 18867.8239 | 37824.9952 | 384.6461 | 771.1137 | 194.384 | 0 | 40.7042 | 1069803.3626 | 96746.7006 | 835117.4788 | 332369.8447 | 0 | 126683.8436 | 0 | 959681.2798 | 2496893.8323 | 1704181.3466 | 7621477.689 | 961560.8286 | 15845322.9242 | 15845322.9242 | 1478867.319 | 7219850.2396 | 0 | 24428361.4419 | 48972401.9247 | 749.8942 | 1.2947 | 18867.8239 | 37824.9952 | 384.6461 | 771.1137
1 | 4500 | 707 | 0.045 | 15 | 15 | 7 | 1e-12 | 5spot_SharedNeighbor | Water | Porous | Wet | R600a | MinimizeLCOE_Brownfield | IgnoreSilica | 2019 | 6.6259 | 4.2484 | 0.43832 | 4 | 15008.7236 | 29007.6181 | 305.9731 | 591.3595 | 198.012 | 0 | 37.8666 | 1318402.6003 | 119122.0808 | 1059282.2548 | 427210.0853 | 0 | 145694.1284 | 0 | 1197187.3483 | 3114835.9034 | 2125939.5076 | 9507673.9089 | 961560.8286 | 15845322.9242 | 15845322.9242 | 1478867.319 | 7219850.2396 | 0 | 26314557.6617 | 50858598.1446 | 1000 | 1.7533 | 15008.7236 | 29007.6181 | 305.9731 | 591.3595
1 | 4500 | 707 | 0.045 | 15 | 15 | 7 | 1.3335e-12 | 5spot_SharedNeighbor | Water | Porous | Wet | R600a | MinimizeLCOE_Brownfield | IgnoreSilica | 2019 | 8.6332 | 5.6697 | 0.58734 | 4 | 12184.6245 | 22631.7495 | 248.4001 | 461.3788 | 200.5594 | 0 | 39.0606 | 1615441.4948 | 145789.7519 | 1334381.3247 | 551506.6469 | 0 | 168895.603 | 0 | 1488245.7803 | 3872110.2391 | 2642794.8021 | 11819165.6428 | 961560.8286 | 15845322.9242 | 15845322.9242 | 1478867.319 | 7219850.2396 | 0 | 28626049.3957 | 53170089.8785 | 1333.5214 | 2.3494 | 12184.6245 | 22631.7495 | 248.4001 | 461.3788
1 | 4500 | 707 | 0.045 | 15 | 15 | 7 | 1.7783e-12 | 5spot_SharedNeighbor | Water | Porous | Wet | R600a | MinimizeLCOE_Brownfield | IgnoreSilica | 2019 | 11.3199 | 7.627 | 0.79348 | 4 | 9957.4016 | 17690.4325 | 202.9951 | 360.6434 | 203.3468 | 0 | 47.4122 | 1991147.4388 | 179425.1422 | 1691670.317 | 718722.6565 | 0 | 196536.9793 | 0 | 1863225.9881 | 4847731.8209 | 3308676.5787 | 14797136.9214 | 961560.8286 | 15845322.9242 | 15845322.9242 | 1478867.319 | 7219850.2396 | 0 | 31604020.6742 | 56148061.157 | 1778.2794 | 3.1739 | 9957.4016 | 17690.4325 | 202.9951 | 360.6434
1 | 4500 | 707 | 0.045 | 15 | 15 | 7 | 2.3714e-12 | 5spot_SharedNeighbor | Water | Porous | Wet | R600a | MinimizeLCOE_Brownfield | IgnoreSilica | 2019 | 14.8742 | 10.1871 | 1.0626 | 4 | 8300.7606 | 14075.1886 | 169.2222 | 286.9418 | 205.1619 | 0 | 44.7462 | 2442655.074 | 219721.8997 | 2132434.9004 | 939437.9895 | 0 | 230796.4069 | 0 | 2326368.0455 | 6052732.4507 | 4131114.2688 | 18475261.0356 | 961560.8286 | 15845322.9242 | 15845322.9242 | 1478867.319 | 7219850.2396 | 0 | 35282144.7884 | 59826185.2712 | 2371.3737 | 4.2505 | 8300.7606 | 14075.1886 | 169.2222 | 286.9418
1 | 4500 | 707 | 0.045 | 15 | 15 | 7 | 3.1623e-12 | 5spot_SharedNeighbor | Water | Porous | Wet | R600a | MinimizeLCOE_Brownfield | IgnoreSilica | 2019 | 19.5347 | 13.5619 | 1.4177 | 4 | 7030.2899 | 11358.2838 | 143.322 | 231.554 | 206.5552 | 0 | 47.5861 | 2990428.4216 | 268448.92 | 2680964.1086 | 1234298.9935 | 0 | 271768.8509 | 0 | 2903904.6249 | 7555364.1613 | 5156691.2873 | 23061869.3681 | 961560.8286 | 15845322.9242 | 15845322.9242 | 1478867.319 | 7219850.2396 | 0 | 39868753.121 | 64412793.6038 | 3162.2777 | 5.671 | 7030.2899 | 11358.2838 | 143.322 | 231.554
1 | 4500 | 707 | 0.045 | 15 | 15 | 7 | 4.217e-12 | 5spot_SharedNeighbor | Water | Porous | Wet | R600a | MinimizeLCOE_Brownfield | IgnoreSilica | 2019 | 25.8022 | 18.0676 | 1.8914 | 4 | 6031.3294 | 9275.4531 | 122.9568 | 189.0927 | 207.6443 | 0 | 44.1229 | 3663912.2616 | 328146.0721 | 3372519.6172 | 1619022.9591 | 0 | 322803.9888 | 0 | 3629497.9106 | 9443209.0509 | 6445184.2158 | 28824296.0761 | 961560.8286 | 15845322.9242 | 15845322.9242 | 1478867.319 | 7219850.2396 | 0 | 45631179.8289 | 70175220.3117 | 4216.965 | 7.5657 | 6031.3294 | 9275.4531 | 122.9568 | 189.0927
1 | 4500 | 707 | 0.045 | 15 | 15 | 7 | 5.6234e-12 | 5spot_SharedNeighbor | Water | Porous | Wet | R600a | MinimizeLCOE_Brownfield | IgnoreSilica | 2019 | 33.9922 | 23.975 | 2.513 | 4 | 5251.9625 | 7693.7165 | 107.0684 | 156.8468 | 208.468 | 0 | 46.1252 | 4477695.428 | 400007.1091 | 4229030.039 | 2127994.1195 | 0 | 383576.5057 | 0 | 4531138.2486 | 11789092.2585 | 8046297.708 | 35984831.4165 | 961560.8286 | 15845322.9242 | 15845322.9242 | 1478867.319 | 7219850.2396 | 0 | 52791715.1693 | 77335755.6521 | 5623.4133 | 10.0518 | 5251.9625 | 7693.7165 | 107.0684 | 156.8468
1 | 4500 | 707 | 0.045 | 15 | 15 | 7 | 7.4989e-12 | 5spot_SharedNeighbor | Water | Porous | Wet | R600a | MinimizeLCOE_Brownfield | IgnoreSilica | 2019 | 44.7279 | 31.7174 | 3.3274 | 4 | 4634.9133 | 6479.0044 | 94.489 | 132.0833 | 209.086 | 0 | 57.9505 | 5461871.0857 | 486569.8668 | 5290201.3038 | 2795159.0941 | 0 | 457027.303 | 0 | 5651423.1748 | 14703843.8346 | 10035675.5509 | 44881771.2138 | 961560.8286 | 15845322.9242 | 15845322.9242 | 1478867.319 | 7219850.2396 | 0 | 61688654.9666 | 86232695.4494 | 7498.9421 | 13.3096 | 4634.9133 | 6479.0044 | 94.489 | 132.0833
1 | 4500 | 707 | 0.045 | 15 | 15 | 7 | 1e-11 | 5spot_SharedNeighbor | Water | Porous | Wet | R600a | MinimizeLCOE_Brownfield | IgnoreSilica | 2019 | 58.5795 | 41.6812 | 4.3752 | 4 | 4146.6771 | 5549.1375 | 84.5356 | 113.1267 | 209.477 | 0 | 54.5749 | 6632507.5739 | 589108.0078 | 6582428.6454 | 3655537.0642 | 0 | 544393.0492 | 0 | 7021549.9927 | 18268632.7632 | 12468717.2437 | 55762874.34 | 961560.8286 | 15845322.9242 | 15845322.9242 | 1478867.319 | 7219850.2396 | 0 | 72569758.0929 | 97113798.5757 | 10000 | 17.5007 | 4146.6771 | 5549.1375 | 84.5356 | 113.1267
1 | 4500 | 707 | 0.045 | 15 | 15 | 7 | 1.3335e-11 | 5spot_SharedNeighbor | Water | Porous | Wet | R600a | MinimizeLCOE_Brownfield | IgnoreSilica | 2019 | 76.0385 | 54.11 | 5.6801 | 4 | 3764.559 | 4844.8233 | 76.7456 | 98.7683 | 209.4901 | 0 | 57.7116 | 7986181.5558 | 707181.7378 | 8110656.3544 | 4737952.1241 | 0 | 647173.7762 | 0 | 8653766.7639 | 22515325.9879 | 15367172.6304 | 68725410.9305 | 961560.8286 | 15845322.9242 | 15845322.9242 | 1478867.319 | 7219850.2396 | 0 | 85532294.6834 | 110076335.1662 | 13335.2143 | 22.7204 | 3764.559 | 4844.8233 | 76.7456 | 98.7683
1 | 4500 | 707 | 0.045 | 15 | 15 | 7 | 1.7783e-11 | 5spot_SharedNeighbor | Water | Porous | Wet | R600a | MinimizeLCOE_Brownfield | IgnoreSilica | 2019 | 97.2689 | 68.8507 | 7.2213 | 4 | 3473.5641 | 4323.2745 | 70.8133 | 88.1358 | 208.8783 | 0 | 68.4588 | 9481696.7136 | 837090.1701 | 9834680.0428 | 6048327.6418 | 0 | 766497.9671 | 0 | 10517634.0888 | 27364726.4357 | 18676988.0813 | 83527641.1412 | 961560.8286 | 15845322.9242 | 15845322.9242 | 1478867.319 | 7219850.2396 | 0 | 100334524.894 | 124878565.3768 | 17782.7941 | 28.8852 | 3473.5641 | 4323.2745 | 70.8133 | 88.1358
1 | 4500 | 707 | 0.045 | 15 | 15 | 7 | 2.3714e-11 | 5spot_SharedNeighbor | Water | Porous | Wet | R600a | MinimizeLCOE_Brownfield | IgnoreSilica | 2019 | 121.8385 | 85.1687 | 8.9139 | 4 | 3261.5319 | 3949.8985 | 66.4907 | 80.524 | 207.4484 | 0 | 67.8828 | 11034780.7859 | 971477.1546 | 11658905.3943 | 7553115.5917 | 0 | 901985.1537 | 0 | 12526902.9913 | 32592431.9622 | 22245004.5217 | 99484603.5554 | 961560.8286 | 15845322.9242 | 15845322.9242 | 1478867.319 | 7219850.2396 | 0 | 116291487.3082 | 140835527.791 | 23713.7371 | 35.6555 | 3261.5319 | 3949.8985 | 66.4907 | 80.524
1 | 4500 | 707 | 0.045 | 15 | 15 | 7 | 3.1623e-11 | 5spot_SharedNeighbor | Water | Porous | Wet | R600a | MinimizeLCOE_Brownfield | IgnoreSilica | 2019 | 148.5601 | 101.9085 | 10.6316 | 4 | 3113.2604 | 3690.4085 | 63.468 | 75.234 | 205.3402 | 0 | 66.6949 | 12542626.0116 | 1101498.454 | 13458669.2654 | 9168867.8534 | 0 | 1048151.301 | 0 | 14554727.0253 | 37868414.1347 | 25845970.7651 | 115588924.8104 | 961560.8286 | 15845322.9242 | 15845322.9242 | 1478867.319 | 7219850.2396 | 0 | 132395808.5633 | 156939849.0461 | 31622.7766 | 42.5264 | 3113.2604 | 3690.4085 | 63.468 | 75.234
1 | 4500 | 707 | 0.045 | 15 | 15 | 7 | 4.217e-11 | 5spot_SharedNeighbor | Water | Porous | Wet | R600a | MinimizeLCOE_Brownfield | IgnoreSilica | 2019 | 167.9091 | 113.4531 | 11.8913 | 4 | 3010.5339 | 3526.5406 | 61.3738 | 71.8933 | 203.6598 | 0 | 76.5639 | 13541747.4579 | 1187430.0743 | 14665162.0517 | 10332851.3203 | 0 | 1080002.0222 | 0 | 15914805.2413 | 41407058.6623 | 28261168.367 | 126390225.197 | 961560.8286 | 15845322.9242 | 15845322.9242 | 1478867.319 | 7219850.2396 | 0 | 143197108.9498 | 167741149.4326 | 42169.6503 | 47.5654 | 3010.5339 | 3526.5406 | 61.3738 | 71.8933
1 | 4500 | 707 | 0.045 | 15 | 15 | 7 | 5.6234e-11 | 5spot_SharedNeighbor | Water | Porous | Wet | R600a | MinimizeLCOE_Brownfield | IgnoreSilica | 2019 | 177.2964 | 118.8282 | 12.6049 | 4 | 2932.994 | 3419.7884 | 59.7931 | 69.717 | 202.7677 | 0 | 104.4639 | 13997066.4088 | 1226535.61 | 15218410.2075 | 10893886.7859 | 0 | 983489.8032 | 0 | 16504561.638 | 42941483.8309 | 29308445.0738 | 131073879.358 | 961560.8286 | 15845322.9242 | 15845322.9242 | 1478867.319 | 7219850.2396 | 0 | 147880763.1108 | 172424803.5936 | 56234.1325 | 50.4197 | 2932.994 | 3419.7884 | 59.7931 | 69.717
1 | 4500 | 707 | 0.045 | 15 | 15 | 7 | 7.4989e-11 | 5spot_SharedNeighbor | Water | Porous | Wet | R600a | MinimizeLCOE_Brownfield | IgnoreSilica | 2019 | 184.8887 | 123.0649 | 13.1841 | 4 | 2873.1528 | 3338.5642 | 58.5731 | 68.0611 | 202.0148 | 0 | 104.7125 | 14351879.1471 | 1256985.9894 | 15650961.7311 | 11345620.9259 | 0 | 888682.9176 | 0 | 16962710.9774 | 44133494.4326 | 30122016.8029 | 134712352.924 | 961560.8286 | 15845322.9242 | 15845322.9242 | 1478867.319 | 7219850.2396 | 0 | 151519236.6769 | 176063277.1597 | 74989.4209 | 52.7362 | 2873.1528 | 3338.5642 | 58.5731 | 68.0611
1 | 4500 | 707 | 0.045 | 15 | 15 | 7 | 1e-10 | 5spot_SharedNeighbor | Water | Porous | Wet | R600a | MinimizeLCOE_Brownfield | IgnoreSilica | 2019 | 190.8466 | 126.319 | 13.6418 | 4 | 2827.1751 | 3276.9708 | 57.6358 | 66.8055 | 201.4046 | 0 | 133.0001 | 14622071.6965 | 1280160.908 | 15981171.0522 | 11699144.8524 | 0 | 799933.1343 | 0 | 17309167.841 | 45034904.1237 | 30737247.4391 | 137463801.0473 | 961560.8286 | 15845322.9242 | 15845322.9242 | 1478867.319 | 7219850.2396 | 0 | 154270684.8001 | 178814725.2829 | 100000 | 54.5671 | 2827.1751 | 3276.9708 | 57.6358 | 66.8055
1 | 4500 | 707 | 0.045 | 15 | 15 | 7 | 1.3335e-10 | 5spot_SharedNeighbor | Water | Porous | Wet | R600a | MinimizeLCOE_Brownfield | IgnoreSilica | 2019 | 195.5212 | 128.828 | 14.0014 | 4 | 2791.9709 | 3230.214 | 56.9181 | 65.8523 | 200.9143 | 0 | 158.1091 | 14829064.7034 | 1297907.444 | 16234612.5421 | 11975971.3055 | 0 | 721379.2796 | 0 | 17572984.7571 | 45721301.6232 | 31205727.8366 | 139558949.4916 | 961560.8286 | 15845322.9242 | 15845322.9242 | 1478867.319 | 7219850.2396 | 0 | 156365833.2444 | 180909873.7272 | 133352.1432 | 56.0055 | 2791.9709 | 3230.214 | 56.9181 | 65.8523
1 | 4500 | 707 | 0.045 | 15 | 15 | 7 | 1.7783e-10 | 5spot_SharedNeighbor | Water | Porous | Wet | R600a | MinimizeLCOE_Brownfield | IgnoreSilica | 2019 | 199.0218 | 130.6795 | 14.2745 | 4 | 2765.0832 | 3194.942 | 56.37 | 65.1332 | 200.5403 | 0 | 159.7093 | 14981082.7171 | 1310936.5301 | 16420999.0667 | 12182507.8191 | 0 | 652441.3212 | 0 | 17763707.3071 | 46217522.5757 | 31544408.833 | 141073606.1698 | 961560.8286 | 15845322.9242 | 15845322.9242 | 1478867.319 | 7219850.2396 | 0 | 157880489.9227 | 182424530.4055 | 177827.941 | 57.0979 | 2765.0832 | 3194.942 | 56.37 | 65.1332
1 | 4500 | 707 | 0.045 | 15 | 15 | 7 | 2.3714e-10 | 5spot_SharedNeighbor | Water | Porous | Wet | R600a | MinimizeLCOE_Brownfield | IgnoreSilica | 2019 | 201.6307 | 132.0447 | 14.4807 | 4 | 2744.6058 | 3168.342 | 55.9525 | 64.5909 | 200.2578 | 0 | 180.3066 | 15092787.4389 | 1320508.2322 | 16558095.1357 | 12336299.0044 | 0 | 593851.692 | 0 | 17901601.1862 | 46576294.1632 | 31789277.8136 | 142168714.6662 | 961560.8286 | 15845322.9242 | 15845322.9242 | 1478867.319 | 7219850.2396 | 0 | 158975598.419 | 183519638.9018 | 237137.3706 | 57.9229 | 2744.6058 | 3168.342 | 55.9525 | 64.5909
1 | 4500 | 707 | 0.045 | 15 | 15 | 7 | 3.1623e-10 | 5spot_SharedNeighbor | Water | Porous | Wet | R600a | MinimizeLCOE_Brownfield | IgnoreSilica | 2019 | 203.5527 | 133.0423 | 14.635 | 4 | 2729.0451 | 3148.3136 | 55.6353 | 64.1826 | 200.0476 | 0 | 179.1602 | 15174207.8313 | 1327483.7612 | 16658095.5831 | 12449529.5203 | 0 | 545054.9528 | 0 | 18000204.943 | 46832840.912 | 31964376.2411 | 142951793.7448 | 961560.8286 | 15845322.9242 | 15845322.9242 | 1478867.319 | 7219850.2396 | 0 | 159758677.4977 | 184302717.9805 | 316227.766 | 58.5401 | 2729.0451 | 3148.3136 | 55.6353 | 64.1826
1 | 4500 | 707 | 0.045 | 15 | 15 | 7 | 4.217e-10 | 5spot_SharedNeighbor | Water | Porous | Wet | R600a | MinimizeLCOE_Brownfield | IgnoreSilica | 2019 | 205.007 | 133.7921 | 14.7521 | 4 | 2717.2399 | 3133.1825 | 55.3946 | 63.8742 | 199.8874 | 0 | 176.2986 | 15235296.5359 | 1332716.7613 | 16733164.6386 | 12535019.3844 | 0 | 505715.9859 | 0 | 18073346.1893 | 47023139.4316 | 32094258.891 | 143532657.8179 | 961560.8286 | 15845322.9242 | 15845322.9242 | 1478867.319 | 7219850.2396 | 0 | 160339541.5708 | 184883582.0536 | 421696.5034 | 59.0082 | 2717.2399 | 3133.1825 | 55.3946 | 63.8742
1 | 4500 | 707 | 0.045 | 15 | 15 | 7 | 5.6234e-10 | 5spot_SharedNeighbor | Water | Porous | Wet | R600a | MinimizeLCOE_Brownfield | IgnoreSilica | 2019 | 206.0204 | 134.3119 | 14.8365 | 4 | 2708.3009 | 3121.876 | 55.2124 | 63.6437 | 199.7749 | 0 | 171.7654 | 15277582.5703 | 1336338.7546 | 16785147.963 | 12594516.5382 | 0 | 473392.0159 | 0 | 18122121.3584 | 47150042.4163 | 32180872.7856 | 143920014.4023 | 961560.8286 | 15845322.9242 | 15845322.9242 | 1478867.319 | 7219850.2396 | 0 | 160726898.1551 | 185270938.6379 | 562341.3252 | 59.346 | 2708.3009 | 3121.876 | 55.2124 | 63.6437
1 | 4500 | 707 | 0.045 | 15 | 15 | 7 | 7.4989e-10 | 5spot_SharedNeighbor | Water | Porous | Wet | R600a | MinimizeLCOE_Brownfield | IgnoreSilica | 2019 | 207.1756 | 134.9036 | 14.92 | 4 | 2701.3101 | 3112.5699 | 55.0699 | 63.4539 | 199.6475 | 0 | 165.1862 | 15325671.9964 | 1340457.5115 | 16844285.3637 | 12662349.3882 | 0 | 451658.6363 | 0 | 18183524.9295 | 47309801.9126 | 32289911.9246 | 144407661.6627 | 961560.8286 | 15845322.9242 | 15845322.9242 | 1478867.319 | 7219850.2396 | 0 | 161214545.4155 | 185758585.8983 | 749894.2093 | 59.6801 | 2701.3101 | 3112.5699 | 55.0699 | 63.4539
1 | 4500 | 707 | 0.045 | 15 | 15 | 7 | 1e-09 | 5spot_SharedNeighbor | Water | Porous | Wet | R600a | MinimizeLCOE_Brownfield | IgnoreSilica | 2019 | 207.6944 | 135.1676 | 14.965 | 4 | 2696.2977 | 3106.321 | 54.9677 | 63.3266 | 199.5893 | 0 | 161.3288 | 15347102.5328 | 1342292.8805 | 16870646.0885 | 12692789.4771 | 0 | 431678.9699 | 0 | 18206958.8801 | 47370772.2451 | 32331525.4293 | 144593766.5033 | 961560.8286 | 15845322.9242 | 15845322.9242 | 1478867.319 | 7219850.2396 | 0 | 161400650.2562 | 185944690.739 | 1000000 | 59.8601 | 2696.2977 | 3106.321 | 54.9677 | 63.3266
1 | 4500 | 707 | 0.045 | 15 | 15 | 7 | 1.3335e-09 | 5spot_SharedNeighbor | Water | Porous | Wet | R600a | MinimizeLCOE_Brownfield | IgnoreSilica | 2019 | 208.0614 | 135.3539 | 14.9978 | 4 | 2692.5194 | 3101.6475 | 54.8906 | 63.2313 | 199.5479 | 0 | 195.9063 | 15362223.4824 | 1343587.8385 | 16889248.1883 | 12714319.5884 | 0 | 415983.5177 | 0 | 18222891.42 | 47412225.4458 | 32359818.0906 | 144720297.5717 | 961560.8286 | 15845322.9242 | 15845322.9242 | 1478867.319 | 7219850.2396 | 0 | 161527181.3246 | 186071221.8074 | 1333521.4322 | 59.9911 | 2692.5194 | 3101.6475 | 54.8906 | 63.2313
1 | 4500 | 707 | 0.045 | 15 | 15 | 7 | 1.7783e-09 | 5spot_SharedNeighbor | Water | Porous | Wet | R600a | MinimizeLCOE_Brownfield | IgnoreSilica | 2019 | 206.5 | 134.5518 | 14.9338 | 4 | 2689.6298 | 3100.5111 | 54.8317 | 63.2081 | 199.7173 | 0 | 199.8181 | 15297089.8705 | 1338009.5548 | 16809134.295 | 12622583.97 | 0 | 380293.4131 | 0 | 18114373.3303 | 47129883.6365 | 32167114.0042 | 143858482.0743 | 961560.8286 | 15845322.9242 | 15845322.9242 | 1478867.319 | 7219850.2396 | 0 | 160665365.8272 | 185209406.31 | 1778279.41 | 59.7351 | 2689.6298 | 3100.5111 | 54.8317 | 63.2081
1 | 4500 | 707 | 0.045 | 15 | 15 | 7 | 2.3714e-09 | 5spot_SharedNeighbor | Water | Porous | Wet | R600a | MinimizeLCOE_Brownfield | IgnoreSilica | 2019 | 209.146 | 135.9058 | 15.0701 | 4 | 2687.469 | 3094.6328 | 54.7877 | 63.0883 | 199.4275 | 0 | 177.5549 | 15406974.2366 | 1347420.0942 | 16944313.6234 | 12777980.1777 | 0 | 401971.6353 | 0 | 18282677.3092 | 47567776.0658 | 32465984.5849 | 145195097.7271 | 961560.8286 | 15845322.9242 | 15845322.9242 | 1478867.319 | 7219850.2396 | 0 | 162001981.4799 | 186546021.9627 | 2371373.7057 | 60.2805 | 2687.469 | 3094.6328 | 54.7877 | 63.0883
1 | 4500 | 707 | 0.045 | 15 | 15 | 7 | 3.1623e-09 | 5spot_SharedNeighbor | Water | Porous | Wet | R600a | MinimizeLCOE_Brownfield | IgnoreSilica | 2019 | 208.6681 | 135.6613 | 15.0533 | 4 | 2685.9245 | 3093.5443 | 54.7562 | 63.0661 | 199.4793 | 0 | 191.1501 | 15387153.216 | 1345722.7467 | 16919921.7822 | 12749908.3494 | 0 | 387410.0182 | 0 | 18248145.2839 | 47477930.8193 | 32404663.3581 | 144920855.5738 | 961560.8286 | 15845322.9242 | 15845322.9242 | 1478867.319 | 7219850.2396 | 0 | 161727739.3267 | 186271779.8095 | 3162277.6602 | 60.2131 | 2685.9245 | 3093.5443 | 54.7562 | 63.0661
1 | 4500 | 707 | 0.045 | 15 | 15 | 7 | 4.217e-09 | 5spot_SharedNeighbor | Water | Porous | Wet | R600a | MinimizeLCOE_Brownfield | IgnoreSilica | 2019 | 208.7756 | 135.7156 | 15.0632 | 4 | 2684.7152 | 3092.0649 | 54.7316 | 63.0359 | 199.4672 | 0 | 192.6012 | 15391558.1866 | 1346099.9657 | 16925342.2523 | 12756208.4317 | 0 | 382011.4652 | 0 | 18252475.9176 | 47489198.24 | 32412353.6042 | 144955248.0634 | 961560.8286 | 15845322.9242 | 15845322.9242 | 1478867.319 | 7219850.2396 | 0 | 161762131.8162 | 186306172.299 | 4216965.0343 | 60.253 | 2684.7152 | 3092.0649 | 54.7316 | 63.0359
1 | 4500 | 707 | 0.045 | 15 | 15 | 7 | 5.6234e-09 | 5spot_SharedNeighbor | Water | Porous | Wet | R600a | MinimizeLCOE_Brownfield | IgnoreSilica | 2019 | 208.8534 | 135.7549 | 15.0706 | 4 | 2683.807 | 3090.9579 | 54.713 | 63.0134 | 199.4583 | 0 | 209.5639 | 15394745.282 | 1346372.8903 | 16929264.194 | 12760770.1936 | 0 | 377896.2197 | 0 | 18255529.0241 | 47497141.7967 | 32417775.2449 | 144979494.8453 | 961560.8286 | 15845322.9242 | 15845322.9242 | 1478867.319 | 7219850.2396 | 0 | 161786378.5982 | 186330419.081 | 5623413.2519 | 60.2824 | 2683.807 | 3090.9579 | 54.713 | 63.0134
1 | 4500 | 707 | 0.045 | 15 | 15 | 7 | 7.4989e-09 | 5spot_SharedNeighbor | Water | Porous | Wet | R600a | MinimizeLCOE_Brownfield | IgnoreSilica | 2019 | 208.8922 | 135.7745 | 15.0752 | 4 | 2683.1251 | 3090.1523 | 54.6991 | 62.9969 | 199.4538 | 0 | 190.8215 | 15396330.7269 | 1346508.6582 | 16931215.2281 | 12763049.5113 | 0 | 374544.6917 | 0 | 18256543.0383 | 47499780.0538 | 32419575.9096 | 144987547.8178 | 961560.8286 | 15845322.9242 | 15845322.9242 | 1478867.319 | 7219850.2396 | 0 | 161794431.5707 | 186338472.0535 | 7498942.0933 | 60.3007 | 2683.1251 | 3090.1523 | 54.6991 | 62.9969
1 | 4500 | 707 | 0.045 | 15 | 15 | 7 | 1e-08 | 5spot_SharedNeighbor | Water | Porous | Wet | R600a | MinimizeLCOE_Brownfield | IgnoreSilica | 2019 | 208.9387 | 135.798 | 15.0795 | 4 | 2682.6133 | 3089.5252 | 54.6887 | 62.9842 | 199.4486 | 0 | 196.0057 | 15398235.2386 | 1346671.7485 | 16933558.933 | 12765775.3453 | 0 | 372240.9075 | 0 | 18258428.0475 | 47504684.4609 | 32422923.2682 | 145002517.9495 | 961560.8286 | 15845322.9242 | 15845322.9242 | 1478867.319 | 7219850.2396 | 0 | 161809401.7024 | 186353442.1852 | 10000000 | 60.3178 | 2682.6133 | 3089.5252 | 54.6887 | 62.9842
1 | 4600 | 707 | 0.045 | 15 | 15 | 7 | 1e-13 | 5spot_SharedNeighbor | Water | Porous | Wet | R600a | MinimizeLCOE_Brownfield | IgnoreSilica | 2019 | 0.88403 | 0.25556 | 0.01768 | 4 | 262538.1189 | 618906.5637 | 5352.1947 | 12617.2474 | 137.0869 | 0 | 25.0315 | 169727.2586 | 13219.7797 | 113248.0511 | 64304.1158 | 0 | 55856.4815 | 0 | 162378.7178 | 422476.1153 | 288348.6297 | 1289559.1494 | 961560.8286 | 16315151.5233 | 16315151.5233 | 1478867.319 | 7407781.6792 | 0 | 18566271.5014 | 43768072.0229 | 100 | 0.070718 | 262538.1189 | 618906.5637 | 5352.1947 | 12617.2474
1 | 4600 | 707 | 0.045 | 15 | 15 | 7 | 1.3335e-13 | 5spot_SharedNeighbor | Water | Porous | Wet | R600a | MinimizeLCOE_Brownfield | IgnoreSilica | 2019 | 1.1424 | 0.39446 | 0.034079 | 4 | 139672.3745 | 324552.1463 | 2847.4103 | 6616.4345 | 150.6382 | 0 | 20.7072 | 244915.0392 | 21206.656 | 158732.4417 | 82344.6553 | 0 | 61906.2829 | 0 | 221950.9793 | 577470.9196 | 394135.7685 | 1762662.7424 | 961560.8286 | 16315151.5233 | 16315151.5233 | 1478867.319 | 7407781.6792 | 0 | 19039375.0943 | 44241175.6159 | 133.3521 | 0.13631 | 139672.3745 | 324552.1463 | 2847.4103 | 6616.4345
1 | 4600 | 707 | 0.045 | 15 | 15 | 7 | 1.7783e-13 | 5spot_SharedNeighbor | Water | Porous | Wet | R600a | MinimizeLCOE_Brownfield | IgnoreSilica | 2019 | 1.476 | 0.617 | 0.058553 | 4 | 84001.6675 | 191603.859 | 1712.4876 | 3906.1038 | 162.5743 | 0 | 31.5459 | 341588.9406 | 30862.8503 | 226288.0972 | 106149.6956 | 0 | 69197.9973 | 0 | 301894.1566 | 785466.6684 | 536097.1409 | 2397545.5469 | 961560.8286 | 16315151.5233 | 16315151.5233 | 1478867.319 | 7407781.6792 | 0 | 19674257.8989 | 44876058.4204 | 177.8279 | 0.23421 | 84001.6675 | 191603.859 | 1712.4876 | 3906.1038
1 | 4600 | 707 | 0.045 | 15 | 15 | 7 | 2.3714e-13 | 5spot_SharedNeighbor | Water | Porous | Wet | R600a | MinimizeLCOE_Brownfield | IgnoreSilica | 2019 | 1.8848 | 0.90877 | 0.089131 | 4 | 57195.2055 | 127882.6099 | 1166.0016 | 2607.06 | 172.3631 | 0 | 141.2278 | 447438.2584 | 40472.0577 | 308459.3925 | 132604.1956 | 0 | 76687.0278 | 0 | 392207.7635 | 1020444.1477 | 696474.0988 | 3114786.942 | 961560.8286 | 16315151.5233 | 16315151.5233 | 1478867.319 | 7407781.6792 | 0 | 20391499.294 | 45593299.8155 | 237.1374 | 0.35652 | 57195.2055 | 127882.6099 | 1166.0016 | 2607.06
1 | 4600 | 707 | 0.045 | 15 | 15 | 7 | 3.1623e-13 | 5spot_SharedNeighbor | Water | Porous | Wet | R600a | MinimizeLCOE_Brownfield | IgnoreSilica | 2019 | 2.4293 | 1.3024 | 0.13029 | 4 | 40831.0697 | 89188.6177 | 832.3966 | 1818.2306 | 180.9084 | 0 | 175.7187 | 575318.6622 | 52067.0908 | 411372.9622 | 167136.0988 | 0 | 86418.7493 | 0 | 504002.2897 | 1311310.5726 | 894996.4106 | 4002622.8361 | 961560.8286 | 16315151.5233 | 16315151.5233 | 1478867.319 | 7407781.6792 | 0 | 21279335.188 | 46481135.7096 | 316.2278 | 0.52116 | 40831.0697 | 89188.6177 | 832.3966 | 1818.2306
1 | 4600 | 707 | 0.045 | 15 | 15 | 7 | 4.217e-13 | 5spot_SharedNeighbor | Water | Porous | Wet | R600a | MinimizeLCOE_Brownfield | IgnoreSilica | 2019 | 3.1295 | 1.8137 | 0.18396 | 4 | 30364.0947 | 64613.1491 | 619.0131 | 1317.2264 | 187.9319 | 0 | 228.7914 | 725346.0496 | 65648.8408 | 536142.2458 | 211109.701 | 0 | 97519.1625 | 0 | 637948.7399 | 1659811.7599 | 1132855.6319 | 5066382.1314 | 961560.8286 | 16315151.5233 | 16315151.5233 | 1478867.319 | 7407781.6792 | 0 | 22343094.4833 | 47544895.0049 | 421.6965 | 0.73584 | 30364.0947 | 64613.1491 | 619.0131 | 1317.2264
1 | 4600 | 707 | 0.045 | 15 | 15 | 7 | 5.6234e-13 | 5spot_SharedNeighbor | Water | Porous | Wet | R600a | MinimizeLCOE_Brownfield | IgnoreSilica | 2019 | 4.0311 | 2.477 | 0.25387 | 4 | 23265.1786 | 48082.6398 | 474.2921 | 980.2296 | 193.6375 | 0 | 40.5518 | 902485.2027 | 81655.5037 | 687979.2566 | 267515.251 | 0 | 110169.7886 | 0 | 799423.951 | 2079937.1361 | 1419599.8338 | 6348765.9235 | 961560.8286 | 16315151.5233 | 16315151.5233 | 1478867.319 | 7407781.6792 | 0 | 23625478.2755 | 48827278.797 | 562.3413 | 1.0155 | 23265.1786 | 48082.6398 | 474.2921 | 980.2296
1 | 4600 | 707 | 0.045 | 15 | 15 | 7 | 7.4989e-13 | 5spot_SharedNeighbor | Water | Porous | Wet | R600a | MinimizeLCOE_Brownfield | IgnoreSilica | 2019 | 5.2032 | 3.3437 | 0.34545 | 4 | 18230.331 | 36468.5874 | 371.65 | 743.4615 | 198.2503 | 0 | 41.2452 | 1114117.8372 | 100739.266 | 874619.4642 | 340770.1539 | 0 | 124964.3424 | 0 | 996532.3148 | 2592772.6663 | 1769620.6209 | 7914136.6656 | 961560.8286 | 16315151.5233 | 16315151.5233 | 1478867.319 | 7407781.6792 | 0 | 25190849.0176 | 50392649.5391 | 749.8942 | 1.3818 | 18230.331 | 36468.5874 | 371.65 | 743.4615
1 | 4600 | 707 | 0.045 | 15 | 15 | 7 | 1e-12 | 5spot_SharedNeighbor | Water | Porous | Wet | R600a | MinimizeLCOE_Brownfield | IgnoreSilica | 2019 | 6.7574 | 4.4943 | 0.46696 | 4 | 14530.4087 | 28022.7841 | 296.222 | 571.2824 | 201.929 | 0 | 39.7766 | 1371646.9176 | 123907.4877 | 1108053.1405 | 437803.0791 | 0 | 143341.093 | 0 | 1242053.17 | 3231567.5681 | 2205611.2673 | 9863983.7232 | 961560.8286 | 16315151.5233 | 16315151.5233 | 1478867.319 | 7407781.6792 | 0 | 27140696.0751 | 52342496.5967 | 1000 | 1.8679 | 14530.4087 | 28022.7841 | 296.222 | 571.2824
1 | 4600 | 707 | 0.045 | 15 | 15 | 7 | 1.3335e-12 | 5spot_SharedNeighbor | Water | Porous | Wet | R600a | MinimizeLCOE_Brownfield | IgnoreSilica | 2019 | 8.8185 | 6.0051 | 0.62617 | 4 | 11799.4056 | 21861.2823 | 240.5468 | 445.6718 | 204.5236 | 0 | 35.4725 | 1682221.6264 | 151775.7364 | 1397178.1516 | 566222.6393 | 0 | 166450.8292 | 0 | 1545901.1033 | 4022117.5629 | 2745177.8829 | 12277045.532 | 961560.8286 | 16315151.5233 | 16315151.5233 | 1478867.319 | 7407781.6792 | 0 | 29553757.8839 | 54755558.4055 | 1333.5214 | 2.5047 | 11799.4056 | 21861.2823 | 240.5468 | 445.6718
1 | 4600 | 707 | 0.045 | 15 | 15 | 7 | 1.7783e-12 | 5spot_SharedNeighbor | Water | Porous | Wet | R600a | MinimizeLCOE_Brownfield | IgnoreSilica | 2019 | 11.5368 | 8.0594 | 0.84406 | 4 | 9661.8872 | 17126.3215 | 196.9706 | 349.1432 | 207.3759 | 0 | 48.8324 | 2070169.636 | 186487.2244 | 1767977.0672 | 736915.1509 | 0 | 192594.7053 | 0 | 1932116.0757 | 5026969.6975 | 3431010.1124 | 15344239.6694 | 961560.8286 | 16315151.5233 | 16315151.5233 | 1478867.319 | 7407781.6792 | 0 | 32620952.0214 | 57822752.5429 | 1778.2794 | 3.3763 | 9661.8872 | 17126.3215 | 196.9706 | 349.1432
1 | 4600 | 707 | 0.045 | 15 | 15 | 7 | 2.3714e-12 | 5spot_SharedNeighbor | Water | Porous | Wet | R600a | MinimizeLCOE_Brownfield | IgnoreSilica | 2019 | 15.1495 | 10.7557 | 1.1293 | 4 | 8063.3082 | 13642.2902 | 164.3814 | 278.1165 | 209.2237 | 0 | 52.4293 | 2538221.012 | 228235.0888 | 2227118.3104 | 962850.6986 | 0 | 225656.7875 | 0 | 2411011.94 | 6272958.5013 | 4281423.0735 | 19147475.4121 | 961560.8286 | 16315151.5233 | 16315151.5233 | 1478867.319 | 7407781.6792 | 0 | 36424187.7641 | 61625988.2856 | 2371.3737 | 4.5173 | 8063.3082 | 13642.2902 | 164.3814 | 278.1165
1 | 4600 | 707 | 0.045 | 15 | 15 | 7 | 3.1623e-12 | 5spot_SharedNeighbor | Water | Porous | Wet | R600a | MinimizeLCOE_Brownfield | IgnoreSilica | 2019 | 19.9368 | 14.3309 | 1.5077 | 4 | 6828.9999 | 11007.9842 | 139.2184 | 224.4126 | 210.6549 | 0 | 45.859 | 3109446.8353 | 279014.8403 | 2801894.2099 | 1262297.2407 | 0 | 265889.7058 | 0 | 3010231.7045 | 7832005.4116 | 5345504.6251 | 23906284.5732 | 961560.8286 | 16315151.5233 | 16315151.5233 | 1478867.319 | 7407781.6792 | 0 | 41182996.9252 | 66384797.4467 | 3162.2777 | 6.0306 | 6828.9999 | 11007.9842 | 139.2184 | 224.4126
1 | 4600 | 707 | 0.045 | 15 | 15 | 7 | 4.217e-12 | 5spot_SharedNeighbor | Water | Porous | Wet | R600a | MinimizeLCOE_Brownfield | IgnoreSilica | 2019 | 26.258 | 19.0534 | 2.0076 | 4 | 5868.0898 | 9006.4367 | 119.6289 | 183.6084 | 211.7541 | 0 | 37.4617 | 3804470.563 | 340578.2502 | 3518935.3194 | 1657681.8367 | 0 | 314511.6343 | 0 | 3758109.2653 | 9777829.4142 | 6673569.4895 | 29845685.7725 | 961560.8286 | 16315151.5233 | 16315151.5233 | 1478867.319 | 7407781.6792 | 0 | 47122398.1245 | 72324198.646 | 4216.965 | 8.0303 | 5868.0898 | 9006.4367 | 119.6289 | 183.6084
1 | 4600 | 707 | 0.045 | 15 | 15 | 7 | 5.6234e-12 | 5spot_SharedNeighbor | Water | Porous | Wet | R600a | MinimizeLCOE_Brownfield | IgnoreSilica | 2019 | 34.599 | 25.2864 | 2.6673 | 4 | 5111.9288 | 7473.9946 | 104.2136 | 152.3675 | 212.5956 | 0 | 41.8888 | 4650136.3967 | 415199.9234 | 4413093.3931 | 2179422.3713 | 0 | 373596.8825 | 0 | 4692265.0971 | 12208311.2668 | 8332423.2953 | 37264448.6263 | 961560.8286 | 16315151.5233 | 16315151.5233 | 1478867.319 | 7407781.6792 | 0 | 54541160.9782 | 79742961.4998 | 5623.4133 | 10.6694 | 5111.9288 | 7473.9946 | 104.2136 | 152.3675
1 | 4600 | 707 | 0.045 | 15 | 15 | 7 | 7.4989e-12 | 5spot_SharedNeighbor | Water | Porous | Wet | R600a | MinimizeLCOE_Brownfield | IgnoreSilica | 2019 | 45.5005 | 33.4311 | 3.5296 | 4 | 4514.0375 | 6299.0949 | 92.0248 | 128.4156 | 213.2233 | 0 | 50.2566 | 5669935.6502 | 504826.5222 | 5517653.5922 | 2861313.6063 | 0 | 444518.7027 | 0 | 5849316.7488 | 15218722.3204 | 10387090.6972 | 46453377.84 | 961560.8286 | 16315151.5233 | 16315151.5233 | 1478867.319 | 7407781.6792 | 0 | 63730090.192 | 88931890.7136 | 7498.9421 | 14.1182 | 4514.0375 | 6299.0949 | 92.0248 | 128.4156
1 | 4600 | 707 | 0.045 | 15 | 15 | 7 | 1e-11 | 5spot_SharedNeighbor | Water | Porous | Wet | R600a | MinimizeLCOE_Brownfield | IgnoreSilica | 2019 | 59.5347 | 43.8862 | 4.6361 | 4 | 4041.1733 | 5400.1747 | 82.3848 | 110.0899 | 213.611 | 0 | 54.4578 | 6880240.5041 | 610754.1176 | 6859562.5388 | 3738668.497 | 0 | 528632.5259 | 0 | 7260964.6916 | 18891540.6988 | 12893864.7093 | 57664228.2831 | 961560.8286 | 16315151.5233 | 16315151.5233 | 1478867.319 | 7407781.6792 | 0 | 74940940.635 | 100142741.1566 | 10000 | 18.5444 | 4041.1733 | 5400.1747 | 82.3848 | 110.0899
1 | 4600 | 707 | 0.045 | 15 | 15 | 7 | 1.3335e-11 | 5spot_SharedNeighbor | Water | Porous | Wet | R600a | MinimizeLCOE_Brownfield | IgnoreSilica | 2019 | 77.2178 | 56.9141 | 6.0124 | 4 | 3671.0424 | 4718.9602 | 74.8392 | 96.2024 | 213.5958 | 0 | 57.426 | 8278769.6935 | 732639.5225 | 8445191.3398 | 4841868.7928 | 0 | 628188.1402 | 0 | 8941396.4206 | 23263679.3538 | 15877939.1798 | 71009672.443 | 961560.8286 | 16315151.5233 | 16315151.5233 | 1478867.319 | 7407781.6792 | 0 | 88286384.7949 | 113488185.3165 | 13335.2143 | 24.0494 | 3671.0424 | 4718.9602 | 74.8392 | 96.2024
1 | 4600 | 707 | 0.045 | 15 | 15 | 7 | 1.7783e-11 | 5spot_SharedNeighbor | Water | Porous | Wet | R600a | MinimizeLCOE_Brownfield | IgnoreSilica | 2019 | 98.6527 | 72.299 | 7.6307 | 4 | 3389.8322 | 4215.5082 | 69.1063 | 85.9388 | 212.921 | 0 | 56.8092 | 9817873.0541 | 866222.0278 | 10226797.173 | 6172810.7765 | 0 | 744134.4599 | 0 | 10852856.6216 | 28236906.7024 | 19272269.0348 | 86189869.85 | 961560.8286 | 16315151.5233 | 16315151.5233 | 1478867.319 | 7407781.6792 | 0 | 103466582.2019 | 128668382.7235 | 17782.7941 | 30.5226 | 3389.8322 | 4215.5082 | 69.1063 | 85.9388
1 | 4600 | 707 | 0.045 | 15 | 15 | 7 | 2.3714e-11 | 5spot_SharedNeighbor | Water | Porous | Wet | R600a | MinimizeLCOE_Brownfield | IgnoreSilica | 2019 | 123.3468 | 89.2305 | 9.3974 | 4 | 3185.5441 | 3855.9898 | 64.9416 | 78.6096 | 211.3976 | 0 | 70.6576 | 11407795.5551 | 1003681.6152 | 12101647.3949 | 7693678.1564 | 0 | 876277.0565 | 0 | 12902401.1134 | 33569401.0508 | 22911805.9994 | 102466687.9417 | 961560.8286 | 16315151.5233 | 16315151.5233 | 1478867.319 | 7407781.6792 | 0 | 119743400.2937 | 144945200.8152 | 23713.7371 | 37.5896 | 3185.5441 | 3855.9898 | 64.9416 | 78.6096
1 | 4600 | 707 | 0.045 | 15 | 15 | 7 | 3.1623e-11 | 5spot_SharedNeighbor | Water | Porous | Wet | R600a | MinimizeLCOE_Brownfield | IgnoreSilica | 2019 | 150.048 | 106.5129 | 11.1821 | 4 | 3042.8464 | 3606.2874 | 62.0325 | 73.519 | 209.2058 | 0 | 74.1364 | 12944743.2942 | 1136103.8669 | 13942974.4228 | 9321904.6992 | 0 | 1018863.8863 | 0 | 14962190.1661 | 38928549.6449 | 26569535.0344 | 118824865.0148 | 961560.8286 | 16315151.5233 | 16315151.5233 | 1478867.319 | 7407781.6792 | 0 | 136101577.3668 | 161303377.8884 | 31622.7766 | 44.7284 | 3042.8464 | 3606.2874 | 62.0325 | 73.519
1 | 4600 | 707 | 0.045 | 15 | 15 | 7 | 4.217e-11 | 5spot_SharedNeighbor | Water | Porous | Wet | R600a | MinimizeLCOE_Brownfield | IgnoreSilica | 2019 | 171.6144 | 119.7465 | 12.5954 | 4 | 2945.0504 | 3445.2678 | 60.0388 | 70.2364 | 207.2428 | 0 | 76.7354 | 14074268.2392 | 1233162.8498 | 15312421.7289 | 10625622.9068 | 0 | 1082320.1965 | 0 | 16507840.4093 | 42950014.5213 | 29314267.4453 | 131099918.2972 | 961560.8286 | 16315151.5233 | 16315151.5233 | 1478867.319 | 7407781.6792 | 0 | 148376630.6492 | 173578431.1708 | 42169.6503 | 50.3817 | 2945.0504 | 3445.2678 | 60.0388 | 70.2364
1 | 4600 | 707 | 0.045 | 15 | 15 | 7 | 5.6234e-11 | 5spot_SharedNeighbor | Water | Porous | Wet | R600a | MinimizeLCOE_Brownfield | IgnoreSilica | 2019 | 184.0445 | 126.9781 | 13.4689 | 4 | 2873.3439 | 3341.1229 | 58.577 | 68.1133 | 205.986 | 0 | 90.3062 | 14676558.662 | 1284832.9843 | 16047845.433 | 11364224.6606 | 0 | 1029086.5548 | 0 | 17316993.8349 | 45055265.7545 | 30751144.6706 | 137525952.5546 | 961560.8286 | 16315151.5233 | 16315151.5233 | 1478867.319 | 7407781.6792 | 0 | 154802664.9066 | 180004465.4281 | 56234.1325 | 53.8754 | 2873.3439 | 3341.1229 | 58.577 | 68.1133
1 | 4600 | 707 | 0.045 | 15 | 15 | 7 | 7.4989e-11 | 5spot_SharedNeighbor | Water | Porous | Wet | R600a | MinimizeLCOE_Brownfield | IgnoreSilica | 2019 | 188.3434 | 129.4262 | 13.9 | 4 | 2816.5815 | 3269.8498 | 57.4198 | 66.6603 | 205.5373 | 0 | 114.7127 | 14878242.8376 | 1302122.7643 | 16294885.3438 | 11621187.0403 | 0 | 887198.4586 | 0 | 17543618.2134 | 45644895.9004 | 31153579.3609 | 139325729.9194 | 961560.8286 | 16315151.5233 | 16315151.5233 | 1478867.319 | 7407781.6792 | 0 | 156602442.2714 | 181804242.7929 | 74989.4209 | 55.6002 | 2816.5815 | 3269.8498 | 57.4198 | 66.6603
1 | 4600 | 707 | 0.045 | 15 | 15 | 7 | 1e-10 | 5spot_SharedNeighbor | Water | Porous | Wet | R600a | MinimizeLCOE_Brownfield | IgnoreSilica | 2019 | 194.2696 | 132.7402 | 14.3641 | 4 | 2773.6892 | 3212.3125 | 56.5454 | 65.4873 | 204.8996 | 0 | 136.2946 | 15149572.8469 | 1325373.3133 | 16627832.4854 | 11974648.931 | 0 | 798711.6658 | 0 | 17891694.3045 | 46550518.4892 | 31771685.3864 | 142090037.4225 | 961560.8286 | 16315151.5233 | 16315151.5233 | 1478867.319 | 7407781.6792 | 0 | 159366749.7744 | 184568550.296 | 100000 | 57.4566 | 2773.6892 | 3212.3125 | 56.5454 | 65.4873
1 | 4600 | 707 | 0.045 | 15 | 15 | 7 | 1.3335e-10 | 5spot_SharedNeighbor | Water | Porous | Wet | R600a | MinimizeLCOE_Brownfield | IgnoreSilica | 2019 | 198.8197 | 135.238 | 14.7232 | 4 | 2740.8345 | 3168.7621 | 55.8756 | 64.5995 | 204.3983 | 0 | 147.4975 | 15352816.1808 | 1342782.2013 | 16877674.8906 | 12244785.8492 | 0 | 719410.2305 | 0 | 18149613.0474 | 47221570.1518 | 32229691.9348 | 144138344.4864 | 961560.8286 | 16315151.5233 | 16315151.5233 | 1478867.319 | 7407781.6792 | 0 | 161415056.8383 | 186616857.3599 | 133352.1432 | 58.8927 | 2740.8345 | 3168.7621 | 55.8756 | 64.5995
1 | 4600 | 707 | 0.045 | 15 | 15 | 7 | 1.7783e-10 | 5spot_SharedNeighbor | Water | Porous | Wet | R600a | MinimizeLCOE_Brownfield | IgnoreSilica | 2019 | 202.2419 | 137.0907 | 14.9964 | 4 | 2715.7519 | 3135.8816 | 55.3643 | 63.9292 | 204.0146 | 0 | 176.437 | 15502889.1408 | 1355632.8234 | 17062397.0977 | 12447723.8549 | 0 | 650339.0063 | 0 | 18337402.95 | 47710160.9574 | 32563165.1992 | 145629711.0297 | 961560.8286 | 16315151.5233 | 16315151.5233 | 1478867.319 | 7407781.6792 | 0 | 162906423.3816 | 188108223.9032 | 177827.941 | 59.9858 | 2715.7519 | 3135.8816 | 55.3643 | 63.9292
1 | 4600 | 707 | 0.045 | 15 | 15 | 7 | 2.3714e-10 | 5spot_SharedNeighbor | Water | Porous | Wet | R600a | MinimizeLCOE_Brownfield | IgnoreSilica | 2019 | 204.8413 | 138.4822 | 15.205 | 4 | 2696.6453 | 3111.013 | 54.9748 | 63.4222 | 203.7194 | 0 | 181.241 | 15615228.8582 | 1365250.2094 | 17200806.8005 | 12601481.952 | 0 | 592417.0856 | 0 | 18476322.1133 | 48071600.1239 | 32809854.8572 | 146732962.0001 | 961560.8286 | 16315151.5233 | 16315151.5233 | 1478867.319 | 7407781.6792 | 0 | 164009674.352 | 189211474.8736 | 237137.3706 | 60.8199 | 2696.6453 | 3111.013 | 54.9748 | 63.4222
1 | 4600 | 707 | 0.045 | 15 | 15 | 7 | 3.1623e-10 | 5spot_SharedNeighbor | Water | Porous | Wet | R600a | MinimizeLCOE_Brownfield | IgnoreSilica | 2019 | 206.7346 | 139.4873 | 15.3598 | 4 | 2682.1255 | 3092.3169 | 54.6788 | 63.0411 | 203.5021 | 0 | 164.8753 | 15696173.0168 | 1372178.6817 | 17300605.1069 | 12713392.5936 | 0 | 543954.7888 | 0 | 18574258.6333 | 48326410.8594 | 32983768.42 | 147510742.1006 | 961560.8286 | 16315151.5233 | 16315151.5233 | 1478867.319 | 7407781.6792 | 0 | 164787454.4526 | 189989254.9741 | 316227.766 | 61.4391 | 2682.1255 | 3092.3169 | 54.6788 | 63.0411
1 | 4600 | 707 | 0.045 | 15 | 15 | 7 | 4.217e-10 | 5spot_SharedNeighbor | Water | Porous | Wet | R600a | MinimizeLCOE_Brownfield | IgnoreSilica | 2019 | 208.1035 | 140.2094 | 15.474 | 4 | 2671.1126 | 3078.275 | 54.4542 | 62.7548 | 203.3438 | 0 | 154.4203 | 15754232.9863 | 1377147.7779 | 17372224.7552 | 12794271.4146 | 0 | 504147.256 | 0 | 18642789.4341 | 48504713.9455 | 33105463.94 | 148054991.5096 | 961560.8286 | 16315151.5233 | 16315151.5233 | 1478867.319 | 7407781.6792 | 0 | 165331703.8616 | 190533504.3831 | 421696.5034 | 61.8962 | 2671.1126 | 3078.275 | 54.4542 | 62.7548
1 | 4600 | 707 | 0.045 | 15 | 15 | 7 | 5.6234e-10 | 5spot_SharedNeighbor | Water | Porous | Wet | R600a | MinimizeLCOE_Brownfield | IgnoreSilica | 2019 | 206.605 | 139.4101 | 15.4354 | 4 | 2662.6447 | 3070.8269 | 54.2816 | 62.603 | 203.5102 | 0 | 389.017 | 15689965.8978 | 1371647.4128 | 17292950.1113 | 12705601.4399 | 0 | 439676.6046 | 0 | 18524938.1719 | 48198089.1359 | 32896186.207 | 147119054.9812 | 961560.8286 | 16315151.5233 | 16315151.5233 | 1478867.319 | 7407781.6792 | 0 | 164395767.3332 | 189597567.8547 | 562341.3252 | 61.7415 | 2662.6447 | 3070.8269 | 54.2816 | 62.603
1 | 4600 | 707 | 0.045 | 15 | 15 | 7 | 7.4989e-10 | 5spot_SharedNeighbor | Water | Porous | Wet | R600a | MinimizeLCOE_Brownfield | IgnoreSilica | 2019 | 210.2151 | 141.3175 | 15.6413 | 4 | 2656.2832 | 3059.0924 | 54.1519 | 62.3637 | 203.099 | 0 | 189.3618 | 15843155.4386 | 1384757.3095 | 17481972.567 | 12918989.0328 | 0 | 450467.6584 | 0 | 18750943.3825 | 48786108.3338 | 33297521.3921 | 148913915.1147 | 961560.8286 | 16315151.5233 | 16315151.5233 | 1478867.319 | 7407781.6792 | 0 | 166190627.4667 | 191392427.9882 | 749894.2093 | 62.5651 | 2656.2832 | 3059.0924 | 54.1519 | 62.3637
1 | 4600 | 707 | 0.045 | 15 | 15 | 7 | 1e-09 | 5spot_SharedNeighbor | Water | Porous | Wet | R600a | MinimizeLCOE_Brownfield | IgnoreSilica | 2019 | 210.7339 | 141.5877 | 15.6867 | 4 | 2651.6096 | 3053.252 | 54.0566 | 62.2447 | 203.038 | 0 | 196.3288 | 15864810.2963 | 1386610.249 | 17508709.4912 | 12949610.4923 | 0 | 430799.5242 | 0 | 18774810.6207 | 48848205.9918 | 33339904.3196 | 149103460.9851 | 961560.8286 | 16315151.5233 | 16315151.5233 | 1478867.319 | 7407781.6792 | 0 | 166380173.337 | 191581973.8586 | 1000000 | 62.7469 | 2651.6096 | 3053.252 | 54.0566 | 62.2447
1 | 4600 | 707 | 0.045 | 15 | 15 | 7 | 1.3335e-09 | 5spot_SharedNeighbor | Water | Porous | Wet | R600a | MinimizeLCOE_Brownfield | IgnoreSilica | 2019 | 211.2239 | 141.8428 | 15.7258 | 4 | 2648.0863 | 3048.7296 | 53.9848 | 62.1525 | 202.9806 | 0 | 190.5595 | 15885243.6034 | 1388358.6021 | 17533941.9706 | 12978502.9777 | 0 | 416900.3238 | 0 | 18799149.5163 | 48911530.8056 | 33383124.8063 | 149296752.6059 | 961560.8286 | 16315151.5233 | 16315151.5233 | 1478867.319 | 7407781.6792 | 0 | 166573464.9578 | 191775265.4794 | 1333521.4322 | 62.9033 | 2648.0863 | 3048.7296 | 53.9848 | 62.1525
1 | 4600 | 707 | 0.045 | 15 | 15 | 7 | 1.7783e-09 | 5spot_SharedNeighbor | Water | Porous | Wet | R600a | MinimizeLCOE_Brownfield | IgnoreSilica | 2019 | 211.5918 | 142.0342 | 15.7564 | 4 | 2645.1621 | 3045.0286 | 53.9252 | 62.077 | 202.9377 | 0 | 186.768 | 15900563.7661 | 1389669.4152 | 17552862.7891 | 13000136.6676 | 0 | 404690.9021 | 0 | 18816690.1807 | 48957168.0163 | 33414273.1403 | 149436054.8776 | 961560.8286 | 16315151.5233 | 16315151.5233 | 1478867.319 | 7407781.6792 | 0 | 166712767.2295 | 191914567.7511 | 1778279.41 | 63.0255 | 2645.1621 | 3045.0286 | 53.9252 | 62.077
1 | 4600 | 707 | 0.045 | 15 | 15 | 7 | 2.3714e-09 | 5spot_SharedNeighbor | Water | Porous | Wet | R600a | MinimizeLCOE_Brownfield | IgnoreSilica | 2019 | 211.6696 | 142.0735 | 15.7675 | 4 | 2643.4355 | 3043.0207 | 53.89 | 62.0361 | 202.9277 | 0 | 192.5953 | 15903709.2316 | 1389938.5412 | 17556747.78 | 13004692.6883 | 0 | 395573.8435 | 0 | 18817758.213 | 48959946.8173 | 33416169.7291 | 149444536.8441 | 961560.8286 | 16315151.5233 | 16315151.5233 | 1478867.319 | 7407781.6792 | 0 | 166721249.196 | 191923049.7176 | 2371373.7057 | 63.0699 | 2643.4355 | 3043.0207 | 53.89 | 62.0361
1 | 4600 | 707 | 0.045 | 15 | 15 | 7 | 3.1623e-09 | 5spot_SharedNeighbor | Water | Porous | Wet | R600a | MinimizeLCOE_Brownfield | IgnoreSilica | 2019 | 211.8157 | 142.149 | 15.781 | 4 | 2641.9343 | 3041.1765 | 53.8594 | 61.9985 | 202.9104 | 0 | 185.1135 | 15909757.2321 | 1390456.004 | 17564217.9602 | 13013281.3126 | 0 | 388600.7863 | 0 | 18823862.1851 | 48975828.1007 | 33427009.0313 | 149493012.6124 | 961560.8286 | 16315151.5233 | 16315151.5233 | 1478867.319 | 7407781.6792 | 0 | 166769724.9644 | 191971525.4859 | 3162277.6602 | 63.1241 | 2641.9343 | 3041.1765 | 53.8594 | 61.9985
1 | 4600 | 707 | 0.045 | 15 | 15 | 7 | 4.217e-09 | 5spot_SharedNeighbor | Water | Porous | Wet | R600a | MinimizeLCOE_Brownfield | IgnoreSilica | 2019 | 211.913 | 142.1992 | 15.7906 | 4 | 2640.8063 | 3039.8069 | 53.8364 | 61.9706 | 202.8988 | 0 | 186.7174 | 15913774.312 | 1390799.6996 | 17569179.8288 | 13018994.6037 | 0 | 383161.0456 | 0 | 18827604.701 | 48985565.3592 | 33433654.9104 | 149522734.4603 | 961560.8286 | 16315151.5233 | 16315151.5233 | 1478867.319 | 7407781.6792 | 0 | 166799446.8123 | 192001247.3339 | 4216965.0343 | 63.1623 | 2640.8063 | 3039.8069 | 53.8364 | 61.9706
1 | 4600 | 707 | 0.045 | 15 | 15 | 7 | 5.6234e-09 | 5spot_SharedNeighbor | Water | Porous | Wet | R600a | MinimizeLCOE_Brownfield | IgnoreSilica | 2019 | 211.9861 | 142.237 | 15.7978 | 4 | 2639.9592 | 3038.7784 | 53.8191 | 61.9496 | 202.89 | 0 | 182.1499 | 15916795.275 | 1391058.1675 | 17572911.3943 | 13023293.0389 | 0 | 379053.8265 | 0 | 18830413.5639 | 48992873.4443 | 33438642.8286 | 149545041.539 | 961560.8286 | 16315151.5233 | 16315151.5233 | 1478867.319 | 7407781.6792 | 0 | 166821753.891 | 192023554.4125 | 5623413.2519 | 63.191 | 2639.9592 | 3038.7784 | 53.8191 | 61.9496
1 | 4600 | 707 | 0.045 | 15 | 15 | 7 | 7.4989e-09 | 5spot_SharedNeighbor | Water | Porous | Wet | R600a | MinimizeLCOE_Brownfield | IgnoreSilica | 2019 | 212.0445 | 142.2671 | 15.8033 | 4 | 2639.3231 | 3038.0021 | 53.8062 | 61.9338 | 202.8831 | 0 | 184.971 | 15919205.1928 | 1391264.3545 | 17575888.2396 | 13026721.1659 | 0 | 376000.7318 | 0 | 18832741.077 | 48998929.1559 | 33442775.9762 | 149563525.8938 | 961560.8286 | 16315151.5233 | 16315151.5233 | 1478867.319 | 7407781.6792 | 0 | 166840238.2457 | 192042038.7673 | 7498942.0933 | 63.2133 | 2639.3231 | 3038.0021 | 53.8062 | 61.9338
1 | 4600 | 707 | 0.045 | 15 | 15 | 7 | 1e-08 | 5spot_SharedNeighbor | Water | Porous | Wet | R600a | MinimizeLCOE_Brownfield | IgnoreSilica | 2019 | 212.0787 | 142.2848 | 15.807 | 4 | 2638.8457 | 3037.4314 | 53.7964 | 61.9221 | 202.879 | 0 | 179.5528 | 15920616.1318 | 1391385.0708 | 17577631.1224 | 13028733.6371 | 0 | 373579.1923 | 0 | 18833858.6102 | 49001836.7481 | 33444760.4676 | 149572400.9803 | 961560.8286 | 16315151.5233 | 16315151.5233 | 1478867.319 | 7407781.6792 | 0 | 166849113.3322 | 192050913.8538 | 10000000 | 63.2281 | 2638.8457 | 3037.4314 | 53.7964 | 61.9221
1 | 4700 | 707 | 0.045 | 15 | 15 | 7 | 1e-13 | 5spot_SharedNeighbor | Water | Porous | Wet | R600a | MinimizeLCOE_Brownfield | IgnoreSilica | 2019 | 0.90348 | 0.27063 | 0.019752 | 4 | 241663.7673 | 569069.9251 | 4926.6428 | 11601.2601 | 139.794 | 0 | 26.5798 | 178844.9583 | 14188.1861 | 118348.0966 | 65865.183 | 0 | 55722.1299 | 0 | 168857.7361 | 439333.1917 | 299853.9307 | 1341013.4125 | 961560.8286 | 16790840.2133 | 16790840.2133 | 1478867.319 | 7598057.1552 | 0 | 19093414.4544 | 44961179.1419 | 100 | 0.079008 | 241663.7673 | 569069.9251 | 4926.6428 | 11601.2601
1 | 4700 | 707 | 0.045 | 15 | 15 | 7 | 1.3335e-13 | 5spot_SharedNeighbor | Water | Porous | Wet | R600a | MinimizeLCOE_Brownfield | IgnoreSilica | 2019 | 1.1813 | 0.42638 | 0.038716 | 4 | 126714.9232 | 293749.4364 | 2583.2551 | 5988.4796 | 154.2206 | 0 | 23.9684 | 263289.5084 | 23596.8446 | 168457.8131 | 86254.9865 | 0 | 62574.4403 | 0 | 235627.7012 | 613054.9446 | 418422.5967 | 1871278.8353 | 961560.8286 | 16790840.2133 | 16790840.2133 | 1478867.319 | 7598057.1552 | 0 | 19623679.8772 | 45491444.5647 | 133.3521 | 0.15486 | 126714.9232 | 293749.4364 | 2583.2551 | 5988.4796
1 | 4700 | 707 | 0.045 | 15 | 15 | 7 | 1.7783e-13 | 5spot_SharedNeighbor | Water | Porous | Wet | R600a | MinimizeLCOE_Brownfield | IgnoreSilica | 2019 | 1.5102 | 0.66429 | 0.063915 | 4 | 79254.8093 | 180435.1376 | 1615.7165 | 3678.4143 | 165.856 | 0 | 25.2723 | 359619.6831 | 32500.38 | 240060.996 | 109157.8212 | 0 | 69019.3699 | 0 | 316039.7176 | 822270.5165 | 561216.5235 | 2509885.0077 | 961560.8286 | 16790840.2133 | 16790840.2133 | 1478867.319 | 7598057.1552 | 0 | 20262286.0497 | 46130050.7372 | 177.8279 | 0.25566 | 79254.8093 | 180435.1376 | 1615.7165 | 3678.4143
1 | 4700 | 707 | 0.045 | 15 | 15 | 7 | 2.3714e-13 | 5spot_SharedNeighbor | Water | Porous | Wet | R600a | MinimizeLCOE_Brownfield | IgnoreSilica | 2019 | 1.9431 | 0.98325 | 0.09734 | 4 | 54012.6595 | 120449.0615 | 1101.1211 | 2455.517 | 176.1094 | 0 | 144.1324 | 472726.1448 | 42766.2292 | 328522.0189 | 137155.9317 | 0 | 77199.2498 | 0 | 412764.134 | 1073927.6072 | 732977.6589 | 3278038.9745 | 961560.8286 | 16790840.2133 | 16790840.2133 | 1478867.319 | 7598057.1552 | 0 | 21030440.0164 | 46898204.7039 | 237.1374 | 0.38936 | 54012.6595 | 120449.0615 | 1101.1211 | 2455.517
1 | 4700 | 707 | 0.045 | 15 | 15 | 7 | 3.1623e-13 | 5spot_SharedNeighbor | Water | Porous | Wet | R600a | MinimizeLCOE_Brownfield | IgnoreSilica | 2019 | 2.5071 | 1.4045 | 0.14156 | 4 | 38780.8044 | 84463.7755 | 790.5992 | 1721.9083 | 184.7925 | 0 | 179.5067 | 606489.541 | 54890.8558 | 436967.4662 | 172963.372 | 0 | 87003.3131 | 0 | 529742.6738 | 1378281.772 | 940705.6302 | 4207044.6241 | 961560.8286 | 16790840.2133 | 16790840.2133 | 1478867.319 | 7598057.1552 | 0 | 21959445.666 | 47827210.3535 | 316.2278 | 0.56625 | 38780.8044 | 84463.7755 | 790.5992 | 1721.9083
1 | 4700 | 707 | 0.045 | 15 | 15 | 7 | 4.217e-13 | 5spot_SharedNeighbor | Water | Porous | Wet | R600a | MinimizeLCOE_Brownfield | IgnoreSilica | 2019 | 3.2073 | 1.9331 | 0.19756 | 4 | 29148.6889 | 61882.7588 | 594.2355 | 1261.5637 | 191.7134 | 0 | 235.8924 | 758476.5004 | 68644.9725 | 564196.6631 | 217110.184 | 0 | 96970.6003 | 0 | 665105.5789 | 1730468.2845 | 1181080.1617 | 5282052.9455 | 961560.8286 | 16790840.2133 | 16790840.2133 | 1478867.319 | 7598057.1552 | 0 | 23034453.9874 | 48902218.6749 | 421.6965 | 0.79024 | 29148.6889 | 61882.7588 | 594.2355 | 1261.5637
1 | 4700 | 707 | 0.045 | 15 | 15 | 7 | 5.6234e-13 | 5spot_SharedNeighbor | Water | Porous | Wet | R600a | MinimizeLCOE_Brownfield | IgnoreSilica | 2019 | 4.1238 | 2.6304 | 0.27153 | 4 | 22424.8592 | 46241.4497 | 457.1611 | 942.6945 | 197.4693 | 0 | 37.7968 | 941350.5473 | 85163.3181 | 721858.4474 | 274749.0426 | 0 | 109016.3824 | 0 | 831533.7177 | 2163480.1624 | 1476619.6659 | 6603771.2838 | 961560.8286 | 16790840.2133 | 16790840.2133 | 1478867.319 | 7598057.1552 | 0 | 24356172.3257 | 50223937.0132 | 562.3413 | 1.0861 | 22424.8592 | 46241.4497 | 457.1611 | 942.6945
1 | 4700 | 707 | 0.045 | 15 | 15 | 7 | 7.4989e-13 | 5spot_SharedNeighbor | Water | Porous | Wet | R600a | MinimizeLCOE_Brownfield | IgnoreSilica | 2019 | 5.3347 | 3.5567 | 0.36981 | 4 | 17575.1758 | 35062.1756 | 358.2937 | 714.7899 | 202.1929 | 0 | 42.4951 | 1163520.1164 | 105188.1367 | 918900.0142 | 350836.0179 | 0 | 123849.3751 | 0 | 1038294.5275 | 2701429.377 | 1843781.0586 | 8245798.6233 | 961560.8286 | 16790840.2133 | 16790840.2133 | 1478867.319 | 7598057.1552 | 0 | 25998199.6653 | 51865964.3528 | 749.8942 | 1.4793 | 17575.1758 | 35062.1756 | 358.2937 | 714.7899
1 | 4700 | 707 | 0.045 | 15 | 15 | 7 | 1e-12 | 5spot_SharedNeighbor | Water | Porous | Wet | R600a | MinimizeLCOE_Brownfield | IgnoreSilica | 2019 | 6.9205 | 4.7708 | 0.49878 | 4 | 14042.5152 | 27007.963 | 286.2757 | 550.5939 | 205.8935 | 0 | 46.5603 | 1430517.4955 | 129195.8522 | 1162263.5323 | 450434.5064 | 0 | 141574.2326 | 0 | 1292454.3914 | 3362701.2076 | 2295112.6708 | 10264253.8889 | 961560.8286 | 16790840.2133 | 16790840.2133 | 1478867.319 | 7598057.1552 | 0 | 28016654.9308 | 53884419.6183 | 1000 | 1.9951 | 14042.5152 | 27007.963 | 286.2757 | 550.5939
1 | 4700 | 707 | 0.045 | 15 | 15 | 7 | 1.3335e-12 | 5spot_SharedNeighbor | Water | Porous | Wet | R600a | MinimizeLCOE_Brownfield | IgnoreSilica | 2019 | 9.0011 | 6.3524 | 0.66668 | 4 | 11435.2371 | 21135.4557 | 233.1228 | 430.8749 | 208.5377 | 0 | 44.2586 | 1750221.4531 | 157867.6626 | 1461450.6774 | 581250.9967 | 0 | 163231.9576 | 0 | 1604468.8715 | 4174498.8818 | 2849181.2642 | 12742171.7648 | 961560.8286 | 16790840.2133 | 16790840.2133 | 1478867.319 | 7598057.1552 | 0 | 30494572.8067 | 56362337.4943 | 1333.5214 | 2.6667 | 11435.2371 | 21135.4557 | 233.1228 | 430.8749
1 | 4700 | 707 | 0.045 | 15 | 15 | 7 | 1.7783e-12 | 5spot_SharedNeighbor | Water | Porous | Wet | R600a | MinimizeLCOE_Brownfield | IgnoreSilica | 2019 | 11.7802 | 8.5232 | 0.89818 | 4 | 9373.7259 | 16573.787 | 191.0961 | 337.8791 | 211.4146 | 0 | 41.6068 | 2153564.1393 | 193935.6079 | 1848906.2034 | 756578.9254 | 0 | 188577.0064 | 0 | 2005209.1342 | 5217142.8421 | 3560807.1913 | 15924721.0501 | 961560.8286 | 16790840.2133 | 16790840.2133 | 1478867.319 | 7598057.1552 | 0 | 33677122.092 | 59544886.7795 | 1778.2794 | 3.5927 | 9373.7259 | 16573.787 | 191.0961 | 337.8791
1 | 4700 | 707 | 0.045 | 15 | 15 | 7 | 2.3714e-12 | 5spot_SharedNeighbor | Water | Porous | Wet | R600a | MinimizeLCOE_Brownfield | IgnoreSilica | 2019 | 15.4468 | 11.3553 | 1.1997 | 4 | 7834.9496 | 13225.2859 | 159.726 | 269.6153 | 213.2852 | 0 | 49.6119 | 2637460.3472 | 237069.9197 | 2325913.8179 | 987369.9111 | 0 | 220074.287 | 0 | 2499076.4303 | 6502084.2407 | 4437806.0987 | 19846855.0526 | 961560.8286 | 16790840.2133 | 16790840.2133 | 1478867.319 | 7598057.1552 | 0 | 37599256.0945 | 63467020.782 | 2371.3737 | 4.7989 | 7834.9496 | 13225.2859 | 159.726 | 269.6153
1 | 4700 | 707 | 0.045 | 15 | 15 | 7 | 3.1623e-12 | 5spot_SharedNeighbor | Water | Porous | Wet | R600a | MinimizeLCOE_Brownfield | IgnoreSilica | 2019 | 20.3064 | 15.1116 | 1.5997 | 4 | 6643.174 | 10685.6719 | 135.4301 | 217.8419 | 214.7377 | 0 | 43.9337 | 3228432.4311 | 289570.6789 | 2923364.119 | 1293338.0081 | 0 | 258497.2732 | 0 | 3117348.979 | 8110702.5872 | 5535721.1741 | 24756975.2506 | 961560.8286 | 16790840.2133 | 16790840.2133 | 1478867.319 | 7598057.1552 | 0 | 42509376.2925 | 68377140.9801 | 3162.2777 | 6.399 | 6643.174 | 10685.6719 | 135.4301 | 217.8419
1 | 4700 | 707 | 0.045 | 15 | 15 | 7 | 4.217e-12 | 5spot_SharedNeighbor | Water | Porous | Wet | R600a | MinimizeLCOE_Brownfield | IgnoreSilica | 2019 | 26.7574 | 20.0999 | 2.1308 | 4 | 5710.4984 | 8745.4611 | 116.4162 | 178.2881 | 215.8598 | 0 | 44.7621 | 3951434.1439 | 353567.6655 | 3672731.234 | 1699499.6883 | 0 | 305688.8503 | 0 | 3893339.417 | 10129670.5292 | 6913708.2801 | 30919639.8082 | 961560.8286 | 16790840.2133 | 16790840.2133 | 1478867.319 | 7598057.1552 | 0 | 48672040.8502 | 74539805.5377 | 4216.965 | 8.5233 | 5710.4984 | 8745.4611 | 116.4162 | 178.2881
1 | 4700 | 707 | 0.045 | 15 | 15 | 7 | 5.6234e-12 | 5spot_SharedNeighbor | Water | Porous | Wet | R600a | MinimizeLCOE_Brownfield | IgnoreSilica | 2019 | 35.2226 | 26.6474 | 2.8282 | 4 | 4978.8592 | 7265.4314 | 101.5008 | 148.1156 | 216.714 | 0 | 53.7031 | 4826418.0852 | 430719.4077 | 4602110.4142 | 2232488.1117 | 0 | 362181.6426 | 0 | 4857027.888 | 12636990.2511 | 8625005.5106 | 38572941.3111 | 961560.8286 | 16790840.2133 | 16790840.2133 | 1478867.319 | 7598057.1552 | 0 | 56325342.353 | 82193107.0405 | 5623.4133 | 11.3129 | 4978.8592 | 7265.4314 | 101.5008 | 148.1156
1 | 4700 | 707 | 0.045 | 15 | 15 | 7 | 7.4989e-12 | 5spot_SharedNeighbor | Water | Porous | Wet | R600a | MinimizeLCOE_Brownfield | IgnoreSilica | 2019 | 46.2969 | 35.2105 | 3.7403 | 4 | 4399.0779 | 6128.0886 | 89.6812 | 124.9294 | 217.3505 | 0 | 45.0477 | 5882787.4648 | 523488.5025 | 5751373.287 | 2929756.699 | 0 | 430306.6575 | 0 | 6051907.9182 | 15745822.9861 | 10746847.7323 | 48062291.2473 | 961560.8286 | 16790840.2133 | 16790840.2133 | 1478867.319 | 7598057.1552 | 0 | 65814692.2893 | 91682456.9768 | 7498.9421 | 14.961 | 4399.0779 | 6128.0886 | 89.6812 | 124.9294
1 | 4700 | 707 | 0.045 | 15 | 15 | 7 | 1e-11 | 5spot_SharedNeighbor | Water | Porous | Wet | R600a | MinimizeLCOE_Brownfield | IgnoreSilica | 2019 | 60.5576 | 46.2022 | 4.9104 | 4 | 3940.2332 | 5257.2095 | 80.327 | 107.1753 | 217.7336 | 0 | 54.5268 | 7136658.9651 | 633140.8078 | 7147657.5497 | 3827121.5306 | 0 | 511450.7317 | 0 | 7509851.5381 | 19539093.2198 | 13335832.6108 | 59640806.9537 | 961560.8286 | 16790840.2133 | 16790840.2133 | 1478867.319 | 7598057.1552 | 0 | 77393207.9956 | 103260972.6831 | 10000 | 19.6418 | 3940.2332 | 5257.2095 | 80.327 | 107.1753
1 | 4700 | 707 | 0.045 | 15 | 15 | 7 | 1.3335e-11 | 5spot_SharedNeighbor | Water | Porous | Wet | R600a | MinimizeLCOE_Brownfield | IgnoreSilica | 2019 | 78.448 | 59.828 | 6.3586 | 4 | 3582.0643 | 4599.1036 | 73.0252 | 93.7589 | 217.6857 | 0 | 54.9401 | 8578528.5157 | 758699.4327 | 8789362.9344 | 4950269.9006 | 0 | 607082.9962 | 0 | 9236738.074 | 24032097.7531 | 16402400.5267 | 73355180.1335 | 961560.8286 | 16790840.2133 | 16790840.2133 | 1478867.319 | 7598057.1552 | 0 | 91107581.1754 | 116975345.8629 | 13335.2143 | 25.4344 | 3582.0643 | 4599.1036 | 73.0252 | 93.7589
1 | 4700 | 707 | 0.045 | 15 | 15 | 7 | 1.7783e-11 | 5spot_SharedNeighbor | Water | Porous | Wet | R600a | MinimizeLCOE_Brownfield | IgnoreSilica | 2019 | 100.0869 | 75.864 | 8.0552 | 4 | 3310.3439 | 4113.1742 | 67.4858 | 83.8526 | 216.9435 | 0 | 70.7675 | 10160682.5358 | 895903.762 | 10628257.9109 | 6301671.2185 | 0 | 719317.0335 | 0 | 11195274.6597 | 29127808.1979 | 19880327.6117 | 88909242.9301 | 961560.8286 | 16790840.2133 | 16790840.2133 | 1478867.319 | 7598057.1552 | 0 | 106661643.9721 | 132529408.6596 | 17782.7941 | 32.2207 | 3310.3439 | 4113.1742 | 67.4858 | 83.8526
1 | 4700 | 707 | 0.045 | 15 | 15 | 7 | 2.3714e-11 | 5spot_SharedNeighbor | Water | Porous | Wet | R600a | MinimizeLCOE_Brownfield | IgnoreSilica | 2019 | 124.8937 | 93.4003 | 9.8956 | 4 | 3113.6091 | 3767.1275 | 63.4751 | 76.798 | 215.3234 | 0 | 67.1916 | 11785774.4006 | 1036287.735 | 12551983.7383 | 7837805.1527 | 0 | 847811.5563 | 0 | 13283268.4074 | 34560339.623 | 23588141.9367 | 105491412.5501 | 961560.8286 | 16790840.2133 | 16790840.2133 | 1478867.319 | 7598057.1552 | 0 | 123243813.592 | 149111578.2795 | 23713.7371 | 39.5823 | 3113.6091 | 3767.1275 | 63.4751 | 76.798
1 | 4700 | 707 | 0.045 | 15 | 15 | 7 | 3.1623e-11 | 5spot_SharedNeighbor | Water | Porous | Wet | R600a | MinimizeLCOE_Brownfield | IgnoreSilica | 2019 | 151.617 | 111.2319 | 11.7477 | 4 | 2976.0875 | 3526.5729 | 60.6716 | 71.894 | 213.0453 | 0 | 60.4477 | 13351820.0081 | 1171107.9226 | 14435007.3372 | 9475766.301 | 0 | 987169.931 | 0 | 15374139.885 | 40000358.311 | 27301066.4724 | 122096436.1683 | 961560.8286 | 16790840.2133 | 16790840.2133 | 1478867.319 | 7598057.1552 | 0 | 139848837.2103 | 165716601.8978 | 31622.7766 | 46.9908 | 2976.0875 | 3526.5729 | 60.6716 | 71.894
1 | 4700 | 707 | 0.045 | 15 | 15 | 7 | 4.217e-11 | 5spot_SharedNeighbor | Water | Porous | Wet | R600a | MinimizeLCOE_Brownfield | IgnoreSilica | 2019 | 175.354 | 126.1866 | 13.3195 | 4 | 2882.7565 | 3368.2795 | 58.7689 | 68.6669 | 210.7834 | 0 | 69.3194 | 14611115.46 | 1279221.3918 | 15967767.5745 | 10917064.067 | 0 | 1081591.4748 | 0 | 17104136.3876 | 44501454.3396 | 30373157.0003 | 135835507.6956 | 961560.8286 | 16790840.2133 | 16790840.2133 | 1478867.319 | 7598057.1552 | 0 | 153587908.7375 | 179455673.425 | 42169.6503 | 53.2781 | 2882.7565 | 3368.2795 | 58.7689 | 68.6669
1 | 4700 | 707 | 0.045 | 15 | 15 | 7 | 5.6234e-11 | 5spot_SharedNeighbor | Water | Porous | Wet | R600a | MinimizeLCOE_Brownfield | IgnoreSilica | 2019 | 184.5197 | 131.6802 | 14.0505 | 4 | 2815.2389 | 3275.5029 | 57.3925 | 66.7756 | 209.8176 | 0 | 85.0097 | 15062997.0468 | 1317955.7511 | 16521521.8689 | 11469008.468 | 0 | 981505.1427 | 0 | 17687665.4283 | 46019677.2053 | 31409375.3024 | 140469706.2135 | 961560.8286 | 16790840.2133 | 16790840.2133 | 1478867.319 | 7598057.1552 | 0 | 158222107.2554 | 184089871.943 | 56234.1325 | 56.202 | 2815.2389 | 3275.5029 | 57.3925 | 66.7756
1 | 4700 | 707 | 0.045 | 15 | 15 | 7 | 7.4989e-11 | 5spot_SharedNeighbor | Water | Porous | Wet | R600a | MinimizeLCOE_Brownfield | IgnoreSilica | 2019 | 191.864 | 135.9676 | 14.6378 | 4 | 2763.1895 | 3204.9883 | 56.3314 | 65.338 | 209.0125 | 0 | 104.348 | 15411984.2594 | 1347849.1118 | 16950479.544 | 11909509.8026 | 0 | 884318.0161 | 0 | 18136614.8863 | 47187751.6028 | 32206610.0802 | 144035117.3033 | 961560.8286 | 16790840.2133 | 16790840.2133 | 1478867.319 | 7598057.1552 | 0 | 161787518.3452 | 187655283.0327 | 74989.4209 | 58.551 | 2763.1895 | 3204.9883 | 56.3314 | 65.338
1 | 4700 | 707 | 0.045 | 15 | 15 | 7 | 1e-10 | 5spot_SharedNeighbor | Water | Porous | Wet | R600a | MinimizeLCOE_Brownfield | IgnoreSilica | 2019 | 197.6607 | 139.2775 | 15.1019 | 4 | 2723.2141 | 3151.4333 | 55.5164 | 64.2462 | 208.3577 | 0 | 133.2712 | 15679293.497 | 1370733.9462 | 17279789.0602 | 12256004.0396 | 0 | 795145.6286 | 0 | 18478576.8069 | 48077466.3743 | 32813858.6936 | 146750868.0463 | 961560.8286 | 16790840.2133 | 16790840.2133 | 1478867.319 | 7598057.1552 | 0 | 164503269.0882 | 190371033.7757 | 100000 | 60.4078 | 2723.2141 | 3151.4333 | 55.5164 | 64.2462
1 | 4700 | 707 | 0.045 | 15 | 15 | 7 | 1.3335e-10 | 5spot_SharedNeighbor | Water | Porous | Wet | R600a | MinimizeLCOE_Brownfield | IgnoreSilica | 2019 | 202.1696 | 141.8062 | 15.4637 | 4 | 2692.6118 | 3110.8135 | 54.8925 | 63.4181 | 207.8369 | 0 | 167.0932 | 15882310.7419 | 1388107.6588 | 17530320.042 | 12524892.9793 | 0 | 716434.6508 | 0 | 18736405.7684 | 48748284.4441 | 33271705.8102 | 148798462.0955 | 961560.8286 | 16790840.2133 | 16790840.2133 | 1478867.319 | 7598057.1552 | 0 | 166550863.1374 | 192418627.8249 | 133352.1432 | 61.8548 | 2692.6118 | 3110.8135 | 54.8925 | 63.4181
1 | 4700 | 707 | 0.045 | 15 | 15 | 7 | 1.7783e-10 | 5spot_SharedNeighbor | Water | Porous | Wet | R600a | MinimizeLCOE_Brownfield | IgnoreSilica | 2019 | 205.5601 | 143.68 | 15.7386 | 4 | 2669.2448 | 3080.1427 | 54.4162 | 62.7929 | 207.4385 | 0 | 173.9293 | 16032090.2796 | 1400921.6074 | 17715386.2542 | 12726508.4311 | 0 | 648050.5651 | 0 | 18923953.2836 | 49236244.6073 | 33604748.6481 | 150287903.6763 | 961560.8286 | 16790840.2133 | 16790840.2133 | 1478867.319 | 7598057.1552 | 0 | 168040304.7183 | 193908069.4058 | 177827.941 | 62.9542 | 2669.2448 | 3080.1427 | 54.4162 | 62.7929
1 | 4700 | 707 | 0.045 | 15 | 15 | 7 | 2.3714e-10 | 5spot_SharedNeighbor | Water | Porous | Wet | R600a | MinimizeLCOE_Brownfield | IgnoreSilica | 2019 | 208.0692 | 145.0516 | 15.9449 | 4 | 2651.4496 | 3057.0303 | 54.0534 | 62.3217 | 207.1398 | 0 | 159.119 | 16141384.3393 | 1410269.9132 | 17850552.4862 | 12875583.5719 | 0 | 589994.4216 | 0 | 19058436.0455 | 49586141.1677 | 33843560.2403 | 151355922.1856 | 961560.8286 | 16790840.2133 | 16790840.2133 | 1478867.319 | 7598057.1552 | 0 | 169108323.2275 | 194976087.915 | 237137.3706 | 63.7796 | 2651.4496 | 3057.0303 | 54.0534 | 62.3217
1 | 4700 | 707 | 0.045 | 15 | 15 | 7 | 3.1623e-10 | 5spot_SharedNeighbor | Water | Porous | Wet | R600a | MinimizeLCOE_Brownfield | IgnoreSilica | 2019 | 209.2166 | 145.6718 | 16.0635 | 4 | 2637.937 | 3040.5234 | 53.7779 | 61.9852 | 207 | 0 | 196.3709 | 16190704.5635 | 1414487.8887 | 17911581.7478 | 12943672.0518 | 0 | 533114.1206 | 0 | 19107488.5452 | 49713765.7098 | 33930666.6127 | 151745481.2399 | 961560.8286 | 16790840.2133 | 16790840.2133 | 1478867.319 | 7598057.1552 | 0 | 169497882.2819 | 195365646.9694 | 316227.766 | 64.254 | 2637.937 | 3040.5234 | 53.7779 | 61.9852
1 | 4700 | 707 | 0.045 | 15 | 15 | 7 | 4.217e-10 | 5spot_SharedNeighbor | Water | Porous | Wet | R600a | MinimizeLCOE_Brownfield | IgnoreSilica | 2019 | 209.1869 | 145.6505 | 16.1074 | 4 | 2627.7582 | 3029.2477 | 53.5704 | 61.7553 | 206.9994 | 0 | 203.7559 | 16189017.6811 | 1414343.6284 | 17909494.0379 | 12941899.7625 | 0 | 476579.3556 | 0 | 19083220.4415 | 49650625.0821 | 33887571.8369 | 151552751.826 | 961560.8286 | 16790840.2133 | 16790840.2133 | 1478867.319 | 7598057.1552 | 0 | 169305152.8679 | 195172917.5555 | 421696.5034 | 64.4295 | 2627.7582 | 3029.2477 | 53.5704 | 61.7553
1 | 4700 | 707 | 0.045 | 15 | 15 | 7 | 5.6234e-10 | 5spot_SharedNeighbor | Water | Porous | Wet | R600a | MinimizeLCOE_Brownfield | IgnoreSilica | 2019 | 209.148 | 145.6255 | 16.1401 | 4 | 2619.8955 | 3020.5704 | 53.4101 | 61.5784 | 207.0011 | 0 | 195.7806 | 16187024.5454 | 1414173.1772 | 17907027.3364 | 12939460.4622 | 0 | 430876.4133 | 0 | 19062639.1544 | 49597076.7949 | 33851024.0305 | 151389301.9144 | 961560.8286 | 16790840.2133 | 16790840.2133 | 1478867.319 | 7598057.1552 | 0 | 169141702.9563 | 195009467.6438 | 562341.3252 | 64.5605 | 2619.8955 | 3020.5704 | 53.4101 | 61.5784
1 | 4700 | 707 | 0.045 | 15 | 15 | 7 | 7.4989e-10 | 5spot_SharedNeighbor | Water | Porous | Wet | R600a | MinimizeLCOE_Brownfield | IgnoreSilica | 2019 | 217.4165 | 150.0204 | 16.5785 | 4 | 2614.1367 | 3004.2163 | 53.2927 | 61.245 | 205.9993 | 0 | 188.0545 | 16534903.5204 | 1443914.9914 | 18338078.0298 | 13420764.0855 | 0 | 500917.9803 | 0 | 19593045.6569 | 50977085.713 | 34792908.4735 | 155601618.4509 | 961560.8286 | 16790840.2133 | 16790840.2133 | 1478867.319 | 7598057.1552 | 0 | 173354019.4928 | 199221784.1803 | 749894.2093 | 66.3141 | 2614.1367 | 3004.2163 | 53.2927 | 61.245
1 | 4700 | 707 | 0.045 | 15 | 15 | 7 | 1e-09 | 5spot_SharedNeighbor | Water | Porous | Wet | R600a | MinimizeLCOE_Brownfield | IgnoreSilica | 2019 | 217.3971 | 150.0075 | 16.598 | 4 | 2609.6948 | 2999.3171 | 53.2022 | 61.1451 | 205.9997 | 0 | 182.5382 | 16533887.3276 | 1443828.137 | 18336817.3811 | 13419573.9222 | 0 | 474959.2162 | 0 | 19581535.7338 | 50947139.2541 | 34772469.4 | 155510210.3721 | 961560.8286 | 16790840.2133 | 16790840.2133 | 1478867.319 | 7598057.1552 | 0 | 173262611.4141 | 199130376.1016 | 1000000 | 66.3919 | 2609.6948 | 2999.3171 | 53.2022 | 61.1451
1 | 4700 | 707 | 0.045 | 15 | 15 | 7 | 1.3335e-09 | 5spot_SharedNeighbor | Water | Porous | Wet | R600a | MinimizeLCOE_Brownfield | IgnoreSilica | 2019 | 217.3971 | 150.0054 | 16.6133 | 4 | 2606.359 | 2995.623 | 53.1342 | 61.0698 | 205.9982 | 0 | 180.8614 | 16533727.3712 | 1443814.4655 | 18336618.9462 | 13419542.4872 | 0 | 455270.5289 | 0 | 19573699.7816 | 50926751.7139 | 34758554.4848 | 155447979.7793 | 961560.8286 | 16790840.2133 | 16790840.2133 | 1478867.319 | 7598057.1552 | 0 | 173200380.8213 | 199068145.5088 | 1333521.4322 | 66.453 | 2606.359 | 2995.623 | 53.1342 | 61.0698
1 | 4700 | 707 | 0.045 | 15 | 15 | 7 | 1.7783e-09 | 5spot_SharedNeighbor | Water | Porous | Wet | R600a | MinimizeLCOE_Brownfield | IgnoreSilica | 2019 | 217.7797 | 150.2043 | 16.6435 | 4 | 2603.9036 | 2992.4613 | 53.0841 | 61.0054 | 205.9495 | 0 | 178.5591 | 16549402.9731 | 1445154.2497 | 18356066.4326 | 13442112.9926 | 0 | 445124.6146 | 0 | 19592765.8924 | 50976357.8231 | 34792411.6737 | 155599396.6517 | 961560.8286 | 16790840.2133 | 16790840.2133 | 1478867.319 | 7598057.1552 | 0 | 173351797.6937 | 199219562.3812 | 1778279.41 | 66.5738 | 2603.9036 | 2992.4613 | 53.0841 | 61.0054
1 | 4700 | 707 | 0.045 | 15 | 15 | 7 | 2.3714e-09 | 5spot_SharedNeighbor | Water | Porous | Wet | R600a | MinimizeLCOE_Brownfield | IgnoreSilica | 2019 | 217.3776 | 149.9926 | 16.6323 | 4 | 2601.9666 | 2990.7848 | 53.0446 | 60.9712 | 205.9986 | 0 | 178.5023 | 16532713.5878 | 1443727.8168 | 18335361.2965 | 13418352.8025 | 0 | 428597.9979 | 0 | 19561913.8656 | 50896087.178 | 34737625.309 | 155354379.854 | 961560.8286 | 16790840.2133 | 16790840.2133 | 1478867.319 | 7598057.1552 | 0 | 173106780.896 | 198974545.5835 | 2371373.7057 | 66.5292 | 2601.9666 | 2990.7848 | 53.0446 | 60.9712
1 | 4700 | 707 | 0.045 | 15 | 15 | 7 | 3.1623e-09 | 5spot_SharedNeighbor | Water | Porous | Wet | R600a | MinimizeLCOE_Brownfield | IgnoreSilica | 2019 | 217.3582 | 149.9818 | 16.6378 | 4 | 2600.552 | 2989.2418 | 53.0158 | 60.9397 | 206.0004 | 0 | 175.5913 | 16531862.8682 | 1443655.1052 | 18334305.9424 | 13417281.256 | 0 | 419702.989 | 0 | 19557255.1827 | 50883966.2407 | 34729352.5202 | 155317382.1043 | 961560.8286 | 16790840.2133 | 16790840.2133 | 1478867.319 | 7598057.1552 | 0 | 173069783.1462 | 198937547.8337 | 3162277.6602 | 66.5512 | 2600.552 | 2989.2418 | 53.0158 | 60.9397
1 | 4700 | 707 | 0.045 | 15 | 15 | 7 | 4.217e-09 | 5spot_SharedNeighbor | Water | Porous | Wet | R600a | MinimizeLCOE_Brownfield | IgnoreSilica | 2019 | 217.3582 | 149.9809 | 16.6426 | 4 | 2599.4884 | 2988.0666 | 52.9941 | 60.9158 | 205.9999 | 0 | 175.6441 | 16531791.6283 | 1443649.0163 | 18334217.5666 | 13417181.1678 | 0 | 413165.9399 | 0 | 19554602.0744 | 50877063.3971 | 34724641.1876 | 155296311.9781 | 961560.8286 | 16790840.2133 | 16790840.2133 | 1478867.319 | 7598057.1552 | 0 | 173048713.02 | 198916477.7075 | 4216965.0343 | 66.5703 | 2599.4884 | 2988.0666 | 52.9941 | 60.9158
1 | 4700 | 707 | 0.045 | 15 | 15 | 7 | 5.6234e-09 | 5spot_SharedNeighbor | Water | Porous | Wet | R600a | MinimizeLCOE_Brownfield | IgnoreSilica | 2019 | 217.3628 | 149.9828 | 16.6464 | 4 | 2598.6919 | 2987.1805 | 52.9778 | 60.8977 | 205.999 | 0 | 185.0765 | 16531944.9432 | 1443662.1202 | 18334407.7598 | 13417447.1186 | 0 | 408292.4104 | 0 | 19552944.1974 | 50872749.9412 | 34721697.1654 | 155283145.6563 | 961560.8286 | 16790840.2133 | 16790840.2133 | 1478867.319 | 7598057.1552 | 0 | 173035546.6982 | 198903311.3857 | 5623413.2519 | 66.5856 | 2598.6919 | 2987.1805 | 52.9778 | 60.8977
1 | 4700 | 707 | 0.045 | 15 | 15 | 7 | 7.4989e-09 | 5spot_SharedNeighbor | Water | Porous | Wet | R600a | MinimizeLCOE_Brownfield | IgnoreSilica | 2019 | 217.3628 | 149.9825 | 16.6491 | 4 | 2598.0937 | 2986.5193 | 52.9657 | 60.8842 | 205.9987 | 0 | 184.6581 | 16531916.413 | 1443659.6817 | 18334372.3668 | 13417441.5121 | 0 | 404575.6781 | 0 | 19551466.6042 | 50868905.5468 | 34719073.2872 | 155271411.0899 | 961560.8286 | 16790840.2133 | 16790840.2133 | 1478867.319 | 7598057.1552 | 0 | 173023812.1318 | 198891576.8194 | 7498942.0933 | 66.5964 | 2598.0937 | 2986.5193 | 52.9657 | 60.8842
1 | 4700 | 707 | 0.045 | 15 | 15 | 7 | 1e-08 | 5spot_SharedNeighbor | Water | Porous | Wet | R600a | MinimizeLCOE_Brownfield | IgnoreSilica | 2019 | 217.3628 | 149.9822 | 16.6511 | 4 | 2597.6449 | 2986.0232 | 52.9565 | 60.8741 | 205.9985 | 0 | 184.5894 | 16531895.0143 | 1443657.8528 | 18334345.821 | 13417437.307 | 0 | 401778.378 | 0 | 19550354.6055 | 50866012.3544 | 34717098.6239 | 155262579.9569 | 961560.8286 | 16790840.2133 | 16790840.2133 | 1478867.319 | 7598057.1552 | 0 | 173014980.9988 | 198882745.6864 | 10000000 | 66.6046 | 2597.6449 | 2986.0232 | 52.9565 | 60.8741
1 | 4800 | 707 | 0.045 | 15 | 15 | 7 | 1e-13 | 5spot_SharedNeighbor | Water | Porous | Wet | R600a | MinimizeLCOE_Brownfield | IgnoreSilica | 2019 | 0.94237 | 0.29736 | 0.023045 | 4 | 213395.3361 | 501331.5745 | 4350.3526 | 10220.3222 | 143.707 | 0 | 29.8363 | 194566.2844 | 15892.0067 | 127259.9438 | 69153.8703 | 0 | 57026.1096 | 0 | 180920.3038 | 470717.5185 | 321274.3787 | 1436810.4157 | 961560.8286 | 17272388.9941 | 17272388.9941 | 1478867.319 | 7790676.6675 | 0 | 19670760.2385 | 46212693.2191 | 100 | 0.09218 | 213395.3361 | 501331.5745 | 4350.3526 | 10220.3222
1 | 4800 | 707 | 0.045 | 15 | 15 | 7 | 1.3335e-13 | 5spot_SharedNeighbor | Water | Porous | Wet | R600a | MinimizeLCOE_Brownfield | IgnoreSilica | 2019 | 1.2008 | 0.45613 | 0.042473 | 4 | 118822.2938 | 275051.3715 | 2422.3532 | 5607.2942 | 156.9689 | 0 | 25.8368 | 276822.6225 | 24976.4971 | 177709.2725 | 89114.0869 | 0 | 61904.7548 | 0 | 245905.6212 | 639795.9841 | 436673.9056 | 1952902.7447 | 961560.8286 | 17272388.9941 | 17272388.9941 | 1478867.319 | 7790676.6675 | 0 | 20186852.5674 | 46728785.5481 | 133.3521 | 0.16989 | 118822.2938 | 275051.3715 | 2422.3532 | 5607.2942
1 | 4800 | 707 | 0.045 | 15 | 15 | 7 | 1.7783e-13 | 5spot_SharedNeighbor | Water | Porous | Wet | R600a | MinimizeLCOE_Brownfield | IgnoreSilica | 2019 | 1.5491 | 0.71606 | 0.06973 | 4 | 74807.1379 | 169967.3093 | 1525.0447 | 3465.0135 | 169.2738 | 0 | 29.0268 | 378921.1505 | 34253.0337 | 254912.342 | 112408.4195 | 0 | 69014.2587 | 0 | 331308.5897 | 861996.9897 | 588330.6577 | 2631145.4414 | 961560.8286 | 17272388.9941 | 17272388.9941 | 1478867.319 | 7790676.6675 | 0 | 20865095.2642 | 47407028.2449 | 177.8279 | 0.27892 | 74807.1379 | 169967.3093 | 1525.0447 | 3465.0135
1 | 4800 | 707 | 0.045 | 15 | 15 | 7 | 2.3714e-13 | 5spot_SharedNeighbor | Water | Porous | Wet | R600a | MinimizeLCOE_Brownfield | IgnoreSilica | 2019 | 2.0015 | 1.0598 | 0.10586 | 4 | 51186.8722 | 113866.3229 | 1043.5136 | 2321.319 | 179.8503 | 0 | 139.2584 | 498132.3737 | 45070.5045 | 348828.425 | 141638.4785 | 0 | 77441.1186 | 0 | 433333.2511 | 1127444.2305 | 769503.854 | 3441392.2359 | 961560.8286 | 17272388.9941 | 17272388.9941 | 1478867.319 | 7790676.6675 | 0 | 21675342.0587 | 48217275.0394 | 237.1374 | 0.42346 | 51186.8722 | 113866.3229 | 1043.5136 | 2321.319
1 | 4800 | 707 | 0.045 | 15 | 15 | 7 | 3.1623e-13 | 5spot_SharedNeighbor | Water | Porous | Wet | R600a | MinimizeLCOE_Brownfield | IgnoreSilica | 2019 | 2.5655 | 1.4947 | 0.15191 | 4 | 37216.0217 | 80897.352 | 758.6989 | 1649.2019 | 188.4328 | 0 | 184.238 | 633484.3657 | 57335.5011 | 459278.4704 | 177549.571 | 0 | 86343.6546 | 0 | 551456.7095 | 1434777.2388 | 979264.9472 | 4379490.4583 | 961560.8286 | 17272388.9941 | 17272388.9941 | 1478867.319 | 7790676.6675 | 0 | 22613440.281 | 49155373.2617 | 316.2278 | 0.60763 | 37216.0217 | 80897.352 | 758.6989 | 1649.2019
1 | 4800 | 707 | 0.045 | 15 | 15 | 7 | 4.217e-13 | 5spot_SharedNeighbor | Water | Porous | Wet | R600a | MinimizeLCOE_Brownfield | IgnoreSilica | 2019 | 3.2851 | 2.0558 | 0.21163 | 4 | 28036.2128 | 59390.5366 | 571.5561 | 1210.7564 | 195.4917 | 0 | 240.4532 | 791906.5964 | 71667.0741 | 592672.046 | 223103.4975 | 0 | 96142.9529 | 0 | 692441.9451 | 1801591.9018 | 1229623.492 | 5499149.5058 | 961560.8286 | 17272388.9941 | 17272388.9941 | 1478867.319 | 7790676.6675 | 0 | 23733099.3286 | 50275032.3092 | 421.6965 | 0.84652 | 28036.2128 | 59390.5366 | 571.5561 | 1210.7564
1 | 4800 | 707 | 0.045 | 15 | 15 | 7 | 5.6234e-13 | 5spot_SharedNeighbor | Water | Porous | Wet | R600a | MinimizeLCOE_Brownfield | IgnoreSilica | 2019 | 4.2164 | 2.788 | 0.28979 | 4 | 21649.1782 | 44547.0987 | 441.3478 | 908.1529 | 201.2969 | 0 | 37.5778 | 980589.376 | 88703.3717 | 756251.7468 | 281970.6473 | 0 | 107516.2654 | 0 | 863862.2488 | 2247592.3689 | 1534027.9752 | 6860514 | 961560.8286 | 17272388.9941 | 17272388.9941 | 1478867.319 | 7790676.6675 | 0 | 25094463.8228 | 51636396.8035 | 562.3413 | 1.1591 | 21649.1782 | 44547.0987 | 441.3478 | 908.1529
1 | 4800 | 707 | 0.045 | 15 | 15 | 7 | 7.4989e-13 | 5spot_SharedNeighbor | Water | Porous | Wet | R600a | MinimizeLCOE_Brownfield | IgnoreSilica | 2019 | 5.4468 | 3.7618 | 0.39375 | 4 | 17009.5843 | 33861.6294 | 346.7634 | 690.3151 | 206.0701 | 0 | 44.501 | 1210305.3904 | 109399.3421 | 961062.4907 | 360111.2354 | 0 | 121603.4665 | 0 | 1077367.9508 | 2803090.4094 | 1913166.8022 | 8556107.0876 | 961560.8286 | 17272388.9941 | 17272388.9941 | 1478867.319 | 7790676.6675 | 0 | 26790056.9103 | 53331989.891 | 749.8942 | 1.575 | 17009.5843 | 33861.6294 | 346.7634 | 690.3151
1 | 4800 | 707 | 0.045 | 15 | 15 | 7 | 1e-12 | 5spot_SharedNeighbor | Water | Porous | Wet | R600a | MinimizeLCOE_Brownfield | IgnoreSilica | 2019 | 7.0669 | 5.0432 | 0.53061 | 4 | 13608.2618 | 26113.7275 | 277.4228 | 532.3637 | 209.819 | 0 | 39.3069 | 1487562.5466 | 134317.567 | 1215068.8625 | 462403.4979 | 0 | 138721.4022 | 0 | 1340848.8117 | 3488613.5622 | 2381050.4401 | 10648586.6902 | 961560.8286 | 17272388.9941 | 17272388.9941 | 1478867.319 | 7790676.6675 | 0 | 28882536.513 | 55424469.4937 | 1000 | 2.1224 | 13608.2618 | 26113.7275 | 277.4228 | 532.3637
1 | 4800 | 707 | 0.045 | 15 | 15 | 7 | 1.3335e-12 | 5spot_SharedNeighbor | Water | Porous | Wet | R600a | MinimizeLCOE_Brownfield | IgnoreSilica | 2019 | 9.1863 | 6.7193 | 0.70979 | 4 | 11079.5868 | 20428.0853 | 225.8724 | 416.4541 | 212.6924 | 0 | 40.6473 | 1820895.4054 | 164195.6123 | 1528589.4929 | 596425.1026 | 0 | 159105.3543 | 0 | 1664992.2773 | 4331968.3687 | 2956657.4247 | 13222829.0382 | 961560.8286 | 17272388.9941 | 17272388.9941 | 1478867.319 | 7790676.6675 | 0 | 31456778.861 | 57998711.8417 | 1333.5214 | 2.8392 | 11079.5868 | 20428.0853 | 225.8724 | 416.4541
1 | 4800 | 707 | 0.045 | 15 | 15 | 7 | 1.7783e-12 | 5spot_SharedNeighbor | Water | Porous | Wet | R600a | MinimizeLCOE_Brownfield | IgnoreSilica | 2019 | 12.0238 | 9.001 | 0.95427 | 4 | 9102.7288 | 16056.1962 | 185.5714 | 327.3273 | 215.4449 | 0 | 44.4862 | 2238118.9 | 201483.0682 | 1931366.0537 | 776460.7766 | 0 | 183708.2292 | 0 | 2079143.4408 | 5409504.7421 | 3692098.1407 | 16511883.3513 | 961560.8286 | 17272388.9941 | 17272388.9941 | 1478867.319 | 7790676.6675 | 0 | 34745833.174 | 61287766.1547 | 1778.2794 | 3.8171 | 9102.7288 | 16056.1962 | 185.5714 | 327.3273
1 | 4800 | 707 | 0.045 | 15 | 15 | 7 | 2.3714e-12 | 5spot_SharedNeighbor | Water | Porous | Wet | R600a | MinimizeLCOE_Brownfield | IgnoreSilica | 2019 | 15.7562 | 11.9824 | 1.2736 | 4 | 7616.6694 | 12826.7951 | 155.2761 | 261.4916 | 217.3423 | 0 | 48.5465 | 2739629.573 | 246159.7787 | 2428111.5581 | 1012955.284 | 0 | 213747.8069 | 0 | 2589835.5603 | 6738220.8796 | 4598974.2069 | 20567634.6476 | 961560.8286 | 17272388.9941 | 17272388.9941 | 1478867.319 | 7790676.6675 | 0 | 38801584.4703 | 65343517.451 | 2371.3737 | 5.0943 | 7616.6694 | 12826.7951 | 155.2761 | 261.4916
1 | 4800 | 707 | 0.045 | 15 | 15 | 7 | 3.1623e-12 | 5spot_SharedNeighbor | Water | Porous | Wet | R600a | MinimizeLCOE_Brownfield | IgnoreSilica | 2019 | 20.7131 | 15.9446 | 1.6979 | 4 | 6462.3832 | 10370.4454 | 131.7444 | 211.4156 | 218.8192 | 0 | 52.4595 | 3353444.8882 | 300653.6686 | 3051582.4608 | 1327098.2406 | 0 | 250645.6631 | 0 | 3230535.7193 | 8405191.2676 | 5736715.7495 | 25655867.6577 | 961560.8286 | 17272388.9941 | 17272388.9941 | 1478867.319 | 7790676.6675 | 0 | 43889817.4804 | 70431750.4611 | 3162.2777 | 6.7916 | 6462.3832 | 10370.4454 | 131.7444 | 211.4156
1 | 4800 | 707 | 0.045 | 15 | 15 | 7 | 4.217e-12 | 5spot_SharedNeighbor | Water | Porous | Wet | R600a | MinimizeLCOE_Brownfield | IgnoreSilica | 2019 | 27.2689 | 21.1871 | 2.2594 | 4 | 5560.3594 | 8497.2113 | 113.3554 | 173.2271 | 219.9567 | 0 | 54.867 | 4101796.559 | 366847.9063 | 3830807.2047 | 1742585.6702 | 0 | 295524.7386 | 0 | 4031649.2107 | 10489524.2414 | 7159315.8329 | 32018051.3638 | 961560.8286 | 17272388.9941 | 17272388.9941 | 1478867.319 | 7790676.6675 | 0 | 50252001.1866 | 76793934.1673 | 4216.965 | 9.0375 | 5560.3594 | 8497.2113 | 113.3554 | 173.2271
1 | 4800 | 707 | 0.045 | 15 | 15 | 7 | 5.6234e-12 | 5spot_SharedNeighbor | Water | Porous | Wet | R600a | MinimizeLCOE_Brownfield | IgnoreSilica | 2019 | 35.8948 | 28.0867 | 2.9985 | 4 | 4850.4289 | 7063.3698 | 98.8826 | 143.9963 | 220.8255 | 0 | 44.2869 | 5010072.0267 | 446875.6749 | 4799919.1117 | 2289317.3558 | 0 | 349730.7646 | 0 | 5029406.8241 | 13085484.8831 | 8931112.3125 | 39941918.9533 | 961560.8286 | 17272388.9941 | 17272388.9941 | 1478867.319 | 7790676.6675 | 0 | 58175868.7761 | 84717801.7568 | 5623.4133 | 11.994 | 4850.4289 | 7063.3698 | 98.8826 | 143.9963
1 | 4800 | 707 | 0.045 | 15 | 15 | 7 | 7.4989e-12 | 5spot_SharedNeighbor | Water | Porous | Wet | R600a | MinimizeLCOE_Brownfield | IgnoreSilica | 2019 | 47.14 | 37.0781 | 3.9618 | 4 | 4288.6998 | 5963.5456 | 87.4309 | 121.5749 | 221.4683 | 0 | 44.9955 | 6102921.3069 | 542773.6997 | 5994151.6334 | 3002002.2882 | 0 | 414550.4796 | 0 | 6261995.769 | 16292428.4791 | 11119917.2129 | 49730740.8688 | 961560.8286 | 17272388.9941 | 17272388.9941 | 1478867.319 | 7790676.6675 | 0 | 67964690.6915 | 94506623.6722 | 7498.9421 | 15.8474 | 4288.6998 | 5963.5456 | 87.4309 | 121.5749
1 | 4800 | 707 | 0.045 | 15 | 15 | 7 | 1e-11 | 5spot_SharedNeighbor | Water | Porous | Wet | R600a | MinimizeLCOE_Brownfield | IgnoreSilica | 2019 | 61.617 | 48.6121 | 5.1969 | 4 | 3843.7827 | 5120.5914 | 78.3607 | 104.3902 | 221.8435 | 0 | 44.4124 | 7399634.2596 | 656081.114 | 7444390.445 | 3918872.766 | 0 | 492049.2977 | 0 | 7765300.8741 | 20203719.9922 | 13789454.0396 | 61669502.7884 | 961560.8286 | 17272388.9941 | 17272388.9941 | 1478867.319 | 7790676.6675 | 0 | 79903452.6111 | 106445385.5918 | 10000 | 20.7877 | 3843.7827 | 5120.5914 | 78.3607 | 104.3902
1 | 4800 | 707 | 0.045 | 15 | 15 | 7 | 1.3335e-11 | 5spot_SharedNeighbor | Water | Porous | Wet | R600a | MinimizeLCOE_Brownfield | IgnoreSilica | 2019 | 79.7394 | 62.8666 | 6.7205 | 4 | 3496.9696 | 4484.3138 | 71.2905 | 91.4188 | 221.7589 | 0 | 55.317 | 8886734.632 | 785471.3662 | 9144701.006 | 5063696.8235 | 0 | 583686.7165 | 0 | 9541073.3122 | 24823915.6152 | 16942832.4878 | 75772111.9593 | 961560.8286 | 17272388.9941 | 17272388.9941 | 1478867.319 | 7790676.6675 | 0 | 94006061.7821 | 120547994.7628 | 13335.2143 | 26.8821 | 3496.9696 | 4484.3138 | 71.2905 | 91.4188
1 | 4800 | 707 | 0.045 | 15 | 15 | 7 | 1.7783e-11 | 5spot_SharedNeighbor | Water | Porous | Wet | R600a | MinimizeLCOE_Brownfield | IgnoreSilica | 2019 | 101.5757 | 79.5569 | 8.4962 | 4 | 3234.5864 | 4015.5763 | 65.9414 | 81.863 | 220.9445 | 0 | 70.1889 | 10511034.3927 | 926213.2457 | 11040174.666 | 6435524.51 | 0 | 691809.5246 | 0 | 11545854.9722 | 30039946.2573 | 20502880.5798 | 91693438.1484 | 961560.8286 | 17272388.9941 | 17272388.9941 | 1478867.319 | 7790676.6675 | 0 | 109927387.9712 | 136469320.9518 | 17782.7941 | 33.985 | 3234.5864 | 4015.5763 | 65.9414 | 81.863
1 | 4800 | 707 | 0.045 | 15 | 15 | 7 | 2.3714e-11 | 5spot_SharedNeighbor | Water | Porous | Wet | R600a | MinimizeLCOE_Brownfield | IgnoreSilica | 2019 | 126.5138 | 97.7095 | 10.4116 | 4 | 3045.1693 | 3682.4885 | 62.0799 | 75.0725 | 219.2219 | 0 | 59.3601 | 12171424.2755 | 1069528.4025 | 13013172.4202 | 7987822.3809 | 0 | 816801.1026 | 0 | 13672911.9469 | 35574112.1859 | 24280062.5418 | 108585835.2564 | 961560.8286 | 17272388.9941 | 17272388.9941 | 1478867.319 | 7790676.6675 | 0 | 126819785.0791 | 153361718.0598 | 23713.7371 | 41.6462 | 3045.1693 | 3682.4885 | 62.0799 | 75.0725
1 | 4800 | 707 | 0.045 | 15 | 15 | 7 | 3.1623e-11 | 5spot_SharedNeighbor | Water | Porous | Wet | R600a | MinimizeLCOE_Brownfield | IgnoreSilica | 2019 | 153.2347 | 116.0681 | 12.3292 | 4 | 2912.7549 | 3450.9477 | 59.3804 | 70.3522 | 216.8594 | 0 | 74.7762 | 13763997.1521 | 1206522.425 | 14934952.3888 | 9633890.5505 | 0 | 952548.0231 | 0 | 15791845.1104 | 41087141.6244 | 28042818.415 | 125413715.6892 | 961560.8286 | 17272388.9941 | 17272388.9941 | 1478867.319 | 7790676.6675 | 0 | 143647665.512 | 170189598.4927 | 31622.7766 | 49.3168 | 2912.7549 | 3450.9477 | 59.3804 | 70.3522
1 | 4800 | 707 | 0.045 | 15 | 15 | 7 | 4.217e-11 | 5spot_SharedNeighbor | Water | Porous | Wet | R600a | MinimizeLCOE_Brownfield | IgnoreSilica | 2019 | 179.1207 | 132.7863 | 14.0654 | 4 | 2823.4463 | 3295.2042 | 57.5598 | 67.1772 | 214.28 | 0 | 77.2709 | 15153333.2983 | 1325695.4723 | 16632451.6897 | 11211890.3641 | 0 | 1077536.2546 | 0 | 17706353.7608 | 46068300.4131 | 31442561.6409 | 140618122.8938 | 961560.8286 | 17272388.9941 | 17272388.9941 | 1478867.319 | 7790676.6675 | 0 | 158852072.7166 | 185394005.6973 | 42169.6503 | 56.2618 | 2823.4463 | 3295.2042 | 57.5598 | 67.1772
1 | 4800 | 707 | 0.045 | 15 | 15 | 7 | 5.6234e-11 | 5spot_SharedNeighbor | Water | Porous | Wet | R600a | MinimizeLCOE_Brownfield | IgnoreSilica | 2019 | 188.1324 | 138.2981 | 14.8 | 4 | 2760.6403 | 3208.9826 | 56.2794 | 65.4195 | 213.2825 | 0 | 88.392 | 15600383.3664 | 1363979.3952 | 17182509.7248 | 11756369.43 | 0 | 975836.3745 | 0 | 18282840.5334 | 47568200.7417 | 32466274.435 | 145196394.0009 | 961560.8286 | 17272388.9941 | 17272388.9941 | 1478867.319 | 7790676.6675 | 0 | 163430343.8236 | 189972276.8043 | 56234.1325 | 59.2002 | 2760.6403 | 3208.9826 | 56.2794 | 65.4195
1 | 4800 | 707 | 0.045 | 15 | 15 | 7 | 7.4989e-11 | 5spot_SharedNeighbor | Water | Porous | Wet | R600a | MinimizeLCOE_Brownfield | IgnoreSilica | 2019 | 195.4009 | 142.6263 | 15.3914 | 4 | 2712.2519 | 3143.3684 | 55.2929 | 64.0818 | 212.4466 | 0 | 99.408 | 15947929.3159 | 1393721.8598 | 17611373.5667 | 12193736.7663 | 0 | 878816.9742 | 0 | 18729975.6083 | 48731554.4866 | 33260287.2704 | 148747395.8484 | 961560.8286 | 17272388.9941 | 17272388.9941 | 1478867.319 | 7790676.6675 | 0 | 166981345.6711 | 193523278.6518 | 74989.4209 | 61.5656 | 2712.2519 | 3143.3684 | 55.2929 | 64.0818
1 | 4800 | 707 | 0.045 | 15 | 15 | 7 | 1e-10 | 5spot_SharedNeighbor | Water | Porous | Wet | R600a | MinimizeLCOE_Brownfield | IgnoreSilica | 2019 | 201.1102 | 145.9506 | 15.8566 | 4 | 2675.1001 | 3093.5677 | 54.5355 | 63.0666 | 211.7707 | 0 | 116.8862 | 16212857.7689 | 1416382.3678 | 17939001.1518 | 12536184.8258 | 0 | 789941.1546 | 0 | 19068803.2349 | 49613114.4678 | 33861970.0718 | 151438255.0435 | 961560.8286 | 17272388.9941 | 17272388.9941 | 1478867.319 | 7790676.6675 | 0 | 169672204.8663 | 196214137.847 | 100000 | 63.4265 | 2675.1001 | 3093.5677 | 54.5355 | 63.0666
1 | 4800 | 707 | 0.045 | 15 | 15 | 7 | 1.3335e-10 | 5spot_SharedNeighbor | Water | Porous | Wet | R600a | MinimizeLCOE_Brownfield | IgnoreSilica | 2019 | 205.5017 | 148.4613 | 16.2161 | 4 | 2646.6637 | 3055.8543 | 53.9558 | 62.2977 | 211.2394 | 0 | 157.9977 | 16411826.7049 | 1433394.5178 | 18185457.5279 | 12798918.0313 | 0 | 711220.2222 | 0 | 19320918.6316 | 50269067.0141 | 34309671.1632 | 153440473.813 | 961560.8286 | 17272388.9941 | 17272388.9941 | 1478867.319 | 7790676.6675 | 0 | 171674423.6357 | 198216356.6164 | 133352.1432 | 64.8645 | 2646.6637 | 3055.8543 | 53.9558 | 62.2977
1 | 4800 | 707 | 0.045 | 15 | 15 | 7 | 1.7783e-10 | 5spot_SharedNeighbor | Water | Porous | Wet | R600a | MinimizeLCOE_Brownfield | IgnoreSilica | 2019 | 208.8929 | 150.372 | 16.4936 | 4 | 2624.9544 | 3027.2605 | 53.5132 | 61.7148 | 210.8224 | 0 | 155.3817 | 16562614.6817 | 1446283.42 | 18372458.7748 | 13001312.4911 | 0 | 644245.4821 | 0 | 19510496.7914 | 50762310.4979 | 34646319.976 | 154946042.1149 | 961560.8286 | 17272388.9941 | 17272388.9941 | 1478867.319 | 7790676.6675 | 0 | 173179991.9377 | 199721924.9184 | 177827.941 | 65.9745 | 2624.9544 | 3027.2605 | 53.5132 | 61.7148
1 | 4800 | 707 | 0.045 | 15 | 15 | 7 | 2.3714e-10 | 5spot_SharedNeighbor | Water | Porous | Wet | R600a | MinimizeLCOE_Brownfield | IgnoreSilica | 2019 | 211.3749 | 151.754 | 16.7002 | 4 | 2608.4184 | 3005.7488 | 53.1761 | 61.2763 | 210.5132 | 0 | 188.5012 | 16671338.9645 | 1455574.8793 | 18507413.6668 | 13149047.7524 | 0 | 587094.6775 | 0 | 19644483.2768 | 51110915.8486 | 34884250.291 | 156010119.3569 | 961560.8286 | 17272388.9941 | 17272388.9941 | 1478867.319 | 7790676.6675 | 0 | 174244069.1796 | 200786002.1603 | 237137.3706 | 66.8007 | 2608.4184 | 3005.7488 | 53.1761 | 61.2763
1 | 4800 | 707 | 0.045 | 15 | 15 | 7 | 3.1623e-10 | 5spot_SharedNeighbor | Water | Porous | Wet | R600a | MinimizeLCOE_Brownfield | IgnoreSilica | 2019 | 213.2165 | 152.7708 | 16.855 | 4 | 2595.8523 | 2989.532 | 52.92 | 60.9457 | 210.2816 | 0 | 193.2772 | 16751161.2149 | 1462395.3602 | 18606556.9418 | 13258592.3486 | 0 | 539917.1412 | 0 | 19741262.9726 | 51362716.7649 | 35056109.5903 | 156778712.3344 | 961560.8286 | 17272388.9941 | 17272388.9941 | 1478867.319 | 7790676.6675 | 0 | 175012662.1572 | 201554595.1379 | 316227.766 | 67.4201 | 2595.8523 | 2989.532 | 52.92 | 60.9457
1 | 4800 | 707 | 0.045 | 15 | 15 | 7 | 4.217e-10 | 5spot_SharedNeighbor | Water | Porous | Wet | R600a | MinimizeLCOE_Brownfield | IgnoreSilica | 2019 | 214.564 | 153.5101 | 16.97 | 4 | 2586.322 | 2977.3349 | 52.7257 | 60.697 | 210.111 | 0 | 189.1441 | 16809096.6024 | 1467345.1489 | 18678549.019 | 13338703.7165 | 0 | 501460.2434 | 0 | 19810110.3448 | 51541843.5047 | 35178367.2709 | 157325475.8505 | 961560.8286 | 17272388.9941 | 17272388.9941 | 1478867.319 | 7790676.6675 | 0 | 175559425.6733 | 202101358.654 | 421696.5034 | 67.88 | 2586.322 | 2977.3349 | 52.7257 | 60.697
1 | 4800 | 707 | 0.045 | 15 | 15 | 7 | 5.6234e-10 | 5spot_SharedNeighbor | Water | Porous | Wet | R600a | MinimizeLCOE_Brownfield | IgnoreSilica | 2019 | 216.0159 | 154.3043 | 17.0803 | 4 | 2578.9031 | 2967.3907 | 52.5744 | 60.4943 | 209.9278 | 0 | 181.4198 | 16871257.1409 | 1472655.406 | 18755822.5023 | 13424947.1752 | 0 | 475264.8645 | 0 | 19889979.3647 | 51749646.3112 | 35320196.9563 | 157959769.7212 | 961560.8286 | 17272388.9941 | 17272388.9941 | 1478867.319 | 7790676.6675 | 0 | 176193719.5439 | 202735652.5246 | 562341.3252 | 68.3212 | 2578.9031 | 2967.3907 | 52.5744 | 60.4943
1 | 4800 | 707 | 0.045 | 15 | 15 | 7 | 7.4989e-10 | 5spot_SharedNeighbor | Water | Porous | Wet | R600a | MinimizeLCOE_Brownfield | IgnoreSilica | 2019 | 216.7003 | 154.6753 | 17.1411 | 4 | 2573.5473 | 2960.6579 | 52.4652 | 60.357 | 209.8399 | 0 | 172.6872 | 16900260.6437 | 1475132.9391 | 18791888.5497 | 13465503.6149 | 0 | 450962.75 | 0 | 19922661.914 | 51834679.6004 | 35378233.9234 | 158219323.9352 | 961560.8286 | 17272388.9941 | 17272388.9941 | 1478867.319 | 7790676.6675 | 0 | 176453273.758 | 202995206.7387 | 749894.2093 | 68.5642 | 2573.5473 | 2960.6579 | 52.4652 | 60.357
1 | 4800 | 707 | 0.045 | 15 | 15 | 7 | 1e-09 | 5spot_SharedNeighbor | Water | Porous | Wet | R600a | MinimizeLCOE_Brownfield | IgnoreSilica | 2019 | 214.9557 | 153.716 | 17.0702 | 4 | 2569.3776 | 2958.094 | 52.3802 | 60.3047 | 210.055 | 0 | 166.2624 | 16825220.9995 | 1468722.6765 | 18698590.6126 | 13361860.2035 | 0 | 402080.0869 | 0 | 19795025.0858 | 51502594.7554 | 35151579.193 | 157205673.6133 | 961560.8286 | 17272388.9941 | 17272388.9941 | 1478867.319 | 7790676.6675 | 0 | 175439623.4361 | 201981556.4167 | 1000000 | 68.281 | 2569.3776 | 2958.094 | 52.3802 | 60.3047
1 | 4800 | 707 | 0.045 | 15 | 15 | 7 | 1.3335e-09 | 5spot_SharedNeighbor | Water | Porous | Wet | R600a | MinimizeLCOE_Brownfield | IgnoreSilica | 2019 | 217.5692 | 155.1447 | 17.2195 | 4 | 2566.4602 | 2951.8072 | 52.3208 | 60.1766 | 209.7278 | 0 | 206.154 | 16936928.8964 | 1478265.0446 | 18837495.7509 | 13516982.2574 | 0 | 417190.0804 | 0 | 19962876.1916 | 51939308.9015 | 35449645.5714 | 158538692.6942 | 961560.8286 | 17272388.9941 | 17272388.9941 | 1478867.319 | 7790676.6675 | 0 | 176772642.5169 | 203314575.4976 | 1333521.4322 | 68.878 | 2566.4602 | 2951.8072 | 52.3208 | 60.1766
1 | 4800 | 707 | 0.045 | 15 | 15 | 7 | 1.7783e-09 | 5spot_SharedNeighbor | Water | Porous | Wet | R600a | MinimizeLCOE_Brownfield | IgnoreSilica | 2019 | 217.825 | 155.2824 | 17.2435 | 4 | 2564.1669 | 2948.9765 | 52.274 | 60.1189 | 209.6946 | 0 | 208.9504 | 16947681.0534 | 1479183.4307 | 18850871.169 | 13532130.4355 | 0 | 405632.8879 | 0 | 19974044.6008 | 51968366.8114 | 35469478.1919 | 158627388.5805 | 961560.8286 | 17272388.9941 | 17272388.9941 | 1478867.319 | 7790676.6675 | 0 | 176861338.4032 | 203403271.3839 | 1778279.41 | 68.9742 | 2564.1669 | 2948.9765 | 52.274 | 60.1189
1 | 4800 | 707 | 0.045 | 15 | 15 | 7 | 2.3714e-09 | 5spot_SharedNeighbor | Water | Porous | Wet | R600a | MinimizeLCOE_Brownfield | IgnoreSilica | 2019 | 218.0297 | 155.3926 | 17.2623 | 4 | 2562.4417 | 2946.8341 | 52.2388 | 60.0752 | 209.6681 | 0 | 206.9259 | 16956280.6394 | 1479917.9455 | 18861569.5304 | 13544251.9924 | 0 | 396990.2404 | 0 | 19983214.0357 | 51992223.8001 | 35485761.0769 | 158700209.2607 | 961560.8286 | 17272388.9941 | 17272388.9941 | 1478867.319 | 7790676.6675 | 0 | 176934159.0835 | 203476092.0642 | 2371373.7057 | 69.049 | 2562.4417 | 2946.8341 | 52.2388 | 60.0752
1 | 4800 | 707 | 0.045 | 15 | 15 | 7 | 3.1623e-09 | 5spot_SharedNeighbor | Water | Porous | Wet | R600a | MinimizeLCOE_Brownfield | IgnoreSilica | 2019 | 218.1734 | 155.4698 | 17.2758 | 4 | 2561.1447 | 2945.2359 | 52.2124 | 60.0426 | 209.6494 | 0 | 211.7616 | 16962309.625 | 1480432.892 | 18869070.2872 | 13552762.6274 | 0 | 390301.2202 | 0 | 19989401.8943 | 52008323.3387 | 35496749.3428 | 158749351.2277 | 961560.8286 | 17272388.9941 | 17272388.9941 | 1478867.319 | 7790676.6675 | 0 | 176983301.0505 | 203525234.0312 | 3162277.6602 | 69.1032 | 2561.1447 | 2945.2359 | 52.2124 | 60.0426
1 | 4800 | 707 | 0.045 | 15 | 15 | 7 | 4.217e-09 | 5spot_SharedNeighbor | Water | Porous | Wet | R600a | MinimizeLCOE_Brownfield | IgnoreSilica | 2019 | 218.266 | 155.5195 | 17.2852 | 4 | 2560.1703 | 2944.0532 | 52.1925 | 60.0185 | 209.6373 | 0 | 209.9397 | 16966184.8104 | 1480763.876 | 18873891.6256 | 13558244.9223 | 0 | 385040.9292 | 0 | 19993009.2038 | 52017708.8181 | 35503155.1254 | 158777999.3107 | 961560.8286 | 17272388.9941 | 17272388.9941 | 1478867.319 | 7790676.6675 | 0 | 177011949.1335 | 203553882.1141 | 4216965.0343 | 69.1407 | 2560.1703 | 2944.0532 | 52.1925 | 60.0185
1 | 4800 | 707 | 0.045 | 15 | 15 | 7 | 5.6234e-09 | 5spot_SharedNeighbor | Water | Porous | Wet | R600a | MinimizeLCOE_Brownfield | IgnoreSilica | 2019 | 218.3392 | 155.5587 | 17.2924 | 4 | 2559.4384 | 2943.161 | 52.1776 | 60.0003 | 209.6277 | 0 | 206.8496 | 16969246.9758 | 1481025.4175 | 18877701.5274 | 13562576.2507 | 0 | 381115.9444 | 0 | 19995949.7851 | 52025359.6076 | 35508376.9464 | 158801352.4549 | 961560.8286 | 17272388.9941 | 17272388.9941 | 1478867.319 | 7790676.6675 | 0 | 177035302.2777 | 203577235.2584 | 5623413.2519 | 69.1696 | 2559.4384 | 2943.161 | 52.1776 | 60.0003
1 | 4800 | 707 | 0.045 | 15 | 15 | 7 | 7.4989e-09 | 5spot_SharedNeighbor | Water | Porous | Wet | R600a | MinimizeLCOE_Brownfield | IgnoreSilica | 2019 | 218.3929 | 155.5875 | 17.2978 | 4 | 2558.889 | 2942.4927 | 52.1664 | 59.9867 | 209.6207 | 0 | 228.3803 | 16971493.7896 | 1481217.3186 | 18880497.0299 | 13565756.0251 | 0 | 378141.5142 | 0 | 19998071.2142 | 52030879.1308 | 35512144.1345 | 158818200.1569 | 961560.8286 | 17272388.9941 | 17272388.9941 | 1478867.319 | 7790676.6675 | 0 | 177052149.9796 | 203594082.9603 | 7498942.0933 | 69.191 | 2558.889 | 2942.4927 | 52.1664 | 59.9867
1 | 4800 | 707 | 0.045 | 15 | 15 | 7 | 1e-08 | 5spot_SharedNeighbor | Water | Porous | Wet | R600a | MinimizeLCOE_Brownfield | IgnoreSilica | 2019 | 218.4318 | 155.6083 | 17.3017 | 4 | 2558.4766 | 2941.9928 | 52.158 | 59.9765 | 209.6156 | 0 | 206.1405 | 16973119.6424 | 1481356.1827 | 18882519.954 | 13568058.4328 | 0 | 375883.7694 | 0 | 19999565.8126 | 52034767.7695 | 35514798.2102 | 158830069.7735 | 961560.8286 | 17272388.9941 | 17272388.9941 | 1478867.319 | 7790676.6675 | 0 | 177064019.5962 | 203605952.5769 | 10000000 | 69.2068 | 2558.4766 | 2941.9928 | 52.158 | 59.9765
1 | 4900 | 707 | 0.045 | 15 | 15 | 7 | 1e-13 | 5spot_SharedNeighbor | Water | Porous | Wet | R600a | MinimizeLCOE_Brownfield | IgnoreSilica | 2019 | 0.95719 | 0.31182 | 0.025308 | 4 | 199609.0186 | 468540.0204 | 4069.2998 | 9551.8221 | 146.1393 | 0 | 22.9491 | 203444.9479 | 16934.1571 | 131960.1668 | 70836.3667 | 0 | 56402.1588 | 0 | 187035.341 | 486627.591 | 332133.33 | 1485374.0593 | 961560.8286 | 17759797.8658 | 17759797.8658 | 1478867.319 | 7985640.2162 | 0 | 20206732.7538 | 47431038.1548 | 100 | 0.10123 | 199609.0186 | 468540.0204 | 4069.2998 | 9551.8221
1 | 4900 | 707 | 0.045 | 15 | 15 | 7 | 1.3335e-13 | 5spot_SharedNeighbor | Water | Porous | Wet | R600a | MinimizeLCOE_Brownfield | IgnoreSilica | 2019 | 1.2545 | 0.51254 | 0.048382 | 4 | 107609.4748 | 248283.0857 | 2193.7647 | 5061.5865 | 161.1702 | 0 | 22.351 | 300219.6625 | 27104.9004 | 195082.3752 | 93410.7997 | 0 | 63527.7289 | 0 | 264944.7321 | 689331.8452 | 470483.1487 | 2104105.1927 | 961560.8286 | 17759797.8658 | 17759797.8658 | 1478867.319 | 7985640.2162 | 0 | 20825463.8872 | 48049769.2882 | 133.3521 | 0.19353 | 107609.4748 | 248283.0857 | 2193.7647 | 5061.5865
1 | 4900 | 707 | 0.045 | 15 | 15 | 7 | 1.7783e-13 | 5spot_SharedNeighbor | Water | Porous | Wet | R600a | MinimizeLCOE_Brownfield | IgnoreSilica | 2019 | 1.6125 | 0.78803 | 0.077416 | 4 | 69504.4248 | 157420.2727 | 1416.9417 | 3209.2252 | 173.3837 | 0 | 116.5065 | 405084.2739 | 36628.2547 | 275212.1766 | 117208.9503 | 0 | 70411.576 | 0 | 352772.6403 | 917842.0464 | 626446.0564 | 2801605.9745 | 961560.8286 | 17759797.8658 | 17759797.8658 | 1478867.319 | 7985640.2162 | 0 | 21522964.6689 | 48747270.07 | 177.8279 | 0.30966 | 69504.4248 | 157420.2727 | 1416.9417 | 3209.2252
1 | 4900 | 707 | 0.045 | 15 | 15 | 7 | 2.3714e-13 | 5spot_SharedNeighbor | Water | Porous | Wet | R600a | MinimizeLCOE_Brownfield | IgnoreSilica | 2019 | 2.0598 | 1.1386 | 0.11464 | 4 | 48689.7815 | 108058.3443 | 992.6071 | 2202.9155 | 183.586 | 0 | 146.7862 | 523709.7542 | 47389.65 | 369416.2199 | 146091.3963 | 0 | 77662.678 | 0 | 454065.1823 | 1181384.4629 | 806319.1709 | 3606038.5144 | 961560.8286 | 17759797.8658 | 17759797.8658 | 1478867.319 | 7985640.2162 | 0 | 22327397.2088 | 49551702.6099 | 237.1374 | 0.45856 | 48689.7815 | 108058.3443 | 992.6071 | 2202.9155
1 | 4900 | 707 | 0.045 | 15 | 15 | 7 | 3.1623e-13 | 5spot_SharedNeighbor | Water | Porous | Wet | R600a | MinimizeLCOE_Brownfield | IgnoreSilica | 2019 | 2.6238 | 1.5872 | 0.16258 | 4 | 35789.326 | 77653.2464 | 729.6138 | 1583.0665 | 192.0718 | 0 | 193.0863 | 660661.1566 | 59795.8642 | 481870.5804 | 182095.4167 | 0 | 85462.8313 | 0 | 573255.4812 | 1491493.1711 | 1017974.7364 | 4552609.2379 | 961560.8286 | 17759797.8658 | 17759797.8658 | 1478867.319 | 7985640.2162 | 0 | 23273967.9324 | 50498273.3334 | 316.2278 | 0.6503 | 35789.326 | 77653.2464 | 729.6138 | 1583.0665
1 | 4900 | 707 | 0.045 | 15 | 15 | 7 | 4.217e-13 | 5spot_SharedNeighbor | Water | Porous | Wet | R600a | MinimizeLCOE_Brownfield | IgnoreSilica | 2019 | 3.3628 | 2.1819 | 0.22618 | 4 | 27012.6734 | 57103.762 | 550.6899 | 1164.1374 | 199.2667 | 0 | 246.1902 | 825665.6084 | 74717.7698 | 621591.3862 | 229093.185 | 0 | 95023.2475 | 0 | 719975.5668 | 1873228.7374 | 1278517.1043 | 5717812.6053 | 961560.8286 | 17759797.8658 | 17759797.8658 | 1478867.319 | 7985640.2162 | 0 | 24439171.2998 | 51663476.7008 | 421.6965 | 0.90473 | 27012.6734 | 57103.762 | 550.6899 | 1164.1374
1 | 4900 | 707 | 0.045 | 15 | 15 | 7 | 5.6234e-13 | 5spot_SharedNeighbor | Water | Porous | Wet | R600a | MinimizeLCOE_Brownfield | IgnoreSilica | 2019 | 4.3212 | 2.96 | 0.30961 | 4 | 20880.809 | 42863.5961 | 425.6835 | 873.8324 | 205.18 | 0 | 36.6327 | 1022686.7173 | 92499.6956 | 793353.2245 | 290010.0857 | 0 | 106142.3804 | 0 | 898829.9203 | 2338571.0773 | 1596122.8131 | 7138215.9142 | 961560.8286 | 17759797.8658 | 17759797.8658 | 1478867.319 | 7985640.2162 | 0 | 25859574.6086 | 53083880.0097 | 562.3413 | 1.2384 | 20880.809 | 42863.5961 | 425.6835 | 873.8324
1 | 4900 | 707 | 0.045 | 15 | 15 | 7 | 7.4989e-13 | 5spot_SharedNeighbor | Water | Porous | Wet | R600a | MinimizeLCOE_Brownfield | IgnoreSilica | 2019 | 5.571 | 3.9812 | 0.4193 | 4 | 16458.4057 | 32690.2499 | 335.5269 | 666.435 | 209.9781 | 0 | 46.8273 | 1259526.3837 | 113827.7329 | 1005650.1303 | 369712.1452 | 0 | 119288.7343 | 0 | 1118521.9993 | 2910164.8018 | 1986247.2751 | 8882939.2027 | 961560.8286 | 17759797.8658 | 17759797.8658 | 1478867.319 | 7985640.2162 | 0 | 27604297.8972 | 54828603.2982 | 749.8942 | 1.6772 | 16458.4057 | 32690.2499 | 335.5269 | 666.435
1 | 4900 | 707 | 0.045 | 15 | 15 | 7 | 1e-12 | 5spot_SharedNeighbor | Water | Porous | Wet | R600a | MinimizeLCOE_Brownfield | IgnoreSilica | 2019 | 7.228 | 5.3348 | 0.56462 | 4 | 13184.1716 | 25238.4613 | 268.7772 | 514.5202 | 213.7598 | 0 | 43.879 | 1547633.5649 | 139708.1888 | 1270958.0905 | 475164.3626 | 0 | 135748.2544 | 0 | 1391992.8598 | 3621679.8843 | 2471870.9391 | 11054756.1445 | 961560.8286 | 17759797.8658 | 17759797.8658 | 1478867.319 | 7985640.2162 | 0 | 29776114.8389 | 57000420.24 | 1000 | 2.2585 | 13184.1716 | 25238.4613 | 268.7772 | 514.5202
1 | 4900 | 707 | 0.045 | 15 | 15 | 7 | 1.3335e-12 | 5spot_SharedNeighbor | Water | Porous | Wet | R600a | MinimizeLCOE_Brownfield | IgnoreSilica | 2019 | 9.3986 | 7.1227 | 0.75704 | 4 | 10722.0096 | 19712.3661 | 218.5827 | 401.8632 | 216.9224 | 0 | 41.9996 | 1897334.3699 | 171035.7692 | 1601579.3753 | 613548.2687 | 0 | 154848.075 | 0 | 1730954.8847 | 4503589.5422 | 3073792.4021 | 13746682.6871 | 961560.8286 | 17759797.8658 | 17759797.8658 | 1478867.319 | 7985640.2162 | 0 | 32468041.3815 | 59692346.7826 | 1333.5214 | 3.0282 | 10722.0096 | 19712.3661 | 218.5827 | 401.8632
1 | 4900 | 707 | 0.045 | 15 | 15 | 7 | 1.7783e-12 | 5spot_SharedNeighbor | Water | Porous | Wet | R600a | MinimizeLCOE_Brownfield | IgnoreSilica | 2019 | 12.2795 | 9.5033 | 1.0134 | 4 | 8842.085 | 15558.2386 | 180.2579 | 317.1757 | 219.4745 | 0 | 48.6219 | 2325642.2156 | 209290.7912 | 2017134.9429 | 797350.0494 | 0 | 178230.385 | 0 | 2155782.8698 | 5608904.8154 | 3828192.788 | 17120528.8573 | 961560.8286 | 17759797.8658 | 17759797.8658 | 1478867.319 | 7985640.2162 | 0 | 35841887.5518 | 63066192.9528 | 1778.2794 | 4.0536 | 8842.085 | 15558.2386 | 180.2579 | 317.1757
1 | 4900 | 707 | 0.045 | 15 | 15 | 7 | 2.3714e-12 | 5spot_SharedNeighbor | Water | Porous | Wet | R600a | MinimizeLCOE_Brownfield | IgnoreSilica | 2019 | 16.0728 | 12.6344 | 1.3507 | 4 | 7408.5539 | 12447.5446 | 151.0334 | 253.76 | 221.3926 | 0 | 37.9271 | 2844238.7853 | 255460.7651 | 2533242.5164 | 1039305.2351 | 0 | 206445.597 | 0 | 2682690.2306 | 6979809.6845 | 4763863.5304 | 21305056.3444 | 961560.8286 | 17759797.8658 | 17759797.8658 | 1478867.319 | 7985640.2162 | 0 | 40026415.0389 | 67250720.4399 | 2371.3737 | 5.4027 | 7408.5539 | 12447.5446 | 151.0334 | 253.76
1 | 4900 | 707 | 0.045 | 15 | 15 | 7 | 3.1623e-12 | 5spot_SharedNeighbor | Water | Porous | Wet | R600a | MinimizeLCOE_Brownfield | IgnoreSilica | 2019 | 21.1347 | 16.8156 | 1.8009 | 4 | 6289.0265 | 10068.3292 | 128.2103 | 205.2565 | 222.8939 | 0 | 51.9587 | 3482165.6621 | 312057.569 | 3184220.0185 | 1362255.8783 | 0 | 241681.1742 | 0 | 3347128.3178 | 8708541.2926 | 5943758.3748 | 26581808.2874 | 961560.8286 | 17759797.8658 | 17759797.8658 | 1478867.319 | 7985640.2162 | 0 | 45303166.9819 | 72527472.3829 | 3162.2777 | 7.2035 | 6289.0265 | 10068.3292 | 128.2103 | 205.2565
1 | 4900 | 707 | 0.045 | 15 | 15 | 7 | 4.217e-12 | 5spot_SharedNeighbor | Water | Porous | Wet | R600a | MinimizeLCOE_Brownfield | IgnoreSilica | 2019 | 27.8025 | 22.3258 | 2.3945 | 4 | 5416.0661 | 8258.4976 | 110.4138 | 168.3606 | 224.0459 | 0 | 55.8623 | 4256944.5014 | 380540.9217 | 3994654.6003 | 1787731.5544 | 0 | 284051.1858 | 0 | 4174529.8778 | 10861270.4282 | 7413040.244 | 33152763.3136 | 961560.8286 | 17759797.8658 | 17759797.8658 | 1478867.319 | 7985640.2162 | 0 | 51874122.008 | 79098427.4091 | 4216.965 | 9.5778 | 5416.0661 | 8258.4976 | 110.4138 | 168.3606
1 | 4900 | 707 | 0.045 | 15 | 15 | 7 | 5.6234e-12 | 5spot_SharedNeighbor | Water | Porous | Wet | R600a | MinimizeLCOE_Brownfield | IgnoreSilica | 2019 | 36.5721 | 29.5746 | 3.1754 | 4 | 4728.0886 | 6871.4357 | 96.3885 | 140.0835 | 224.9262 | 0 | 49.288 | 5197124.5781 | 463318.4135 | 5002286.9316 | 2347322.3372 | 0 | 335236.2543 | 0 | 5204662.5207 | 13541464.2558 | 9242327.6039 | 41333742.8951 | 961560.8286 | 17759797.8658 | 17759797.8658 | 1478867.319 | 7985640.2162 | 0 | 60055101.5895 | 87279406.9906 | 5623.4133 | 12.7018 | 4728.0886 | 6871.4357 | 96.3885 | 140.0835
1 | 4900 | 707 | 0.045 | 15 | 15 | 7 | 7.4989e-12 | 5spot_SharedNeighbor | Water | Porous | Wet | R600a | MinimizeLCOE_Brownfield | IgnoreSilica | 2019 | 48.0265 | 39.0382 | 4.195 | 4 | 4182.454 | 5804.8851 | 85.265 | 118.3404 | 225.5759 | 0 | 49.9984 | 6330589.9236 | 562703.1398 | 6246338.1067 | 3078171.0895 | 0 | 396914.8258 | 0 | 6479739.6633 | 16858953.4265 | 11506582.1305 | 51459992.3057 | 961560.8286 | 17759797.8658 | 17759797.8658 | 1478867.319 | 7985640.2162 | 0 | 70181351.0002 | 97405656.4012 | 7498.9421 | 16.7799 | 4182.454 | 5804.8851 | 85.265 | 118.3404
1 | 4900 | 707 | 0.045 | 15 | 15 | 7 | 1e-11 | 5spot_SharedNeighbor | Water | Porous | Wet | R600a | MinimizeLCOE_Brownfield | IgnoreSilica | 2019 | 62.7011 | 51.1138 | 5.4955 | 4 | 3751.5329 | 4990.0035 | 76.4801 | 101.728 | 225.94 | 0 | 59.7676 | 7668739.5103 | 679536.9677 | 7749328.2813 | 4013749.5701 | 0 | 469967.6768 | 0 | 8026715.5824 | 20883867.4396 | 14253668.6481 | 63745573.6763 | 961560.8286 | 17759797.8658 | 17759797.8658 | 1478867.319 | 7985640.2162 | 0 | 82466932.3708 | 109691237.7718 | 10000 | 21.9822 | 3751.5329 | 4990.0035 | 76.4801 | 101.728
1 | 4900 | 707 | 0.045 | 15 | 15 | 7 | 1.3335e-11 | 5spot_SharedNeighbor | Water | Porous | Wet | R600a | MinimizeLCOE_Brownfield | IgnoreSilica | 2019 | 81.081 | 66.0313 | 7.0987 | 4 | 3415.4326 | 4374.2162 | 69.6282 | 89.1743 | 225.8145 | 0 | 69.2368 | 9203287.1959 | 812945.364 | 9511160.5239 | 5182191.3526 | 0 | 557504.556 | 0 | 9854164.707 | 25638515.2006 | 17498813.4432 | 78258582.3433 | 961560.8286 | 17759797.8658 | 17759797.8658 | 1478867.319 | 7985640.2162 | 0 | 96979941.0378 | 124204246.4389 | 13335.2143 | 28.3946 | 3415.4326 | 4374.2162 | 69.6282 | 89.1743
1 | 4900 | 707 | 0.045 | 15 | 15 | 7 | 1.7783e-11 | 5spot_SharedNeighbor | Water | Porous | Wet | R600a | MinimizeLCOE_Brownfield | IgnoreSilica | 2019 | 103.1226 | 83.3893 | 8.9553 | 4 | 3162.1182 | 3922.1245 | 64.4641 | 79.9578 | 224.9227 | 0 | 66.6274 | 10869793.5347 | 957224.2734 | 11463623.2584 | 6574904.9434 | 0 | 661299.6283 | 0 | 11905469.7989 | 30975590.269 | 21141476.8433 | 94549382.5493 | 961560.8286 | 17759797.8658 | 17759797.8658 | 1478867.319 | 7985640.2162 | 0 | 113270741.2438 | 140495046.6449 | 17782.7941 | 35.8212 | 3162.1182 | 3922.1245 | 64.4641 | 79.9578
1 | 4900 | 707 | 0.045 | 15 | 15 | 7 | 2.3714e-11 | 5spot_SharedNeighbor | Water | Porous | Wet | R600a | MinimizeLCOE_Brownfield | IgnoreSilica | 2019 | 128.1922 | 102.1578 | 10.9457 | 4 | 2979.8729 | 3601.6767 | 60.7487 | 73.4251 | 223.093 | 0 | 58.1102 | 12564519.773 | 1103383.3111 | 13484992.6462 | 8143398.9102 | 0 | 782701.2329 | 0 | 14070808.3906 | 36609357.1127 | 24986638.4765 | 111745799.8532 | 961560.8286 | 17759797.8658 | 17759797.8658 | 1478867.319 | 7985640.2162 | 0 | 130467158.5477 | 157691463.9487 | 23713.7371 | 43.7828 | 2979.8729 | 3601.6767 | 60.7487 | 73.4251
1 | 4900 | 707 | 0.045 | 15 | 15 | 7 | 3.1623e-11 | 5spot_SharedNeighbor | Water | Porous | Wet | R600a | MinimizeLCOE_Brownfield | IgnoreSilica | 2019 | 154.9131 | 121.0385 | 12.9284 | 4 | 2852.4491 | 3378.8912 | 58.151 | 68.8833 | 220.6458 | 0 | 72.4854 | 14182612.4984 | 1242461.8481 | 15444455.4686 | 9797470.0228 | 0 | 914853.6307 | 0 | 16216922.8528 | 42193106.7146 | 28797662.3144 | 128789545.3504 | 961560.8286 | 17759797.8658 | 17759797.8658 | 1478867.319 | 7985640.2162 | 0 | 147510904.0449 | 174735209.446 | 31622.7766 | 51.7138 | 2852.4491 | 3378.8912 | 58.151 | 68.8833
1 | 4900 | 707 | 0.045 | 15 | 15 | 7 | 4.217e-11 | 5spot_SharedNeighbor | Water | Porous | Wet | R600a | MinimizeLCOE_Brownfield | IgnoreSilica | 2019 | 181.5322 | 138.6712 | 14.7587 | 4 | 2766.8749 | 3228.0307 | 56.4065 | 65.8078 | 217.8839 | 0 | 75.4766 | 15630464.3641 | 1366554.3763 | 17219586.6163 | 11427172.8848 | 0 | 1049502.2963 | 0 | 18210379.4097 | 47379671.7617 | 32337599.5322 | 144620931.2414 | 961560.8286 | 17759797.8658 | 17759797.8658 | 1478867.319 | 7985640.2162 | 0 | 163342289.9359 | 190566595.3369 | 42169.6503 | 59.0349 | 2766.8749 | 3228.0307 | 56.4065 | 65.8078
1 | 4900 | 707 | 0.045 | 15 | 15 | 7 | 5.6234e-11 | 5spot_SharedNeighbor | Water | Porous | Wet | R600a | MinimizeLCOE_Brownfield | IgnoreSilica | 2019 | 191.7749 | 145.0711 | 15.5704 | 4 | 2708.5481 | 3145.6644 | 55.2174 | 64.1286 | 216.702 | 0 | 79.4315 | 16142935.4743 | 1410402.5749 | 17852471.5532 | 12047872.6737 | 0 | 967075.1848 | 0 | 18884095.4097 | 49132542.5956 | 33533969.8943 | 149971365.3604 | 961560.8286 | 17759797.8658 | 17759797.8658 | 1478867.319 | 7985640.2162 | 0 | 168692724.0549 | 195917029.456 | 56234.1325 | 62.2816 | 2708.5481 | 3145.6644 | 55.2174 | 64.1286
1 | 4900 | 707 | 0.045 | 15 | 15 | 7 | 7.4989e-11 | 5spot_SharedNeighbor | Water | Porous | Wet | R600a | MinimizeLCOE_Brownfield | IgnoreSilica | 2019 | 198.9554 | 149.4252 | 16.1637 | 4 | 2663.6835 | 3084.7552 | 54.3028 | 62.8869 | 215.8369 | 0 | 105.0647 | 16487965.0792 | 1439902.9938 | 18279857.1808 | 12481296.535 | 0 | 870547.919 | 0 | 19328232.186 | 50288095.3825 | 34322658.4156 | 153498555.6918 | 961560.8286 | 17759797.8658 | 17759797.8658 | 1478867.319 | 7985640.2162 | 0 | 172219914.3862 | 199444219.7873 | 74989.4209 | 64.6548 | 2663.6835 | 3084.7552 | 54.3028 | 62.8869
1 | 4900 | 707 | 0.045 | 15 | 15 | 7 | 1e-10 | 5spot_SharedNeighbor | Water | Porous | Wet | R600a | MinimizeLCOE_Brownfield | IgnoreSilica | 2019 | 204.5675 | 152.7512 | 16.6281 | 4 | 2629.2507 | 3038.5626 | 53.6008 | 61.9452 | 215.1414 | 0 | 112.3807 | 16749621.4848 | 1462263.8049 | 18604644.0142 | 12818872.6099 | 0 | 782274.06 | 0 | 19662893.6298 | 51158815.8106 | 34916942.9993 | 156156328.4134 | 961560.8286 | 17759797.8658 | 17759797.8658 | 1478867.319 | 7985640.2162 | 0 | 174877687.1078 | 202101992.5089 | 100000 | 66.5124 | 2629.2507 | 3038.5626 | 53.6008 | 61.9452
1 | 4900 | 707 | 0.045 | 15 | 15 | 7 | 1.3335e-10 | 5spot_SharedNeighbor | Water | Porous | Wet | R600a | MinimizeLCOE_Brownfield | IgnoreSilica | 2019 | 208.9707 | 155.3116 | 16.9909 | 4 | 2602.8939 | 3003.4659 | 53.0635 | 61.2297 | 214.5843 | 0 | 150.9137 | 16949962.8059 | 1479378.3226 | 18853709.7359 | 13082647.9611 | 0 | 705547.1791 | 0 | 19917785.9418 | 51821993.3208 | 35369575.2769 | 158180600.544 | 961560.8286 | 17759797.8658 | 17759797.8658 | 1478867.319 | 7985640.2162 | 0 | 176901959.2384 | 204126264.6395 | 133352.1432 | 67.9636 | 2602.8939 | 3003.4659 | 53.0635 | 61.2297
1 | 4900 | 707 | 0.045 | 15 | 15 | 7 | 1.7783e-10 | 5spot_SharedNeighbor | Water | Porous | Wet | R600a | MinimizeLCOE_Brownfield | IgnoreSilica | 2019 | 212.2614 | 157.1967 | 17.2649 | 4 | 2582.7749 | 2976.9899 | 52.6534 | 60.69 | 214.161 | 0 | 185.3184 | 17096872.1789 | 1491924.8352 | 19036559.714 | 13279349.4985 | 0 | 638994.2455 | 0 | 20102043.1841 | 52301392.8691 | 35696775.3193 | 159643911.8446 | 961560.8286 | 17759797.8658 | 17759797.8658 | 1478867.319 | 7985640.2162 | 0 | 178365270.539 | 205589575.9401 | 177827.941 | 69.0595 | 2582.7749 | 2976.9899 | 52.6534 | 60.69
1 | 4900 | 707 | 0.045 | 15 | 15 | 7 | 2.3714e-10 | 5spot_SharedNeighbor | Water | Porous | Wet | R600a | MinimizeLCOE_Brownfield | IgnoreSilica | 2019 | 214.7318 | 158.5959 | 17.472 | 4 | 2567.4552 | 2956.9974 | 52.341 | 60.2824 | 213.8395 | 0 | 189.2338 | 17205593.6331 | 1501208.0977 | 19171993.4133 | 13426814.0207 | 0 | 583191.0778 | 0 | 20236632.0946 | 52651565.606 | 35935775.4076 | 160712773.3507 | 961560.8286 | 17759797.8658 | 17759797.8658 | 1478867.319 | 7985640.2162 | 0 | 179434132.0451 | 206658437.4462 | 237137.3706 | 69.8879 | 2567.4552 | 2956.9974 | 52.341 | 60.2824
1 | 4900 | 707 | 0.045 | 15 | 15 | 7 | 3.1623e-10 | 5spot_SharedNeighbor | Water | Porous | Wet | R600a | MinimizeLCOE_Brownfield | IgnoreSilica | 2019 | 216.554 | 159.6189 | 17.6265 | 4 | 2555.8144 | 2941.9413 | 52.1037 | 59.9755 | 213.6001 | 0 | 203.3481 | 17284908.1763 | 1507979.4236 | 19270855.9521 | 13535453.4739 | 0 | 537046.7867 | 0 | 20333135.087 | 52902646.5968 | 36107143.343 | 161479168.8395 | 961560.8286 | 17759797.8658 | 17759797.8658 | 1478867.319 | 7985640.2162 | 0 | 180200527.5339 | 207424832.935 | 316227.766 | 70.5061 | 2555.8144 | 2941.9413 | 52.1037 | 59.9755
1 | 4900 | 707 | 0.045 | 15 | 15 | 7 | 4.217e-10 | 5spot_SharedNeighbor | Water | Porous | Wet | R600a | MinimizeLCOE_Brownfield | IgnoreSilica | 2019 | 217.8787 | 160.3576 | 17.7407 | 4 | 2546.9868 | 2930.6284 | 51.9238 | 59.7448 | 213.4247 | 0 | 212.9037 | 17342101.7186 | 1512861.6875 | 19342177.2301 | 13614395.3718 | 0 | 499369.8971 | 0 | 20401253.3031 | 53079876.2221 | 36228106.204 | 162020141.6345 | 961560.8286 | 17759797.8658 | 17759797.8658 | 1478867.319 | 7985640.2162 | 0 | 180741500.329 | 207965805.73 | 421696.5034 | 70.9629 | 2546.9868 | 2930.6284 | 51.9238 | 59.7448
1 | 4900 | 707 | 0.045 | 15 | 15 | 7 | 5.6234e-10 | 5spot_SharedNeighbor | Water | Porous | Wet | R600a | MinimizeLCOE_Brownfield | IgnoreSilica | 2019 | 219.2601 | 161.126 | 17.8479 | 4 | 2540.147 | 2921.4844 | 51.7843 | 59.5584 | 213.2426 | 0 | 219.212 | 17401510.2608 | 1517932.5688 | 19416288.6927 | 13696710.3981 | 0 | 473390.3632 | 0 | 20477274.5906 | 53277668.0181 | 36363103.1689 | 162623878.0611 | 961560.8286 | 17759797.8658 | 17759797.8658 | 1478867.319 | 7985640.2162 | 0 | 181345236.7555 | 208569542.1566 | 562341.3252 | 71.3916 | 2540.147 | 2921.4844 | 51.7843 | 59.5584
1 | 4900 | 707 | 0.045 | 15 | 15 | 7 | 7.4989e-10 | 5spot_SharedNeighbor | Water | Porous | Wet | R600a | MinimizeLCOE_Brownfield | IgnoreSilica | 2019 | 219.9445 | 161.5035 | 17.9088 | 4 | 2535.1907 | 2915.2313 | 51.6833 | 59.4309 | 213.1507 | 0 | 210.2968 | 17430661.8334 | 1520420.6608 | 19452665.3631 | 13737455.2605 | 0 | 449789.63 | 0 | 20510487.1716 | 53364080.3412 | 36422081.3551 | 162887641.6158 | 961560.8286 | 17759797.8658 | 17759797.8658 | 1478867.319 | 7985640.2162 | 0 | 181609000.3102 | 208833305.7113 | 749894.2093 | 71.6352 | 2535.1907 | 2915.2313 | 51.6833 | 59.4309
1 | 4900 | 707 | 0.045 | 15 | 15 | 7 | 1e-09 | 5spot_SharedNeighbor | Water | Porous | Wet | R600a | MinimizeLCOE_Brownfield | IgnoreSilica | 2019 | 220.6903 | 161.9154 | 17.9679 | 4 | 2531.2521 | 2910.0437 | 51.603 | 59.3252 | 213.0517 | 0 | 201.9284 | 17462456.4509 | 1523134.208 | 19492347.9537 | 13781878.6087 | 0 | 433134.1454 | 0 | 20550251.033 | 53467537.7517 | 36492693.1636 | 163203433.3149 | 961560.8286 | 17759797.8658 | 17759797.8658 | 1478867.319 | 7985640.2162 | 0 | 181924792.0093 | 209149097.4104 | 1000000 | 71.8715 | 2531.2521 | 2910.0437 | 51.603 | 59.3252
1 | 4900 | 707 | 0.045 | 15 | 15 | 7 | 1.3335e-09 | 5spot_SharedNeighbor | Water | Porous | Wet | R600a | MinimizeLCOE_Brownfield | IgnoreSilica | 2019 | 220.8265 | 161.9882 | 17.9881 | 4 | 2528.6331 | 2906.9991 | 51.5496 | 59.2631 | 213.0319 | 0 | 207.844 | 17468072.1611 | 1523613.4731 | 19499357.7191 | 13789951.2696 | 0 | 417179.7183 | 0 | 20552287.9931 | 53472837.504 | 36496310.3534 | 163219610.1918 | 961560.8286 | 17759797.8658 | 17759797.8658 | 1478867.319 | 7985640.2162 | 0 | 181940968.8863 | 209165274.2873 | 1333521.4322 | 71.9523 | 2528.6331 | 2906.9991 | 51.5496 | 59.2631
1 | 4900 | 707 | 0.045 | 15 | 15 | 7 | 1.7783e-09 | 5spot_SharedNeighbor | Water | Porous | Wet | R600a | MinimizeLCOE_Brownfield | IgnoreSilica | 2019 | 221.1554 | 162.1687 | 18.016 | 4 | 2526.5113 | 2904.2911 | 51.5063 | 59.2079 | 212.9877 | 0 | 212.5567 | 17481998.4883 | 1524801.9783 | 19516742.2398 | 13809516.4665 | 0 | 406902.7287 | 0 | 20568585.1416 | 53515239.3414 | 36525250.4787 | 163349036.8632 | 961560.8286 | 17759797.8658 | 17759797.8658 | 1478867.319 | 7985640.2162 | 0 | 182070395.5577 | 209294700.9587 | 1778279.41 | 72.064 | 2526.5113 | 2904.2911 | 51.5063 | 59.2079
1 | 4900 | 707 | 0.045 | 15 | 15 | 7 | 2.3714e-09 | 5spot_SharedNeighbor | Water | Porous | Wet | R600a | MinimizeLCOE_Brownfield | IgnoreSilica | 2019 | 221.3601 | 162.2806 | 18.0347 | 4 | 2524.9147 | 2902.3023 | 51.4738 | 59.1674 | 212.96 | 0 | 211.0255 | 17490629.3862 | 1525538.5462 | 19527517.1496 | 13821662.915 | 0 | 398527.6049 | 0 | 20577911.4848 | 53539504.5733 | 36541811.9981 | 163423103.6582 | 961560.8286 | 17759797.8658 | 17759797.8658 | 1478867.319 | 7985640.2162 | 0 | 182144462.3526 | 209368767.7537 | 2371373.7057 | 72.1389 | 2524.9147 | 2902.3023 | 51.4738 | 59.1674
1 | 4900 | 707 | 0.045 | 15 | 15 | 7 | 3.1623e-09 | 5spot_SharedNeighbor | Water | Porous | Wet | R600a | MinimizeLCOE_Brownfield | IgnoreSilica | 2019 | 218.705 | 160.8033 | 17.9001 | 4 | 2523.6411 | 2903.8666 | 51.4478 | 59.1992 | 213.3053 | 0 | 391.0081 | 17376570.0171 | 1515803.8244 | 19385172.5555 | 13663412.9529 | 0 | 354530.7888 | 0 | 20395241.1541 | 53064233.8437 | 36217429.9593 | 161972395.0957 | 961560.8286 | 17759797.8658 | 17759797.8658 | 1478867.319 | 7985640.2162 | 0 | 180693753.7902 | 207918059.1912 | 3162277.6602 | 71.6004 | 2523.6411 | 2903.8666 | 51.4478 | 59.1992
1 | 4900 | 707 | 0.045 | 15 | 15 | 7 | 4.217e-09 | 5spot_SharedNeighbor | Water | Porous | Wet | R600a | MinimizeLCOE_Brownfield | IgnoreSilica | 2019 | 220.028 | 161.5405 | 17.9754 | 4 | 2522.6504 | 2901.2828 | 51.4276 | 59.1466 | 213.1329 | 0 | 297.3201 | 17433518.2893 | 1520664.4537 | 19456230.1485 | 13742289.1785 | 0 | 365258.6276 | 0 | 20482004.6721 | 53289974.7198 | 36371502.7458 | 162661442.8352 | 961560.8286 | 17759797.8658 | 17759797.8658 | 1478867.319 | 7985640.2162 | 0 | 181382801.5297 | 208607106.9307 | 4216965.0343 | 71.9017 | 2522.6504 | 2901.2828 | 51.4276 | 59.1466
1 | 4900 | 707 | 0.045 | 15 | 15 | 7 | 5.6234e-09 | 5spot_SharedNeighbor | Water | Porous | Wet | R600a | MinimizeLCOE_Brownfield | IgnoreSilica | 2019 | 221.246 | 162.2157 | 18.0435 | 4 | 2521.9389 | 2899.1431 | 51.4131 | 59.103 | 212.9736 | 0 | 199.5179 | 17485625.0686 | 1525111.4748 | 19521269.6304 | 13814851.9209 | 0 | 376268.7274 | 0 | 20562019.4606 | 53498156.7864 | 36513591.2839 | 163296894.3529 | 961560.8286 | 17759797.8658 | 17759797.8658 | 1478867.319 | 7985640.2162 | 0 | 182018253.0474 | 209242558.4484 | 5623413.2519 | 72.1739 | 2521.9389 | 2899.1431 | 51.4131 | 59.103
1 | 4900 | 707 | 0.045 | 15 | 15 | 7 | 7.4989e-09 | 5spot_SharedNeighbor | Water | Porous | Wet | R600a | MinimizeLCOE_Brownfield | IgnoreSilica | 2019 | 221.3212 | 162.2569 | 18.05 | 4 | 2521.4201 | 2898.4876 | 51.4026 | 59.0896 | 212.9635 | 0 | 210.6703 | 17488802.114 | 1525382.6061 | 19525235.9125 | 13819315.6197 | 0 | 373581.0773 | 0 | 20565603.7586 | 53507482.3945 | 36519956.203 | 163325359.6858 | 961560.8286 | 17759797.8658 | 17759797.8658 | 1478867.319 | 7985640.2162 | 0 | 182046718.3802 | 209271023.7813 | 7498942.0933 | 72.2001 | 2521.4201 | 2898.4876 | 51.4026 | 59.0896
1 | 4900 | 707 | 0.045 | 15 | 15 | 7 | 1e-08 | 5spot_SharedNeighbor | Water | Porous | Wet | R600a | MinimizeLCOE_Brownfield | IgnoreSilica | 2019 | 221.3749 | 162.2864 | 18.0548 | 4 | 2521.0306 | 2897.9987 | 51.3946 | 59.0796 | 212.9563 | 0 | 203.2522 | 17491069.8838 | 1525576.1384 | 19528067.0877 | 13822504.0647 | 0 | 371521.8448 | 0 | 20568108.2175 | 53513998.4829 | 36524403.5673 | 163345249.287 | 961560.8286 | 17759797.8658 | 17759797.8658 | 1478867.319 | 7985640.2162 | 0 | 182066607.9815 | 209290913.3825 | 10000000 | 72.2191 | 2521.0306 | 2897.9987 | 51.3946 | 59.0796
1 | 5000 | 707 | 0.045 | 15 | 15 | 7 | 1e-13 | 5spot_SharedNeighbor | Water | Porous | Wet | R600a | MinimizeLCOE_Brownfield | IgnoreSilica | 2019 | 0.99609 | 0.34144 | 0.029283 | 4 | 177625.0264 | 415943.1647 | 3621.1264 | 8479.564 | 150.0348 | 0 | 26.5085 | 220955.5214 | 19023.2286 | 141479.7692 | 74727.2132 | 0 | 57526.5867 | 0 | 200347.8044 | 521263.8901 | 355773.3159 | 1591097.3295 | 961560.8286 | 18253066.8284 | 18253066.8284 | 1478867.319 | 8182947.8012 | 0 | 20805724.9865 | 48720606.9351 | 100 | 0.11713 | 177625.0264 | 415943.1647 | 3621.1264 | 8479.564
1 | 5000 | 707 | 0.045 | 15 | 15 | 7 | 1.3335e-13 | 5spot_SharedNeighbor | Water | Porous | Wet | R600a | MinimizeLCOE_Brownfield | IgnoreSilica | 2019 | 1.2934 | 0.55929 | 0.053506 | 4 | 100162.8556 | 230590.9484 | 2041.9553 | 4700.9084 | 164.734 | 0 | 25.904 | 319018.1688 | 28812.6741 | 209191.7755 | 96626.6054 | 0 | 63997.7672 | 0 | 279882.3264 | 728196.4017 | 497009.0071 | 2222734.7261 | 961560.8286 | 18253066.8284 | 18253066.8284 | 1478867.319 | 8182947.8012 | 0 | 21437362.3831 | 49352244.3317 | 133.3521 | 0.21403 | 100162.8556 | 230590.9484 | 2041.9553 | 4700.9084
1 | 5000 | 707 | 0.045 | 15 | 15 | 7 | 1.7783e-13 | 5spot_SharedNeighbor | Water | Porous | Wet | R600a | MinimizeLCOE_Brownfield | IgnoreSilica | 2019 | 1.6514 | 0.8428 | 0.083652 | 4 | 66160.1232 | 149585.4907 | 1348.7636 | 3049.5026 | 176.7971 | 0 | 118.4853 | 424519.4189 | 38392.2826 | 290411.3578 | 120351.0047 | 0 | 70112.8795 | 0 | 368076.908 | 957660.6115 | 653623.0453 | 2923147.5083 | 961560.8286 | 18253066.8284 | 18253066.8284 | 1478867.319 | 8182947.8012 | 0 | 22137775.1653 | 50052657.114 | 177.8279 | 0.33461 | 66160.1232 | 149585.4907 | 1348.7636 | 3049.5026
1 | 5000 | 707 | 0.045 | 15 | 15 | 7 | 2.3714e-13 | 5spot_SharedNeighbor | Water | Porous | Wet | R600a | MinimizeLCOE_Brownfield | IgnoreSilica | 2019 | 2.1182 | 1.2196 | 0.12376 | 4 | 46433.2163 | 102823.44 | 946.6039 | 2096.1949 | 187.3171 | 0 | 149.6307 | 549475.647 | 49725.2166 | 390295.8048 | 150510.6429 | 0 | 77597.7564 | 0 | 474865.9765 | 1235503.8623 | 843256.7731 | 3771231.6798 | 961560.8286 | 18253066.8284 | 18253066.8284 | 1478867.319 | 8182947.8012 | 0 | 22985859.3368 | 50900741.2854 | 237.1374 | 0.49503 | 46433.2163 | 102823.44 | 946.6039 | 2096.1949
1 | 5000 | 707 | 0.045 | 15 | 15 | 7 | 3.1623e-13 | 5spot_SharedNeighbor | Water | Porous | Wet | R600a | MinimizeLCOE_Brownfield | IgnoreSilica | 2019 | 2.7016 | 1.6981 | 0.17508 | 4 | 34234.3414 | 74093.4343 | 697.9134 | 1510.4949 | 195.9427 | 0 | 193.8742 | 692659.779 | 62691.7792 | 508632.4545 | 187881.7061 | 0 | 85309.2912 | 0 | 599498.2539 | 1559771.4826 | 1064576.087 | 4761020.8335 | 961560.8286 | 18253066.8284 | 18253066.8284 | 1478867.319 | 8182947.8012 | 0 | 23975648.4905 | 51890530.4392 | 316.2278 | 0.70034 | 34234.3414 | 74093.4343 | 697.9134 | 1510.4949
1 | 5000 | 707 | 0.045 | 15 | 15 | 7 | 4.217e-13 | 5spot_SharedNeighbor | Water | Porous | Wet | R600a | MinimizeLCOE_Brownfield | IgnoreSilica | 2019 | 3.4406 | 2.3117 | 0.24124 | 4 | 26065.8771 | 54993.8285 | 531.3882 | 1121.1236 | 203.0384 | 0 | 249.0658 | 859804.3761 | 77801.6287 | 650997.0657 | 235111.4966 | 0 | 93600.5226 | 0 | 747752.885 | 1945499.6214 | 1327843.4677 | 5938411.0637 | 961560.8286 | 18253066.8284 | 18253066.8284 | 1478867.319 | 8182947.8012 | 0 | 25153038.7207 | 53067920.6693 | 421.6965 | 0.96498 | 26065.8771 | 54993.8285 | 531.3882 | 1121.1236
1 | 5000 | 707 | 0.045 | 15 | 15 | 7 | 5.6234e-13 | 5spot_SharedNeighbor | Water | Porous | Wet | R600a | MinimizeLCOE_Brownfield | IgnoreSilica | 2019 | 4.4332 | 3.1439 | 0.3308 | 4 | 20137.2927 | 41233.5525 | 410.5259 | 840.6017 | 209.0925 | 0 | 38.2696 | 1066906.5496 | 96485.6464 | 832542.6389 | 298738.0944 | 0 | 104657.5239 | 0 | 935738.8767 | 2434600.6109 | 1661664.943 | 7431334.8838 | 961560.8286 | 18253066.8284 | 18253066.8284 | 1478867.319 | 8182947.8012 | 0 | 26645962.5408 | 54560844.4894 | 562.3413 | 1.3232 | 20137.2927 | 41233.5525 | 410.5259 | 840.6017
1 | 5000 | 707 | 0.045 | 15 | 15 | 7 | 7.4989e-13 | 5spot_SharedNeighbor | Water | Porous | Wet | R600a | MinimizeLCOE_Brownfield | IgnoreSilica | 2019 | 5.7025 | 4.2139 | 0.44643 | 4 | 15926.1454 | 31558.3244 | 324.676 | 643.3591 | 213.9006 | 0 | 48.795 | 1310874.702 | 118445.31 | 1052407.1955 | 380041.9641 | 0 | 116740.3756 | 0 | 1161618.7234 | 3022293.6375 | 2062777.5095 | 9225199.4175 | 961560.8286 | 18253066.8284 | 18253066.8284 | 1478867.319 | 8182947.8012 | 0 | 28439827.0745 | 56354709.0232 | 749.8942 | 1.7857 | 15926.1454 | 31558.3244 | 324.676 | 643.3591
1 | 5000 | 707 | 0.045 | 15 | 15 | 7 | 1e-12 | 5spot_SharedNeighbor | Water | Porous | Wet | R600a | MinimizeLCOE_Brownfield | IgnoreSilica | 2019 | 7.381 | 5.6286 | 0.59923 | 4 | 12795.411 | 24441.6451 | 260.8518 | 498.276 | 217.6761 | 0 | 50.1896 | 1607192.9373 | 145050.1419 | 1326647.5756 | 487563.2651 | 0 | 131893.1012 | 0 | 1442355.3382 | 3752712.7221 | 2561303.5434 | 11454718.6246 | 961560.8286 | 18253066.8284 | 18253066.8284 | 1478867.319 | 8182947.8012 | 0 | 30669346.2817 | 58584228.2303 | 1000 | 2.3969 | 12795.411 | 24441.6451 | 260.8518 | 498.276
1 | 5000 | 707 | 0.045 | 15 | 15 | 7 | 1.3335e-12 | 5spot_SharedNeighbor | Water | Porous | Wet | R600a | MinimizeLCOE_Brownfield | IgnoreSilica | 2019 | 9.6079 | 7.5283 | 0.8048 | 4 | 10399.6848 | 19071.0665 | 212.0116 | 388.7895 | 220.9958 | 0 | 41.4818 | 1972930.0051 | 177796.4889 | 1674132.6991 | 630574.6128 | 0 | 149936.9888 | 0 | 1796094.6099 | 4673069.7453 | 3189466.1232 | 14264001.273 | 961560.8286 | 18253066.8284 | 18253066.8284 | 1478867.319 | 8182947.8012 | 0 | 33478628.93 | 61393510.8787 | 1333.5214 | 3.2192 | 10399.6848 | 19071.0665 | 212.0116 | 388.7895
1 | 5000 | 707 | 0.045 | 15 | 15 | 7 | 1.7783e-12 | 5spot_SharedNeighbor | Water | Porous | Wet | R600a | MinimizeLCOE_Brownfield | IgnoreSilica | 2019 | 12.5379 | 10.024 | 1.075 | 4 | 8594.4338 | 15086.4598 | 175.2092 | 307.5579 | 223.4966 | 0 | 41.9333 | 2414941.4253 | 217252.1101 | 2105063.0357 | 818707.2246 | 0 | 171800.7253 | 0 | 2233828.1632 | 5811962.6594 | 3966783.9389 | 17740339.2825 | 961560.8286 | 18253066.8284 | 18253066.8284 | 1478867.319 | 8182947.8012 | 0 | 36954966.9395 | 64869848.8881 | 1778.2794 | 4.2999 | 8594.4338 | 15086.4598 | 175.2092 | 307.5579
1 | 5000 | 707 | 0.045 | 15 | 15 | 7 | 2.3714e-12 | 5spot_SharedNeighbor | Water | Porous | Wet | R600a | MinimizeLCOE_Brownfield | IgnoreSilica | 2019 | 16.4212 | 13.3341 | 1.4334 | 4 | 7203.8837 | 12072.6507 | 146.8609 | 246.1173 | 225.4454 | 0 | 41.1577 | 2954794.8782 | 265284.111 | 2644872.8784 | 1068109.1216 | 0 | 198596.9683 | 0 | 2781346.6034 | 7236493.3295 | 4939055.3924 | 22088553.2828 | 961560.8286 | 18253066.8284 | 18253066.8284 | 1478867.319 | 8182947.8012 | 0 | 41303180.9398 | 69218062.8885 | 2371.3737 | 5.7335 | 7203.8837 | 12072.6507 | 146.8609 | 246.1173
1 | 5000 | 707 | 0.045 | 15 | 15 | 7 | 3.1623e-12 | 5spot_SharedNeighbor | Water | Porous | Wet | R600a | MinimizeLCOE_Brownfield | IgnoreSilica | 2019 | 21.5562 | 17.7144 | 1.9078 | 4 | 6124.2567 | 9782.282 | 124.8513 | 199.4251 | 226.9581 | 0 | 51.9332 | 3613016.918 | 323642.2623 | 3319671.2453 | 1397945.3297 | 0 | 231143.2231 | 0 | 3465313.4016 | 9016034.6374 | 6153628.901 | 27520395.9184 | 961560.8286 | 18253066.8284 | 18253066.8284 | 1478867.319 | 8182947.8012 | 0 | 46735023.5754 | 74649905.524 | 3162.2777 | 7.6311 | 6124.2567 | 9782.282 | 124.8513 | 199.4251
1 | 5000 | 707 | 0.045 | 15 | 15 | 7 | 4.217e-12 | 5spot_SharedNeighbor | Water | Porous | Wet | R600a | MinimizeLCOE_Brownfield | IgnoreSilica | 2019 | 28.358 | 23.5193 | 2.5365 | 4 | 5276.9926 | 8028.3451 | 107.5786 | 163.6687 | 228.127 | 0 | 35.9885 | 4417148.4758 | 394669.907 | 4164603.772 | 1834962.8723 | 0 | 271041.4008 | 0 | 4322146.3068 | 11245338.0963 | 7675174.3193 | 34325085.1503 | 961560.8286 | 18253066.8284 | 18253066.8284 | 1478867.319 | 8182947.8012 | 0 | 53539712.8073 | 81454594.7559 | 4216.965 | 10.1459 | 5276.9926 | 8028.3451 | 107.5786 | 163.6687
1 | 5000 | 707 | 0.045 | 15 | 15 | 7 | 5.6234e-12 | 5spot_SharedNeighbor | Water | Porous | Wet | R600a | MinimizeLCOE_Brownfield | IgnoreSilica | 2019 | 37.2884 | 31.1426 | 3.3623 | 4 | 4609.669 | 6685.2399 | 93.9743 | 136.2877 | 229.0183 | 0 | 59.3459 | 5391366.3763 | 480380.1192 | 5213359.8404 | 2408744.8363 | 0 | 319026.7174 | 0 | 5387022.377 | 14015927.1947 | 9566158.3089 | 42781985.7702 | 961560.8286 | 18253066.8284 | 18253066.8284 | 1478867.319 | 8182947.8012 | 0 | 61996613.4272 | 89911495.3758 | 5623.4133 | 13.4493 | 4609.669 | 6685.2399 | 93.9743 | 136.2877
1 | 5000 | 707 | 0.045 | 15 | 15 | 7 | 7.4989e-12 | 5spot_SharedNeighbor | Water | Porous | Wet | R600a | MinimizeLCOE_Brownfield | IgnoreSilica | 2019 | 48.9279 | 41.0728 | 4.4381 | 4 | 4080.6344 | 5653.0862 | 83.1893 | 115.2458 | 229.6717 | 0 | 55.4865 | 6563495.6695 | 583074.8006 | 6505442.483 | 3156486.1398 | 0 | 376614.9345 | 0 | 6702194.4707 | 17437735.2037 | 11901612.5861 | 53226656.288 | 961560.8286 | 18253066.8284 | 18253066.8284 | 1478867.319 | 8182947.8012 | 0 | 72441283.945 | 100356165.8936 | 7498.9421 | 17.7525 | 4080.6344 | 5653.0862 | 83.1893 | 115.2458
1 | 5000 | 707 | 0.045 | 15 | 15 | 7 | 1e-11 | 5spot_SharedNeighbor | Water | Porous | Wet | R600a | MinimizeLCOE_Brownfield | IgnoreSilica | 2019 | 63.8654 | 53.7592 | 5.8117 | 4 | 3662.1172 | 4862.9263 | 74.6572 | 99.1373 | 230.023 | 0 | 60.0956 | 7949269.6861 | 703968.5521 | 8068553.4968 | 4115203.7804 | 0 | 445603.9426 | 0 | 8300213.7886 | 21595453.67 | 14739340.872 | 65917607.7887 | 961560.8286 | 18253066.8284 | 18253066.8284 | 1478867.319 | 8182947.8012 | 0 | 85132235.4457 | 113047117.3943 | 10000 | 23.2467 | 3662.1172 | 4862.9263 | 74.6572 | 99.1373
1 | 5000 | 707 | 0.045 | 15 | 15 | 7 | 1.3335e-11 | 5spot_SharedNeighbor | Water | Porous | Wet | R600a | MinimizeLCOE_Brownfield | IgnoreSilica | 2019 | 82.4648 | 69.3227 | 7.4933 | 4 | 3337.1198 | 4268.4456 | 68.0317 | 87.018 | 229.8517 | 0 | 59.6014 | 9527992.0193 | 841103.4207 | 9888584.5043 | 5305133.9175 | 0 | 527970.6888 | 0 | 10175405.9748 | 26474319.0836 | 18069266.7674 | 80809776.3765 | 961560.8286 | 18253066.8284 | 18253066.8284 | 1478867.319 | 8182947.8012 | 0 | 100024404.0336 | 127939285.9822 | 13335.2143 | 29.9733 | 3337.1198 | 4268.4456 | 68.0317 | 87.018
1 | 5000 | 707 | 0.045 | 15 | 15 | 7 | 1.7783e-11 | 5spot_SharedNeighbor | Water | Porous | Wet | R600a | MinimizeLCOE_Brownfield | IgnoreSilica | 2019 | 104.7279 | 87.3702 | 9.4335 | 4 | 3092.5718 | 3832.3499 | 63.0463 | 78.1276 | 228.8768 | 0 | 68.4403 | 11237559.1213 | 988987.464 | 11899378.7021 | 6720060.9103 | 0 | 627341.0065 | 0 | 12274597.6097 | 31935985.1141 | 21796966.0593 | 97480875.9873 | 961560.8286 | 18253066.8284 | 18253066.8284 | 1478867.319 | 8182947.8012 | 0 | 116695503.6443 | 144610385.5929 | 17782.7941 | 37.7341 | 3092.5718 | 3832.3499 | 63.0463 | 78.1276
1 | 5000 | 707 | 0.045 | 15 | 15 | 7 | 2.3714e-11 | 5spot_SharedNeighbor | Water | Porous | Wet | R600a | MinimizeLCOE_Brownfield | IgnoreSilica | 2019 | 129.922 | 106.748 | 11.4987 | 4 | 2917.3887 | 3524.305 | 59.4749 | 71.8477 | 226.9358 | 0 | 71.6982 | 12965146.5964 | 1137858.9915 | 13967594.2616 | 8304237.726 | 0 | 744996.3468 | 0 | 14476735.2298 | 37665495.4811 | 25707474.6144 | 114969539.2477 | 961560.8286 | 18253066.8284 | 18253066.8284 | 1478867.319 | 8182947.8012 | 0 | 134184166.9047 | 162099048.8534 | 23713.7371 | 45.9946 | 2917.3887 | 3524.305 | 59.4749 | 71.8477
1 | 5000 | 707 | 0.045 | 15 | 15 | 7 | 3.1623e-11 | 5spot_SharedNeighbor | Water | Porous | Wet | R600a | MinimizeLCOE_Brownfield | IgnoreSilica | 2019 | 156.6453 | 126.1478 | 13.5463 | 4 | 2794.8482 | 3310.025 | 56.9768 | 67.4793 | 224.404 | 0 | 66.6618 | 14607905.7257 | 1278946.148 | 15963841.1135 | 9966545.0289 | 0 | 873610.8575 | 0 | 16649431.0607 | 43318404.352 | 29565701.0744 | 132224385.3607 | 961560.8286 | 18253066.8284 | 18253066.8284 | 1478867.319 | 8182947.8012 | 0 | 151439013.0177 | 179353894.9663 | 31622.7766 | 54.1851 | 2794.8482 | 3310.025 | 56.9768 | 67.4793
1 | 5000 | 707 | 0.045 | 15 | 15 | 7 | 4.217e-11 | 5spot_SharedNeighbor | Water | Porous | Wet | R600a | MinimizeLCOE_Brownfield | IgnoreSilica | 2019 | 183.1421 | 144.145 | 15.4235 | 4 | 2712.9252 | 3165.3972 | 55.3067 | 64.5309 | 221.5491 | 0 | 79.5606 | 16069176.7398 | 1404093.934 | 17761240.2114 | 11594995.3681 | 0 | 1005468.8227 | 0 | 18655640.2796 | 48538149.2096 | 33128284.1948 | 148157048.7601 | 961560.8286 | 18253066.8284 | 18253066.8284 | 1478867.319 | 8182947.8012 | 0 | 167371676.4171 | 195286558.3657 | 42169.6503 | 61.6942 | 2712.9252 | 3165.3972 | 55.3067 | 64.5309
1 | 5000 | 707 | 0.045 | 15 | 15 | 7 | 5.6234e-11 | 5spot_SharedNeighbor | Water | Porous | Wet | R600a | MinimizeLCOE_Brownfield | IgnoreSilica | 2019 | 195.4218 | 151.9862 | 16.3609 | 4 | 2658.6923 | 3085.2405 | 54.201 | 62.8968 | 220.0778 | 0 | 73.266 | 16689577.7663 | 1457133.387 | 18530062.4716 | 12342064.8391 | 0 | 954460.8693 | 0 | 19489586.74 | 50707906.8334 | 34609188.3571 | 154779981.2637 | 961560.8286 | 18253066.8284 | 18253066.8284 | 1478867.319 | 8182947.8012 | 0 | 173994608.9207 | 201909490.8693 | 56234.1325 | 65.4437 | 2658.6923 | 3085.2405 | 54.201 | 62.8968
1 | 5000 | 707 | 0.045 | 15 | 15 | 7 | 7.4989e-11 | 5spot_SharedNeighbor | Water | Porous | Wet | R600a | MinimizeLCOE_Brownfield | IgnoreSilica | 2019 | 202.5124 | 156.3565 | 16.9543 | 4 | 2617.2271 | 3028.8464 | 53.3557 | 61.7471 | 219.1839 | 0 | 87.2784 | 17031450.0964 | 1486337.9504 | 18955110.5046 | 12771000.4011 | 0 | 858951.4328 | 0 | 19930111.6503 | 51854062.2861 | 35391463.0047 | 158278487.3265 | 961560.8286 | 18253066.8284 | 18253066.8284 | 1478867.319 | 8182947.8012 | 0 | 177493114.9835 | 205407996.9322 | 74989.4209 | 67.8172 | 2617.2271 | 3028.8464 | 53.3557 | 61.7471
1 | 5000 | 707 | 0.045 | 15 | 15 | 7 | 1e-10 | 5spot_SharedNeighbor | Water | Porous | Wet | R600a | MinimizeLCOE_Brownfield | IgnoreSilica | 2019 | 208.083 | 159.7106 | 17.4195 | 4 | 2585.4182 | 2986.0454 | 52.7072 | 60.8746 | 218.4623 | 0 | 114.3228 | 17292013.3185 | 1508585.9702 | 19279714.7364 | 13106798.9222 | 0 | 772470.4599 | 0 | 20264237.5288 | 52723389.2832 | 35984796.5431 | 160932006.7623 | 961560.8286 | 18253066.8284 | 18253066.8284 | 1478867.319 | 8182947.8012 | 0 | 180146634.4193 | 208061516.368 | 100000 | 69.6779 | 2585.4182 | 2986.0454 | 52.7072 | 60.8746
1 | 5000 | 707 | 0.045 | 15 | 15 | 7 | 1.3335e-10 | 5spot_SharedNeighbor | Water | Porous | Wet | R600a | MinimizeLCOE_Brownfield | IgnoreSilica | 2019 | 212.4519 | 162.2917 | 17.7825 | 4 | 2561.0827 | 2953.5325 | 52.2111 | 60.2118 | 217.8847 | 0 | 150.3663 | 17491480.6906 | 1525611.1967 | 19528579.9599 | 13369437.7135 | 0 | 697529.3554 | 0 | 20518929.1773 | 53386044.7082 | 36437072.4869 | 162954685.2886 | 961560.8286 | 18253066.8284 | 18253066.8284 | 1478867.319 | 8182947.8012 | 0 | 182169312.9456 | 210084194.8942 | 133352.1432 | 71.1298 | 2561.0827 | 2953.5325 | 52.2111 | 60.2118
1 | 5000 | 707 | 0.045 | 15 | 15 | 7 | 1.7783e-10 | 5spot_SharedNeighbor | Water | Porous | Wet | R600a | MinimizeLCOE_Brownfield | IgnoreSilica | 2019 | 215.6844 | 164.1712 | 18.0543 | 4 | 2542.5056 | 2929.0461 | 51.8324 | 59.7126 | 217.4503 | 0 | 185.1029 | 17636167.8596 | 1537957.4321 | 19709298.9076 | 13562980.7869 | 0 | 632255.4503 | 0 | 20700677.5702 | 53858916.7448 | 36759817.3684 | 164398072.1198 | 961560.8286 | 18253066.8284 | 18253066.8284 | 1478867.319 | 8182947.8012 | 0 | 183612699.7768 | 211527581.7254 | 177827.941 | 72.2172 | 2542.5056 | 2929.0461 | 51.8324 | 59.7126
1 | 5000 | 707 | 0.045 | 15 | 15 | 7 | 2.3714e-10 | 5spot_SharedNeighbor | Water | Porous | Wet | R600a | MinimizeLCOE_Brownfield | IgnoreSilica | 2019 | 218.1398 | 165.5828 | 18.2612 | 4 | 2528.3622 | 2910.5239 | 51.5441 | 59.335 | 217.1165 | 0 | 182.1161 | 17744530.3248 | 1547202.2498 | 19844756.4747 | 13709856.5233 | 0 | 578018.1835 | 0 | 20835501.8649 | 54209701.9034 | 36999235.447 | 165468802.9714 | 961560.8286 | 18253066.8284 | 18253066.8284 | 1478867.319 | 8182947.8012 | 0 | 184683430.6284 | 212598312.5771 | 237137.3706 | 73.0447 | 2528.3622 | 2910.5239 | 51.5441 | 59.335
1 | 5000 | 707 | 0.045 | 15 | 15 | 7 | 3.1623e-10 | 5spot_SharedNeighbor | Water | Porous | Wet | R600a | MinimizeLCOE_Brownfield | IgnoreSilica | 2019 | 219.9593 | 166.6193 | 18.4159 | 4 | 2517.6166 | 2896.5684 | 51.325 | 59.0505 | 216.867 | 0 | 200.4257 | 17823938.2699 | 1553975.8669 | 19944078.803 | 13818559.9027 | 0 | 533328.0219 | 0 | 20932813.5371 | 54462886.913 | 37172039.4185 | 166241620.7328 | 961560.8286 | 18253066.8284 | 18253066.8284 | 1478867.319 | 8182947.8012 | 0 | 185456248.3899 | 213371130.3385 | 316227.766 | 73.6634 | 2517.6166 | 2896.5684 | 51.325 | 59.0505
1 | 5000 | 707 | 0.045 | 15 | 15 | 7 | 4.217e-10 | 5spot_SharedNeighbor | Water | Porous | Wet | R600a | MinimizeLCOE_Brownfield | IgnoreSilica | 2019 | 221.2823 | 167.3678 | 18.53 | 4 | 2509.4684 | 2886.085 | 51.1589 | 58.8367 | 216.6843 | 0 | 208.9044 | 17881189.3064 | 1558858.9544 | 20015718.4679 | 13897523.2313 | 0 | 496865.6326 | 0 | 21001560.6811 | 54641752.8798 | 37294119.1162 | 166787588.2698 | 961560.8286 | 18253066.8284 | 18253066.8284 | 1478867.319 | 8182947.8012 | 0 | 186002215.9268 | 213917097.8754 | 421696.5034 | 74.1202 | 2509.4684 | 2886.085 | 51.1589 | 58.8367
1 | 5000 | 707 | 0.045 | 15 | 15 | 7 | 5.6234e-10 | 5spot_SharedNeighbor | Water | Porous | Wet | R600a | MinimizeLCOE_Brownfield | IgnoreSilica | 2019 | 222.6512 | 168.1403 | 18.6368 | 4 | 2503.1866 | 2877.6463 | 51.0308 | 58.6647 | 216.4958 | 0 | 200.5961 | 17940200.2184 | 1563891.6987 | 20089587.2977 | 13979230.7802 | 0 | 471969.5795 | 0 | 21077503.0341 | 54839339.3043 | 37428975.9109 | 167390697.8238 | 961560.8286 | 18253066.8284 | 18253066.8284 | 1478867.319 | 8182947.8012 | 0 | 186605325.4808 | 214520207.4295 | 562341.3252 | 74.5471 | 2503.1866 | 2877.6463 | 51.0308 | 58.6647
1 | 5000 | 707 | 0.045 | 15 | 15 | 7 | 7.4989e-10 | 5spot_SharedNeighbor | Water | Porous | Wet | R600a | MinimizeLCOE_Brownfield | IgnoreSilica | 2019 | 221.0458 | 167.2241 | 18.5747 | 4 | 2498.5277 | 2874.2389 | 50.9359 | 58.5952 | 216.7097 | 0 | 188.0877 | 17870205.8262 | 1557922.1784 | 20001972.5609 | 13883249.6676 | 0 | 419067.775 | 0 | 20955643.0232 | 54522284.5528 | 37212579.5282 | 166422925.1123 | 961560.8286 | 18253066.8284 | 18253066.8284 | 1478867.319 | 8182947.8012 | 0 | 185637552.7693 | 213552434.7179 | 749894.2093 | 74.2988 | 2498.5277 | 2874.2389 | 50.9359 | 58.5952
1 | 5000 | 707 | 0.045 | 15 | 15 | 7 | 1e-09 | 5spot_SharedNeighbor | Water | Porous | Wet | R600a | MinimizeLCOE_Brownfield | IgnoreSilica | 2019 | 223.8498 | 168.8098 | 18.7434 | 4 | 2495.166 | 2867.4961 | 50.8673 | 58.4578 | 216.3278 | 0 | 192.4959 | 17991286.8273 | 1568248.253 | 20153558.6839 | 14050690.2184 | 0 | 431531.0595 | 0 | 21136172.8664 | 54991986.1732 | 37533160.5355 | 167856634.6171 | 961560.8286 | 18253066.8284 | 18253066.8284 | 1478867.319 | 8182947.8012 | 0 | 187071262.2741 | 214986144.2227 | 1000000 | 74.9735 | 2495.166 | 2867.4961 | 50.8673 | 58.4578
1 | 5000 | 707 | 0.045 | 15 | 15 | 7 | 1.3335e-09 | 5spot_SharedNeighbor | Water | Porous | Wet | R600a | MinimizeLCOE_Brownfield | IgnoreSilica | 2019 | 224.2371 | 169.0254 | 18.7778 | 4 | 2492.5672 | 2864.2144 | 50.8144 | 58.3909 | 216.2733 | 0 | 196.8022 | 18007726.7599 | 1569650.1425 | 20174149.3486 | 14073775.3128 | 0 | 417970.8009 | 0 | 21154876.2222 | 55040648.4685 | 37566373.552 | 168005170.6074 | 961560.8286 | 18253066.8284 | 18253066.8284 | 1478867.319 | 8182947.8012 | 0 | 187219798.2644 | 215134680.2131 | 1333521.4322 | 75.1112 | 2492.5672 | 2864.2144 | 50.8144 | 58.3909
1 | 5000 | 707 | 0.045 | 15 | 15 | 7 | 1.7783e-09 | 5spot_SharedNeighbor | Water | Porous | Wet | R600a | MinimizeLCOE_Brownfield | IgnoreSilica | 2019 | 224.5077 | 169.1757 | 18.8026 | 4 | 2490.6109 | 2861.7683 | 50.7745 | 58.341 | 216.2351 | 0 | 192.8761 | 18019183.5088 | 1570627.078 | 20188499.9311 | 14089901.266 | 0 | 407341.3349 | 0 | 21167465.7163 | 55073403.7496 | 37588729.7044 | 168105152.2891 | 961560.8286 | 18253066.8284 | 18253066.8284 | 1478867.319 | 8182947.8012 | 0 | 187319779.9461 | 215234661.8948 | 1778279.41 | 75.2104 | 2490.6109 | 2861.7683 | 50.7745 | 58.341
1 | 5000 | 707 | 0.045 | 15 | 15 | 7 | 2.3714e-09 | 5spot_SharedNeighbor | Water | Porous | Wet | R600a | MinimizeLCOE_Brownfield | IgnoreSilica | 2019 | 223.346 | 168.5203 | 18.7485 | 4 | 2488.9892 | 2861.2165 | 50.7414 | 58.3298 | 216.3925 | 0 | 294.1811 | 17969202.8197 | 1566365.0187 | 20125902.2638 | 14020523.9392 | 0 | 380441.4625 | 0 | 21084349.8466 | 54857153.3059 | 37441134.3331 | 167445072.9897 | 961560.8286 | 18253066.8284 | 18253066.8284 | 1478867.319 | 8182947.8012 | 0 | 186659700.6467 | 214574582.5953 | 2371373.7057 | 74.9942 | 2488.9892 | 2861.2165 | 50.7414 | 58.3298
1 | 5000 | 707 | 0.045 | 15 | 15 | 7 | 3.1623e-09 | 5spot_SharedNeighbor | Water | Porous | Wet | R600a | MinimizeLCOE_Brownfield | IgnoreSilica | 2019 | 224.454 | 169.1435 | 18.8142 | 4 | 2487.8444 | 2858.7724 | 50.7181 | 58.2799 | 216.2411 | 0 | 199.7879 | 18016732.8815 | 1570418.1105 | 20185430.2193 | 14086664.3741 | 0 | 386469.8871 | 0 | 21155829.0343 | 55043127.4899 | 37568065.5351 | 168012737.5318 | 961560.8286 | 18253066.8284 | 18253066.8284 | 1478867.319 | 8182947.8012 | 0 | 187227365.1888 | 215142247.1374 | 3162277.6602 | 75.2569 | 2487.8444 | 2858.7724 | 50.7181 | 58.2799
1 | 5000 | 707 | 0.045 | 15 | 15 | 7 | 4.217e-09 | 5spot_SharedNeighbor | Water | Porous | Wet | R600a | MinimizeLCOE_Brownfield | IgnoreSilica | 2019 | 224.564 | 169.2046 | 18.8246 | 4 | 2486.9961 | 2857.7204 | 50.7008 | 58.2585 | 216.2255 | 0 | 199.4859 | 18021389.0719 | 1570815.148 | 20191262.71 | 14093221.416 | 0 | 381627.0379 | 0 | 21160742.9997 | 55055912.6199 | 37576791.649 | 168051762.6524 | 961560.8286 | 18253066.8284 | 18253066.8284 | 1478867.319 | 8182947.8012 | 0 | 187266390.3094 | 215181272.258 | 4216965.0343 | 75.2982 | 2486.9961 | 2857.7204 | 50.7008 | 58.2585
1 | 5000 | 707 | 0.045 | 15 | 15 | 7 | 5.6234e-09 | 5spot_SharedNeighbor | Water | Porous | Wet | R600a | MinimizeLCOE_Brownfield | IgnoreSilica | 2019 | 224.6346 | 169.2437 | 18.8317 | 4 | 2486.359 | 2856.9433 | 50.6878 | 58.2427 | 216.2155 | 0 | 196.8784 | 18024367.3571 | 1571069.1076 | 20194993.4925 | 14097424.9584 | 0 | 377813.8948 | 0 | 21163610.8361 | 55063374.1419 | 37581884.2911 | 168074538.0795 | 961560.8286 | 18253066.8284 | 18253066.8284 | 1478867.319 | 8182947.8012 | 0 | 187289165.7365 | 215204047.6851 | 5623413.2519 | 75.3267 | 2486.359 | 2856.9433 | 50.6878 | 58.2427
1 | 5000 | 707 | 0.045 | 15 | 15 | 7 | 7.4989e-09 | 5spot_SharedNeighbor | Water | Porous | Wet | R600a | MinimizeLCOE_Brownfield | IgnoreSilica | 2019 | 224.6929 | 169.2761 | 18.8373 | 4 | 2485.8807 | 2856.3542 | 50.678 | 58.2306 | 216.2073 | 0 | 190.9746 | 18026832.4735 | 1571279.3082 | 20198081.5009 | 14100901.3601 | 0 | 375009.9807 | 0 | 21166120.8031 | 55069904.5613 | 37586341.4365 | 168094471.4242 | 961560.8286 | 18253066.8284 | 18253066.8284 | 1478867.319 | 8182947.8012 | 0 | 187309099.0812 | 215223981.0299 | 7498942.0933 | 75.3492 | 2485.8807 | 2856.3542 | 50.678 | 58.2306
1 | 5000 | 707 | 0.045 | 15 | 15 | 7 | 1e-08 | 5spot_SharedNeighbor | Water | Porous | Wet | R600a | MinimizeLCOE_Brownfield | IgnoreSilica | 2019 | 224.7318 | 169.2976 | 18.8413 | 4 | 2485.5217 | 2855.9174 | 50.6707 | 58.2217 | 216.2017 | 0 | 194.5849 | 18028472.7758 | 1571419.1764 | 20200136.3052 | 14103218.3843 | 0 | 372835.4228 | 0 | 21167672.0051 | 55073940.4707 | 37589096.0276 | 168106790.5678 | 961560.8286 | 18253066.8284 | 18253066.8284 | 1478867.319 | 8182947.8012 | 0 | 187321418.2248 | 215236300.1734 | 10000000 | 75.365 | 2485.5217 | 2855.9174 | 50.6707 | 58.2217
1 | 5100 | 707 | 0.045 | 15 | 15 | 7 | 1e-13 | 5spot_SharedNeighbor | Water | Porous | Wet | R600a | MinimizeLCOE_Brownfield | IgnoreSilica | 2019 | 1.035 | 0.37216 | 0.033597 | 4 | 159337.1441 | 372255.8354 | 3248.3032 | 7588.9387 | 153.9037 | 0 | 29.4898 | 239165.7193 | 21351.4424 | 151129.5931 | 78426.2029 | 0 | 58542.9713 | 0 | 213960.2123 | 556680.5831 | 379945.9366 | 1699202.6609 | 961560.8286 | 18752195.8818 | 18752195.8818 | 1478867.319 | 8382599.4226 | 0 | 21412959.3713 | 50026621.9947 | 100 | 0.13439 | 159337.1441 | 372255.8354 | 3248.3032 | 7588.9387
1 | 5100 | 707 | 0.045 | 15 | 15 | 7 | 1.3335e-13 | 5spot_SharedNeighbor | Water | Porous | Wet | R600a | MinimizeLCOE_Brownfield | IgnoreSilica | 2019 | 1.325 | 0.60148 | 0.058283 | 4 | 94535.7836 | 217272.693 | 1927.2398 | 4429.3977 | 168.0011 | 0 | 27.4393 | 335584.2639 | 30317.46 | 221723.8022 | 99304.4502 | 0 | 63856.4191 | 0 | 292806.6942 | 761822.9554 | 519959.821 | 2325375.8659 | 961560.8286 | 18752195.8818 | 18752195.8818 | 1478867.319 | 8382599.4226 | 0 | 22039132.5764 | 50652795.1998 | 133.3521 | 0.23313 | 94535.7836 | 217272.693 | 1927.2398 | 4429.3977
1 | 5100 | 707 | 0.045 | 15 | 15 | 7 | 1.7783e-13 | 5spot_SharedNeighbor | Water | Porous | Wet | R600a | MinimizeLCOE_Brownfield | IgnoreSilica | 2019 | 1.6903 | 0.89885 | 0.090092 | 4 | 63152.7568 | 142553.6316 | 1287.4544 | 2906.1486 | 180.2116 | 0 | 115.2113 | 444022.3375 | 40162.1107 | 305761.1317 | 123446.7922 | 0 | 69600.3887 | 0 | 383367.1767 | 997442.7543 | 680775.1752 | 3044577.867 | 961560.8286 | 18752195.8818 | 18752195.8818 | 1478867.319 | 8382599.4226 | 0 | 22758334.5774 | 51371997.2008 | 177.8279 | 0.36037 | 63152.7568 | 142553.6316 | 1287.4544 | 2906.1486
1 | 5100 | 707 | 0.045 | 15 | 15 | 7 | 2.3714e-13 | 5spot_SharedNeighbor | Water | Porous | Wet | R600a | MinimizeLCOE_Brownfield | IgnoreSilica | 2019 | 2.1765 | 1.3029 | 0.1332 | 4 | 44389.5438 | 98092.6753 | 904.9409 | 1999.7519 | 191.0437 | 0 | 153.1117 | 575470.151 | 52080.8165 | 411496.9017 | 154920.7675 | 0 | 77324.2248 | 0 | 495804.216 | 1289980.8666 | 880438.4479 | 3937516.392 | 961560.8286 | 18752195.8818 | 18752195.8818 | 1478867.319 | 8382599.4226 | 0 | 23651273.1025 | 52264935.7259 | 237.1374 | 0.53281 | 44389.5438 | 98092.6753 | 904.9409 | 1999.7519
1 | 5100 | 707 | 0.045 | 15 | 15 | 7 | 3.1623e-13 | 5spot_SharedNeighbor | Water | Porous | Wet | R600a | MinimizeLCOE_Brownfield | IgnoreSilica | 2019 | 2.76 | 1.796 | 0.18652 | 4 | 33040.5754 | 71393.2493 | 673.5768 | 1455.448 | 199.5776 | 0 | 195.2252 | 720384.6172 | 65200.0604 | 531955.5995 | 192422.5052 | 0 | 83941.1882 | 0 | 621622.5485 | 1617334.3589 | 1103863.9328 | 4936724.8106 | 961560.8286 | 18752195.8818 | 18752195.8818 | 1478867.319 | 8382599.4226 | 0 | 24650481.5211 | 53264144.1445 | 316.2278 | 0.74607 | 33040.5754 | 71393.2493 | 673.5768 | 1455.448
1 | 5100 | 707 | 0.045 | 15 | 15 | 7 | 4.217e-13 | 5spot_SharedNeighbor | Water | Porous | Wet | R600a | MinimizeLCOE_Brownfield | IgnoreSilica | 2019 | 3.5379 | 2.4626 | 0.2585 | 4 | 25057.2781 | 52730.388 | 510.8265 | 1074.9803 | 206.9541 | 0 | 255.6128 | 898796.459 | 81322.498 | 684773.675 | 242621.6007 | 0 | 92698.923 | 0 | 780083.1308 | 2029616.2892 | 1385254.8218 | 6195167.3976 | 961560.8286 | 18752195.8818 | 18752195.8818 | 1478867.319 | 8382599.4226 | 0 | 25908924.108 | 54522586.7315 | 421.6965 | 1.034 | 25057.2781 | 52730.388 | 510.8265 | 1074.9803
1 | 5100 | 707 | 0.045 | 15 | 15 | 7 | 5.6234e-13 | 5spot_SharedNeighbor | Water | Porous | Wet | R600a | MinimizeLCOE_Brownfield | IgnoreSilica | 2019 | 4.5259 | 3.3164 | 0.35115 | 4 | 19514.7966 | 39886.4362 | 397.8355 | 813.139 | 212.9057 | 0 | 36.1197 | 1107712.6325 | 100162.2916 | 868896.8978 | 306153.6966 | 0 | 101985.1917 | 0 | 969115.177 | 2521438.8976 | 1720933.858 | 7696398.6427 | 961560.8286 | 18752195.8818 | 18752195.8818 | 1478867.319 | 8382599.4226 | 0 | 27410155.3532 | 56023817.9766 | 562.3413 | 1.4046 | 19514.7966 | 39886.4362 | 397.8355 | 813.139
1 | 5100 | 707 | 0.045 | 15 | 15 | 7 | 7.4989e-13 | 5spot_SharedNeighbor | Water | Porous | Wet | R600a | MinimizeLCOE_Brownfield | IgnoreSilica | 2019 | 5.8365 | 4.4562 | 0.4748 | 4 | 15421.7591 | 30487.8838 | 314.3934 | 621.5367 | 217.8227 | 0 | 31.697 | 1363459.1987 | 123171.7578 | 1100537.1046 | 390663.1975 | 0 | 113723.2717 | 0 | 1205706.2668 | 3137000.3819 | 2141067.2196 | 9575328.3987 | 961560.8286 | 18752195.8818 | 18752195.8818 | 1478867.319 | 8382599.4226 | 0 | 29289085.1092 | 57902747.7326 | 749.8942 | 1.8992 | 15421.7591 | 30487.8838 | 314.3934 | 621.5367
1 | 5100 | 707 | 0.045 | 15 | 15 | 7 | 1e-12 | 5spot_SharedNeighbor | Water | Porous | Wet | R600a | MinimizeLCOE_Brownfield | IgnoreSilica | 2019 | 7.5468 | 5.9423 | 0.63616 | 4 | 12414.5542 | 23659.2412 | 253.0875 | 482.3256 | 221.602 | 0 | 45.3893 | 1669804.3047 | 150662.9341 | 1385476.9243 | 500921.1423 | 0 | 127756.2012 | 0 | 1495502.3876 | 3890990.4427 | 2655680.929 | 11876795.2658 | 961560.8286 | 18752195.8818 | 18752195.8818 | 1478867.319 | 8382599.4226 | 0 | 31590551.9763 | 60204214.5997 | 1000 | 2.5446 | 12414.5542 | 23659.2412 | 253.0875 | 482.3256
1 | 5100 | 707 | 0.045 | 15 | 15 | 7 | 1.3335e-12 | 5spot_SharedNeighbor | Water | Porous | Wet | R600a | MinimizeLCOE_Brownfield | IgnoreSilica | 2019 | 9.8099 | 7.9372 | 0.85331 | 4 | 10104.4001 | 18487.5485 | 205.9919 | 376.8937 | 224.9933 | 0 | 51.5596 | 2047957.952 | 184502.6214 | 1746490.7561 | 647321.0897 | 0 | 144064.8547 | 0 | 1860431.5368 | 4840461.2319 | 3303714.2523 | 14774944.295 | 961560.8286 | 18752195.8818 | 18752195.8818 | 1478867.319 | 8382599.4226 | 0 | 34488701.0054 | 63102363.6288 | 1333.5214 | 3.4132 | 10104.4001 | 18487.5485 | 205.9919 | 376.8937
1 | 5100 | 707 | 0.045 | 15 | 15 | 7 | 1.7783e-12 | 5spot_SharedNeighbor | Water | Porous | Wet | R600a | MinimizeLCOE_Brownfield | IgnoreSilica | 2019 | 12.8131 | 10.5763 | 1.1404 | 4 | 8353.087 | 14625.8942 | 170.289 | 298.1686 | 227.5201 | 0 | 49.2508 | 2508225.4774 | 225563.6066 | 2197350.9286 | 841469.3616 | 0 | 164645.9878 | 0 | 2315529.5912 | 6024533.0158 | 4111867.5751 | 18389185.5441 | 961560.8286 | 18752195.8818 | 18752195.8818 | 1478867.319 | 8382599.4226 | 0 | 38102942.2546 | 66716604.878 | 1778.2794 | 4.5615 | 8353.087 | 14625.8942 | 170.289 | 298.1686
1 | 5100 | 707 | 0.045 | 15 | 15 | 7 | 2.3714e-12 | 5spot_SharedNeighbor | Water | Porous | Wet | R600a | MinimizeLCOE_Brownfield | IgnoreSilica | 2019 | 16.7574 | 14.0464 | 1.5182 | 4 | 7011.9561 | 11723.6563 | 142.9482 | 239.0026 | 229.483 | 0 | 42.3014 | 3065627.444 | 275125.5955 | 2757303.2009 | 1096562.2881 | 0 | 189058.3657 | 0 | 2879633.9887 | 7492216.9445 | 5113592.0143 | 22869119.8418 | 961560.8286 | 18752195.8818 | 18752195.8818 | 1478867.319 | 8382599.4226 | 0 | 42582876.5522 | 71196539.1757 | 2371.3737 | 6.0729 | 7011.9561 | 11723.6563 | 142.9482 | 239.0026
1 | 5100 | 707 | 0.045 | 15 | 15 | 7 | 3.1623e-12 | 5spot_SharedNeighbor | Water | Porous | Wet | R600a | MinimizeLCOE_Brownfield | IgnoreSilica | 2019 | 22.0043 | 18.6662 | 2.0212 | 4 | 5963.8123 | 9503.0601 | 121.5804 | 193.7327 | 231.0173 | 0 | 44.1252 | 3749519.9532 | 335718.9968 | 3461614.6533 | 1436027.3405 | 0 | 219374.2741 | 0 | 3588879.535 | 9337528.3697 | 6373054.9793 | 28501718.1019 | 961560.8286 | 18752195.8818 | 18752195.8818 | 1478867.319 | 8382599.4226 | 0 | 48215474.8123 | 76829137.4358 | 3162.2777 | 8.0847 | 5963.8123 | 9503.0601 | 121.5804 | 193.7327
1 | 5100 | 707 | 0.045 | 15 | 15 | 7 | 4.217e-12 | 5spot_SharedNeighbor | Water | Porous | Wet | R600a | MinimizeLCOE_Brownfield | IgnoreSilica | 2019 | 28.9279 | 24.7652 | 2.6853 | 4 | 5143.1425 | 7807.0564 | 104.8499 | 159.1574 | 232.1985 | 0 | 52.412 | 4581913.9639 | 409190.5969 | 4340172.408 | 1884010.4744 | 0 | 256108.8824 | 0 | 4473844.567 | 11640025.8515 | 7944556.8223 | 35529823.5663 | 961560.8286 | 18752195.8818 | 18752195.8818 | 1478867.319 | 8382599.4226 | 0 | 55243580.2768 | 83857242.9002 | 4216.965 | 10.7412 | 5143.1425 | 7807.0564 | 104.8499 | 159.1574
1 | 5100 | 707 | 0.045 | 15 | 15 | 7 | 5.6234e-12 | 5spot_SharedNeighbor | Water | Porous | Wet | R600a | MinimizeLCOE_Brownfield | IgnoreSilica | 2019 | 38.0265 | 32.7818 | 3.5584 | 4 | 4495.4884 | 6505.7753 | 91.6466 | 132.629 | 233.1001 | 0 | 48.6531 | 5591468.7746 | 497943.1288 | 5431755.8075 | 2472730.9731 | 0 | 300482.4075 | 0 | 5574808.6257 | 14504508.4935 | 9899625.0847 | 44273323.2952 | 961560.8286 | 18752195.8818 | 18752195.8818 | 1478867.319 | 8382599.4226 | 0 | 63987080.0057 | 92600742.6291 | 5623.4133 | 14.2336 | 4495.4884 | 6505.7753 | 91.6466 | 132.629
1 | 5100 | 707 | 0.045 | 15 | 15 | 7 | 7.4989e-12 | 5spot_SharedNeighbor | Water | Porous | Wet | R600a | MinimizeLCOE_Brownfield | IgnoreSilica | 2019 | 49.8831 | 43.2213 | 4.6954 | 4 | 3981.7652 | 5505.269 | 81.1737 | 112.2324 | 233.7566 | 0 | 56.4643 | 6805914.2308 | 604261.5766 | 6776289.2402 | 3239861.2817 | 0 | 353847.1525 | 0 | 6934267.6579 | 18041542.032 | 12313723.1534 | 55069706.3251 | 961560.8286 | 18752195.8818 | 18752195.8818 | 1478867.319 | 8382599.4226 | 0 | 74783463.0356 | 103397125.659 | 7498.9421 | 18.7815 | 3981.7652 | 5505.269 | 81.1737 | 112.2324
1 | 5100 | 707 | 0.045 | 15 | 15 | 7 | 1e-11 | 5spot_SharedNeighbor | Water | Porous | Wet | R600a | MinimizeLCOE_Brownfield | IgnoreSilica | 2019 | 65.04 | 56.4992 | 6.1408 | 4 | 3576.3239 | 4741.2306 | 72.9082 | 96.6564 | 234.0908 | 0 | 49.7819 | 8235740.3865 | 728896.9201 | 8395905.0568 | 4219412.4441 | 0 | 417491.9205 | 0 | 8579004.2239 | 22320809.195 | 15234410.9223 | 68131671.0693 | 961560.8286 | 18752195.8818 | 18752195.8818 | 1478867.319 | 8382599.4226 | 0 | 87845427.7797 | 116459090.4031 | 10000 | 24.5631 | 3576.3239 | 4741.2306 | 72.9082 | 96.6564
1 | 5100 | 707 | 0.045 | 15 | 15 | 7 | 1.3335e-11 | 5spot_SharedNeighbor | Water | Porous | Wet | R600a | MinimizeLCOE_Brownfield | IgnoreSilica | 2019 | 83.8996 | 72.7582 | 7.9065 | 4 | 3261.6227 | 4166.3693 | 66.4926 | 84.9371 | 233.8694 | 0 | 56.6441 | 9862287.6965 | 870069.0192 | 10278720.3376 | 5433853.7958 | 0 | 494696.7331 | 0 | 10506454.7571 | 27335640.1077 | 18657136.0647 | 83438858.5116 | 961560.8286 | 18752195.8818 | 18752195.8818 | 1478867.319 | 8382599.4226 | 0 | 103152615.222 | 131766277.8455 | 13335.2143 | 31.6262 | 3261.6227 | 4166.3693 | 66.4926 | 84.9371
1 | 5100 | 707 | 0.045 | 15 | 15 | 7 | 1.7783e-11 | 5spot_SharedNeighbor | Water | Porous | Wet | R600a | MinimizeLCOE_Brownfield | IgnoreSilica | 2019 | 106.3869 | 91.506 | 9.932 | 4 | 3025.6639 | 3745.9055 | 61.6823 | 76.3653 | 232.8059 | 0 | 65.6235 | 11614661.5625 | 1021530.0985 | 12347905.3746 | 6871257.0948 | 0 | 589331.6949 | 0 | 12653427.4719 | 32921622.7069 | 22469683.9692 | 100489419.9733 | 961560.8286 | 18752195.8818 | 18752195.8818 | 1478867.319 | 8382599.4226 | 0 | 120203176.6838 | 148816839.3072 | 17782.7941 | 39.7279 | 3025.6639 | 3745.9055 | 61.6823 | 76.3653
1 | 5100 | 707 | 0.045 | 15 | 15 | 7 | 2.3714e-11 | 5spot_SharedNeighbor | Water | Porous | Wet | R600a | MinimizeLCOE_Brownfield | IgnoreSilica | 2019 | 131.6948 | 111.4843 | 12.0711 | 4 | 2857.4601 | 3450.0649 | 58.2532 | 70.3342 | 230.7498 | 0 | 63.7921 | 13373458.6864 | 1172967.8284 | 14461210.41 | 8470651.3315 | 0 | 703106.9054 | 0 | 14890744.1131 | 38742661.6706 | 26442662.6722 | 118257463.6175 | 961560.8286 | 18752195.8818 | 18752195.8818 | 1478867.319 | 8382599.4226 | 0 | 137971220.328 | 166584882.9514 | 23713.7371 | 48.2846 | 2857.4601 | 3450.0649 | 58.2532 | 70.3342
1 | 5100 | 707 | 0.045 | 15 | 15 | 7 | 3.1623e-11 | 5spot_SharedNeighbor | Water | Porous | Wet | R600a | MinimizeLCOE_Brownfield | IgnoreSilica | 2019 | 158.4358 | 131.4074 | 14.1841 | 4 | 2739.6508 | 3243.9769 | 55.8515 | 66.1329 | 228.1321 | 0 | 63.2164 | 15040685.0482 | 1316043.9412 | 16494135.0969 | 10141551.4541 | 0 | 828417.9553 | 0 | 17090125.0633 | 44464999.7481 | 30348275.9924 | 135724234.2995 | 961560.8286 | 18752195.8818 | 18752195.8818 | 1478867.319 | 8382599.4226 | 0 | 155437991.0099 | 184051653.6333 | 31622.7766 | 56.7364 | 2739.6508 | 3243.9769 | 55.8515 | 66.1329
1 | 5100 | 707 | 0.045 | 15 | 15 | 7 | 4.217e-11 | 5spot_SharedNeighbor | Water | Porous | Wet | R600a | MinimizeLCOE_Brownfield | IgnoreSilica | 2019 | 184.8011 | 149.7488 | 16.1062 | 4 | 2661.3681 | 3105.5088 | 54.2556 | 63.31 | 225.1842 | 0 | 76.5945 | 16513495.7712 | 1442085.2321 | 18311522.2675 | 11768458.4209 | 0 | 957608.0146 | 0 | 19107336.1855 | 49713369.301 | 33930396.0555 | 151744271.2483 | 961560.8286 | 18752195.8818 | 18752195.8818 | 1478867.319 | 8382599.4226 | 0 | 171458027.9587 | 200071690.5821 | 42169.6503 | 64.4248 | 2661.3681 | 3105.5088 | 54.2556 | 63.31
1 | 5100 | 707 | 0.045 | 15 | 15 | 7 | 5.6234e-11 | 5spot_SharedNeighbor | Water | Porous | Wet | R600a | MinimizeLCOE_Brownfield | IgnoreSilica | 2019 | 199.1271 | 159.0798 | 17.1753 | 4 | 2610.8474 | 3027.3422 | 53.2257 | 61.7165 | 223.4019 | 0 | 73.3922 | 17243131.8085 | 1504412.9524 | 19218776.9278 | 12642457.6114 | 0 | 938304.2632 | 0 | 20103362.5897 | 52304825.6916 | 35699118.2912 | 159654390.1358 | 961560.8286 | 18752195.8818 | 18752195.8818 | 1478867.319 | 8382599.4226 | 0 | 179368146.8462 | 207981809.4697 | 56234.1325 | 68.7011 | 2610.8474 | 3027.3422 | 53.2257 | 61.7165
1 | 5100 | 707 | 0.045 | 15 | 15 | 7 | 7.4989e-11 | 5spot_SharedNeighbor | Water | Porous | Wet | R600a | MinimizeLCOE_Brownfield | IgnoreSilica | 2019 | 206.1346 | 163.4615 | 17.7674 | 4 | 2572.669 | 2975.2841 | 52.4473 | 60.6552 | 222.4784 | 0 | 94.5571 | 17581590.9102 | 1533300.6767 | 19641110.8668 | 13067024.4111 | 0 | 844459.814 | 0 | 20540319.8047 | 53441698.733 | 36475057.5024 | 163124562.7189 | 961560.8286 | 18752195.8818 | 18752195.8818 | 1478867.319 | 8382599.4226 | 0 | 182838319.4293 | 211451982.0528 | 74989.4209 | 71.0695 | 2572.669 | 2975.2841 | 52.4473 | 60.6552
1 | 5100 | 707 | 0.045 | 15 | 15 | 7 | 1e-10 | 5spot_SharedNeighbor | Water | Porous | Wet | R600a | MinimizeLCOE_Brownfield | IgnoreSilica | 2019 | 211.6567 | 166.833 | 18.2316 | 4 | 2543.398 | 2935.7609 | 51.8506 | 59.8495 | 221.7312 | 0 | 111.8571 | 17840292.2596 | 1555370.7842 | 19964540.3269 | 13400433.376 | 0 | 760151.4252 | 0 | 20873107.3871 | 54307543.7581 | 37066014.5233 | 165767453.8403 | 961560.8286 | 18752195.8818 | 18752195.8818 | 1478867.319 | 8382599.4226 | 0 | 185481210.5508 | 214094873.1742 | 100000 | 72.9265 | 2543.398 | 2935.7609 | 51.8506 | 59.8495
1 | 5100 | 707 | 0.045 | 15 | 15 | 7 | 1.3335e-10 | 5spot_SharedNeighbor | Water | Porous | Wet | R600a | MinimizeLCOE_Brownfield | IgnoreSilica | 2019 | 215.8897 | 169.3678 | 18.588 | 4 | 2521.0153 | 2905.8561 | 51.3943 | 59.2398 | 221.1467 | 0 | 142.9818 | 18033823.5341 | 1571875.4319 | 20206839.3385 | 13655351.3449 | 0 | 686100.9875 | 0 | 21120056.3484 | 54950054.2993 | 37504541.17 | 167728642.4545 | 961560.8286 | 18752195.8818 | 18752195.8818 | 1478867.319 | 8382599.4226 | 0 | 187442399.165 | 216056061.7884 | 133352.1432 | 74.3519 | 2521.0153 | 2905.8561 | 51.3943 | 59.2398
1 | 5100 | 707 | 0.045 | 15 | 15 | 7 | 1.7783e-10 | 5spot_SharedNeighbor | Water | Porous | Wet | R600a | MinimizeLCOE_Brownfield | IgnoreSilica | 2019 | 219.1681 | 171.3007 | 18.8627 | 4 | 2503.9365 | 2883.1726 | 51.0461 | 58.7774 | 220.6873 | 0 | 166.9899 | 18180854.8266 | 1584411.2435 | 20391116.4641 | 13852205.797 | 0 | 623764.2318 | 0 | 21306617.4996 | 55435448.1457 | 37835832.444 | 169210250.6523 | 961560.8286 | 18752195.8818 | 18752195.8818 | 1478867.319 | 8382599.4226 | 0 | 188924007.3627 | 217537669.9862 | 177827.941 | 75.4508 | 2503.9365 | 2883.1726 | 51.0461 | 58.7774
1 | 5100 | 707 | 0.045 | 15 | 15 | 7 | 2.3714e-10 | 5spot_SharedNeighbor | Water | Porous | Wet | R600a | MinimizeLCOE_Brownfield | IgnoreSilica | 2019 | 221.5964 | 172.7149 | 19.0681 | 4 | 2490.9359 | 2866.0875 | 50.7811 | 58.4291 | 220.343 | 0 | 205.5252 | 18288131.6023 | 1593555.8499 | 20525674.2278 | 13997745.2378 | 0 | 571214.8831 | 0 | 21440765.5023 | 55784473.7313 | 38074049.578 | 170275610.6125 | 961560.8286 | 18752195.8818 | 18752195.8818 | 1478867.319 | 8382599.4226 | 0 | 189989367.3229 | 218603029.9464 | 237137.3706 | 76.2723 | 2490.9359 | 2866.0875 | 50.7811 | 58.4291
1 | 5100 | 707 | 0.045 | 15 | 15 | 7 | 3.1623e-10 | 5spot_SharedNeighbor | Water | Porous | Wet | R600a | MinimizeLCOE_Brownfield | IgnoreSilica | 2019 | 223.4017 | 173.7568 | 19.2219 | 4 | 2481.0607 | 2853.2109 | 50.5798 | 58.1666 | 220.0847 | 0 | 204.8005 | 18367012.3146 | 1600278.9471 | 20624671.2617 | 14105867.384 | 0 | 528055.144 | 0 | 21538095.1701 | 56037705.5618 | 38246885.5057 | 171048571.2892 | 961560.8286 | 18752195.8818 | 18752195.8818 | 1478867.319 | 8382599.4226 | 0 | 190762327.9996 | 219375990.623 | 316227.766 | 76.8874 | 2481.0607 | 2853.2109 | 50.5798 | 58.1666
1 | 5100 | 707 | 0.045 | 15 | 15 | 7 | 4.217e-10 | 5spot_SharedNeighbor | Water | Porous | Wet | R600a | MinimizeLCOE_Brownfield | IgnoreSilica | 2019 | 222.905 | 173.461 | 19.2366 | 4 | 2473.4818 | 2845.3476 | 50.4253 | 58.0063 | 220.1489 | 0 | 332.3986 | 18344630.57 | 1598371.4051 | 20596576.8192 | 14075968.5785 | 0 | 469156.3691 | 0 | 21483034.4594 | 55894448.887 | 38149109.8814 | 170611296.9698 | 961560.8286 | 18752195.8818 | 18752195.8818 | 1478867.319 | 8382599.4226 | 0 | 190325053.6802 | 218938716.3036 | 421696.5034 | 76.9462 | 2473.4818 | 2845.3476 | 50.4253 | 58.0063
1 | 5100 | 707 | 0.045 | 15 | 15 | 7 | 5.6234e-10 | 5spot_SharedNeighbor | Water | Porous | Wet | R600a | MinimizeLCOE_Brownfield | IgnoreSilica | 2019 | 226.113 | 175.3078 | 19.4435 | 4 | 2467.8314 | 2835.7389 | 50.3101 | 57.8104 | 219.6949 | 0 | 196.1379 | 18484196.9025 | 1610265.2652 | 20771828.585 | 14267935.7361 | 0 | 469727.076 | 0 | 21685541.8903 | 56421331.6822 | 38508718.2155 | 172219545.3528 | 961560.8286 | 18752195.8818 | 18752195.8818 | 1478867.319 | 8382599.4226 | 0 | 191933302.0632 | 220546964.6866 | 562341.3252 | 77.7741 | 2467.8314 | 2835.7389 | 50.3101 | 57.8104
1 | 5100 | 707 | 0.045 | 15 | 15 | 7 | 7.4989e-10 | 5spot_SharedNeighbor | Water | Porous | Wet | R600a | MinimizeLCOE_Brownfield | IgnoreSilica | 2019 | 227.0829 | 175.8589 | 19.5206 | 4 | 2463.483 | 2829.9384 | 50.2214 | 57.6921 | 219.5549 | 0 | 196.1763 | 18525760.2873 | 1613806.8238 | 20824047.9833 | 14325869.9928 | 0 | 450382.4179 | 0 | 21738548.327 | 56559243.5574 | 38602845.9042 | 172640505.2936 | 961560.8286 | 18752195.8818 | 18752195.8818 | 1478867.319 | 8382599.4226 | 0 | 192354262.004 | 220967924.6275 | 749894.2093 | 78.0822 | 2463.483 | 2829.9384 | 50.2214 | 57.6921
1 | 5100 | 707 | 0.045 | 15 | 15 | 7 | 1e-09 | 5spot_SharedNeighbor | Water | Porous | Wet | R600a | MinimizeLCOE_Brownfield | IgnoreSilica | 2019 | 227.3381 | 176.0004 | 19.5511 | 4 | 2460.4656 | 2826.3482 | 50.1599 | 57.6189 | 219.5159 | 0 | 253.9407 | 18536429.8415 | 1614715.9265 | 20837455.1177 | 14341057.4688 | 0 | 431268.7728 | 0 | 21746761.5796 | 56580612.756 | 38617430.8213 | 172705732.2842 | 961560.8286 | 18752195.8818 | 18752195.8818 | 1478867.319 | 8382599.4226 | 0 | 192419488.9946 | 221033151.618 | 1000000 | 78.2045 | 2460.4656 | 2826.3482 | 50.1599 | 57.6189
1 | 5100 | 707 | 0.045 | 15 | 15 | 7 | 1.3335e-09 | 5spot_SharedNeighbor | Water | Porous | Wet | R600a | MinimizeLCOE_Brownfield | IgnoreSilica | 2019 | 227.713 | 176.2115 | 19.5847 | 4 | 2458.0797 | 2823.3343 | 50.1113 | 57.5575 | 219.4609 | 0 | 231.9492 | 18552334.7797 | 1616071.0849 | 20857442.5314 | 14363425.4537 | 0 | 418121.7072 | 0 | 21764884.2672 | 56627764.2715 | 38649612.6995 | 172849656.795 | 961560.8286 | 18752195.8818 | 18752195.8818 | 1478867.319 | 8382599.4226 | 0 | 192563413.5054 | 221177076.1288 | 1333521.4322 | 78.339 | 2458.0797 | 2823.3343 | 50.1113 | 57.5575
1 | 5100 | 707 | 0.045 | 15 | 15 | 7 | 1.7783e-09 | 5spot_SharedNeighbor | Water | Porous | Wet | R600a | MinimizeLCOE_Brownfield | IgnoreSilica | 2019 | 227.487 | 176.0811 | 19.5832 | 4 | 2456.1247 | 2821.4076 | 50.0714 | 57.5182 | 219.4919 | 0 | 233.81 | 18542512.1405 | 1615234.1642 | 20845098.3926 | 14349893.4876 | 0 | 400403.5961 | 0 | 21743725.2946 | 56572712.9652 | 38612039.0518 | 172681619.0926 | 961560.8286 | 18752195.8818 | 18752195.8818 | 1478867.319 | 8382599.4226 | 0 | 192395375.803 | 221009038.4264 | 1778279.41 | 78.3329 | 2456.1247 | 2821.4076 | 50.0714 | 57.5182
1 | 5100 | 707 | 0.045 | 15 | 15 | 7 | 2.3714e-09 | 5spot_SharedNeighbor | Water | Porous | Wet | R600a | MinimizeLCOE_Brownfield | IgnoreSilica | 2019 | 227.8445 | 176.2834 | 19.6103 | 4 | 2454.7454 | 2819.5234 | 50.0433 | 57.4798 | 219.4401 | 0 | 233.9876 | 18557753.5508 | 1616532.7766 | 20864252.6304 | 14371239.3175 | 0 | 394398.4178 | 0 | 21763628.9103 | 56624498.0905 | 38647383.4638 | 172839687.1577 | 961560.8286 | 18752195.8818 | 18752195.8818 | 1478867.319 | 8382599.4226 | 0 | 192553443.8682 | 221167106.4916 | 2371373.7057 | 78.4413 | 2454.7454 | 2819.5234 | 50.0433 | 57.4798
1 | 5100 | 707 | 0.045 | 15 | 15 | 7 | 3.1623e-09 | 5spot_SharedNeighbor | Water | Porous | Wet | R600a | MinimizeLCOE_Brownfield | IgnoreSilica | 2019 | 227.9862 | 176.363 | 19.6238 | 4 | 2453.7088 | 2818.2372 | 50.0222 | 57.4536 | 219.4193 | 0 | 226.6426 | 18563747.9669 | 1617043.5102 | 20871786.4375 | 14379691.4273 | 0 | 388203.5303 | 0 | 21769984.4201 | 56641033.8233 | 38658669.4413 | 172890160.5569 | 961560.8286 | 18752195.8818 | 18752195.8818 | 1478867.319 | 8382599.4226 | 0 | 192603917.2673 | 221217579.8907 | 3162277.6602 | 78.495 | 2453.7088 | 2818.2372 | 50.0222 | 57.4536
1 | 5100 | 707 | 0.045 | 15 | 15 | 7 | 4.217e-09 | 5spot_SharedNeighbor | Water | Porous | Wet | R600a | MinimizeLCOE_Brownfield | IgnoreSilica | 2019 | 228.1003 | 176.4271 | 19.6343 | 4 | 2452.9301 | 2817.2635 | 50.0063 | 57.4337 | 219.4025 | 0 | 238.3422 | 18568575.659 | 1617454.8338 | 20877854.0995 | 14386497.4388 | 0 | 383617.3775 | 0 | 21775259.7693 | 56654759.1999 | 38668037.2928 | 172932055.6706 | 961560.8286 | 18752195.8818 | 18752195.8818 | 1478867.319 | 8382599.4226 | 0 | 192645812.381 | 221259475.0044 | 4216965.0343 | 78.537 | 2452.9301 | 2817.2635 | 50.0063 | 57.4337
1 | 5100 | 707 | 0.045 | 15 | 15 | 7 | 5.6234e-09 | 5spot_SharedNeighbor | Water | Porous | Wet | R600a | MinimizeLCOE_Brownfield | IgnoreSilica | 2019 | 228.1734 | 176.4681 | 19.6415 | 4 | 2452.3453 | 2816.5452 | 49.9944 | 57.4191 | 219.3917 | 0 | 238.4014 | 18571662.8413 | 1617717.8629 | 20881734.3026 | 14390860.4006 | 0 | 379994.2274 | 0 | 21778368.1576 | 56662846.5884 | 38673557.1016 | 172956741.4824 | 961560.8286 | 18752195.8818 | 18752195.8818 | 1478867.319 | 8382599.4226 | 0 | 192670498.1928 | 221284160.8162 | 5623413.2519 | 78.5658 | 2452.3453 | 2816.5452 | 49.9944 | 57.4191
1 | 5100 | 707 | 0.045 | 15 | 15 | 7 | 7.4989e-09 | 5spot_SharedNeighbor | Water | Porous | Wet | R600a | MinimizeLCOE_Brownfield | IgnoreSilica | 2019 | 228.2419 | 176.5066 | 19.6476 | 4 | 2451.9062 | 2815.9922 | 49.9854 | 57.4078 | 219.3816 | 0 | 235.2689 | 18574562.5725 | 1617964.92 | 20885378.9691 | 14394949.0085 | 0 | 377440.2456 | 0 | 21781615.3291 | 56671295.0627 | 38679323.359 | 172982529.4665 | 961560.8286 | 18752195.8818 | 18752195.8818 | 1478867.319 | 8382599.4226 | 0 | 192696286.1769 | 221309948.8004 | 7498942.0933 | 78.5904 | 2451.9062 | 2815.9922 | 49.9854 | 57.4078
1 | 5100 | 707 | 0.045 | 15 | 15 | 7 | 1e-08 | 5spot_SharedNeighbor | Water | Porous | Wet | R600a | MinimizeLCOE_Brownfield | IgnoreSilica | 2019 | 228.2855 | 176.531 | 19.6518 | 4 | 2451.5767 | 2815.5852 | 49.9787 | 57.3995 | 219.3752 | 0 | 239.7722 | 18576399.7213 | 1618121.4445 | 20887688.1108 | 14397544.9475 | 0 | 375415.504 | 0 | 21783516.1939 | 56676240.7231 | 38682698.8738 | 172997625.5189 | 961560.8286 | 18752195.8818 | 18752195.8818 | 1478867.319 | 8382599.4226 | 0 | 192711382.2293 | 221325044.8527 | 10000000 | 78.6071 | 2451.5767 | 2815.5852 | 49.9787 | 57.3995
1 | 5200 | 707 | 0.045 | 15 | 15 | 7 | 1e-13 | 5spot_SharedNeighbor | Water | Porous | Wet | R600a | MinimizeLCOE_Brownfield | IgnoreSilica | 2019 | 1.0498 | 0.39482 | 0.036588 | 4 | 150203.5873 | 350548.62 | 3062.1033 | 7146.4078 | 156.3635 | 0 | 21.7273 | 250142.6454 | 22506.5115 | 158352.7404 | 80692.1784 | 0 | 57733.9537 | 0 | 222076.9314 | 577798.6214 | 394359.4316 | 1763663.0138 | 961560.8286 | 19257185.0261 | 19257185.0261 | 1478867.319 | 8584595.0803 | 0 | 21982408.8685 | 51303056.2939 | 100 | 0.14635 | 150203.5873 | 350548.62 | 3062.1033 | 7146.4078
1 | 5200 | 707 | 0.045 | 15 | 15 | 7 | 1.3335e-13 | 5spot_SharedNeighbor | Water | Porous | Wet | R600a | MinimizeLCOE_Brownfield | IgnoreSilica | 2019 | 1.3639 | 0.65058 | 0.063735 | 4 | 88893.8922 | 203903.6682 | 1812.2222 | 4156.8521 | 171.5589 | 0 | 30.859 | 354433.077 | 32029.3641 | 236088.9979 | 102418.4161 | 0 | 64085.8608 | 0 | 307731.7292 | 800654.8348 | 546463.3766 | 2443905.6564 | 961560.8286 | 19257185.0261 | 19257185.0261 | 1478867.319 | 8584595.0803 | 0 | 22662651.5111 | 51983298.9365 | 133.3521 | 0.25494 | 88893.8922 | 203903.6682 | 1812.2222 | 4156.8521
1 | 5200 | 707 | 0.045 | 15 | 15 | 7 | 1.7783e-13 | 5spot_SharedNeighbor | Water | Porous | Wet | R600a | MinimizeLCOE_Brownfield | IgnoreSilica | 2019 | 1.7487 | 0.97268 | 0.098202 | 4 | 59636.1812 | 134280.235 | 1215.7642 | 2737.4842 | 184.1523 | 0 | 118.7756 | 469174.2331 | 42444.0297 | 325694.8871 | 127784.7781 | 0 | 70243.8664 | 0 | 403783.2998 | 1050561.3188 | 717029.687 | 3206716.1001 | 961560.8286 | 19257185.0261 | 19257185.0261 | 1478867.319 | 8584595.0803 | 0 | 23425461.9548 | 52746109.3802 | 177.8279 | 0.39281 | 59636.1812 | 134280.235 | 1215.7642 | 2737.4842
1 | 5200 | 707 | 0.045 | 15 | 15 | 7 | 2.3714e-13 | 5spot_SharedNeighbor | Water | Porous | Wet | R600a | MinimizeLCOE_Brownfield | IgnoreSilica | 2019 | 2.2349 | 1.3887 | 0.14298 | 4 | 42528.9785 | 93795.1089 | 867.0108 | 1912.1402 | 194.7661 | 0 | 154.7928 | 601701.3547 | 54457.16 | 433023.9782 | 159308.7242 | 0 | 76831.5329 | 0 | 516875.8725 | 1344804.9945 | 917857.0417 | 4104860.6589 | 961560.8286 | 19257185.0261 | 19257185.0261 | 1478867.319 | 8584595.0803 | 0 | 24323606.5136 | 53644253.9391 | 237.1374 | 0.57193 | 42528.9785 | 93795.1089 | 867.0108 | 1912.1402
1 | 5200 | 707 | 0.045 | 15 | 15 | 7 | 3.1623e-13 | 5spot_SharedNeighbor | Water | Porous | Wet | R600a | MinimizeLCOE_Brownfield | IgnoreSilica | 2019 | 2.8377 | 1.9136 | 0.19995 | 4 | 31717.5607 | 68377.7455 | 646.6054 | 1393.9728 | 203.4385 | 0 | 199.5183 | 753109.4934 | 68159.6863 | 559640.5782 | 198239.9303 | 0 | 83230.6362 | 0 | 648328.3265 | 1686817.3152 | 1151287.4783 | 5148813.4444 | 961560.8286 | 19257185.0261 | 19257185.0261 | 1478867.319 | 8584595.0803 | 0 | 25367559.2992 | 54688206.7246 | 316.2278 | 0.7998 | 31717.5607 | 68377.7455 | 646.6054 | 1393.9728
1 | 5200 | 707 | 0.045 | 15 | 15 | 7 | 4.217e-13 | 5spot_SharedNeighbor | Water | Porous | Wet | R600a | MinimizeLCOE_Brownfield | IgnoreSilica | 2019 | 3.6157 | 2.6004 | 0.27468 | 4 | 24244.9093 | 50930.7459 | 494.2653 | 1038.2921 | 210.7174 | 0 | 260.7466 | 933800.5652 | 84482.004 | 715262.3061 | 248658.804 | 0 | 90590.9804 | 0 | 808389.9173 | 2103264.7412 | 1435521.4036 | 6419970.7218 | 961560.8286 | 19257185.0261 | 19257185.0261 | 1478867.319 | 8584595.0803 | 0 | 26638716.5765 | 55959364.0019 | 421.6965 | 1.0987 | 24244.9093 | 50930.7459 | 494.2653 | 1038.2921
1 | 5200 | 707 | 0.045 | 15 | 15 | 7 | 5.6234e-13 | 5spot_SharedNeighbor | Water | Porous | Wet | R600a | MinimizeLCOE_Brownfield | IgnoreSilica | 2019 | 4.6379 | 3.5115 | 0.37391 | 4 | 18864.3695 | 38468.6806 | 384.5757 | 784.2361 | 216.8062 | 0 | 36.0879 | 1153104.206 | 104250.3239 | 909543.109 | 314910.3745 | 0 | 99584.9045 | 0 | 1006743.238 | 2619339.3938 | 1787752.9583 | 7995228.508 | 961560.8286 | 19257185.0261 | 19257185.0261 | 1478867.319 | 8584595.0803 | 0 | 28213974.3627 | 57534621.7881 | 562.3413 | 1.4956 | 18864.3695 | 38468.6806 | 384.5757 | 784.2361
1 | 5200 | 707 | 0.045 | 15 | 15 | 7 | 7.4989e-13 | 5spot_SharedNeighbor | Water | Porous | Wet | R600a | MinimizeLCOE_Brownfield | IgnoreSilica | 2019 | 5.9802 | 4.715 | 0.50512 | 4 | 14928.6216 | 29440.2937 | 304.3401 | 600.1802 | 221.7647 | 0 | 35.863 | 1418727.0267 | 128136.9356 | 1151382.8823 | 402035.5346 | 0 | 110414.5457 | 0 | 1252171.8007 | 3257894.1697 | 2223579.7139 | 9944342.6092 | 961560.8286 | 19257185.0261 | 19257185.0261 | 1478867.319 | 8584595.0803 | 0 | 30163088.4639 | 59483735.8893 | 749.8942 | 2.0205 | 14928.6216 | 29440.2937 | 304.3401 | 600.1802
1 | 5200 | 707 | 0.045 | 15 | 15 | 7 | 1e-12 | 5spot_SharedNeighbor | Water | Porous | Wet | R600a | MinimizeLCOE_Brownfield | IgnoreSilica | 2019 | 7.7294 | 6.2811 | 0.67598 | 4 | 12036.7383 | 22880.4625 | 245.3852 | 466.4492 | 225.5415 | 0 | 53.5033 | 1736346.8574 | 156624.9479 | 1448310.249 | 515574.8116 | 0 | 123355.0352 | 0 | 1552282.6414 | 4038721.0161 | 2756510.0809 | 12327725.6395 | 961560.8286 | 19257185.0261 | 19257185.0261 | 1478867.319 | 8584595.0803 | 0 | 32546471.4942 | 61867118.9196 | 1000 | 2.7039 | 12036.7383 | 22880.4625 | 245.3852 | 466.4492
1 | 5200 | 707 | 0.045 | 15 | 15 | 7 | 1.3335e-12 | 5spot_SharedNeighbor | Water | Porous | Wet | R600a | MinimizeLCOE_Brownfield | IgnoreSilica | 2019 | 10.046 | 8.3895 | 0.90668 | 4 | 9803.768 | 17888.3754 | 199.8631 | 364.6787 | 229.0067 | 0 | 44.7723 | 2129661.4642 | 191801.1999 | 1825668.9881 | 666527.2114 | 0 | 138090.6875 | 0 | 1931182.3249 | 5024540.2695 | 3429351.9779 | 15336824.1233 | 961560.8286 | 19257185.0261 | 19257185.0261 | 1478867.319 | 8584595.0803 | 0 | 35555569.978 | 64876217.4034 | 1333.5214 | 3.6267 | 9803.768 | 17888.3754 | 199.8631 | 364.6787
1 | 5200 | 707 | 0.045 | 15 | 15 | 7 | 1.7783e-12 | 5spot_SharedNeighbor | Water | Porous | Wet | R600a | MinimizeLCOE_Brownfield | IgnoreSilica | 2019 | 13.0884 | 11.1474 | 1.2084 | 4 | 8123.5364 | 14189.4471 | 165.6093 | 289.2711 | 231.5335 | 0 | 56.216 | 2603225.1708 | 234022.7512 | 2291778.4023 | 864649.927 | 0 | 156222.8071 | 0 | 2398460.6328 | 6240302.5746 | 4259134.7326 | 19047796.9984 | 961560.8286 | 19257185.0261 | 19257185.0261 | 1478867.319 | 8584595.0803 | 0 | 39266542.8531 | 68587190.2785 | 1778.2794 | 4.8337 | 8123.5364 | 14189.4471 | 165.6093 | 289.2711
1 | 5200 | 707 | 0.045 | 15 | 15 | 7 | 2.3714e-12 | 5spot_SharedNeighbor | Water | Porous | Wet | R600a | MinimizeLCOE_Brownfield | IgnoreSilica | 2019 | 17.1354 | 14.8206 | 1.6103 | 4 | 6820.0607 | 11372.1443 | 139.0362 | 231.8365 | 233.526 | 0 | 36.7098 | 3184295.8052 | 285655.911 | 2878240.3804 | 1128291.2724 | 0 | 178775.7845 | 0 | 2985551.0699 | 7767791.4631 | 5301677.2857 | 23710278.9722 | 961560.8286 | 19257185.0261 | 19257185.0261 | 1478867.319 | 8584595.0803 | 0 | 43929024.827 | 73249672.2524 | 2371.3737 | 6.4411 | 6820.0607 | 11372.1443 | 139.0362 | 231.8365
1 | 5200 | 707 | 0.045 | 15 | 15 | 7 | 3.1623e-12 | 5spot_SharedNeighbor | Water | Porous | Wet | R600a | MinimizeLCOE_Brownfield | IgnoreSilica | 2019 | 22.4648 | 19.6617 | 2.1402 | 4 | 5808.9978 | 9233.9489 | 118.4243 | 188.2465 | 235.0679 | 0 | 47.3211 | 3890169.2672 | 348153.8926 | 3608531.794 | 1475594.9735 | 0 | 205822.2618 | 0 | 3716026.1538 | 9668337.7903 | 6598839.2064 | 29511475.3396 | 961560.8286 | 19257185.0261 | 19257185.0261 | 1478867.319 | 8584595.0803 | 0 | 49730221.1943 | 79050868.6197 | 3162.2777 | 8.5609 | 5808.9978 | 9233.9489 | 118.4243 | 188.2465
1 | 5200 | 707 | 0.045 | 15 | 15 | 7 | 4.217e-12 | 5spot_SharedNeighbor | Water | Porous | Wet | R600a | MinimizeLCOE_Brownfield | IgnoreSilica | 2019 | 29.5347 | 26.0871 | 2.8435 | 4 | 5012.3473 | 7590.2174 | 102.1835 | 154.7368 | 236.2629 | 0 | 49.2627 | 4754167.8227 | 424360.0521 | 4524537.974 | 1936426.5829 | 0 | 239289.6702 | 0 | 4632725.0197 | 12053400.1987 | 8226693.3082 | 36791600.6284 | 961560.8286 | 19257185.0261 | 19257185.0261 | 1478867.319 | 8584595.0803 | 0 | 57010346.4831 | 86330993.9086 | 4216.965 | 11.374 | 5012.3473 | 7590.2174 | 102.1835 | 154.7368
1 | 5200 | 707 | 0.045 | 15 | 15 | 7 | 5.6234e-12 | 5spot_SharedNeighbor | Water | Porous | Wet | R600a | MinimizeLCOE_Brownfield | IgnoreSilica | 2019 | 38.799 | 34.5085 | 3.7655 | 4 | 4384.5595 | 6331.2028 | 89.3852 | 129.0701 | 237.1721 | 0 | 41.1982 | 5799186.8885 | 516160.495 | 5659454.1267 | 2540280.9438 | 0 | 279371.7895 | 0 | 5769837.155 | 15011932.7209 | 10245952.5464 | 45822176.6657 | 961560.8286 | 19257185.0261 | 19257185.0261 | 1478867.319 | 8584595.0803 | 0 | 66040922.5204 | 95361569.9458 | 5623.4133 | 15.0622 | 4384.5595 | 6331.2028 | 89.3852 | 129.0701
1 | 5200 | 707 | 0.045 | 15 | 15 | 7 | 7.4989e-12 | 5spot_SharedNeighbor | Water | Porous | Wet | R600a | MinimizeLCOE_Brownfield | IgnoreSilica | 2019 | 50.8595 | 45.4621 | 4.9648 | 4 | 3886.3448 | 5362.7642 | 79.2284 | 109.3272 | 237.8288 | 0 | 52.4534 | 7055120.4262 | 626024.0519 | 7055911.4751 | 3326267.4591 | 0 | 327589.0229 | 0 | 7172455.8498 | 18661258.8481 | 12736692.6143 | 56961319.7475 | 961560.8286 | 19257185.0261 | 19257185.0261 | 1478867.319 | 8584595.0803 | 0 | 77180065.6022 | 106500713.0276 | 7498.9421 | 19.8593 | 3886.3448 | 5362.7642 | 79.2284 | 109.3272
1 | 5200 | 707 | 0.045 | 15 | 15 | 7 | 1e-11 | 5spot_SharedNeighbor | Water | Porous | Wet | R600a | MinimizeLCOE_Brownfield | IgnoreSilica | 2019 | 66.2775 | 59.3858 | 6.4883 | 4 | 3492.9532 | 4622.7073 | 71.2086 | 94.2401 | 238.1433 | 0 | 46.6384 | 8533309.0584 | 754769.6104 | 8737352.3717 | 4329755.9783 | 0 | 385702.184 | 0 | 8868946.7891 | 23075180.2741 | 15749284.6846 | 70434300.9507 | 961560.8286 | 19257185.0261 | 19257185.0261 | 1478867.319 | 8584595.0803 | 0 | 90653046.8055 | 119973694.2309 | 10000 | 25.9531 | 3492.9532 | 4622.7073 | 71.2086 | 94.2401
1 | 5200 | 707 | 0.045 | 15 | 15 | 7 | 1.3335e-11 | 5spot_SharedNeighbor | Water | Porous | Wet | R600a | MinimizeLCOE_Brownfield | IgnoreSilica | 2019 | 85.3884 | 76.3484 | 8.3398 | 4 | 3188.5936 | 4067.5353 | 65.0038 | 82.9222 | 237.8662 | 0 | 56.8136 | 10206913.13 | 899904.6921 | 10682519.4326 | 5568525.036 | 0 | 456991.8023 | 0 | 10847793.0963 | 28223732.4481 | 19263277.3356 | 86149656.9729 | 961560.8286 | 19257185.0261 | 19257185.0261 | 1478867.319 | 8584595.0803 | 0 | 106368402.8277 | 135689050.2531 | 13335.2143 | 33.359 | 3188.5936 | 4067.5353 | 65.0038 | 82.9222
1 | 5200 | 707 | 0.045 | 15 | 15 | 7 | 1.7783e-11 | 5spot_SharedNeighbor | Water | Porous | Wet | R600a | MinimizeLCOE_Brownfield | IgnoreSilica | 2019 | 108.0802 | 95.7901 | 10.4503 | 4 | 2961.2179 | 3662.6489 | 60.3684 | 74.6681 | 236.7098 | 0 | 54.1992 | 12000252.7689 | 1054777.8058 | 12808262.6546 | 7027632.9714 | 0 | 546334.815 | 0 | 13040531.7961 | 33928788.7527 | 23157095.4906 | 103563677.0552 | 961560.8286 | 19257185.0261 | 19257185.0261 | 1478867.319 | 8584595.0803 | 0 | 123782422.9099 | 153103070.3353 | 17782.7941 | 41.8012 | 2961.2179 | 3662.6489 | 60.3684 | 74.6681
1 | 5200 | 707 | 0.045 | 15 | 15 | 7 | 2.3714e-11 | 5spot_SharedNeighbor | Water | Porous | Wet | R600a | MinimizeLCOE_Brownfield | IgnoreSilica | 2019 | 133.5099 | 116.3732 | 12.6642 | 4 | 2799.8096 | 3378.6216 | 57.0779 | 68.8778 | 234.5338 | 0 | 78.6732 | 13789836.5002 | 1208741.6302 | 14966351.3216 | 8642539.7783 | 0 | 656378.4854 | 0 | 15312900.6091 | 39841026.2771 | 27192319.0854 | 121610093.6873 | 961560.8286 | 19257185.0261 | 19257185.0261 | 1478867.319 | 8584595.0803 | 0 | 141828839.542 | 171149486.9674 | 23713.7371 | 50.6566 | 2799.8096 | 3378.6216 | 57.0779 | 68.8778
1 | 5200 | 707 | 0.045 | 15 | 15 | 7 | 3.1623e-11 | 5spot_SharedNeighbor | Water | Porous | Wet | R600a | MinimizeLCOE_Brownfield | IgnoreSilica | 2019 | 160.2527 | 136.804 | 14.8411 | 4 | 2686.6593 | 3180.5684 | 54.7712 | 64.8402 | 231.8322 | 0 | 73.2926 | 15479705.5239 | 1353647.8468 | 17033847.5077 | 10321225.3835 | 0 | 778292.7044 | 0 | 17537020.3968 | 45627729.735 | 31141863.1002 | 139273332.1982 | 961560.8286 | 19257185.0261 | 19257185.0261 | 1478867.319 | 8584595.0803 | 0 | 159492078.0529 | 188812725.4783 | 31622.7766 | 59.3645 | 2686.6593 | 3180.5684 | 54.7712 | 64.8402
1 | 5200 | 707 | 0.045 | 15 | 15 | 7 | 4.217e-11 | 5spot_SharedNeighbor | Water | Porous | Wet | R600a | MinimizeLCOE_Brownfield | IgnoreSilica | 2019 | 186.499 | 155.4818 | 16.807 | 4 | 2611.9368 | 3048.0753 | 53.2479 | 62.1391 | 228.7893 | 0 | 76.1604 | 16963247.4428 | 1480512.9923 | 18870237.0683 | 11946510.9478 | 0 | 905263.8475 | 0 | 19564651.1965 | 50903209.1514 | 34742486.2022 | 155376118.8487 | 961560.8286 | 19257185.0261 | 19257185.0261 | 1478867.319 | 8584595.0803 | 0 | 175594864.7034 | 204915512.1288 | 42169.6503 | 67.2278 | 2611.9368 | 3048.0753 | 53.2479 | 62.1391
1 | 5200 | 707 | 0.045 | 15 | 15 | 7 | 5.6234e-11 | 5spot_SharedNeighbor | Water | Porous | Wet | R600a | MinimizeLCOE_Brownfield | IgnoreSilica | 2019 | 202.8077 | 166.3016 | 18.0096 | 4 | 2564.8 | 2971.8147 | 52.2869 | 60.5845 | 226.6832 | 0 | 76.9942 | 17799612.8971 | 1551900.9638 | 19913647.6762 | 12944075.733 | 0 | 916889.2934 | 0 | 20719189.3598 | 53907080.6241 | 36792690.2057 | 164545086.7532 | 961560.8286 | 19257185.0261 | 19257185.0261 | 1478867.319 | 8584595.0803 | 0 | 184763832.6079 | 214084480.0333 | 56234.1325 | 72.0383 | 2564.8 | 2971.8147 | 52.2869 | 60.5845
1 | 5200 | 707 | 0.045 | 15 | 15 | 7 | 7.4989e-11 | 5spot_SharedNeighbor | Water | Porous | Wet | R600a | MinimizeLCOE_Brownfield | IgnoreSilica | 2019 | 209.7667 | 170.7108 | 18.6008 | 4 | 2529.8237 | 2923.902 | 51.5739 | 59.6077 | 225.7255 | 0 | 89.1521 | 18136027.2879 | 1580589.5665 | 20334915.4512 | 13366809.3889 | 0 | 825840.3151 | 0 | 21155230.9838 | 55041571.4852 | 37567003.5298 | 168007988.0084 | 961560.8286 | 19257185.0261 | 19257185.0261 | 1478867.319 | 8584595.0803 | 0 | 188226733.8631 | 217547381.2885 | 74989.4209 | 74.4031 | 2529.8237 | 2923.902 | 51.5739 | 59.6077
1 | 5200 | 707 | 0.045 | 15 | 15 | 7 | 1e-10 | 5spot_SharedNeighbor | Water | Porous | Wet | R600a | MinimizeLCOE_Brownfield | IgnoreSilica | 2019 | 215.2501 | 174.0999 | 19.0633 | 4 | 2503.0216 | 2887.5386 | 51.0275 | 58.8664 | 224.9513 | 0 | 108.3064 | 18392958.2238 | 1602490.1744 | 20657244.393 | 13698403.2659 | 0 | 744374.5469 | 0 | 21487233.5356 | 55905374.0219 | 38156566.5105 | 170644644.6719 | 961560.8286 | 19257185.0261 | 19257185.0261 | 1478867.319 | 8584595.0803 | 0 | 190863390.5266 | 220184037.952 | 100000 | 76.2532 | 2503.0216 | 2887.5386 | 51.0275 | 58.8664
1 | 5200 | 707 | 0.045 | 15 | 15 | 7 | 1.3335e-10 | 5spot_SharedNeighbor | Water | Porous | Wet | R600a | MinimizeLCOE_Brownfield | IgnoreSilica | 2019 | 219.4512 | 176.6447 | 19.4176 | 4 | 2482.5331 | 2860.0346 | 50.6098 | 58.3057 | 224.3463 | 0 | 134.1348 | 18584963.6896 | 1618851.0864 | 20898452.6379 | 13951626.0524 | 0 | 672980.5054 | 0 | 21733480.849 | 56546059.0191 | 38593847.1859 | 172600261.0257 | 961560.8286 | 19257185.0261 | 19257185.0261 | 1478867.319 | 8584595.0803 | 0 | 192819006.8805 | 222139654.3059 | 133352.1432 | 77.6703 | 2482.5331 | 2860.0346 | 50.6098 | 58.3057
1 | 5200 | 707 | 0.045 | 15 | 15 | 7 | 1.7783e-10 | 5spot_SharedNeighbor | Water | Porous | Wet | R600a | MinimizeLCOE_Brownfield | IgnoreSilica | 2019 | 222.7445 | 178.6086 | 19.6926 | 4 | 2466.9076 | 2839.136 | 50.2912 | 57.8796 | 223.8653 | 0 | 152.9808 | 18732612.086 | 1631429.1351 | 21084127.4002 | 14149716.5069 | 0 | 613525.7962 | 0 | 21922450.2605 | 57037718.665 | 38929414.9968 | 174100994.8468 | 961560.8286 | 19257185.0261 | 19257185.0261 | 1478867.319 | 8584595.0803 | 0 | 194319740.7015 | 223640388.1269 | 177827.941 | 78.7706 | 2466.9076 | 2839.136 | 50.2912 | 57.8796
1 | 5200 | 707 | 0.045 | 15 | 15 | 7 | 2.3714e-10 | 5spot_SharedNeighbor | Water | Porous | Wet | R600a | MinimizeLCOE_Brownfield | IgnoreSilica | 2019 | 225.1534 | 180.0263 | 19.8963 | 4 | 2455.0139 | 2823.4329 | 50.0488 | 57.5595 | 223.5091 | 0 | 192.3142 | 18838909.8966 | 1640482.8667 | 21217903.5917 | 14294174.2692 | 0 | 563038.8341 | 0 | 22056258.6888 | 57385860.7474 | 39167029.1216 | 175163658.0162 | 961560.8286 | 19257185.0261 | 19257185.0261 | 1478867.319 | 8584595.0803 | 0 | 195382403.8709 | 224703051.2963 | 237137.3706 | 79.5851 | 2455.0139 | 2823.4329 | 50.0488 | 57.5595
1 | 5200 | 707 | 0.045 | 15 | 15 | 7 | 3.1623e-10 | 5spot_SharedNeighbor | Water | Porous | Wet | R600a | MinimizeLCOE_Brownfield | IgnoreSilica | 2019 | 226.9561 | 181.0774 | 20.0492 | 4 | 2445.9823 | 2811.5902 | 49.8647 | 57.3181 | 223.2403 | 0 | 199.3135 | 18917570.585 | 1647181.7461 | 21316952.885 | 14402197.1844 | 0 | 521780.5431 | 0 | 22154216.348 | 57640726.4829 | 39340980.2231 | 175941605.9976 | 961560.8286 | 19257185.0261 | 19257185.0261 | 1478867.319 | 8584595.0803 | 0 | 196160351.8523 | 225480999.2777 | 316227.766 | 80.197 | 2445.9823 | 2811.5902 | 49.8647 | 57.3181
1 | 5200 | 707 | 0.045 | 15 | 15 | 7 | 4.217e-10 | 5spot_SharedNeighbor | Water | Porous | Wet | R600a | MinimizeLCOE_Brownfield | IgnoreSilica | 2019 | 228.5757 | 182.0169 | 20.1799 | 4 | 2438.9998 | 2802.2398 | 49.7223 | 57.1274 | 222.9988 | 0 | 235.1846 | 18987769.5956 | 1653159.3644 | 21405386.2561 | 14499224.1064 | 0 | 491047.8632 | 0 | 22244269.0025 | 57875025.0174 | 39500893.7872 | 176656774.9929 | 961560.8286 | 19257185.0261 | 19257185.0261 | 1478867.319 | 8584595.0803 | 0 | 196875520.8476 | 226196168.2731 | 421696.5034 | 80.7198 | 2438.9998 | 2802.2398 | 49.7223 | 57.1274
1 | 5200 | 707 | 0.045 | 15 | 15 | 7 | 5.6234e-10 | 5spot_SharedNeighbor | Water | Porous | Wet | R600a | MinimizeLCOE_Brownfield | IgnoreSilica | 2019 | 229.6887 | 182.6568 | 20.2712 | 4 | 2433.9178 | 2795.5234 | 49.6187 | 56.9905 | 222.831 | 0 | 223.9585 | 19035523.6859 | 1657225.3933 | 21465565.537 | 14565705.9588 | 0 | 466817.0134 | 0 | 22304426.6595 | 58031542.9009 | 39607720.4588 | 177134527.6076 | 961560.8286 | 19257185.0261 | 19257185.0261 | 1478867.319 | 8584595.0803 | 0 | 197353273.4623 | 226673920.8878 | 562341.3252 | 81.0846 | 2433.9178 | 2795.5234 | 49.6187 | 56.9905
1 | 5200 | 707 | 0.045 | 15 | 15 | 7 | 7.4989e-10 | 5spot_SharedNeighbor | Water | Porous | Wet | R600a | MinimizeLCOE_Brownfield | IgnoreSilica | 2019 | 230.4003 | 183.0634 | 20.3328 | 4 | 2430.0809 | 2790.5897 | 49.5405 | 56.8899 | 222.7228 | 0 | 223.1885 | 19065845.4364 | 1659806.9967 | 21503785.5225 | 14608184.1168 | 0 | 446310.8342 | 0 | 22340733.8336 | 58126006.7203 | 39672193.9566 | 177422867.4171 | 961560.8286 | 19257185.0261 | 19257185.0261 | 1478867.319 | 8584595.0803 | 0 | 197641613.2718 | 226962260.6972 | 749894.2093 | 81.3313 | 2430.0809 | 2790.5897 | 49.5405 | 56.8899
1 | 5200 | 707 | 0.045 | 15 | 15 | 7 | 1e-09 | 5spot_SharedNeighbor | Water | Porous | Wet | R600a | MinimizeLCOE_Brownfield | IgnoreSilica | 2019 | 230.9339 | 183.3675 | 20.3791 | 4 | 2427.1876 | 2786.8775 | 49.4815 | 56.8143 | 222.6415 | 0 | 222.021 | 19088504.7701 | 1661736.1453 | 21532351.6256 | 14640030.0894 | 0 | 430442.1369 | 0 | 22367695.2593 | 58196154.8194 | 39720071.4756 | 177636986.3216 | 961560.8286 | 19257185.0261 | 19257185.0261 | 1478867.319 | 8584595.0803 | 0 | 197855732.1763 | 227176379.6017 | 1000000 | 81.5165 | 2427.1876 | 2786.8775 | 49.4815 | 56.8143
1 | 5200 | 707 | 0.045 | 15 | 15 | 7 | 1.3335e-09 | 5spot_SharedNeighbor | Water | Porous | Wet | R600a | MinimizeLCOE_Brownfield | IgnoreSilica | 2019 | 230.9728 | 183.3875 | 20.3948 | 4 | 2424.8634 | 2784.2769 | 49.4341 | 56.7612 | 222.6341 | 0 | 228.2206 | 19089995.2423 | 1661863.0374 | 21534230.7629 | 14642316.9708 | 0 | 412570.0356 | 0 | 22362980.6591 | 58183888.397 | 39711699.3903 | 177599544.4955 | 961560.8286 | 19257185.0261 | 19257185.0261 | 1478867.319 | 8584595.0803 | 0 | 197818290.3502 | 227138937.7756 | 1333521.4322 | 81.5791 | 2424.8634 | 2784.2769 | 49.4341 | 56.7612
1 | 5200 | 707 | 0.045 | 15 | 15 | 7 | 1.7783e-09 | 5spot_SharedNeighbor | Water | Porous | Wet | R600a | MinimizeLCOE_Brownfield | IgnoreSilica | 2019 | 231.2675 | 183.5551 | 20.4208 | 4 | 2423.1885 | 2782.1447 | 49.4 | 56.7178 | 222.5892 | 0 | 235.1615 | 19102483.6767 | 1662926.2364 | 21549976.4082 | 14659901.8676 | 0 | 402889.4291 | 0 | 22377489.271 | 58221636.8289 | 39737463.4707 | 177714767.1885 | 961560.8286 | 19257185.0261 | 19257185.0261 | 1478867.319 | 8584595.0803 | 0 | 197933513.0432 | 227254160.4687 | 1778279.41 | 81.6831 | 2423.1885 | 2782.1447 | 49.4 | 56.7178
1 | 5200 | 707 | 0.045 | 15 | 15 | 7 | 2.3714e-09 | 5spot_SharedNeighbor | Water | Porous | Wet | R600a | MinimizeLCOE_Brownfield | IgnoreSilica | 2019 | 231.4797 | 183.6756 | 20.4398 | 4 | 2421.9289 | 2780.5512 | 49.3743 | 56.6853 | 222.5568 | 0 | 237.3132 | 19111461.6739 | 1663690.5635 | 21561296.743 | 14672565.9691 | 0 | 395408.5219 | 0 | 22387725.1539 | 58248268.4965 | 39755640.1311 | 177796057.2528 | 961560.8286 | 19257185.0261 | 19257185.0261 | 1478867.319 | 8584595.0803 | 0 | 198014803.1075 | 227335450.5329 | 2371373.7057 | 81.7591 | 2421.9289 | 2780.5512 | 49.3743 | 56.6853
1 | 5200 | 707 | 0.045 | 15 | 15 | 7 | 3.1623e-09 | 5spot_SharedNeighbor | Water | Porous | Wet | R600a | MinimizeLCOE_Brownfield | IgnoreSilica | 2019 | 231.6307 | 183.7612 | 20.4536 | 4 | 2420.9821 | 2779.3623 | 49.355 | 56.6611 | 222.5336 | 0 | 233.1954 | 19117835.267 | 1664233.1629 | 21569333.5526 | 14681570.9724 | 0 | 389629.0823 | 0 | 22394814.7945 | 58266714.2872 | 39768229.7623 | 177852360.8813 | 961560.8286 | 19257185.0261 | 19257185.0261 | 1478867.319 | 8584595.0803 | 0 | 198071106.736 | 227391754.1615 | 3162277.6602 | 81.8144 | 2420.9821 | 2779.3623 | 49.355 | 56.6611
1 | 5200 | 707 | 0.045 | 15 | 15 | 7 | 4.217e-09 | 5spot_SharedNeighbor | Water | Porous | Wet | R600a | MinimizeLCOE_Brownfield | IgnoreSilica | 2019 | 231.7427 | 183.8247 | 20.4639 | 4 | 2420.2709 | 2778.4708 | 49.3405 | 56.6429 | 222.5165 | 0 | 231.8705 | 19122562.7353 | 1664635.6204 | 21575294.8679 | 14688255.2682 | 0 | 385242.9069 | 0 | 22400036.6455 | 58280300.4723 | 39777502.6128 | 177893831.1294 | 961560.8286 | 19257185.0261 | 19257185.0261 | 1478867.319 | 8584595.0803 | 0 | 198112576.9841 | 227433224.4095 | 4216965.0343 | 81.8555 | 2420.2709 | 2778.4708 | 49.3405 | 56.6429
1 | 5200 | 707 | 0.045 | 15 | 15 | 7 | 5.6234e-09 | 5spot_SharedNeighbor | Water | Porous | Wet | R600a | MinimizeLCOE_Brownfield | IgnoreSilica | 2019 | 231.8398 | 183.8798 | 20.4723 | 4 | 2419.7368 | 2777.789 | 49.3296 | 56.629 | 222.5016 | 0 | 260.766 | 19126663.1752 | 1664984.6958 | 21580465.6372 | 14694046.757 | 0 | 382098.841 | 0 | 22404821.0514 | 58292748.5151 | 39785998.6578 | 177931827.3306 | 961560.8286 | 19257185.0261 | 19257185.0261 | 1478867.319 | 8584595.0803 | 0 | 198150573.1853 | 227471220.6107 | 5623413.2519 | 81.8893 | 2419.7368 | 2777.789 | 49.3296 | 56.629
1 | 5200 | 707 | 0.045 | 15 | 15 | 7 | 7.4989e-09 | 5spot_SharedNeighbor | Water | Porous | Wet | R600a | MinimizeLCOE_Brownfield | IgnoreSilica | 2019 | 231.8935 | 183.9101 | 20.4776 | 4 | 2419.3358 | 2777.2958 | 49.3214 | 56.6189 | 222.4933 | 0 | 227.8507 | 19128921.3544 | 1665176.9363 | 21583313.3172 | 14697249.388 | 0 | 379484.692 | 0 | 22407116.8183 | 58298721.6295 | 39790075.4311 | 177950059.5669 | 961560.8286 | 19257185.0261 | 19257185.0261 | 1478867.319 | 8584595.0803 | 0 | 198168805.4216 | 227489452.847 | 7498942.0933 | 81.9104 | 2419.3358 | 2777.2958 | 49.3214 | 56.6189
1 | 5200 | 707 | 0.045 | 15 | 15 | 7 | 1e-08 | 5spot_SharedNeighbor | Water | Porous | Wet | R600a | MinimizeLCOE_Brownfield | IgnoreSilica | 2019 | 231.9519 | 183.9432 | 20.4826 | 4 | 2419.035 | 2776.9083 | 49.3153 | 56.611 | 222.4844 | 0 | 233.1593 | 19131386.1948 | 1665386.7694 | 21586421.6506 | 14700730.7771 | 0 | 377748.6744 | 0 | 22410052.8858 | 58306360.675 | 39795289.2366 | 177973376.8637 | 961560.8286 | 19257185.0261 | 19257185.0261 | 1478867.319 | 8584595.0803 | 0 | 198192122.7184 | 227512770.1438 | 10000000 | 81.9302 | 2419.035 | 2776.9083 | 49.3153 | 56.611
1 | 5300 | 707 | 0.045 | 15 | 15 | 7 | 1e-13 | 5spot_SharedNeighbor | Water | Porous | Wet | R600a | MinimizeLCOE_Brownfield | IgnoreSilica | 2019 | 1.0887 | 0.43781 | 0.041269 | 4 | 136982.8315 | 318935.489 | 2792.5803 | 6501.9313 | 160.2208 | 0 | 25.293 | 269058.8961 | 24273.6764 | 171973.3564 | 83990.7505 | 0 | 58611.8526 | 0 | 237084.3275 | 616844.7874 | 421009.2423 | 1882846.8891 | 961560.8286 | 19768034.2612 | 19768034.2612 | 1478867.319 | 8788934.7744 | 0 | 22612441.9789 | 52648278.3335 | 100 | 0.16508 | 136982.8315 | 318935.489 | 2792.5803 | 6501.9313
1 | 5300 | 707 | 0.045 | 15 | 15 | 7 | 1.3335e-13 | 5spot_SharedNeighbor | Water | Porous | Wet | R600a | MinimizeLCOE_Brownfield | IgnoreSilica | 2019 | 1.3982 | 0.69706 | 0.06901 | 4 | 84342.7815 | 193152.8132 | 1719.4417 | 3937.6814 | 174.9302 | 0 | 24.5645 | 371888.393 | 33614.465 | 249488.4686 | 105186.3007 | 0 | 63881.658 | 0 | 321383.1213 | 836172.9569 | 570705.2247 | 2552320.5883 | 961560.8286 | 19768034.2612 | 19768034.2612 | 1478867.319 | 8788934.7744 | 0 | 23281915.6781 | 53317752.0327 | 133.3521 | 0.27604 | 84342.7815 | 193152.8132 | 1719.4417 | 3937.6814
1 | 5300 | 707 | 0.045 | 15 | 15 | 7 | 1.7783e-13 | 5spot_SharedNeighbor | Water | Porous | Wet | R600a | MinimizeLCOE_Brownfield | IgnoreSilica | 2019 | 1.7875 | 1.0319 | 0.10507 | 4 | 57244.5289 | 128709.8664 | 1167.0072 | 2623.9247 | 187.5651 | 0 | 123.153 | 488946.859 | 44237.4775 | 341469.8507 | 130829.4112 | 0 | 69482.7376 | 0 | 419236.8711 | 1090768.3412 | 744471.8059 | 3329443.3544 | 961560.8286 | 19768034.2612 | 19768034.2612 | 1478867.319 | 8788934.7744 | 0 | 24059038.4442 | 54094874.7988 | 177.8279 | 0.42029 | 57244.5289 | 128709.8664 | 1167.0072 | 2623.9247
1 | 5300 | 707 | 0.045 | 15 | 15 | 7 | 2.3714e-13 | 5spot_SharedNeighbor | Water | Porous | Wet | R600a | MinimizeLCOE_Brownfield | IgnoreSilica | 2019 | 2.2932 | 1.477 | 0.15312 | 4 | 40824.1712 | 89865.43 | 832.2559 | 1832.0283 | 198.4846 | 0 | 158.6393 | 628214.6411 | 56858.3352 | 454912.7597 | 163705.2736 | 0 | 76111.8191 | 0 | 538123.1032 | 1400085.9304 | 955587.4164 | 4273599.2787 | 961560.8286 | 19768034.2612 | 19768034.2612 | 1478867.319 | 8788934.7744 | 0 | 25003194.3685 | 55039030.7232 | 237.1374 | 0.61246 | 40824.1712 | 89865.43 | 832.2559 | 1832.0283
1 | 5300 | 707 | 0.045 | 15 | 15 | 7 | 3.1623e-13 | 5spot_SharedNeighbor | Water | Porous | Wet | R600a | MinimizeLCOE_Brownfield | IgnoreSilica | 2019 | 2.9155 | 2.0353 | 0.21394 | 4 | 30492.4024 | 65591.5653 | 621.6289 | 1337.1728 | 207.2925 | 0 | 205.0994 | 786356.5919 | 71165.4283 | 587933.2688 | 204199.4985 | 0 | 82215.5929 | 0 | 675429.4484 | 1757328.875 | 1199413.0667 | 5364041.7705 | 961560.8286 | 19768034.2612 | 19768034.2612 | 1478867.319 | 8788934.7744 | 0 | 26093636.8603 | 56129473.215 | 316.2278 | 0.85574 | 30492.4024 | 65591.5653 | 621.6289 | 1337.1728
1 | 5300 | 707 | 0.045 | 15 | 15 | 7 | 4.217e-13 | 5spot_SharedNeighbor | Water | Porous | Wet | R600a | MinimizeLCOE_Brownfield | IgnoreSilica | 2019 | 3.717 | 2.7641 | 0.29358 | 4 | 23347.714 | 48924.9242 | 475.9747 | 997.4008 | 214.6509 | 0 | 30.0777 | 974688.0356 | 88171.0574 | 751067.331 | 256378.4193 | 0 | 89059.4081 | 0 | 842152.058 | 2191106.9059 | 1495475.486 | 6688098.7013 | 961560.8286 | 19768034.2612 | 19768034.2612 | 1478867.319 | 8788934.7744 | 0 | 27417693.7911 | 57453530.1458 | 421.6965 | 1.1743 | 23347.714 | 48924.9242 | 475.9747 | 997.4008
1 | 5300 | 707 | 0.045 | 15 | 15 | 7 | 5.6234e-13 | 5spot_SharedNeighbor | Water | Porous | Wet | R600a | MinimizeLCOE_Brownfield | IgnoreSilica | 2019 | 4.7622 | 3.7242 | 0.39867 | 4 | 18214.8462 | 37049.7164 | 371.3343 | 755.3086 | 220.7563 | 0 | 38.0533 | 1201781.1229 | 108632.2043 | 953364.3785 | 324574.5774 | 0 | 97089.1979 | 0 | 1047322.1776 | 2724917.4707 | 1859812.1652 | 8317493.2945 | 961560.8286 | 19768034.2612 | 19768034.2612 | 1478867.319 | 8788934.7744 | 0 | 29047088.3843 | 59082924.7389 | 562.3413 | 1.5947 | 18214.8462 | 37049.7164 | 371.3343 | 755.3086
1 | 5300 | 707 | 0.045 | 15 | 15 | 7 | 7.4989e-13 | 5spot_SharedNeighbor | Water | Porous | Wet | R600a | MinimizeLCOE_Brownfield | IgnoreSilica | 2019 | 6.1311 | 4.9893 | 0.53733 | 4 | 14450.6843 | 28425.3283 | 294.5967 | 579.4888 | 225.7177 | 0 | 40.7703 | 1476342.2863 | 133310.3752 | 1204661.5398 | 414058.8032 | 0 | 106645.8361 | 0 | 1300657.3478 | 3384043.6175 | 2309679.3041 | 10329399.1099 | 961560.8286 | 19768034.2612 | 19768034.2612 | 1478867.319 | 8788934.7744 | 0 | 31058994.1997 | 61094830.5543 | 749.8942 | 2.1493 | 14450.6843 | 28425.3283 | 294.5967 | 579.4888
1 | 5300 | 707 | 0.045 | 15 | 15 | 7 | 1e-12 | 5spot_SharedNeighbor | Water | Porous | Wet | R600a | MinimizeLCOE_Brownfield | IgnoreSilica | 2019 | 7.9124 | 6.6315 | 0.71741 | 4 | 11679.1657 | 22145.9684 | 238.0956 | 451.4755 | 229.4667 | 0 | 28.338 | 1804087.6512 | 162691.0158 | 1512591.8422 | 530462.8672 | 0 | 118105.3031 | 0 | 1609896.085 | 4188619.378 | 2858818.793 | 12785272.9354 | 961560.8286 | 19768034.2612 | 19768034.2612 | 1478867.319 | 8788934.7744 | 0 | 33514868.0253 | 63550704.3799 | 1000 | 2.8696 | 11679.1657 | 22145.9684 | 238.0956 | 451.4755
1 | 5300 | 707 | 0.045 | 15 | 15 | 7 | 1.3335e-12 | 5spot_SharedNeighbor | Water | Porous | Wet | R600a | MinimizeLCOE_Brownfield | IgnoreSilica | 2019 | 10.2721 | 8.8484 | 0.96131 | 4 | 9524.3919 | 17335.5712 | 194.1676 | 353.4091 | 232.9974 | 0 | 47.2922 | 2211263.0748 | 199086.3749 | 1905132.3242 | 685419.6057 | 0 | 130725.4552 | 0 | 2001334.4655 | 5207061.7492 | 3553926.6382 | 15893949.6877 | 961560.8286 | 19768034.2612 | 19768034.2612 | 1478867.319 | 8788934.7744 | 0 | 36623544.7776 | 66659381.1322 | 1333.5214 | 3.8452 | 9524.3919 | 17335.5712 | 194.1676 | 353.4091
1 | 5300 | 707 | 0.045 | 15 | 15 | 7 | 1.7783e-12 | 5spot_SharedNeighbor | Water | Porous | Wet | R600a | MinimizeLCOE_Brownfield | IgnoreSilica | 2019 | 13.381 | 11.7545 | 1.2809 | 4 | 7898.5641 | 13761.0107 | 161.0229 | 280.5368 | 235.5477 | 0 | 42.1873 | 2702687.6044 | 242873.7722 | 2391103.5234 | 889396.8286 | 0 | 146728.379 | 0 | 2485388.1419 | 6466470.1221 | 4413498.731 | 19738147.1026 | 961560.8286 | 19768034.2612 | 19768034.2612 | 1478867.319 | 8788934.7744 | 0 | 40467742.1925 | 70503578.5471 | 1778.2794 | 5.1234 | 7898.5641 | 13761.0107 | 161.0229 | 280.5368
1 | 5300 | 707 | 0.045 | 15 | 15 | 7 | 2.3714e-12 | 5spot_SharedNeighbor | Water | Porous | Wet | R600a | MinimizeLCOE_Brownfield | IgnoreSilica | 2019 | 17.5079 | 15.6173 | 1.7057 | 4 | 6637.8932 | 11040.2888 | 135.3224 | 225.0712 | 237.5554 | 0 | 44.2725 | 3304553.1942 | 296320.0769 | 3001365.6278 | 1160268.9246 | 0 | 166508.3642 | 0 | 3092316.3132 | 8045572.7257 | 5491268.7053 | 24558173.9319 | 961560.8286 | 19768034.2612 | 19768034.2612 | 1478867.319 | 8788934.7744 | 0 | 45287769.0218 | 75323605.3764 | 2371.3737 | 6.8226 | 6637.8932 | 11040.2888 | 135.3224 | 225.0712
1 | 5300 | 707 | 0.045 | 15 | 15 | 7 | 3.1623e-12 | 5spot_SharedNeighbor | Water | Porous | Wet | R600a | MinimizeLCOE_Brownfield | IgnoreSilica | 2019 | 22.9595 | 20.7245 | 2.2675 | 4 | 5656.6223 | 8968.2012 | 115.3179 | 182.8289 | 239.1142 | 0 | 44.522 | 4038097.9648 | 361223.1147 | 3763753.2134 | 1518266.8113 | 0 | 190519.0386 | 0 | 3850025.4557 | 10016976.4868 | 6836792.2805 | 30575654.3657 | 961560.8286 | 19768034.2612 | 19768034.2612 | 1478867.319 | 8788934.7744 | 0 | 51305249.4556 | 81341085.8102 | 3162.2777 | 9.0699 | 5656.6223 | 8968.2012 | 115.3179 | 182.8289
1 | 5300 | 707 | 0.045 | 15 | 15 | 7 | 4.217e-12 | 5spot_SharedNeighbor | Water | Porous | Wet | R600a | MinimizeLCOE_Brownfield | IgnoreSilica | 2019 | 30.1601 | 27.4734 | 3.01 | 4 | 4885.5566 | 7380.2013 | 99.5987 | 150.4554 | 240.3173 | 0 | 52.9697 | 4932153.3584 | 440022.5778 | 4715886.4834 | 1991127.8745 | 0 | 219809.6476 | 0 | 4796609.9773 | 12479795.2408 | 8517716.686 | 38093121.8457 | 961560.8286 | 19768034.2612 | 19768034.2612 | 1478867.319 | 8788934.7744 | 0 | 58822716.9356 | 88858553.2902 | 4216.965 | 12.0401 | 4885.5566 | 7380.2013 | 99.5987 | 150.4554
1 | 5300 | 707 | 0.045 | 15 | 15 | 7 | 5.6234e-12 | 5spot_SharedNeighbor | Water | Porous | Wet | R600a | MinimizeLCOE_Brownfield | IgnoreSilica | 2019 | 39.6079 | 36.3304 | 3.9847 | 4 | 4276.4382 | 6160.8731 | 87.181 | 125.5977 | 241.2338 | 0 | 47.6262 | 6015170.5912 | 535087.9803 | 5897247.0925 | 2611644.4183 | 0 | 255116.164 | 0 | 5972563.8361 | 15539385.9602 | 10605950.2203 | 47432166.2629 | 961560.8286 | 19768034.2612 | 19768034.2612 | 1478867.319 | 8788934.7744 | 0 | 68161761.3527 | 98197597.7074 | 5623.4133 | 15.9389 | 4276.4382 | 6160.8731 | 87.181 | 125.5977
1 | 5300 | 707 | 0.045 | 15 | 15 | 7 | 7.4989e-12 | 5spot_SharedNeighbor | Water | Porous | Wet | R600a | MinimizeLCOE_Brownfield | IgnoreSilica | 2019 | 51.8728 | 47.8163 | 5.2489 | 4 | 3793.61 | 5224.1992 | 77.3379 | 106.5024 | 241.8882 | 0 | 48.6367 | 7313213.0863 | 648544.3466 | 7346736.2315 | 3417091.2398 | 0 | 297358.1301 | 0 | 7418947.7834 | 19302580.297 | 13174407.6811 | 58918878.7958 | 961560.8286 | 19768034.2612 | 19768034.2612 | 1478867.319 | 8788934.7744 | 0 | 79648473.8857 | 109684310.2403 | 7498.9421 | 20.9954 | 3793.61 | 5224.1992 | 77.3379 | 106.5024
1 | 5300 | 707 | 0.045 | 15 | 15 | 7 | 1e-11 | 5spot_SharedNeighbor | Water | Porous | Wet | R600a | MinimizeLCOE_Brownfield | IgnoreSilica | 2019 | 67.5468 | 62.4013 | 6.8528 | 4 | 3412.1979 | 4507.9558 | 69.5623 | 91.9008 | 242.1791 | 0 | 57.9872 | 8839814.5178 | 781397.1475 | 9090511.6153 | 4444708.458 | 0 | 348976.1386 | 0 | 9167109.0721 | 23850937.3729 | 16278754.8448 | 72802209.1669 | 961560.8286 | 19768034.2612 | 19768034.2612 | 1478867.319 | 8788934.7744 | 0 | 93531804.2568 | 123567640.6114 | 10000 | 27.411 | 3412.1979 | 4507.9558 | 69.5623 | 91.9008
1 | 5300 | 707 | 0.045 | 15 | 15 | 7 | 1.3335e-11 | 5spot_SharedNeighbor | Water | Porous | Wet | R600a | MinimizeLCOE_Brownfield | IgnoreSilica | 2019 | 86.9205 | 80.0949 | 8.7935 | 4 | 3117.8595 | 3971.7838 | 63.5618 | 80.9702 | 241.8414 | 0 | 63.0049 | 10561688.7336 | 930593.3565 | 11099862.8656 | 5709066.5677 | 0 | 413791.4842 | 0 | 11198851.173 | 29137113.5519 | 19886678.707 | 88937646.4395 | 961560.8286 | 19768034.2612 | 19768034.2612 | 1478867.319 | 8788934.7744 | 0 | 109667241.5294 | 139703077.884 | 13335.2143 | 35.1739 | 3117.8595 | 3971.7838 | 63.5618 | 80.9702
1 | 5300 | 707 | 0.045 | 15 | 15 | 7 | 1.7783e-11 | 5spot_SharedNeighbor | Water | Porous | Wet | R600a | MinimizeLCOE_Brownfield | IgnoreSilica | 2019 | 109.8442 | 100.2618 | 10.9928 | 4 | 2898.7669 | 3581.8461 | 59.0953 | 73.0208 | 240.585 | 0 | 61.9893 | 12397574.0075 | 1089008.6429 | 13284403.1262 | 7191612.5377 | 0 | 497854.7911 | 0 | 13439576.7111 | 34967021.7661 | 23865710.8558 | 106732762.4385 | 961560.8286 | 19768034.2612 | 19768034.2612 | 1478867.319 | 8788934.7744 | 0 | 127462357.5284 | 157498193.883 | 17782.7941 | 43.9712 | 2898.7669 | 3581.8461 | 59.0953 | 73.0208
1 | 5300 | 707 | 0.045 | 15 | 15 | 7 | 2.3714e-11 | 5spot_SharedNeighbor | Water | Porous | Wet | R600a | MinimizeLCOE_Brownfield | IgnoreSilica | 2019 | 135.3838 | 121.437 | 13.2802 | 4 | 2744.1593 | 3309.5836 | 55.9434 | 67.4703 | 238.2847 | 0 | 63.2661 | 14215956.577 | 1245323.3372 | 15485113.3706 | 8821458.5515 | 0 | 604222.5789 | 0 | 15745109.0219 | 40965543.9091 | 27959825.4757 | 125042552.8219 | 961560.8286 | 19768034.2612 | 19768034.2612 | 1478867.319 | 8788934.7744 | 0 | 145772147.9118 | 175807984.2664 | 23713.7371 | 53.1209 | 2744.1593 | 3309.5836 | 55.9434 | 67.4703
1 | 5300 | 707 | 0.045 | 15 | 15 | 7 | 3.1623e-11 | 5spot_SharedNeighbor | Water | Porous | Wet | R600a | MinimizeLCOE_Brownfield | IgnoreSilica | 2019 | 162.1164 | 142.36 | 15.5198 | 4 | 2635.6095 | 3119.4417 | 53.7305 | 63.594 | 235.501 | 0 | 69.0993 | 15926638.3991 | 1391900.3172 | 17585070.4112 | 10506901.0274 | 0 | 722780.4262 | 0 | 17991983.3266 | 46811449.9526 | 31949776.4717 | 142886500.3319 | 961560.8286 | 19768034.2612 | 19768034.2612 | 1478867.319 | 8788934.7744 | 0 | 163616095.4217 | 193651931.7764 | 31622.7766 | 62.079 | 2635.6095 | 3119.4417 | 53.7305 | 63.594
1 | 5300 | 707 | 0.045 | 15 | 15 | 7 | 4.217e-11 | 5spot_SharedNeighbor | Water | Porous | Wet | R600a | MinimizeLCOE_Brownfield | IgnoreSilica | 2019 | 188.2311 | 161.3502 | 17.5268 | 4 | 2564.4314 | 2992.8585 | 52.2794 | 61.0135 | 232.3635 | 0 | 69.1446 | 17418829.9893 | 1519410.8244 | 19437900.2187 | 12129811.0244 | 0 | 847788.4198 | 0 | 20027958.7859 | 52108640.4615 | 35565217.8405 | 159055557.5644 | 961560.8286 | 19768034.2612 | 19768034.2612 | 1478867.319 | 8788934.7744 | 0 | 179785152.6543 | 209820989.0089 | 42169.6503 | 70.1072 | 2564.4314 | 2992.8585 | 52.2794 | 61.0135
1 | 5300 | 707 | 0.045 | 15 | 15 | 7 | 5.6234e-11 | 5spot_SharedNeighbor | Water | Porous | Wet | R600a | MinimizeLCOE_Brownfield | IgnoreSilica | 2019 | 206.5519 | 173.7115 | 18.8697 | 4 | 2520.3838 | 2918.3216 | 51.3814 | 59.4939 | 229.9085 | 0 | 81.7434 | 18363589.8842 | 1599987.2658 | 20620375.044 | 13252955.152 | 0 | 890853.9084 | 0 | 21343826.8892 | 55532259.3449 | 37901908.0767 | 169505755.5654 | 961560.8286 | 19768034.2612 | 19768034.2612 | 1478867.319 | 8788934.7744 | 0 | 190235350.6552 | 220271187.0098 | 56234.1325 | 75.4787 | 2520.3838 | 2918.3216 | 51.3814 | 59.4939
1 | 5300 | 707 | 0.045 | 15 | 15 | 7 | 7.4989e-11 | 5spot_SharedNeighbor | Water | Porous | Wet | R600a | MinimizeLCOE_Brownfield | IgnoreSilica | 2019 | 213.4332 | 178.1194 | 19.4563 | 4 | 2488.5057 | 2874.4449 | 50.7316 | 58.5994 | 228.9205 | 0 | 95.0276 | 18695873.1725 | 1628299.6327 | 21037911.1067 | 13671343.7004 | 0 | 802846.2871 | 0 | 21776146.8208 | 56657067.1258 | 38669612.4997 | 172939100.3459 | 961560.8286 | 19768034.2612 | 19768034.2612 | 1478867.319 | 8788934.7744 | 0 | 193668695.4357 | 223704531.7903 | 74989.4209 | 77.8253 | 2488.5057 | 2874.4449 | 50.7316 | 58.5994
1 | 5300 | 707 | 0.045 | 15 | 15 | 7 | 1e-10 | 5spot_SharedNeighbor | Water | Porous | Wet | R600a | MinimizeLCOE_Brownfield | IgnoreSilica | 2019 | 218.8575 | 181.507 | 19.9145 | 4 | 2464.1035 | 2841.1628 | 50.2341 | 57.9209 | 228.1219 | 0 | 120.7144 | 18949681.0764 | 1649916.1093 | 21357399.5974 | 13999761.0017 | 0 | 724515.7382 | 0 | 22105696.674 | 57514488.2438 | 39254820.0309 | 175556278.4717 | 961560.8286 | 19768034.2612 | 19768034.2612 | 1478867.319 | 8788934.7744 | 0 | 196285873.5615 | 226321709.9161 | 100000 | 79.6581 | 2464.1035 | 2841.1628 | 50.2341 | 57.9209
1 | 5300 | 707 | 0.045 | 15 | 15 | 7 | 1.3335e-10 | 5spot_SharedNeighbor | Water | Porous | Wet | R600a | MinimizeLCOE_Brownfield | IgnoreSilica | 2019 | 223.0982 | 184.1007 | 20.2697 | 4 | 2445.4572 | 2815.9104 | 49.854 | 57.4061 | 227.4858 | 0 | 131.7804 | 19143106.8491 | 1666384.5444 | 21601202.8164 | 14255425.3314 | 0 | 657155.6011 | 0 | 22356077.3056 | 58165927.2871 | 39699440.5637 | 177544720.2988 | 961560.8286 | 19768034.2612 | 19768034.2612 | 1478867.319 | 8788934.7744 | 0 | 198274315.3887 | 228310151.7433 | 133352.1432 | 81.0786 | 2445.4572 | 2815.9104 | 49.854 | 57.4061
1 | 5300 | 707 | 0.045 | 15 | 15 | 7 | 1.7783e-10 | 5spot_SharedNeighbor | Water | Porous | Wet | R600a | MinimizeLCOE_Brownfield | IgnoreSilica | 2019 | 226.3159 | 186.0366 | 20.5391 | 4 | 2431.2435 | 2796.8371 | 49.5642 | 57.0173 | 226.996 | 0 | 172.3016 | 19286984.6388 | 1678631.4321 | 21782732.5775 | 14449010.3165 | 0 | 599812.171 | 0 | 22540896.743 | 58646789.5516 | 40027638.94 | 179012496.3704 | 961560.8286 | 19768034.2612 | 19768034.2612 | 1478867.319 | 8788934.7744 | 0 | 199742091.4603 | 229777927.8149 | 177827.941 | 82.1563 | 2431.2435 | 2796.8371 | 49.5642 | 57.0173
1 | 5300 | 707 | 0.045 | 15 | 15 | 7 | 2.3714e-10 | 5spot_SharedNeighbor | Water | Porous | Wet | R600a | MinimizeLCOE_Brownfield | IgnoreSilica | 2019 | 228.7271 | 187.4691 | 20.7416 | 4 | 2420.4322 | 2782.4557 | 49.3438 | 56.7241 | 226.6248 | 0 | 185.9446 | 19393180.652 | 1687669.2189 | 21916816.8298 | 14593919.9143 | 0 | 551962.6953 | 0 | 22675984.231 | 58998259.4851 | 40267524.3916 | 180085317.4179 | 961560.8286 | 19768034.2612 | 19768034.2612 | 1478867.319 | 8788934.7744 | 0 | 200814912.5078 | 230850748.8624 | 237137.3706 | 82.9665 | 2420.4322 | 2782.4557 | 49.3438 | 56.7241
1 | 5300 | 707 | 0.045 | 15 | 15 | 7 | 3.1623e-10 | 5spot_SharedNeighbor | Water | Porous | Wet | R600a | MinimizeLCOE_Brownfield | IgnoreSilica | 2019 | 230.5371 | 188.5341 | 20.894 | 4 | 2412.2255 | 2771.6095 | 49.1765 | 56.503 | 226.3439 | 0 | 194.4843 | 19471980.1057 | 1694374.5399 | 22016363.0477 | 14702605.3912 | 0 | 512962.9308 | 0 | 22775331.546 | 59256740.8198 | 40443943.2138 | 180874301.595 | 961560.8286 | 19768034.2612 | 19768034.2612 | 1478867.319 | 8788934.7744 | 0 | 201603896.6849 | 231639733.0395 | 316227.766 | 83.5759 | 2412.2255 | 2771.6095 | 49.1765 | 56.503
1 | 5300 | 707 | 0.045 | 15 | 15 | 7 | 4.217e-10 | 5spot_SharedNeighbor | Water | Porous | Wet | R600a | MinimizeLCOE_Brownfield | IgnoreSilica | 2019 | 232.2102 | 189.5133 | 21.0268 | 4 | 2405.9123 | 2763.0262 | 49.0478 | 56.328 | 226.0842 | 0 | 217.0959 | 19544326.7792 | 1700530.1077 | 22107797.2743 | 14803054.6044 | 0 | 484902.2312 | 0 | 22869838.2888 | 59502627.9785 | 40611766.252 | 181624843.5161 | 961560.8286 | 19768034.2612 | 19768034.2612 | 1478867.319 | 8788934.7744 | 0 | 202354438.606 | 232390274.9606 | 421696.5034 | 84.1072 | 2405.9123 | 2763.0262 | 49.0478 | 56.328
1 | 5300 | 707 | 0.045 | 15 | 15 | 7 | 5.6234e-10 | 5spot_SharedNeighbor | Water | Porous | Wet | R600a | MinimizeLCOE_Brownfield | IgnoreSilica | 2019 | 232.5346 | 189.697 | 21.0739 | 4 | 2401.1815 | 2757.4968 | 48.9513 | 56.2153 | 226.0302 | 0 | 219.8629 | 19557884.696 | 1701683.6034 | 22124936.4569 | 14822436.2244 | 0 | 451347.1545 | 0 | 22876732.3727 | 59520564.9707 | 40624008.6178 | 181679594.0965 | 961560.8286 | 19768034.2612 | 19768034.2612 | 1478867.319 | 8788934.7744 | 0 | 202409189.1863 | 232445025.541 | 562341.3252 | 84.2957 | 2401.1815 | 2757.4968 | 48.9513 | 56.2153
1 | 5300 | 707 | 0.045 | 15 | 15 | 7 | 7.4989e-10 | 5spot_SharedNeighbor | Water | Porous | Wet | R600a | MinimizeLCOE_Brownfield | IgnoreSilica | 2019 | 234.0324 | 190.5668 | 21.1783 | 4 | 2397.8152 | 2752.3742 | 48.8827 | 56.1109 | 225.7972 | 0 | 225.2282 | 19622038.6183 | 1707141.4617 | 22206054.3789 | 14912049.5866 | 0 | 442660.3224 | 0 | 22967078.3035 | 59755626.5501 | 40784442.9758 | 182397092.1973 | 961560.8286 | 19768034.2612 | 19768034.2612 | 1478867.319 | 8788934.7744 | 0 | 203126687.2872 | 233162523.6418 | 749894.2093 | 84.7132 | 2397.8152 | 2752.3742 | 48.8827 | 56.1109
1 | 5300 | 707 | 0.045 | 15 | 15 | 7 | 1e-09 | 5spot_SharedNeighbor | Water | Porous | Wet | R600a | MinimizeLCOE_Brownfield | IgnoreSilica | 2019 | 233.787 | 190.4199 | 21.1813 | 4 | 2395.0706 | 2749.5798 | 48.8268 | 56.0539 | 225.8322 | 0 | 250.2397 | 19611210.356 | 1706220.2884 | 22192360.7524 | 14897298.755 | 0 | 416984.3503 | 0 | 22941389.0558 | 59688788.3973 | 40738824.5631 | 182193076.5183 | 961560.8286 | 19768034.2612 | 19768034.2612 | 1478867.319 | 8788934.7744 | 0 | 202922671.6082 | 232958507.9628 | 1000000 | 84.7251 | 2395.0706 | 2749.5798 | 48.8268 | 56.0539
1 | 5300 | 707 | 0.045 | 15 | 15 | 7 | 1.3335e-09 | 5spot_SharedNeighbor | Water | Porous | Wet | R600a | MinimizeLCOE_Brownfield | IgnoreSilica | 2019 | 234.6586 | 190.9244 | 21.2424 | 4 | 2393.047 | 2746.5363 | 48.7855 | 55.9919 | 225.6966 | 0 | 225.0941 | 19648392.3321 | 1709383.3451 | 22239385.3186 | 14949414.911 | 0 | 411007.2374 | 0 | 22993457.4262 | 59824259.6163 | 40831286.4537 | 182606586.6404 | 961560.8286 | 19768034.2612 | 19768034.2612 | 1478867.319 | 8788934.7744 | 0 | 203336181.7302 | 233372018.0848 | 1333521.4322 | 84.9696 | 2393.047 | 2746.5363 | 48.7855 | 55.9919
1 | 5300 | 707 | 0.045 | 15 | 15 | 7 | 1.7783e-09 | 5spot_SharedNeighbor | Water | Porous | Wet | R600a | MinimizeLCOE_Brownfield | IgnoreSilica | 2019 | 234.9487 | 191.0905 | 21.2678 | 4 | 2391.5269 | 2744.5933 | 48.7545 | 55.9522 | 225.6505 | 0 | 225.8828 | 19660629.6381 | 1710424.3316 | 22254864.1896 | 14966732.2091 | 0 | 401813.4781 | 0 | 23007840.9002 | 59861682.4651 | 40856828.317 | 182720815.5289 | 961560.8286 | 19768034.2612 | 19768034.2612 | 1478867.319 | 8788934.7744 | 0 | 203450410.6187 | 233486246.9733 | 1778279.41 | 85.0713 | 2391.5269 | 2744.5933 | 48.7545 | 55.9522
1 | 5300 | 707 | 0.045 | 15 | 15 | 7 | 2.3714e-09 | 5spot_SharedNeighbor | Water | Porous | Wet | R600a | MinimizeLCOE_Brownfield | IgnoreSilica | 2019 | 235.1682 | 191.2161 | 21.287 | 4 | 2390.3836 | 2743.1316 | 48.7312 | 55.9224 | 225.6156 | 0 | 225.7488 | 19669877.9584 | 1711211.0433 | 22266563.0314 | 14979835.7322 | 0 | 394843.6859 | 0 | 23018709.266 | 59889959.7235 | 40876128.1269 | 182807128.5677 | 961560.8286 | 19768034.2612 | 19768034.2612 | 1478867.319 | 8788934.7744 | 0 | 203536723.6575 | 233572560.0121 | 2371373.7057 | 85.1481 | 2390.3836 | 2743.1316 | 48.7312 | 55.9224
1 | 5300 | 707 | 0.045 | 15 | 15 | 7 | 3.1623e-09 | 5spot_SharedNeighbor | Water | Porous | Wet | R600a | MinimizeLCOE_Brownfield | IgnoreSilica | 2019 | 235.3313 | 191.3093 | 21.3014 | 4 | 2389.5245 | 2742.0353 | 48.7137 | 55.9001 | 225.5896 | 0 | 231.9875 | 19676744.9962 | 1711795.1836 | 22275250.0218 | 14989576.2538 | 0 | 389540.8633 | 0 | 23026733.8543 | 59910838.0564 | 40890378.0181 | 182870857.2476 | 961560.8286 | 19768034.2612 | 19768034.2612 | 1478867.319 | 8788934.7744 | 0 | 203600452.3375 | 233636288.6921 | 3162277.6602 | 85.2054 | 2389.5245 | 2742.0353 | 48.7137 | 55.9001
1 | 5300 | 707 | 0.045 | 15 | 15 | 7 | 4.217e-09 | 5spot_SharedNeighbor | Water | Porous | Wet | R600a | MinimizeLCOE_Brownfield | IgnoreSilica | 2019 | 235.448 | 191.3759 | 21.3118 | 4 | 2388.8791 | 2741.2175 | 48.7005 | 55.8834 | 225.571 | 0 | 232.5087 | 19681648.5406 | 1712212.2971 | 22281453.3471 | 14996540.9297 | 0 | 385459.0852 | 0 | 23032352.5379 | 59925456.7184 | 40900355.5553 | 182915479.0112 | 961560.8286 | 19768034.2612 | 19768034.2612 | 1478867.319 | 8788934.7744 | 0 | 203645074.1011 | 233680910.4557 | 4216965.0343 | 85.2471 | 2388.8791 | 2741.2175 | 48.7005 | 55.8834
1 | 5300 | 707 | 0.045 | 15 | 15 | 7 | 5.6234e-09 | 5spot_SharedNeighbor | Water | Porous | Wet | R600a | MinimizeLCOE_Brownfield | IgnoreSilica | 2019 | 235.5406 | 191.4288 | 21.3199 | 4 | 2388.3945 | 2740.599 | 48.6907 | 55.8708 | 225.5563 | 0 | 231.3073 | 19685541.1059 | 1712543.411 | 22286377.8364 | 15002068.9305 | 0 | 382443.2082 | 0 | 23036900.0519 | 59937288.417 | 40908430.9327 | 182951593.8936 | 961560.8286 | 19768034.2612 | 19768034.2612 | 1478867.319 | 8788934.7744 | 0 | 203681188.9834 | 233717025.3381 | 5623413.2519 | 85.2795 | 2388.3945 | 2740.599 | 48.6907 | 55.8708
1 | 5300 | 707 | 0.045 | 15 | 15 | 7 | 7.4989e-09 | 5spot_SharedNeighbor | Water | Porous | Wet | R600a | MinimizeLCOE_Brownfield | IgnoreSilica | 2019 | 235.6092 | 191.4679 | 21.3259 | 4 | 2388.0308 | 2740.1357 | 48.6832 | 55.8614 | 225.5454 | 0 | 226.4061 | 19688419.7335 | 1712788.2749 | 22290019.662 | 15006159.4072 | 0 | 380159.0238 | 0 | 23040242.9796 | 59945986.0291 | 40914367.2317 | 182978142.3418 | 961560.8286 | 19768034.2612 | 19768034.2612 | 1478867.319 | 8788934.7744 | 0 | 203707737.4317 | 233743573.7863 | 7498942.0933 | 85.3036 | 2388.0308 | 2740.1357 | 48.6832 | 55.8614
1 | 5300 | 707 | 0.045 | 15 | 15 | 7 | 1e-08 | 5spot_SharedNeighbor | Water | Porous | Wet | R600a | MinimizeLCOE_Brownfield | IgnoreSilica | 2019 | 235.6675 | 191.5012 | 21.3308 | 4 | 2387.7578 | 2739.7817 | 48.6777 | 55.8542 | 225.5361 | 0 | 221.6005 | 19690873.7488 | 1712997.0194 | 22293124.3466 | 15009642.6715 | 0 | 378527.7486 | 0 | 23043214.5587 | 59953717.4684 | 40919644.0979 | 183001741.6601 | 961560.8286 | 19768034.2612 | 19768034.2612 | 1478867.319 | 8788934.7744 | 0 | 203731336.7499 | 233767173.1045 | 10000000 | 85.3233 | 2387.7578 | 2739.7817 | 48.6777 | 55.8542
1 | 5400 | 707 | 0.045 | 15 | 15 | 7 | 1e-13 | 5spot_SharedNeighbor | Water | Porous | Wet | R600a | MinimizeLCOE_Brownfield | IgnoreSilica | 2019 | 1.1276 | 0.48255 | 0.046097 | 4 | 126081.1631 | 292897.3493 | 2570.335 | 5971.1086 | 164.0567 | 0 | 28.7756 | 287887.8677 | 25984.5005 | 185894.0662 | 87165.6056 | 0 | 59381.1439 | 0 | 252062.1417 | 655813.9876 | 447606.5222 | 2001795.8353 | 961560.8286 | 20284743.5872 | 20284743.5872 | 1478867.319 | 8995618.5048 | 0 | 23248100.2511 | 54007329.6622 | 100 | 0.18439 | 126081.1631 | 292897.3493 | 2570.335 | 5971.1086
1 | 5400 | 707 | 0.045 | 15 | 15 | 7 | 1.3335e-13 | 5spot_SharedNeighbor | Water | Porous | Wet | R600a | MinimizeLCOE_Brownfield | IgnoreSilica | 2019 | 1.4371 | 0.74864 | 0.07481 | 4 | 79927.3166 | 182718.5977 | 1629.4265 | 3724.9658 | 178.482 | 0 | 25.2292 | 390859.7735 | 35336.9558 | 264151.953 | 108211.6435 | 0 | 63855.2478 | 0 | 336342.0737 | 875093.0826 | 597269.0102 | 2671119.7401 | 961560.8286 | 20284743.5872 | 20284743.5872 | 1478867.319 | 8995618.5048 | 0 | 23917424.156 | 54676653.567 | 133.3521 | 0.29924 | 79927.3166 | 182718.5977 | 1629.4265 | 3724.9658
1 | 5400 | 707 | 0.045 | 15 | 15 | 7 | 1.7783e-13 | 5spot_SharedNeighbor | Water | Porous | Wet | R600a | MinimizeLCOE_Brownfield | IgnoreSilica | 2019 | 1.8459 | 1.11 | 0.11379 | 4 | 54355.39 | 121936.6954 | 1108.1081 | 2485.8445 | 191.488 | 0 | 125.6781 | 514500.8834 | 46554.7418 | 361987.5087 | 135130.3585 | 0 | 69673.5159 | 0 | 439860.3333 | 1144426.3594 | 781094.5059 | 3493228.207 | 961560.8286 | 20284743.5872 | 20284743.5872 | 1478867.319 | 8995618.5048 | 0 | 24739532.6229 | 55498762.0339 | 177.8279 | 0.45514 | 54355.39 | 121936.6954 | 1108.1081 | 2485.8445
1 | 5400 | 707 | 0.045 | 15 | 15 | 7 | 2.3714e-13 | 5spot_SharedNeighbor | Water | Porous | Wet | R600a | MinimizeLCOE_Brownfield | IgnoreSilica | 2019 | 2.3515 | 1.5679 | 0.16361 | 4 | 39254.6183 | 86254.807 | 800.2585 | 1758.4209 | 202.1992 | 0 | 162.4355 | 655032.4991 | 59286.3545 | 477180.9501 | 168114.4597 | 0 | 75154.8263 | 0 | 559559.945 | 1455860.1953 | 993654.4982 | 4443843.7282 | 961560.8286 | 20284743.5872 | 20284743.5872 | 1478867.319 | 8995618.5048 | 0 | 25690148.144 | 56449377.5551 | 237.1374 | 0.65445 | 39254.6183 | 86254.807 | 800.2585 | 1758.4209
1 | 5400 | 707 | 0.045 | 15 | 15 | 7 | 3.1623e-13 | 5spot_SharedNeighbor | Water | Porous | Wet | R600a | MinimizeLCOE_Brownfield | IgnoreSilica | 2019 | 2.9933 | 2.1606 | 0.22844 | 4 | 29359.0856 | 63021.0756 | 598.5247 | 1284.7699 | 211.1397 | 0 | 209.6039 | 820010.5952 | 74206.8235 | 616735.8669 | 210126.8019 | 0 | 80861.8772 | 0 | 702757.3662 | 1828430.5115 | 1247941.3946 | 5581071.237 | 961560.8286 | 20284743.5872 | 20284743.5872 | 1478867.319 | 8995618.5048 | 0 | 26827375.6529 | 57586605.0639 | 316.2278 | 0.91377 | 29359.0856 | 63021.0756 | 598.5247 | 1284.7699
1 | 5400 | 707 | 0.045 | 15 | 15 | 7 | 4.217e-13 | 5spot_SharedNeighbor | Water | Porous | Wet | R600a | MinimizeLCOE_Brownfield | IgnoreSilica | 2019 | 3.807 | 2.9228 | 0.31219 | 4 | 22571.6427 | 47203.4514 | 460.1535 | 962.3062 | 218.4939 | 0 | 37.7595 | 1013640.1176 | 91684.0165 | 785362.922 | 263446.749 | 0 | 86648.5529 | 0 | 873905.1196 | 2273721.8587 | 1551861.8889 | 6940271.2253 | 961560.8286 | 20284743.5872 | 20284743.5872 | 1478867.319 | 8995618.5048 | 0 | 28186575.6411 | 58945805.0522 | 421.6965 | 1.2488 | 22571.6427 | 47203.4514 | 460.1535 | 962.3062
1 | 5400 | 707 | 0.045 | 15 | 15 | 7 | 5.6234e-13 | 5spot_SharedNeighbor | Water | Porous | Wet | R600a | MinimizeLCOE_Brownfield | IgnoreSilica | 2019 | 4.8742 | 3.9327 | 0.4233 | 4 | 17641.8563 | 35808.3912 | 359.6531 | 730.0025 | 224.6419 | 0 | 39.4676 | 1248715.2327 | 112855.2374 | 995836.8856 | 333570.2598 | 0 | 93601.9842 | 0 | 1085986.0439 | 2825512.9199 | 1928470.6263 | 8624549.1898 | 961560.8286 | 20284743.5872 | 20284743.5872 | 1478867.319 | 8995618.5048 | 0 | 29870853.6057 | 60630083.0167 | 562.3413 | 1.6932 | 17641.8563 | 35808.3912 | 359.6531 | 730.0025
1 | 5400 | 707 | 0.045 | 15 | 15 | 7 | 7.4989e-13 | 5spot_SharedNeighbor | Water | Porous | Wet | R600a | MinimizeLCOE_Brownfield | IgnoreSilica | 2019 | 6.2775 | 5.2687 | 0.5704 | 4 | 14007.4063 | 27488.8883 | 285.5599 | 560.3982 | 229.6474 | 0 | 33.6074 | 1534083.0978 | 138492.4498 | 1258326.1238 | 425949.8871 | 0 | 101976.9515 | 0 | 1348943.1189 | 3509673.2891 | 2395424.1364 | 10712869.0544 | 961560.8286 | 20284743.5872 | 20284743.5872 | 1478867.319 | 8995618.5048 | 0 | 31959173.4702 | 62718402.8813 | 749.8942 | 2.2816 | 14007.4063 | 27488.8883 | 285.5599 | 560.3982
1 | 5400 | 707 | 0.045 | 15 | 15 | 7 | 1e-12 | 5spot_SharedNeighbor | Water | Porous | Wet | R600a | MinimizeLCOE_Brownfield | IgnoreSilica | 2019 | 8.0996 | 6.9977 | 0.76088 | 4 | 11336.049 | 21442.4814 | 231.1007 | 437.134 | 233.3822 | 0 | 38.17 | 1873796.1242 | 168929.879 | 1579062.6238 | 545892.656 | 0 | 112013.4852 | 0 | 1669080.9596 | 4342606.2813 | 2963918.0186 | 13255300.0276 | 961560.8286 | 20284743.5872 | 20284743.5872 | 1478867.319 | 8995618.5048 | 0 | 34501604.4434 | 65260833.8545 | 1000 | 3.0435 | 11336.049 | 21442.4814 | 231.1007 | 437.134
1 | 5400 | 707 | 0.045 | 15 | 15 | 7 | 1.3335e-12 | 5spot_SharedNeighbor | Water | Porous | Wet | R600a | MinimizeLCOE_Brownfield | IgnoreSilica | 2019 | 10.5085 | 9.3334 | 1.0192 | 4 | 9252.3224 | 16797.3015 | 188.6211 | 342.4357 | 236.9885 | 0 | 50.9752 | 2296180.2571 | 206663.0965 | 1988217.4504 | 705356.8025 | 0 | 122291.1056 | 0 | 2074296.3977 | 5396893.7302 | 3683490.866 | 16473389.7061 | 961560.8286 | 20284743.5872 | 20284743.5872 | 1478867.319 | 8995618.5048 | 0 | 37719694.1219 | 68478923.533 | 1333.5214 | 4.0768 | 9252.3224 | 16797.3015 | 188.6211 | 342.4357
1 | 5400 | 707 | 0.045 | 15 | 15 | 7 | 1.7783e-12 | 5spot_SharedNeighbor | Water | Porous | Wet | R600a | MinimizeLCOE_Brownfield | IgnoreSilica | 2019 | 13.6757 | 12.3855 | 1.3565 | 4 | 7682.9443 | 13351.721 | 156.6272 | 272.1929 | 239.5521 | 0 | 51.495 | 2804493.0393 | 251927.6023 | 2493240.9321 | 914780.9643 | 0 | 135584.3781 | 0 | 2574010.4972 | 6697047.3117 | 4570872.4008 | 20441957.1257 | 961560.8286 | 20284743.5872 | 20284743.5872 | 1478867.319 | 8995618.5048 | 0 | 41688261.5416 | 72447490.9526 | 1778.2794 | 5.4261 | 7682.9443 | 13351.721 | 156.6272 | 272.1929
1 | 5400 | 707 | 0.045 | 15 | 15 | 7 | 2.3714e-12 | 5spot_SharedNeighbor | Water | Porous | Wet | R600a | MinimizeLCOE_Brownfield | IgnoreSilica | 2019 | 17.9 | 16.4619 | 1.807 | 4 | 6459.5273 | 10715.0958 | 131.6862 | 218.4417 | 241.5805 | 0 | 39.3925 | 3430128.3804 | 307448.3192 | 3130525.4749 | 1194238.577 | 0 | 152398.2954 | 0 | 3203748.2283 | 8335495.7108 | 5689147.1 | 25443130.0859 | 961560.8286 | 20284743.5872 | 20284743.5872 | 1478867.319 | 8995618.5048 | 0 | 46689434.5018 | 77448663.9128 | 2371.3737 | 7.228 | 6459.5273 | 10715.0958 | 131.6862 | 218.4417
1 | 5400 | 707 | 0.045 | 15 | 15 | 7 | 3.1623e-12 | 5spot_SharedNeighbor | Water | Porous | Wet | R600a | MinimizeLCOE_Brownfield | IgnoreSilica | 2019 | 23.4588 | 21.8307 | 2.4006 | 4 | 5509.8565 | 8713.1198 | 112.3259 | 177.6287 | 243.1492 | 0 | 53.1792 | 4189769.0841 | 374613.3836 | 3923621.8667 | 1562106.7559 | 0 | 172464.7683 | 0 | 3986804.5848 | 10372847.7237 | 7079681.7121 | 31661909.8793 | 961560.8286 | 20284743.5872 | 20284743.5872 | 1478867.319 | 8995618.5048 | 0 | 52908214.2952 | 83667443.7062 | 3162.2777 | 9.6025 | 5509.8565 | 8713.1198 | 112.3259 | 177.6287
1 | 5400 | 707 | 0.045 | 15 | 15 | 7 | 4.217e-12 | 5spot_SharedNeighbor | Water | Porous | Wet | R600a | MinimizeLCOE_Brownfield | IgnoreSilica | 2019 | 30.7863 | 28.9114 | 3.1837 | 4 | 4763.5597 | 7178.9189 | 97.1116 | 146.352 | 244.3589 | 0 | 52.1522 | 5114090.3007 | 456020.8729 | 4912344.1301 | 2047134.5621 | 0 | 196813.8071 | 0 | 4963297.4325 | 12913481.807 | 8813716.6788 | 39416899.5912 | 961560.8286 | 20284743.5872 | 20284743.5872 | 1478867.319 | 8995618.5048 | 0 | 60663204.0071 | 91422433.4181 | 4216.965 | 12.7348 | 4763.5597 | 7178.9189 | 97.1116 | 146.352
1 | 5400 | 707 | 0.045 | 15 | 15 | 7 | 5.6234e-12 | 5spot_SharedNeighbor | Water | Porous | Wet | R600a | MinimizeLCOE_Brownfield | IgnoreSilica | 2019 | 40.4379 | 38.2396 | 4.2154 | 4 | 4171.4053 | 5995.6326 | 85.0397 | 122.2291 | 245.2835 | 0 | 50.1729 | 6238237.1426 | 554620.7642 | 6143907.5609 | 2686044.7257 | 0 | 226680.686 | 0 | 6181301.443 | 16082478.3953 | 10976621.9667 | 49089892.6844 | 961560.8286 | 20284743.5872 | 20284743.5872 | 1478867.319 | 8995618.5048 | 0 | 70336197.1002 | 101095426.5113 | 5623.4133 | 16.8615 | 4171.4053 | 5995.6326 | 85.0397 | 122.2291
1 | 5400 | 707 | 0.045 | 15 | 15 | 7 | 7.4989e-12 | 5spot_SharedNeighbor | Water | Porous | Wet | R600a | MinimizeLCOE_Brownfield | IgnoreSilica | 2019 | 52.94 | 50.3073 | 5.5502 | 4 | 3702.7948 | 5088.2986 | 75.4865 | 103.7318 | 245.9348 | 0 | 50.3313 | 7582400.9773 | 672013.5779 | 7651354.0636 | 3513434.491 | 0 | 262276.6485 | 0 | 7675777.1057 | 19970797.5107 | 13630479.6599 | 60958534.0346 | 961560.8286 | 20284743.5872 | 20284743.5872 | 1478867.319 | 8995618.5048 | 0 | 82204838.4505 | 112964067.8615 | 7498.9421 | 22.2008 | 3702.7948 | 5088.2986 | 75.4865 | 103.7318
1 | 5400 | 707 | 0.045 | 15 | 15 | 7 | 1e-11 | 5spot_SharedNeighbor | Water | Porous | Wet | R600a | MinimizeLCOE_Brownfield | IgnoreSilica | 2019 | 68.8574 | 65.562 | 7.2362 | 4 | 3333.588 | 4396.2769 | 67.9597 | 89.6241 | 246.1974 | 0 | 50.8462 | 9156618.5087 | 808896.3655 | 9457040.6272 | 4564875.5804 | 0 | 306172.4895 | 0 | 9474505.3928 | 24650719.5439 | 16824622.6103 | 75243451.1184 | 961560.8286 | 20284743.5872 | 20284743.5872 | 1478867.319 | 8995618.5048 | 0 | 96489755.5343 | 127248984.9453 | 10000 | 28.9447 | 3333.588 | 4396.2769 | 67.9597 | 89.6241
1 | 5400 | 707 | 0.045 | 15 | 15 | 7 | 1.3335e-11 | 5spot_SharedNeighbor | Water | Porous | Wet | R600a | MinimizeLCOE_Brownfield | IgnoreSilica | 2019 | 88.5064 | 84.0157 | 9.2699 | 4 | 3049.0299 | 3878.575 | 62.1586 | 79.07 | 245.7934 | 0 | 63.147 | 10927988.1889 | 962252.1896 | 11532464.8408 | 5856058.8915 | 0 | 363822.85 | 0 | 11560608.9147 | 30078332.9891 | 20529080.313 | 91810609.1776 | 961560.8286 | 20284743.5872 | 20284743.5872 | 1478867.319 | 8995618.5048 | 0 | 113056913.5935 | 143816143.0045 | 13335.2143 | 37.0796 | 3049.0299 | 3878.575 | 62.1586 | 79.07
1 | 5400 | 707 | 0.045 | 15 | 15 | 7 | 1.7783e-11 | 5spot_SharedNeighbor | Water | Porous | Wet | R600a | MinimizeLCOE_Brownfield | IgnoreSilica | 2019 | 111.6365 | 104.8959 | 11.5574 | 4 | 2838.2997 | 3503.6594 | 57.8626 | 71.4268 | 244.4328 | 0 | 55.4034 | 12804093.4237 | 1124002.9992 | 13773378.9306 | 7361054.1923 | 0 | 442087.6817 | 0 | 13846800.7187 | 36026535.1007 | 24588850.4775 | 109966803.5244 | 961560.8286 | 20284743.5872 | 20284743.5872 | 1478867.319 | 8995618.5048 | 0 | 131213107.9403 | 161972337.3513 | 17782.7941 | 46.2295 | 2838.2997 | 3503.6594 | 57.8626 | 71.4268
1 | 5400 | 707 | 0.045 | 15 | 15 | 7 | 2.3714e-11 | 5spot_SharedNeighbor | Water | Porous | Wet | R600a | MinimizeLCOE_Brownfield | IgnoreSilica | 2019 | 137.2689 | 126.6472 | 13.9169 | 4 | 2690.4244 | 3242.9753 | 54.8479 | 66.1124 | 242.0062 | 0 | 73.4287 | 14649213.6698 | 1282488.2993 | 16014380.5076 | 9004890.0856 | 0 | 544947.2245 | 0 | 16183408.7169 | 42105909.8077 | 28738148.6337 | 128523386.9451 | 961560.8286 | 20284743.5872 | 20284743.5872 | 1478867.319 | 8995618.5048 | 0 | 149769691.3609 | 180528920.772 | 23713.7371 | 55.6677 | 2690.4244 | 3242.9753 | 54.8479 | 66.1124
1 | 5400 | 707 | 0.045 | 15 | 15 | 7 | 3.1623e-11 | 5spot_SharedNeighbor | Water | Porous | Wet | R600a | MinimizeLCOE_Brownfield | IgnoreSilica | 2019 | 164.0311 | 148.089 | 16.2218 | 4 | 2586.2891 | 3060.3312 | 52.725 | 62.389 | 239.1367 | 0 | 70.2777 | 16382382.412 | 1430877.3369 | 18148964.4614 | 10699560.5236 | 0 | 660968.06 | 0 | 18455873.5896 | 48018397.26 | 32773542.8093 | 146570566.4528 | 961560.8286 | 20284743.5872 | 20284743.5872 | 1478867.319 | 8995618.5048 | 0 | 167816870.8686 | 198576100.2797 | 31622.7766 | 64.8871 | 2586.2891 | 3060.3312 | 52.725 | 62.389
1 | 5400 | 707 | 0.045 | 15 | 15 | 7 | 4.217e-11 | 5spot_SharedNeighbor | Water | Porous | Wet | R600a | MinimizeLCOE_Brownfield | IgnoreSilica | 2019 | 190 | 167.3634 | 18.267 | 4 | 2518.6502 | 2939.6181 | 51.3461 | 59.9281 | 235.9054 | 0 | 70.8173 | 17880853.1728 | 1558830.286 | 20015297.7801 | 12318786.1804 | 0 | 784433.5406 | 0 | 20497698.3744 | 53330806.514 | 36399371.2843 | 162786077.1325 | 961560.8286 | 20284743.5872 | 20284743.5872 | 1478867.319 | 8995618.5048 | 0 | 184032381.5484 | 214791610.9594 | 42169.6503 | 73.0679 | 2518.6502 | 2939.6181 | 51.3461 | 59.9281
1 | 5400 | 707 | 0.045 | 15 | 15 | 7 | 5.6234e-11 | 5spot_SharedNeighbor | Water | Porous | Wet | R600a | MinimizeLCOE_Brownfield | IgnoreSilica | 2019 | 210.2675 | 181.2515 | 19.751 | 4 | 2477.4287 | 2866.7657 | 50.5057 | 58.4429 | 233.0889 | 0 | 70.9834 | 18930585.3492 | 1648290.0314 | 21333345.4921 | 13563656.1566 | 0 | 858143.12 | 0 | 21970267.8583 | 57162130.2456 | 39014328.4569 | 174480746.7101 | 961560.8286 | 20284743.5872 | 20284743.5872 | 1478867.319 | 8995618.5048 | 0 | 195727051.126 | 226486280.537 | 56234.1325 | 79.0041 | 2477.4287 | 2866.7657 | 50.5057 | 58.4429
1 | 5400 | 707 | 0.045 | 15 | 15 | 7 | 7.4989e-11 | 5spot_SharedNeighbor | Water | Porous | Wet | R600a | MinimizeLCOE_Brownfield | IgnoreSilica | 2019 | 217.0756 | 185.654 | 20.3316 | 4 | 2448.5729 | 2826.7931 | 49.9175 | 57.628 | 232.07 | 0 | 89.1164 | 19258581.1718 | 1676213.9281 | 21746884.0388 | 13978071.0062 | 0 | 774007.0746 | 0 | 22399165.3156 | 58278033.4507 | 39775955.3239 | 177886911.3097 | 961560.8286 | 20284743.5872 | 20284743.5872 | 1478867.319 | 8995618.5048 | 0 | 199133215.7256 | 229892445.1366 | 74989.4209 | 81.3262 | 2448.5729 | 2826.7931 | 49.9175 | 57.628
1 | 5400 | 707 | 0.045 | 15 | 15 | 7 | 1e-10 | 5spot_SharedNeighbor | Water | Porous | Wet | R600a | MinimizeLCOE_Brownfield | IgnoreSilica | 2019 | 222.5387 | 189.0949 | 20.7896 | 4 | 2426.5052 | 2796.3927 | 49.4676 | 57.0082 | 231.2326 | 0 | 127.7929 | 19513426.9797 | 1697901.0967 | 22068740.3973 | 14308874.9538 | 0 | 700716.6498 | 0 | 22732967.4302 | 59146518.0805 | 40368713.9293 | 180537859.5173 | 961560.8286 | 20284743.5872 | 20284743.5872 | 1478867.319 | 8995618.5048 | 0 | 201784163.9332 | 232543393.3442 | 100000 | 83.1583 | 2426.5052 | 2796.3927 | 49.4676 | 57.0082
1 | 5400 | 707 | 0.045 | 15 | 15 | 7 | 1.3335e-10 | 5spot_SharedNeighbor | Water | Porous | Wet | R600a | MinimizeLCOE_Brownfield | IgnoreSilica | 2019 | 226.7575 | 191.6953 | 21.141 | 4 | 2409.6569 | 2773.3954 | 49.1241 | 56.5394 | 230.5737 | 0 | 149.7548 | 19705155.0826 | 1714211.8098 | 22311193.1602 | 14563354.2976 | 0 | 637087.2838 | 0 | 22983090.6373 | 59797287.3581 | 40812877.3333 | 182524256.9628 | 961560.8286 | 20284743.5872 | 20284743.5872 | 1478867.319 | 8995618.5048 | 0 | 203770561.3786 | 234529790.7897 | 133352.1432 | 84.5641 | 2409.6569 | 2773.3954 | 49.1241 | 56.5394
1 | 5400 | 707 | 0.045 | 15 | 15 | 7 | 1.7783e-10 | 5spot_SharedNeighbor | Water | Porous | Wet | R600a | MinimizeLCOE_Brownfield | IgnoreSilica | 2019 | 229.9823 | 193.6493 | 21.4086 | 4 | 2396.8214 | 2756.0136 | 48.8624 | 56.1851 | 230.0627 | 0 | 166.1951 | 19848750.6078 | 1726424.8891 | 22492952.1679 | 14757399.3643 | 0 | 583293.2141 | 0 | 23169439.8948 | 60282129.9008 | 41143792.3312 | 184004182.37 | 961560.8286 | 20284743.5872 | 20284743.5872 | 1478867.319 | 8995618.5048 | 0 | 205250486.7858 | 236009716.1969 | 177827.941 | 85.6345 | 2396.8214 | 2756.0136 | 48.8624 | 56.1851
1 | 5400 | 707 | 0.045 | 15 | 15 | 7 | 2.3714e-10 | 5spot_SharedNeighbor | Water | Porous | Wet | R600a | MinimizeLCOE_Brownfield | IgnoreSilica | 2019 | 232.413 | 195.1028 | 21.6103 | 4 | 2387.0613 | 2742.9014 | 48.6635 | 55.9178 | 229.6734 | 0 | 183.9006 | 19955295.3658 | 1735485.1366 | 22627908.5116 | 14903404.5158 | 0 | 538598.4244 | 0 | 23306669.8622 | 60639174.126 | 41387482.3514 | 185094018.2938 | 961560.8286 | 20284743.5872 | 20284743.5872 | 1478867.319 | 8995618.5048 | 0 | 206340322.7097 | 237099552.1207 | 237137.3706 | 86.4411 | 2387.0613 | 2742.9014 | 48.6635 | 55.9178
1 | 5400 | 707 | 0.045 | 15 | 15 | 7 | 3.1623e-10 | 5spot_SharedNeighbor | Water | Porous | Wet | R600a | MinimizeLCOE_Brownfield | IgnoreSilica | 2019 | 234.2371 | 196.1825 | 21.7618 | 4 | 2379.6552 | 2733.0182 | 48.5125 | 55.7163 | 229.3788 | 0 | 212.9484 | 20034298.6031 | 1742202.4641 | 22728031.0631 | 15012864.1426 | 0 | 502180.6896 | 0 | 23407635.0154 | 60901864.7438 | 41566774.0958 | 185895850.8175 | 961560.8286 | 20284743.5872 | 20284743.5872 | 1478867.319 | 8995618.5048 | 0 | 207142155.2334 | 237901384.6444 | 316227.766 | 87.0471 | 2379.6552 | 2733.0182 | 48.5125 | 55.7163
1 | 5400 | 707 | 0.045 | 15 | 15 | 7 | 4.217e-10 | 5spot_SharedNeighbor | Water | Porous | Wet | R600a | MinimizeLCOE_Brownfield | IgnoreSilica | 2019 | 235.9085 | 197.1661 | 21.8931 | 4 | 2373.9878 | 2725.2305 | 48.397 | 55.5575 | 229.1088 | 0 | 219.8096 | 20106168.9907 | 1748312.6719 | 22819152.3389 | 15113131.9689 | 0 | 476276.5508 | 0 | 23502586.5833 | 61148909.2463 | 41735387.045 | 186649925.3959 | 961560.8286 | 20284743.5872 | 20284743.5872 | 1478867.319 | 8995618.5048 | 0 | 207896229.8118 | 238655459.2228 | 421696.5034 | 87.5726 | 2373.9878 | 2725.2305 | 48.397 | 55.5575
1 | 5400 | 707 | 0.045 | 15 | 15 | 7 | 5.6234e-10 | 5spot_SharedNeighbor | Water | Porous | Wet | R600a | MinimizeLCOE_Brownfield | IgnoreSilica | 2019 | 236.9755 | 197.7879 | 21.9802 | 4 | 2369.8288 | 2719.6806 | 48.3122 | 55.4444 | 228.9343 | 0 | 216.821 | 20151545.4238 | 1752170.1278 | 22876701.8602 | 15177026.1876 | 0 | 454414.2525 | 0 | 23560624.5622 | 61299912.1623 | 41838449.638 | 187110844.2146 | 961560.8286 | 20284743.5872 | 20284743.5872 | 1478867.319 | 8995618.5048 | 0 | 208357148.6304 | 239116378.0415 | 562341.3252 | 87.9208 | 2369.8288 | 2719.6806 | 48.3122 | 55.4444
1 | 5400 | 707 | 0.045 | 15 | 15 | 7 | 7.4989e-10 | 5spot_SharedNeighbor | Water | Porous | Wet | R600a | MinimizeLCOE_Brownfield | IgnoreSilica | 2019 | 235.7718 | 197.0712 | 21.932 | 4 | 2366.6452 | 2717.2664 | 48.2473 | 55.3952 | 229.1213 | 0 | 216.479 | 20099234.1874 | 1747723.1221 | 22810358.4208 | 15104698.4859 | 0 | 412033.9847 | 0 | 23467878.7984 | 61058606.7095 | 41673753.7081 | 186374287.4169 | 961560.8286 | 20284743.5872 | 20284743.5872 | 1478867.319 | 8995618.5048 | 0 | 207620591.8328 | 238379821.2438 | 749894.2093 | 87.7278 | 2366.6452 | 2717.2664 | 48.2473 | 55.3952
1 | 5400 | 707 | 0.045 | 15 | 15 | 7 | 1e-09 | 5spot_SharedNeighbor | Water | Porous | Wet | R600a | MinimizeLCOE_Brownfield | IgnoreSilica | 2019 | 237.9862 | 198.3712 | 22.0734 | 4 | 2364.1829 | 2712.5577 | 48.1971 | 55.2992 | 228.7669 | 0 | 241.8426 | 20194082.98 | 1755786.0301 | 22930664.0724 | 15237396.2233 | 0 | 418180.7719 | 0 | 23609082.9303 | 61425990.8959 | 41924500.9643 | 187495684.8682 | 961560.8286 | 20284743.5872 | 20284743.5872 | 1478867.319 | 8995618.5048 | 0 | 208741989.2841 | 239501218.6951 | 1000000 | 88.2935 | 2364.1829 | 2712.5577 | 48.1971 | 55.2992
1 | 5400 | 707 | 0.045 | 15 | 15 | 7 | 1.3335e-09 | 5spot_SharedNeighbor | Water | Porous | Wet | R600a | MinimizeLCOE_Brownfield | IgnoreSilica | 2019 | 238.3929 | 198.606 | 22.1079 | 4 | 2362.3631 | 2710.1933 | 48.16 | 55.251 | 228.6999 | 0 | 245.5803 | 20211187.8849 | 1757239.9714 | 22952366.5618 | 15261697.8232 | 0 | 407161.5081 | 0 | 23629964.9623 | 61480321.6596 | 41961582.827 | 187661523.1983 | 961560.8286 | 20284743.5872 | 20284743.5872 | 1478867.319 | 8995618.5048 | 0 | 208907827.6142 | 239667057.0252 | 1333521.4322 | 88.4317 | 2362.3631 | 2710.1933 | 48.16 | 55.251
1 | 5400 | 707 | 0.045 | 15 | 15 | 7 | 1.7783e-09 | 5spot_SharedNeighbor | Water | Porous | Wet | R600a | MinimizeLCOE_Brownfield | IgnoreSilica | 2019 | 238.705 | 198.7858 | 22.1343 | 4 | 2360.9936 | 2708.4103 | 48.132 | 55.2146 | 228.6484 | 0 | 262.848 | 20224289.9573 | 1758353.643 | 22968991.6952 | 15280343.3069 | 0 | 398832.2903 | 0 | 23646016.2481 | 61522083.8128 | 41990086.3546 | 187788997.3082 | 961560.8286 | 20284743.5872 | 20284743.5872 | 1478867.319 | 8995618.5048 | 0 | 209035301.7241 | 239794531.1351 | 1778279.41 | 88.537 | 2360.9936 | 2708.4103 | 48.132 | 55.2146
1 | 5400 | 707 | 0.045 | 15 | 15 | 7 | 2.3714e-09 | 5spot_SharedNeighbor | Water | Porous | Wet | R600a | MinimizeLCOE_Brownfield | IgnoreSilica | 2019 | 238.9239 | 198.9116 | 22.1531 | 4 | 2359.9639 | 2707.0844 | 48.1111 | 55.1876 | 228.6122 | 0 | 263.1283 | 20233456.794 | 1759132.8089 | 22980624.1494 | 15293418.3594 | 0 | 392309.2253 | 0 | 23656987.1214 | 61550627.7746 | 42009568.1951 | 187876124.4282 | 961560.8286 | 20284743.5872 | 20284743.5872 | 1478867.319 | 8995618.5048 | 0 | 209122428.8441 | 239881658.2551 | 2371373.7057 | 88.6126 | 2359.9639 | 2707.0844 | 48.1111 | 55.1876
1 | 5400 | 707 | 0.045 | 15 | 15 | 7 | 3.1623e-09 | 5spot_SharedNeighbor | Water | Porous | Wet | R600a | MinimizeLCOE_Brownfield | IgnoreSilica | 2019 | 239.1091 | 199.0182 | 22.1685 | 4 | 2359.1902 | 2706.0702 | 48.0953 | 55.1669 | 228.5816 | 0 | 259.294 | 20241217.1228 | 1759792.4163 | 22990472.2454 | 15304483.1834 | 0 | 387626.4587 | 0 | 23666600.6563 | 61575640.2205 | 42026639.7034 | 187952472.0067 | 961560.8286 | 20284743.5872 | 20284743.5872 | 1478867.319 | 8995618.5048 | 0 | 209198776.4226 | 239958005.8336 | 3162277.6602 | 88.674 | 2359.1902 | 2706.0702 | 48.0953 | 55.1669
1 | 5400 | 707 | 0.045 | 15 | 15 | 7 | 4.217e-09 | 5spot_SharedNeighbor | Water | Porous | Wet | R600a | MinimizeLCOE_Brownfield | IgnoreSilica | 2019 | 238.705 | 198.7798 | 22.1492 | 4 | 2358.6054 | 2705.7877 | 48.0834 | 55.1611 | 228.6445 | 0 | 255.155 | 20223853.9074 | 1758316.5792 | 22968438.375 | 15280246.1049 | 0 | 377203.5701 | 0 | 23637142.8293 | 61498996.9971 | 41974329.1286 | 187718527.4916 | 961560.8286 | 20284743.5872 | 20284743.5872 | 1478867.319 | 8995618.5048 | 0 | 208964831.9075 | 239724061.3185 | 4216965.0343 | 88.5968 | 2358.6054 | 2705.7877 | 48.0834 | 55.1611
1 | 5400 | 707 | 0.045 | 15 | 15 | 7 | 5.6234e-09 | 5spot_SharedNeighbor | Water | Porous | Wet | R600a | MinimizeLCOE_Brownfield | IgnoreSilica | 2019 | 239.7937 | 199.4128 | 22.2135 | 4 | 2358.1662 | 2704.344 | 48.0744 | 55.1317 | 228.4695 | 0 | 264.5069 | 20269944.8754 | 1762234.1376 | 23026932.3165 | 15345397.6306 | 0 | 386720.7147 | 0 | 23708579.5732 | 61684860.7511 | 42101184.9597 | 188285854.9588 | 961560.8286 | 20284743.5872 | 20284743.5872 | 1478867.319 | 8995618.5048 | 0 | 209532159.3747 | 240291388.7857 | 5623413.2519 | 88.8539 | 2358.1662 | 2704.344 | 48.0744 | 55.1317
1 | 5400 | 707 | 0.045 | 15 | 15 | 7 | 7.4989e-09 | 5spot_SharedNeighbor | Water | Porous | Wet | R600a | MinimizeLCOE_Brownfield | IgnoreSilica | 2019 | 239.8861 | 199.4678 | 22.2208 | 4 | 2357.8498 | 2703.9129 | 48.068 | 55.1229 | 228.4556 | 0 | 252.986 | 20273949.5588 | 1762574.5088 | 23032015.353 | 15350951.1944 | 0 | 385078.9011 | 0 | 23713782.1113 | 61698396.6879 | 42110423.5148 | 188327171.83 | 961560.8286 | 20284743.5872 | 20284743.5872 | 1478867.319 | 8995618.5048 | 0 | 209573476.2459 | 240332705.6569 | 7498942.0933 | 88.8833 | 2357.8498 | 2703.9129 | 48.068 | 55.1229
1 | 5400 | 707 | 0.045 | 15 | 15 | 7 | 1e-08 | 5spot_SharedNeighbor | Water | Porous | Wet | R600a | MinimizeLCOE_Brownfield | IgnoreSilica | 2019 | 239.9056 | 199.4803 | 22.2235 | 4 | 2357.6122 | 2703.6328 | 48.0631 | 55.1172 | 228.4532 | 0 | 253.5177 | 20274855.1328 | 1762651.4763 | 23033164.7892 | 15352133.638 | 0 | 383234.5306 | 0 | 23714355.4311 | 61699888.3484 | 42111441.6037 | 188331724.95 | 961560.8286 | 20284743.5872 | 20284743.5872 | 1478867.319 | 8995618.5048 | 0 | 209578029.3659 | 240337258.7769 | 10000000 | 88.8942 | 2357.6122 | 2703.6328 | 48.0631 | 55.1172
1 | 5500 | 707 | 0.045 | 15 | 15 | 7 | 1e-13 | 5spot_SharedNeighbor | Water | Porous | Wet | R600a | MinimizeLCOE_Brownfield | IgnoreSilica | 2019 | 1.1619 | 0.52452 | 0.050729 | 4 | 117675.605 | 272867.9836 | 2398.9764 | 5562.7829 | 167.6209 | 0 | 23.1036 | 305082.8784 | 27546.7246 | 198720.8103 | 89950.6689 | 0 | 59703.8821 | 0 | 265591.9361 | 691015.7372 | 471632.4396 | 2109245.0771 | 961560.8286 | 20807313.0041 | 20807313.0041 | 1478867.319 | 9204646.2715 | 0 | 23878118.9099 | 55368945.5045 | 100 | 0.20291 | 117675.605 | 272867.9836 | 2398.9764 | 5562.7829
1 | 5500 | 707 | 0.045 | 15 | 15 | 7 | 1.3335e-13 | 5spot_SharedNeighbor | Water | Porous | Wet | R600a | MinimizeLCOE_Brownfield | IgnoreSilica | 2019 | 1.4908 | 0.81485 | 0.082039 | 4 | 74941.096 | 170903.777 | 1527.7756 | 3484.1047 | 182.5919 | 0 | 21.7882 | 414648.1326 | 37496.3598 | 282679.1626 | 112195.4104 | 0 | 64618.354 | 0 | 355538.5936 | 925038.4895 | 631357.7767 | 2823572.2792 | 961560.8286 | 20807313.0041 | 20807313.0041 | 1478867.319 | 9204646.2715 | 0 | 24592446.112 | 56083272.7066 | 133.3521 | 0.32816 | 74941.096 | 170903.777 | 1527.7756 | 3484.1047
1 | 5500 | 707 | 0.045 | 15 | 15 | 7 | 1.7783e-13 | 5spot_SharedNeighbor | Water | Porous | Wet | R600a | MinimizeLCOE_Brownfield | IgnoreSilica | 2019 | 1.9042 | 1.1906 | 0.12284 | 4 | 51748.1969 | 115836.8689 | 1054.957 | 2361.4913 | 195.3969 | 0 | 129.1988 | 540314.9165 | 48894.9137 | 382856.6275 | 139427.779 | 0 | 69647.3964 | 0 | 460645.2369 | 1198504.4151 | 818003.8901 | 3658295.1752 | 961560.8286 | 20807313.0041 | 20807313.0041 | 1478867.319 | 9204646.2715 | 0 | 25427169.008 | 56917995.6026 | 177.8279 | 0.49136 | 51748.1969 | 115836.8689 | 1054.957 | 2361.4913
1 | 5500 | 707 | 0.045 | 15 | 15 | 7 | 2.3714e-13 | 5spot_SharedNeighbor | Water | Porous | Wet | R600a | MinimizeLCOE_Brownfield | IgnoreSilica | 2019 | 2.4099 | 1.6615 | 0.17449 | 4 | 37802.8799 | 82921.6942 | 770.6628 | 1690.4709 | 205.9102 | 0 | 165.1768 | 682184.2467 | 61743.8467 | 499852.5153 | 172548.2608 | 0 | 73950.1306 | 0 | 581208.81 | 1512186.1014 | 1032098.0865 | 4615771.998 | 961560.8286 | 20807313.0041 | 20807313.0041 | 1478867.319 | 9204646.2715 | 0 | 26384645.8307 | 57875472.4254 | 237.1374 | 0.69795 | 37802.8799 | 82921.6942 | 770.6628 | 1690.4709
1 | 5500 | 707 | 0.045 | 15 | 15 | 7 | 3.1623e-13 | 5spot_SharedNeighbor | Water | Porous | Wet | R600a | MinimizeLCOE_Brownfield | IgnoreSilica | 2019 | 3.0711 | 2.2901 | 0.24351 | 4 | 28303.958 | 60633.5692 | 577.0145 | 1236.0973 | 214.9804 | 0 | 214.0732 | 854170.4104 | 77292.7748 | 646133.3071 | 216114.8379 | 0 | 79155.7389 | 0 | 730418.157 | 1900398.2151 | 1297060.8311 | 5800744.2724 | 961560.8286 | 20807313.0041 | 20807313.0041 | 1478867.319 | 9204646.2715 | 0 | 27569618.1051 | 59060444.6997 | 316.2278 | 0.97406 | 28303.958 | 60633.5692 | 577.0145 | 1236.0973
1 | 5500 | 707 | 0.045 | 15 | 15 | 7 | 4.217e-13 | 5spot_SharedNeighbor | Water | Porous | Wet | R600a | MinimizeLCOE_Brownfield | IgnoreSilica | 2019 | 3.9191 | 3.108 | 0.33366 | 4 | 21730.594 | 45325.3146 | 443.0076 | 924.0178 | 222.4875 | 0 | 38.5247 | 1058339.6998 | 95713.5764 | 824933.3593 | 272056.7879 | 0 | 84569.5121 | 0 | 910889.0448 | 2369946.4455 | 1617537.1466 | 7233985.5723 | 961560.8286 | 20807313.0041 | 20807313.0041 | 1478867.319 | 9204646.2715 | 0 | 29002859.405 | 60493685.9997 | 421.6965 | 1.3347 | 21730.594 | 45325.3146 | 443.0076 | 924.0178
1 | 5500 | 707 | 0.045 | 15 | 15 | 7 | 5.6234e-13 | 5spot_SharedNeighbor | Water | Porous | Wet | R600a | MinimizeLCOE_Brownfield | IgnoreSilica | 2019 | 5.0058 | 4.1673 | 0.45082 | 4 | 17044.7445 | 34507.813 | 347.4802 | 703.4884 | 228.6073 | 0 | 41.6619 | 1300650.3601 | 117526.048 | 1043077.7506 | 343986.2963 | 0 | 90097.8332 | 0 | 1129181.9324 | 2937899.7611 | 2005176.9548 | 8967596.9365 | 961560.8286 | 20807313.0041 | 20807313.0041 | 1478867.319 | 9204646.2715 | 0 | 30736470.7693 | 62227297.3639 | 562.3413 | 1.8033 | 17044.7445 | 34507.813 | 347.4802 | 703.4884
1 | 5500 | 707 | 0.045 | 15 | 15 | 7 | 7.4989e-13 | 5spot_SharedNeighbor | Water | Porous | Wet | R600a | MinimizeLCOE_Brownfield | IgnoreSilica | 2019 | 6.4212 | 5.5552 | 0.60455 | 4 | 13591.5695 | 26614.0691 | 277.0825 | 542.5638 | 233.5595 | 0 | 39.4391 | 1592395.5021 | 143723.1949 | 1312786.4562 | 437886.2487 | 0 | 96405.4652 | 0 | 1397446.7782 | 3635869.8611 | 2481555.8899 | 11098069.3964 | 961560.8286 | 20807313.0041 | 20807313.0041 | 1478867.319 | 9204646.2715 | 0 | 32866943.2292 | 64357769.8238 | 749.8942 | 2.4182 | 13591.5695 | 26614.0691 | 277.0825 | 542.5638
1 | 5500 | 707 | 0.045 | 15 | 15 | 7 | 1e-12 | 5spot_SharedNeighbor | Water | Porous | Wet | R600a | MinimizeLCOE_Brownfield | IgnoreSilica | 2019 | 8.2849 | 7.3746 | 0.8059 | 4 | 11011.973 | 20780.8562 | 224.494 | 423.6459 | 237.2779 | 0 | 34.9741 | 1944436.9851 | 175248.74 | 1646744.1711 | 561468.6038 | 0 | 104789.376 | 0 | 1728748.2717 | 4497848.3879 | 3069873.9463 | 13729158.4819 | 961560.8286 | 20807313.0041 | 20807313.0041 | 1478867.319 | 9204646.2715 | 0 | 35498032.3146 | 66988858.9093 | 1000 | 3.2236 | 11011.973 | 20780.8562 | 224.494 | 423.6459
1 | 5500 | 707 | 0.045 | 15 | 15 | 7 | 1.3335e-12 | 5spot_SharedNeighbor | Water | Porous | Wet | R600a | MinimizeLCOE_Brownfield | IgnoreSilica | 2019 | 10.7474 | 9.8386 | 1.0798 | 4 | 8991.1619 | 16282.1369 | 183.297 | 331.9334 | 240.9716 | 0 | 43.3457 | 2383297.1277 | 214431.4672 | 2073857.1362 | 725859.9712 | 0 | 112376.757 | 0 | 2148830.7591 | 5590816.8494 | 3815847.3795 | 17065317.4472 | 961560.8286 | 20807313.0041 | 20807313.0041 | 1478867.319 | 9204646.2715 | 0 | 38834191.2799 | 70325017.8746 | 1333.5214 | 4.3192 | 8991.1619 | 16282.1369 | 183.297 | 331.9334
1 | 5500 | 707 | 0.045 | 15 | 15 | 7 | 1.7783e-12 | 5spot_SharedNeighbor | Water | Porous | Wet | R600a | MinimizeLCOE_Brownfield | IgnoreSilica | 2019 | 13.9922 | 13.0613 | 1.4377 | 4 | 7469.3408 | 12945.3886 | 152.2726 | 263.9093 | 243.5586 | 0 | 40.8839 | 2911895.6353 | 261473.1127 | 2601494.177 | 942158.3199 | 0 | 122806.2552 | 0 | 2667532.7251 | 6940372.9644 | 4736947.1586 | 21184680.3482 | 961560.8286 | 20807313.0041 | 20807313.0041 | 1478867.319 | 9204646.2715 | 0 | 42953554.1809 | 74444380.7756 | 1778.2794 | 5.7506 | 7469.3408 | 12945.3886 | 152.2726 | 263.9093
1 | 5500 | 707 | 0.045 | 15 | 15 | 7 | 2.3714e-12 | 5spot_SharedNeighbor | Water | Porous | Wet | R600a | MinimizeLCOE_Brownfield | IgnoreSilica | 2019 | 18.2849 | 17.3307 | 1.9119 | 4 | 6289.6883 | 10407.3417 | 128.2238 | 212.1677 | 245.5906 | 0 | 38.3202 | 3557401.8877 | 318719.4471 | 3262026.3107 | 1228453.9947 | 0 | 135496.6384 | 0 | 3315818.3287 | 8627079.1233 | 5888158.7704 | 26333154.501 | 961560.8286 | 20807313.0041 | 20807313.0041 | 1478867.319 | 9204646.2715 | 0 | 48102028.3337 | 79592854.9284 | 2371.3737 | 7.6478 | 6289.6883 | 10407.3417 | 128.2238 | 212.1677
1 | 5500 | 707 | 0.045 | 15 | 15 | 7 | 3.1623e-12 | 5spot_SharedNeighbor | Water | Porous | Wet | R600a | MinimizeLCOE_Brownfield | IgnoreSilica | 2019 | 23.9728 | 22.9931 | 2.5411 | 4 | 5366.9584 | 8465.1516 | 109.4127 | 172.5736 | 247.1744 | 0 | 41.5439 | 4346812.7569 | 388468.0045 | 4089895.8597 | 1607981.9419 | 0 | 151141.3852 | 0 | 4127876.9798 | 10739889.1574 | 7330195.0326 | 32782261.1181 | 961560.8286 | 20807313.0041 | 20807313.0041 | 1478867.319 | 9204646.2715 | 0 | 54551134.9508 | 86041961.5455 | 3162.2777 | 10.1643 | 5366.9584 | 8465.1516 | 109.4127 | 172.5736
1 | 5500 | 707 | 0.045 | 15 | 15 | 7 | 4.217e-12 | 5spot_SharedNeighbor | Water | Porous | Wet | R600a | MinimizeLCOE_Brownfield | IgnoreSilica | 2019 | 31.4636 | 30.4542 | 3.3703 | 4 | 4642.4479 | 6978.3769 | 94.6426 | 142.2637 | 248.3936 | 0 | 57.5324 | 5306441.9022 | 472922.1758 | 5120962.456 | 2107881.0818 | 0 | 170015.8405 | 0 | 5139507.148 | 13371943.3412 | 9126626.0963 | 40816300.0418 | 961560.8286 | 20807313.0041 | 20807313.0041 | 1478867.319 | 9204646.2715 | 0 | 62585173.8745 | 94076000.4692 | 4216.965 | 13.4811 | 4642.4479 | 6978.3769 | 94.6426 | 142.2637
1 | 5500 | 707 | 0.045 | 15 | 15 | 7 | 5.6234e-12 | 5spot_SharedNeighbor | Water | Porous | Wet | R600a | MinimizeLCOE_Brownfield | IgnoreSilica | 2019 | 41.281 | 40.234 | 4.4574 | 4 | 4069.3793 | 5835.5859 | 82.9598 | 118.9663 | 249.3201 | 0 | 50.9096 | 6467884.181 | 574713.8682 | 6398941.8123 | 2763074.5478 | 0 | 192715.0903 | 0 | 6394958.5049 | 16638370.2433 | 11356029.5754 | 50786687.8232 | 961560.8286 | 20807313.0041 | 20807313.0041 | 1478867.319 | 9204646.2715 | 0 | 72555561.6559 | 104046388.2506 | 5623.4133 | 17.8296 | 4069.3793 | 5835.5859 | 82.9598 | 118.9663
1 | 5500 | 707 | 0.045 | 15 | 15 | 7 | 7.4989e-12 | 5spot_SharedNeighbor | Water | Porous | Wet | R600a | MinimizeLCOE_Brownfield | IgnoreSilica | 2019 | 54.0311 | 52.9157 | 5.8671 | 4 | 3614.3112 | 4956.155 | 73.6826 | 101.0379 | 249.9665 | 0 | 54.3837 | 7860260.4226 | 696218.8552 | 7967121.1728 | 3613763.8146 | 0 | 220334.2777 | 0 | 7939502.4317 | 20656956.7114 | 14098797.4135 | 63052955.0994 | 961560.8286 | 20807313.0041 | 20807313.0041 | 1478867.319 | 9204646.2715 | 0 | 84821828.9322 | 116312655.5268 | 7498.9421 | 23.4683 | 3614.3112 | 4956.155 | 73.6826 | 101.0379
1 | 5500 | 707 | 0.045 | 15 | 15 | 7 | 1e-11 | 5spot_SharedNeighbor | Water | Porous | Wet | R600a | MinimizeLCOE_Brownfield | IgnoreSilica | 2019 | 70.2138 | 68.8828 | 7.6404 | 4 | 3256.7302 | 4287.1295 | 66.3928 | 87.3989 | 250.1973 | 0 | 55.6512 | 9484847.1553 | 837363.2908 | 9838347.3273 | 4691049.1951 | 0 | 255333.8813 | 0 | 9791706.9314 | 25476012.8803 | 17387902.2706 | 77762562.9322 | 961560.8286 | 20807313.0041 | 20807313.0041 | 1478867.319 | 9204646.2715 | 0 | 99531436.7649 | 131022263.3596 | 10000 | 30.5618 | 3256.7302 | 4287.1295 | 66.3928 | 87.3989
1 | 5500 | 707 | 0.045 | 15 | 15 | 7 | 1.3335e-11 | 5spot_SharedNeighbor | Water | Porous | Wet | R600a | MinimizeLCOE_Brownfield | IgnoreSilica | 2019 | 90.1212 | 88.0995 | 9.7682 | 4 | 2982.0441 | 3787.9932 | 60.793 | 77.2234 | 249.7218 | 0 | 61.1381 | 11304415.4493 | 994758.9036 | 11978773.1793 | 6008494.6365 | 0 | 304678.9856 | 0 | 11930537.2502 | 31040810.6352 | 21185991.0834 | 94748460.1231 | 961560.8286 | 20807313.0041 | 20807313.0041 | 1478867.319 | 9204646.2715 | 0 | 116517333.9559 | 148008160.5505 | 13335.2143 | 39.073 | 2982.0441 | 3787.9932 | 60.793 | 77.2234
1 | 5500 | 707 | 0.045 | 15 | 15 | 7 | 1.7783e-11 | 5spot_SharedNeighbor | Water | Porous | Wet | R600a | MinimizeLCOE_Brownfield | IgnoreSilica | 2019 | 113.471 | 109.714 | 12.1465 | 4 | 2779.4777 | 3427.6216 | 56.6634 | 69.8767 | 248.2513 | 0 | 72.3542 | 13221422.7968 | 1159898.2569 | 14277207.3913 | 7537079.0108 | 0 | 377202.4258 | 0 | 14263395.8538 | 37110430.1868 | 25328631.1456 | 113275267.0677 | 961560.8286 | 20807313.0041 | 20807313.0041 | 1478867.319 | 9204646.2715 | 0 | 135044140.9004 | 166534967.4951 | 17782.7941 | 48.5862 | 2779.4777 | 3427.6216 | 56.6634 | 69.8767
1 | 5500 | 707 | 0.045 | 15 | 15 | 7 | 2.3714e-11 | 5spot_SharedNeighbor | Water | Porous | Wet | R600a | MinimizeLCOE_Brownfield | IgnoreSilica | 2019 | 139.2252 | 132.0648 | 14.5809 | 4 | 2638.1161 | 3178.0507 | 53.7816 | 64.7889 | 245.6961 | 0 | 67.1943 | 15094434.1569 | 1320649.3214 | 16560117.0283 | 9196359.8918 | 0 | 477535.2097 | 0 | 16633147.2871 | 43276037.3135 | 29536784.7001 | 132095064.9088 | 961560.8286 | 20807313.0041 | 20807313.0041 | 1478867.319 | 9204646.2715 | 0 | 153863938.7415 | 185354765.3362 | 23713.7371 | 58.3234 | 2638.1161 | 3178.0507 | 53.7816 | 64.7889
1 | 5500 | 707 | 0.045 | 15 | 15 | 7 | 3.1623e-11 | 5spot_SharedNeighbor | Water | Porous | Wet | R600a | MinimizeLCOE_Brownfield | IgnoreSilica | 2019 | 165.9654 | 153.9736 | 16.9459 | 4 | 2538.5408 | 3003.1202 | 51.7516 | 61.2227 | 242.7417 | 0 | 74.3353 | 16845383.2945 | 1470445.1167 | 18723654.1019 | 10897001.4094 | 0 | 591138.6914 | 0 | 18925772.8194 | 49240978.6663 | 33607979.7407 | 150302353.8404 | 961560.8286 | 20807313.0041 | 20807313.0041 | 1478867.319 | 9204646.2715 | 0 | 172071227.6731 | 203562054.2677 | 31622.7766 | 67.7835 | 2538.5408 | 3003.1202 | 51.7516 | 61.2227
1 | 5500 | 707 | 0.045 | 15 | 15 | 7 | 4.217e-11 | 5spot_SharedNeighbor | Water | Porous | Wet | R600a | MinimizeLCOE_Brownfield | IgnoreSilica | 2019 | 191.7996 | 173.5237 | 19.028 | 4 | 2474.4022 | 2888.1444 | 50.444 | 58.8787 | 239.4145 | 0 | 73.5552 | 18349381.2238 | 1598776.2972 | 20602539.7044 | 12512982.126 | 0 | 714067.324 | 0 | 20973321.2034 | 54568279.5516 | 37243972.06 | 166563319.4904 | 961560.8286 | 20807313.0041 | 20807313.0041 | 1478867.319 | 9204646.2715 | 0 | 188332193.3231 | 219823019.9178 | 42169.6503 | 76.1122 | 2474.4022 | 2888.1444 | 50.444 | 58.8787
1 | 5500 | 707 | 0.045 | 15 | 15 | 7 | 5.6234e-11 | 5spot_SharedNeighbor | Water | Porous | Wet | R600a | MinimizeLCOE_Brownfield | IgnoreSilica | 2019 | 213.9534 | 188.9219 | 20.6542 | 4 | 2435.7851 | 2816.9517 | 49.6568 | 57.4274 | 236.2237 | 0 | 68.5504 | 19500646.3411 | 1696813.663 | 22052587.887 | 13876459.9777 | 0 | 817821.8152 | 0 | 22598288.5768 | 58796111.3304 | 40129554.1223 | 179468283.7135 | 961560.8286 | 20807313.0041 | 20807313.0041 | 1478867.319 | 9204646.2715 | 0 | 201237157.5462 | 232727984.1409 | 56234.1325 | 82.617 | 2435.7851 | 2816.9517 | 49.6568 | 57.4274
1 | 5500 | 707 | 0.045 | 15 | 15 | 7 | 7.4989e-11 | 5spot_SharedNeighbor | Water | Porous | Wet | R600a | MinimizeLCOE_Brownfield | IgnoreSilica | 2019 | 220.8346 | 193.4041 | 21.2352 | 4 | 2409.8666 | 2780.6047 | 49.1284 | 56.6864 | 235.1517 | 0 | 84.2966 | 19830752.2895 | 1724894.2323 | 22470162.3409 | 14294978.8272 | 0 | 740358.1158 | 0 | 23033846.8642 | 59929344.649 | 40903009.1479 | 182927346.4668 | 961560.8286 | 20807313.0041 | 20807313.0041 | 1478867.319 | 9204646.2715 | 0 | 204696220.2995 | 236187046.8942 | 74989.4209 | 84.9409 | 2409.8666 | 2780.6047 | 49.1284 | 56.6864
1 | 5500 | 707 | 0.045 | 15 | 15 | 7 | 1e-10 | 5spot_SharedNeighbor | Water | Porous | Wet | R600a | MinimizeLCOE_Brownfield | IgnoreSilica | 2019 | 226.2124 | 196.8133 | 21.6844 | 4 | 2390.0773 | 2753.1363 | 48.725 | 56.1264 | 234.2936 | 0 | 100.5558 | 20080398.86 | 1746121.8419 | 22786475.3409 | 14620715.0888 | 0 | 671113.4448 | 0 | 23362881.5848 | 60785425.4976 | 41487301.9177 | 185540433.5765 | 961560.8286 | 20807313.0041 | 20807313.0041 | 1478867.319 | 9204646.2715 | 0 | 207309307.4092 | 238800134.0039 | 100000 | 86.7375 | 2390.0773 | 2753.1363 | 48.725 | 56.1264
1 | 5500 | 707 | 0.045 | 15 | 15 | 7 | 1.3335e-10 | 5spot_SharedNeighbor | Water | Porous | Wet | R600a | MinimizeLCOE_Brownfield | IgnoreSilica | 2019 | 230.4434 | 199.4368 | 22.033 | 4 | 2374.9876 | 2732.3024 | 48.4173 | 55.7017 | 233.6062 | 0 | 135.414 | 20271693.8909 | 1762382.7924 | 23029152.2808 | 14876044.0634 | 0 | 612199.0057 | 0 | 23615074.0929 | 61441578.6721 | 41935139.9419 | 187543264.7401 | 961560.8286 | 20807313.0041 | 20807313.0041 | 1478867.319 | 9204646.2715 | 0 | 209312138.5728 | 240802965.1675 | 133352.1432 | 88.1319 | 2374.9876 | 2732.3024 | 48.4173 | 55.7017
1 | 5500 | 707 | 0.045 | 15 | 15 | 7 | 1.7783e-10 | 5spot_SharedNeighbor | Water | Porous | Wet | R600a | MinimizeLCOE_Brownfield | IgnoreSilica | 2019 | 233.6707 | 201.4026 | 22.2976 | 4 | 2363.4999 | 2716.5746 | 48.1831 | 55.381 | 233.0744 | 0 | 154.6887 | 20414565.609 | 1774524.7393 | 23210566.4617 | 15070265.1258 | 0 | 562325.071 | 0 | 23802576.3327 | 61929421.0378 | 42268102.3807 | 189032346.758 | 961560.8286 | 20807313.0041 | 20807313.0041 | 1478867.319 | 9204646.2715 | 0 | 210801220.5907 | 242292047.1854 | 177827.941 | 89.1903 | 2363.4999 | 2716.5746 | 48.1831 | 55.381
1 | 5500 | 707 | 0.045 | 15 | 15 | 7 | 2.3714e-10 | 5spot_SharedNeighbor | Water | Porous | Wet | R600a | MinimizeLCOE_Brownfield | IgnoreSilica | 2019 | 236.1138 | 202.8704 | 22.4974 | 4 | 2354.7702 | 2704.7093 | 48.0052 | 55.1392 | 232.6675 | 0 | 181.8726 | 20520991.967 | 1783567.8318 | 23345795.6457 | 15217057.9682 | 0 | 521028.025 | 0 | 23941492.1607 | 62290851.5268 | 42514786.116 | 190135571.2411 | 961560.8286 | 20807313.0041 | 20807313.0041 | 1478867.319 | 9204646.2715 | 0 | 211904445.0739 | 243395271.6685 | 237137.3706 | 89.9894 | 2354.7702 | 2704.7093 | 48.0052 | 55.1392
1 | 5500 | 707 | 0.045 | 15 | 15 | 7 | 3.1623e-10 | 5spot_SharedNeighbor | Water | Porous | Wet | R600a | MinimizeLCOE_Brownfield | IgnoreSilica | 2019 | 237.9711 | 203.9747 | 22.6487 | 4 | 2348.1493 | 2695.7507 | 47.8702 | 54.9565 | 232.3558 | 0 | 451.7876 | 20600913.5193 | 1790357.9353 | 23447398.3684 | 15328545.3468 | 0 | 487677.6008 | 0 | 24045408.1805 | 62561219.6943 | 42699317.9459 | 190960838.5914 | 961560.8286 | 20807313.0041 | 20807313.0041 | 1478867.319 | 9204646.2715 | 0 | 212729712.4241 | 244220539.0188 | 316227.766 | 90.5946 | 2348.1493 | 2695.7507 | 47.8702 | 54.9565
1 | 5500 | 707 | 0.045 | 15 | 15 | 7 | 4.217e-10 | 5spot_SharedNeighbor | Water | Porous | Wet | R600a | MinimizeLCOE_Brownfield | IgnoreSilica | 2019 | 239.6239 | 204.951 | 22.7772 | 4 | 2343.1118 | 2688.7511 | 47.7675 | 54.8138 | 232.078 | 0 | 214.6654 | 20671479.487 | 1796352.5779 | 23537144.0983 | 15427722.8115 | 0 | 463907.9292 | 0 | 24139676.6925 | 62806487.0254 | 42866717.9391 | 191709488.561 | 961560.8286 | 20807313.0041 | 20807313.0041 | 1478867.319 | 9204646.2715 | 0 | 213478362.3938 | 244969188.9884 | 421696.5034 | 91.1089 | 2343.1118 | 2688.7511 | 47.7675 | 54.8138
1 | 5500 | 707 | 0.045 | 15 | 15 | 7 | 5.6234e-10 | 5spot_SharedNeighbor | Water | Porous | Wet | R600a | MinimizeLCOE_Brownfield | IgnoreSilica | 2019 | 240.7345 | 205.6005 | 22.8655 | 4 | 2339.3958 | 2683.7013 | 47.6917 | 54.7109 | 231.8893 | 0 | 218.5136 | 20718365.9134 | 1800335.3045 | 23596793.1236 | 15494162.4745 | 0 | 444245.8944 | 0 | 24201022.0571 | 62966095.0802 | 42975653.7161 | 192196673.5638 | 961560.8286 | 20807313.0041 | 20807313.0041 | 1478867.319 | 9204646.2715 | 0 | 213965547.3966 | 245456373.9912 | 562341.3252 | 91.4619 | 2339.3958 | 2683.7013 | 47.6917 | 54.7109
1 | 5500 | 707 | 0.045 | 15 | 15 | 7 | 7.4989e-10 | 5spot_SharedNeighbor | Water | Porous | Wet | R600a | MinimizeLCOE_Brownfield | IgnoreSilica | 2019 | 241.2286 | 205.8861 | 22.9131 | 4 | 2336.4833 | 2680.0733 | 47.6324 | 54.6369 | 231.8039 | 0 | 250.9869 | 20738971.4797 | 1802085.5463 | 23623012.3413 | 15523632.877 | 0 | 423855.1452 | 0 | 24223507.3819 | 63024597.283 | 43015582.6716 | 192375244.7258 | 961560.8286 | 20807313.0041 | 20807313.0041 | 1478867.319 | 9204646.2715 | 0 | 214144118.5586 | 245634945.1532 | 749894.2093 | 91.6523 | 2336.4833 | 2680.0733 | 47.6324 | 54.6369
1 | 5500 | 707 | 0.045 | 15 | 15 | 7 | 1e-09 | 5spot_SharedNeighbor | Water | Porous | Wet | R600a | MinimizeLCOE_Brownfield | IgnoreSilica | 2019 | 241.8157 | 206.2269 | 22.9609 | 4 | 2334.3253 | 2677.2 | 47.5884 | 54.5783 | 231.7036 | 0 | 251.9051 | 20763551.9586 | 1804173.3542 | 23654293.1733 | 15558687.75 | 0 | 411114.6691 | 0 | 24254810.153 | 63106040.6725 | 43071169.4585 | 192623841.1892 | 961560.8286 | 20807313.0041 | 20807313.0041 | 1478867.319 | 9204646.2715 | 0 | 214392715.022 | 245883541.6166 | 1000000 | 91.8435 | 2334.3253 | 2677.2 | 47.5884 | 54.5783
1 | 5500 | 707 | 0.045 | 15 | 15 | 7 | 1.3335e-09 | 5spot_SharedNeighbor | Water | Porous | Wet | R600a | MinimizeLCOE_Brownfield | IgnoreSilica | 2019 | 242.2445 | 206.4751 | 22.9961 | 4 | 2332.7003 | 2675.0502 | 47.5552 | 54.5345 | 231.6303 | 0 | 254.5942 | 20781441.4284 | 1805692.8 | 23677061.7027 | 15584280.5246 | 0 | 401188.3137 | 0 | 24277369.2601 | 63164734.8416 | 43111229.4349 | 192802998.306 | 961560.8286 | 20807313.0041 | 20807313.0041 | 1478867.319 | 9204646.2715 | 0 | 214571872.1388 | 246062698.7334 | 1333521.4322 | 91.9843 | 2332.7003 | 2675.0502 | 47.5552 | 54.5345
1 | 5500 | 707 | 0.045 | 15 | 15 | 7 | 1.7783e-09 | 5spot_SharedNeighbor | Water | Porous | Wet | R600a | MinimizeLCOE_Brownfield | IgnoreSilica | 2019 | 242.5586 | 206.6565 | 23.0221 | 4 | 2331.4777 | 2673.4414 | 47.5303 | 54.5017 | 231.5764 | 0 | 276.4005 | 20794513.2618 | 1806803.0356 | 23693700.0471 | 15603025.5621 | 0 | 393517.5342 | 0 | 24293708.1819 | 63207245.3645 | 43140243.7403 | 192932756.7274 | 961560.8286 | 20807313.0041 | 20807313.0041 | 1478867.319 | 9204646.2715 | 0 | 214701630.5601 | 246192457.1547 | 1778279.41 | 92.0882 | 2331.4777 | 2673.4414 | 47.5303 | 54.5017
1 | 5500 | 707 | 0.045 | 15 | 15 | 7 | 2.3714e-09 | 5spot_SharedNeighbor | Water | Porous | Wet | R600a | MinimizeLCOE_Brownfield | IgnoreSilica | 2019 | 243.0191 | 206.9218 | 23.0543 | 4 | 2330.5473 | 2672.0334 | 47.5114 | 54.473 | 231.4973 | 0 | 261.5602 | 20813630.7932 | 1808426.7178 | 23718035.6947 | 15630498.1068 | 0 | 390213.7849 | 0 | 24320713.988 | 63277508.9324 | 43188200.0691 | 193147228.087 | 961560.8286 | 20807313.0041 | 20807313.0041 | 1478867.319 | 9204646.2715 | 0 | 214916101.9197 | 246406928.5144 | 2371373.7057 | 92.217 | 2330.5473 | 2672.0334 | 47.5114 | 54.473
1 | 5500 | 707 | 0.045 | 15 | 15 | 7 | 3.1623e-09 | 5spot_SharedNeighbor | Water | Porous | Wet | R600a | MinimizeLCOE_Brownfield | IgnoreSilica | 2019 | 243.5527 | 207.2358 | 23.0893 | 4 | 2329.8859 | 2670.8543 | 47.4979 | 54.449 | 231.41 | 0 | 265.2963 | 20836242.2718 | 1810347.0923 | 23746822.1783 | 15662448.8482 | 0 | 390571.718 | 0 | 24354108.5223 | 63364394.6606 | 43247501.364 | 193412436.6555 | 961560.8286 | 20807313.0041 | 20807313.0041 | 1478867.319 | 9204646.2715 | 0 | 215181310.4882 | 246672137.0829 | 3162277.6602 | 92.357 | 2329.8859 | 2670.8543 | 47.4979 | 54.449
1 | 5500 | 707 | 0.045 | 15 | 15 | 7 | 4.217e-09 | 5spot_SharedNeighbor | Water | Porous | Wet | R600a | MinimizeLCOE_Brownfield | IgnoreSilica | 2019 | 243.6381 | 207.2885 | 23.0977 | 4 | 2329.39 | 2670.2339 | 47.4878 | 54.4363 | 231.3976 | 0 | 260.1832 | 20840035.1482 | 1810669.2125 | 23751651.1987 | 15667601.8263 | 0 | 387079.914 | 0 | 24358244.5469 | 63375155.748 | 43254846.0273 | 193445283.6219 | 961560.8286 | 20807313.0041 | 20807313.0041 | 1478867.319 | 9204646.2715 | 0 | 215214157.4547 | 246704984.0493 | 4216965.0343 | 92.3908 | 2329.39 | 2670.2339 | 47.4878 | 54.4363
1 | 5500 | 707 | 0.045 | 15 | 15 | 7 | 5.6234e-09 | 5spot_SharedNeighbor | Water | Porous | Wet | R600a | MinimizeLCOE_Brownfield | IgnoreSilica | 2019 | 243.6964 | 207.3247 | 23.1037 | 4 | 2329.0171 | 2669.7723 | 47.4802 | 54.4269 | 231.3892 | 0 | 272.4247 | 20842641.4253 | 1810890.5566 | 23754969.5197 | 15671126.599 | 0 | 384373.8685 | 0 | 24360960.768 | 63382222.7982 | 43259669.4342 | 193466854.9695 | 961560.8286 | 20807313.0041 | 20807313.0041 | 1478867.319 | 9204646.2715 | 0 | 215235728.8023 | 246726555.3969 | 5623413.2519 | 92.4148 | 2329.0171 | 2669.7723 | 47.4802 | 54.4269
1 | 5500 | 707 | 0.045 | 15 | 15 | 7 | 7.4989e-09 | 5spot_SharedNeighbor | Water | Porous | Wet | R600a | MinimizeLCOE_Brownfield | IgnoreSilica | 2019 | 243.7501 | 207.3576 | 23.1088 | 4 | 2328.7369 | 2669.4172 | 47.4745 | 54.4197 | 231.3812 | 0 | 266.881 | 20845010.6825 | 1811091.7706 | 23757986.1063 | 15674364.8038 | 0 | 382451.6798 | 0 | 24363652.9667 | 63389227.347 | 43264450.1827 | 193488235.5394 | 961560.8286 | 20807313.0041 | 20807313.0041 | 1478867.319 | 9204646.2715 | 0 | 215257109.3722 | 246747935.9668 | 7498942.0933 | 92.4351 | 2328.7369 | 2669.4172 | 47.4745 | 54.4197
1 | 5500 | 707 | 0.045 | 15 | 15 | 7 | 1e-08 | 5spot_SharedNeighbor | Water | Porous | Wet | R600a | MinimizeLCOE_Brownfield | IgnoreSilica | 2019 | 243.787 | 207.3803 | 23.1124 | 4 | 2328.5264 | 2669.1533 | 47.4702 | 54.4143 | 231.3759 | 0 | 275.5987 | 20846644.7112 | 1811230.5434 | 23760066.6071 | 15676589.2519 | 0 | 380963.2057 | 0 | 24365442.7845 | 63393884.0858 | 43267628.5026 | 193502449.6922 | 961560.8286 | 20807313.0041 | 20807313.0041 | 1478867.319 | 9204646.2715 | 0 | 215271323.5249 | 246762150.1196 | 10000000 | 92.4496 | 2328.5264 | 2669.1533 | 47.4702 | 54.4143
1 | 5600 | 707 | 0.045 | 15 | 15 | 7 | 1e-13 | 5spot_SharedNeighbor | Water | Porous | Wet | R600a | MinimizeLCOE_Brownfield | IgnoreSilica | 2019 | 1.1813 | 0.55445 | 0.0543 | 4 | 112696.8558 | 261087.7115 | 2297.4778 | 5322.6261 | 170.3735 | 0 | 26.1329 | 317092.8583 | 28637.7764 | 207741.1735 | 91677.3394 | 0 | 58879.5838 | 0 | 274571.2053 | 714377.9538 | 487577.6325 | 2180555.5229 | 961560.8286 | 21335742.5118 | 21335742.5118 | 1478867.319 | 9416018.0746 | 0 | 24477858.8634 | 56708486.7689 | 100 | 0.2172 | 112696.8558 | 261087.7115 | 2297.4778 | 5322.6261
1 | 5600 | 707 | 0.045 | 15 | 15 | 7 | 1.3335e-13 | 5spot_SharedNeighbor | Water | Porous | Wet | R600a | MinimizeLCOE_Brownfield | IgnoreSilica | 2019 | 1.5297 | 0.86954 | 0.088272 | 4 | 71485.3178 | 162767.1258 | 1457.3249 | 3318.228 | 186.1291 | 0 | 27.9125 | 433872.0008 | 39241.0444 | 297760.3604 | 115166.4659 | 0 | 64284.67 | 0 | 370626.5712 | 964294.3122 | 658150.6823 | 2943396.1072 | 961560.8286 | 21335742.5118 | 21335742.5118 | 1478867.319 | 9416018.0746 | 0 | 25240699.4476 | 57471327.3531 | 133.3521 | 0.35309 | 71485.3178 | 162767.1258 | 1457.3249 | 3318.228
1 | 5600 | 707 | 0.045 | 15 | 15 | 7 | 1.7783e-13 | 5spot_SharedNeighbor | Water | Porous | Wet | R600a | MinimizeLCOE_Brownfield | IgnoreSilica | 2019 | 1.9431 | 1.2553 | 0.13048 | 4 | 49971.0482 | 111724.5237 | 1018.7274 | 2277.6555 | 198.8076 | 0 | 137.5069 | 560692.4559 | 50741.7596 | 399427.7839 | 142452.5807 | 0 | 68345.6832 | 0 | 476447.5027 | 1239618.6691 | 846065.2133 | 3783791.6484 | 961560.8286 | 21335742.5118 | 21335742.5118 | 1478867.319 | 9416018.0746 | 0 | 26081094.9888 | 58311722.8943 | 177.8279 | 0.52192 | 49971.0482 | 111724.5237 | 1018.7274 | 2277.6555
1 | 5600 | 707 | 0.045 | 15 | 15 | 7 | 2.3714e-13 | 5spot_SharedNeighbor | Water | Porous | Wet | R600a | MinimizeLCOE_Brownfield | IgnoreSilica | 2019 | 2.4682 | 1.7584 | 0.18579 | 4 | 36449.3048 | 79818.9152 | 743.0684 | 1627.2165 | 209.6176 | 0 | 176.7621 | 709785.5396 | 64241.2491 | 523024.7228 | 177121.6434 | 0 | 72493.6785 | 0 | 603200.065 | 1569402.8358 | 1071149.6834 | 4790419.4176 | 961560.8286 | 21335742.5118 | 21335742.5118 | 1478867.319 | 9416018.0746 | 0 | 27087722.7581 | 59318350.6636 | 237.1374 | 0.74316 | 36449.3048 | 79818.9152 | 743.0684 | 1627.2165
1 | 5600 | 707 | 0.045 | 15 | 15 | 7 | 3.1623e-13 | 5spot_SharedNeighbor | Water | Porous | Wet | R600a | MinimizeLCOE_Brownfield | IgnoreSilica | 2019 | 3.1489 | 2.4239 | 0.25917 | 4 | 27318.257 | 58408.2894 | 556.9196 | 1190.732 | 218.8146 | 0 | 229.6547 | 888864.6759 | 80425.8286 | 676151.4896 | 222167.4258 | 0 | 77072.955 | 0 | 758426.1262 | 1973269.2059 | 1346796.7796 | 6023174.4867 | 961560.8286 | 21335742.5118 | 21335742.5118 | 1478867.319 | 9416018.0746 | 0 | 28320477.8272 | 60551105.7327 | 316.2278 | 1.0367 | 27318.257 | 58408.2894 | 556.9196 | 1190.732
1 | 5600 | 707 | 0.045 | 15 | 15 | 7 | 4.217e-13 | 5spot_SharedNeighbor | Water | Porous | Wet | R600a | MinimizeLCOE_Brownfield | IgnoreSilica | 2019 | 4.0117 | 3.2805 | 0.35409 | 4 | 21036.5536 | 43792.6128 | 428.8586 | 892.7716 | 226.3347 | 0 | 39.3531 | 1099281.2524 | 99402.7448 | 861370.717 | 279502.0599 | 0 | 81264.253 | 0 | 944120.2006 | 2456407.0963 | 1676548.3174 | 7497896.6415 | 961560.8286 | 21335742.5118 | 21335742.5118 | 1478867.319 | 9416018.0746 | 0 | 29795199.982 | 62025827.8874 | 421.6965 | 1.4164 | 21036.5536 | 43792.6128 | 428.8586 | 892.7716
1 | 5600 | 707 | 0.045 | 15 | 15 | 7 | 5.6234e-13 | 5spot_SharedNeighbor | Water | Porous | Wet | R600a | MinimizeLCOE_Brownfield | IgnoreSilica | 2019 | 5.13 | 4.4031 | 0.47877 | 4 | 16501.3213 | 33331.3139 | 336.4018 | 679.5039 | 232.5306 | 0 | 44.6633 | 1352007.2929 | 122142.6227 | 1090034.4764 | 354097.7115 | 0 | 85635.8597 | 0 | 1171528.0057 | 3048075.5573 | 2080374.1995 | 9303895.7257 | 961560.8286 | 21335742.5118 | 21335742.5118 | 1478867.319 | 9416018.0746 | 0 | 31601199.0661 | 63831826.9716 | 562.3413 | 1.9151 | 16501.3213 | 33331.3139 | 336.4018 | 679.5039
1 | 5600 | 707 | 0.045 | 15 | 15 | 7 | 7.4989e-13 | 5spot_SharedNeighbor | Water | Porous | Wet | R600a | MinimizeLCOE_Brownfield | IgnoreSilica | 2019 | 6.5721 | 5.8591 | 0.64083 | 4 | 13185.0046 | 25758.7758 | 268.7942 | 525.1275 | 237.4801 | 0 | 45.2967 | 1653289.3456 | 149182.7367 | 1369931.6376 | 450526.7327 | 0 | 90072.7924 | 0 | 1448071.2655 | 3767584.3926 | 2571453.7641 | 11500112.6672 | 961560.8286 | 21335742.5118 | 21335742.5118 | 1478867.319 | 9416018.0746 | 0 | 33797416.0077 | 66028043.9132 | 749.8942 | 2.5633 | 13185.0046 | 25758.7758 | 268.7942 | 525.1275
1 | 5600 | 707 | 0.045 | 15 | 15 | 7 | 1e-12 | 5spot_SharedNeighbor | Water | Porous | Wet | R600a | MinimizeLCOE_Brownfield | IgnoreSilica | 2019 | 8.4869 | 7.7815 | 0.85447 | 4 | 10688.2321 | 20118.2052 | 217.8941 | 410.1368 | 241.1797 | 0 | 48.5322 | 2019521.5905 | 181961.3706 | 1719026.1063 | 578468.9379 | 0 | 96679.8135 | 0 | 1792306.5493 | 4663213.9887 | 3182739.3668 | 14233917.7236 | 961560.8286 | 21335742.5118 | 21335742.5118 | 1478867.319 | 9416018.0746 | 0 | 36531221.064 | 68761848.9695 | 1000 | 3.4179 | 10688.2321 | 20118.2052 | 217.8941 | 410.1368
1 | 5600 | 707 | 0.045 | 15 | 15 | 7 | 1.3335e-12 | 5spot_SharedNeighbor | Water | Porous | Wet | R600a | MinimizeLCOE_Brownfield | IgnoreSilica | 2019 | 11.0032 | 10.3799 | 1.1448 | 4 | 8732.2397 | 15770.7007 | 178.0185 | 321.5071 | 244.9607 | 0 | 51.3977 | 2475220.1187 | 222623.4552 | 2164648.0497 | 747954.4723 | 0 | 100904.6701 | 0 | 2227426.7987 | 5795307.6223 | 3955416.5339 | 17689501.7209 | 961560.8286 | 21335742.5118 | 21335742.5118 | 1478867.319 | 9416018.0746 | 0 | 39986805.0614 | 72217432.9669 | 1333.5214 | 4.5792 | 8732.2397 | 15770.7007 | 178.0185 | 321.5071
1 | 5600 | 707 | 0.045 | 15 | 15 | 7 | 1.7783e-12 | 5spot_SharedNeighbor | Water | Porous | Wet | R600a | MinimizeLCOE_Brownfield | IgnoreSilica | 2019 | 14.3212 | 13.7757 | 1.5237 | 4 | 7260.5002 | 12548.6202 | 148.0151 | 255.8206 | 247.5606 | 0 | 44.7548 | 3023705.3738 | 271403.8314 | 2714716.6135 | 971009.0616 | 0 | 107641.8041 | 0 | 2764505.9069 | 7192677.2916 | 4909150.0462 | 21954809.929 | 961560.8286 | 21335742.5118 | 21335742.5118 | 1478867.319 | 9416018.0746 | 0 | 44252113.2695 | 76482741.175 | 1778.2794 | 6.0949 | 7260.5002 | 12548.6202 | 148.0151 | 255.8206
1 | 5600 | 707 | 0.045 | 15 | 15 | 7 | 2.3714e-12 | 5spot_SharedNeighbor | Water | Porous | Wet | R600a | MinimizeLCOE_Brownfield | IgnoreSilica | 2019 | 18.7064 | 18.2703 | 2.0255 | 4 | 6119.3531 | 10097.526 | 124.7513 | 205.8517 | 249.6014 | 0 | 40.4871 | 3692989.5749 | 330718.6434 | 3402753.1723 | 1265955.0786 | 0 | 115671.4656 | 0 | 3435154.2946 | 8937566.8276 | 6100073.0084 | 27280882.0655 | 961560.8286 | 21335742.5118 | 21335742.5118 | 1478867.319 | 9416018.0746 | 0 | 49578185.406 | 81808813.3115 | 2371.3737 | 8.1019 | 6119.3531 | 10097.526 | 124.7513 | 205.8517
1 | 5600 | 707 | 0.045 | 15 | 15 | 7 | 3.1623e-12 | 5spot_SharedNeighbor | Water | Porous | Wet | R600a | MinimizeLCOE_Brownfield | IgnoreSilica | 2019 | 24.5064 | 24.2206 | 2.6899 | 4 | 5226.8471 | 8222.4046 | 106.5563 | 167.6248 | 251.1904 | 0 | 44.1712 | 4510186.7804 | 402870.6225 | 4263646.7482 | 1656236.4899 | 0 | 125422.5667 | 0 | 4273761.651 | 11119451.1468 | 7589253.8896 | 33940829.8951 | 961560.8286 | 21335742.5118 | 21335742.5118 | 1478867.319 | 9416018.0746 | 0 | 56238133.2355 | 88468761.141 | 3162.2777 | 10.7595 | 5226.8471 | 8222.4046 | 106.5563 | 167.6248
1 | 5600 | 707 | 0.045 | 15 | 15 | 7 | 4.217e-12 | 5spot_SharedNeighbor | Water | Porous | Wet | R600a | MinimizeLCOE_Brownfield | IgnoreSilica | 2019 | 32.148 | 32.0645 | 3.5659 | 4 | 4524.7484 | 6784.3667 | 92.2431 | 138.3085 | 252.4152 | 0 | 55.8183 | 5504262.2507 | 490290.6602 | 5336459.7602 | 2170562.6892 | 0 | 137144.1546 | 0 | 5319100.6108 | 13839208.6918 | 9445544.2994 | 42242573.117 | 961560.8286 | 21335742.5118 | 21335742.5118 | 1478867.319 | 9416018.0746 | 0 | 64539876.4574 | 96770504.3629 | 4216.965 | 14.2637 | 4524.7484 | 6784.3667 | 92.2431 | 138.3085
1 | 5600 | 707 | 0.045 | 15 | 15 | 7 | 5.6234e-12 | 5spot_SharedNeighbor | Water | Porous | Wet | R600a | MinimizeLCOE_Brownfield | IgnoreSilica | 2019 | 42.1675 | 42.3505 | 4.715 | 4 | 3968.6312 | 5677.5788 | 80.9059 | 115.7451 | 253.3451 | 0 | 59.121 | 6708084.0421 | 595713.5126 | 6666846.7857 | 2845034.0532 | 0 | 151221.941 | 0 | 6617091.1305 | 17216313.7695 | 11750487.9076 | 52550793.1422 | 961560.8286 | 21335742.5118 | 21335742.5118 | 1478867.319 | 9416018.0746 | 0 | 74848096.4827 | 107078724.3882 | 5623.4133 | 18.8599 | 3968.6312 | 5677.5788 | 80.9059 | 115.7451
1 | 5600 | 707 | 0.045 | 15 | 15 | 7 | 7.4989e-12 | 5spot_SharedNeighbor | Water | Porous | Wet | R600a | MinimizeLCOE_Brownfield | IgnoreSilica | 2019 | 55.1495 | 55.6528 | 6.201 | 4 | 3527.5797 | 4826.999 | 71.9145 | 98.4049 | 253.9829 | 0 | 64.8625 | 8147679.8907 | 721236.171 | 8295133.6205 | 3718498.0706 | 0 | 168465.1748 | 0 | 8209895.0418 | 21360462.8176 | 14578954.7866 | 65200325.5736 | 961560.8286 | 21335742.5118 | 21335742.5118 | 1478867.319 | 9416018.0746 | 0 | 87497628.914 | 119728256.8195 | 7498.9421 | 24.8039 | 3527.5797 | 4826.999 | 71.9145 | 98.4049
1 | 5600 | 707 | 0.045 | 15 | 15 | 7 | 1e-11 | 5spot_SharedNeighbor | Water | Porous | Wet | R600a | MinimizeLCOE_Brownfield | IgnoreSilica | 2019 | 71.617 | 72.3755 | 8.0672 | 4 | 3181.1599 | 4179.9812 | 64.8522 | 85.2146 | 254.1775 | 0 | 50.6995 | 9825276.3139 | 866863.2933 | 10235450.1034 | 4823601.4816 | 0 | 192594.4422 | 0 | 10118076.3974 | 26325159.2832 | 17967462.1387 | 80354483.4536 | 961560.8286 | 21335742.5118 | 21335742.5118 | 1478867.319 | 9416018.0746 | 0 | 102651786.794 | 134882414.6995 | 10000 | 32.2687 | 3181.1599 | 4179.9812 | 64.8522 | 85.2146
1 | 5600 | 707 | 0.045 | 15 | 15 | 7 | 1.3335e-11 | 5spot_SharedNeighbor | Water | Porous | Wet | R600a | MinimizeLCOE_Brownfield | IgnoreSilica | 2019 | 91.7802 | 92.3711 | 10.2915 | 4 | 2916.3669 | 3699.3134 | 59.4541 | 75.4155 | 253.625 | 0 | 61.7511 | 11692925.8466 | 1028280.6813 | 12441204.9998 | 6167689.461 | 0 | 232476.1235 | 0 | 12309405.0738 | 32026546.9958 | 21858776.4044 | 97757305.5862 | 961560.8286 | 21335742.5118 | 21335742.5118 | 1478867.319 | 9416018.0746 | 0 | 120054608.9267 | 152285236.8321 | 13335.2143 | 41.1658 | 2916.3669 | 3699.3134 | 59.4541 | 75.4155
1 | 5600 | 707 | 0.045 | 15 | 15 | 7 | 1.7783e-11 | 5spot_SharedNeighbor | Water | Porous | Wet | R600a | MinimizeLCOE_Brownfield | IgnoreSilica | 2019 | 115.3347 | 114.7137 | 12.7604 | 4 | 2722.0526 | 3353.5085 | 55.4927 | 68.3658 | 252.04 | 0 | 71.3395 | 13649059.9168 | 1196649.7555 | 14795366.8327 | 7718862.5616 | 0 | 299579.057 | 0 | 14687212.0682 | 38213113.0401 | 26081234.8508 | 116641078.0827 | 961560.8286 | 21335742.5118 | 21335742.5118 | 1478867.319 | 9416018.0746 | 0 | 138938381.4232 | 171169009.3286 | 17782.7941 | 51.0418 | 2722.0526 | 3353.5085 | 55.4927 | 68.3658
1 | 5600 | 707 | 0.045 | 15 | 15 | 7 | 2.3714e-11 | 5spot_SharedNeighbor | Water | Porous | Wet | R600a | MinimizeLCOE_Brownfield | IgnoreSilica | 2019 | 141.2079 | 137.6851 | 15.2726 | 4 | 2586.88 | 3114.4678 | 52.737 | 63.4926 | 249.3772 | 0 | 75.3599 | 15550916.6993 | 1359744.6819 | 17121556.2682 | 9394304.7494 | 0 | 398311.8967 | 0 | 17091685.3753 | 44469059.3597 | 30351046.7608 | 135736625.7914 | 961560.8286 | 21335742.5118 | 21335742.5118 | 1478867.319 | 9416018.0746 | 0 | 158033929.1319 | 190264557.0373 | 23713.7371 | 61.0906 | 2586.88 | 3114.4678 | 52.737 | 63.4926
1 | 5600 | 707 | 0.045 | 15 | 15 | 7 | 3.1623e-11 | 5spot_SharedNeighbor | Water | Porous | Wet | R600a | MinimizeLCOE_Brownfield | IgnoreSilica | 2019 | 167.9365 | 160.0376 | 17.6948 | 4 | 2492.1452 | 2947.5139 | 50.8057 | 60.0891 | 246.3128 | 0 | 60.1676 | 17317333.2688 | 1510747.4099 | 19311287.3138 | 11101117.8095 | 0 | 511553.887 | 0 | 19403295.4787 | 50483394.6725 | 34455954.194 | 154094684.0342 | 961560.8286 | 21335742.5118 | 21335742.5118 | 1478867.319 | 9416018.0746 | 0 | 176391987.3747 | 208622615.2801 | 31622.7766 | 70.7792 | 2492.1452 | 2947.5139 | 50.8057 | 60.0891
1 | 5600 | 707 | 0.045 | 15 | 15 | 7 | 4.217e-11 | 5spot_SharedNeighbor | Water | Porous | Wet | R600a | MinimizeLCOE_Brownfield | IgnoreSilica | 2019 | 193.6368 | 179.8446 | 19.8117 | 4 | 2431.5078 | 2838.2189 | 49.5696 | 57.8609 | 242.8888 | 0 | 81.6766 | 18825299.7848 | 1639323.7279 | 21200770.4804 | 12713313.2193 | 0 | 635315.707 | 0 | 21455468.9386 | 55822729.0563 | 38100159.6233 | 170392380.5375 | 961560.8286 | 21335742.5118 | 21335742.5118 | 1478867.319 | 9416018.0746 | 0 | 192689683.878 | 224920311.7835 | 42169.6503 | 79.247 | 2431.5078 | 2838.2189 | 49.5696 | 57.8609
1 | 5600 | 707 | 0.045 | 15 | 15 | 7 | 5.6234e-11 | 5spot_SharedNeighbor | Water | Porous | Wet | R600a | MinimizeLCOE_Brownfield | IgnoreSilica | 2019 | 216.8622 | 196.2179 | 21.5335 | 4 | 2395.3156 | 2769.507 | 48.8317 | 56.4601 | 239.4278 | 0 | 74.8874 | 20036888.4999 | 1742422.6601 | 22731314.0448 | 14145249.3676 | 0 | 758358.3095 | 0 | 23171550.8239 | 60287622.1052 | 41147540.8736 | 184020946.6846 | 961560.8286 | 21335742.5118 | 21335742.5118 | 1478867.319 | 9416018.0746 | 0 | 206318250.025 | 238548877.9305 | 56234.1325 | 86.1341 | 2395.3156 | 2769.507 | 48.8317 | 56.4601
1 | 5600 | 707 | 0.045 | 15 | 15 | 7 | 7.4989e-11 | 5spot_SharedNeighbor | Water | Porous | Wet | R600a | MinimizeLCOE_Brownfield | IgnoreSilica | 2019 | 224.5445 | 201.2656 | 22.1584 | 4 | 2372.256 | 2735.8942 | 48.3616 | 55.7749 | 238.1888 | 0 | 85.2924 | 20404622.6629 | 1773679.8157 | 23197936.6078 | 14612682.7566 | 0 | 698611.8453 | 0 | 23668138.1384 | 61579640.4335 | 42029369.9309 | 187964682.191 | 961560.8286 | 21335742.5118 | 21335742.5118 | 1478867.319 | 9416018.0746 | 0 | 210261985.5315 | 242492613.437 | 74989.4209 | 88.6338 | 2372.256 | 2735.8942 | 48.3616 | 55.7749
1 | 5600 | 707 | 0.045 | 15 | 15 | 7 | 1e-10 | 5spot_SharedNeighbor | Water | Porous | Wet | R600a | MinimizeLCOE_Brownfield | IgnoreSilica | 2019 | 229.9176 | 204.6877 | 22.6019 | 4 | 2354.6948 | 2711.199 | 48.0036 | 55.2715 | 237.2972 | 0 | 100.8404 | 20652456.6265 | 1794736.6254 | 23512947.4718 | 14938031.1442 | 0 | 635237.2902 | 0 | 23998029.5717 | 62437950.2728 | 42615184.0328 | 190584573.0354 | 961560.8286 | 21335742.5118 | 21335742.5118 | 1478867.319 | 9416018.0746 | 0 | 212881876.3758 | 245112504.2813 | 100000 | 90.4074 | 2354.6948 | 2711.199 | 48.0036 | 55.2715
1 | 5600 | 707 | 0.045 | 15 | 15 | 7 | 1.3335e-10 | 5spot_SharedNeighbor | Water | Porous | Wet | R600a | MinimizeLCOE_Brownfield | IgnoreSilica | 2019 | 234.1318 | 207.3113 | 22.9447 | 4 | 2341.3261 | 2692.503 | 47.7311 | 54.8903 | 236.5855 | 0 | 119.702 | 20841679.1407 | 1810808.8324 | 23753744.3302 | 15192430.5437 | 0 | 581260.4999 | 0 | 24250170.1053 | 63093968.2201 | 43062929.7616 | 192586991.4339 | 961560.8286 | 21335742.5118 | 21335742.5118 | 1478867.319 | 9416018.0746 | 0 | 214884294.7744 | 247114922.6799 | 133352.1432 | 91.7789 | 2341.3261 | 2692.503 | 47.7311 | 54.8903
1 | 5600 | 707 | 0.045 | 15 | 15 | 7 | 1.7783e-10 | 5spot_SharedNeighbor | Water | Porous | Wet | R600a | MinimizeLCOE_Brownfield | IgnoreSilica | 2019 | 237.3714 | 209.2916 | 23.2061 | 4 | 2331.1608 | 2678.3828 | 47.5239 | 54.6025 | 236.0308 | 0 | 142.1681 | 20984061.049 | 1822899.7808 | 23935094.7121 | 15387560.6575 | 0 | 535894.0201 | 0 | 24439548.9856 | 63586693.2198 | 43399224.6984 | 194090977.1233 | 961560.8286 | 21335742.5118 | 21335742.5118 | 1478867.319 | 9416018.0746 | 0 | 216388280.4638 | 248618908.3693 | 177827.941 | 92.8243 | 2331.1608 | 2678.3828 | 47.5239 | 54.6025
1 | 5600 | 707 | 0.045 | 15 | 15 | 7 | 2.3714e-10 | 5spot_SharedNeighbor | Water | Porous | Wet | R600a | MinimizeLCOE_Brownfield | IgnoreSilica | 2019 | 239.9239 | 210.8286 | 23.4088 | 4 | 2323.4345 | 2667.6494 | 47.3664 | 54.3836 | 235.5895 | 0 | 185.9674 | 21094305.772 | 1832260.0812 | 24075606.615 | 15540556.7464 | 0 | 499532.8509 | 0 | 24586482.2055 | 63968983.3178 | 43660145.5455 | 195257873.1342 | 961560.8286 | 21335742.5118 | 21335742.5118 | 1478867.319 | 9416018.0746 | 0 | 217555176.4747 | 249785804.3801 | 237137.3706 | 93.6352 | 2323.4345 | 2667.6494 | 47.3664 | 54.3836
1 | 5600 | 707 | 0.045 | 15 | 15 | 7 | 3.1623e-10 | 5spot_SharedNeighbor | Water | Porous | Wet | R600a | MinimizeLCOE_Brownfield | IgnoreSilica | 2019 | 241.305 | 211.648 | 23.5303 | 4 | 2317.506 | 2659.9441 | 47.2455 | 54.2266 | 235.3467 | 0 | 206.6913 | 21152989.0066 | 1837242.0042 | 24150434.4797 | 15623172.3655 | 0 | 462736.2362 | 0 | 24658363.8959 | 64156004.7313 | 43787791.5032 | 195828734.2226 | 961560.8286 | 21335742.5118 | 21335742.5118 | 1478867.319 | 9416018.0746 | 0 | 218126037.5631 | 250356665.4685 | 316227.766 | 94.121 | 2317.506 | 2659.9441 | 47.2455 | 54.2266
1 | 5600 | 707 | 0.045 | 15 | 15 | 7 | 4.217e-10 | 5spot_SharedNeighbor | Water | Porous | Wet | R600a | MinimizeLCOE_Brownfield | IgnoreSilica | 2019 | 243.4607 | 212.9271 | 23.6858 | 4 | 2313.0721 | 2653.2621 | 47.1551 | 54.0903 | 234.9726 | 0 | 207.3174 | 21244467.765 | 1845007.3325 | 24267126.5343 | 15752215.9048 | 0 | 447532.544 | 0 | 24786976.5314 | 64490628.4267 | 44016179.0511 | 196850134.0896 | 961560.8286 | 21335742.5118 | 21335742.5118 | 1478867.319 | 9416018.0746 | 0 | 219147437.4301 | 251378065.3356 | 421696.5034 | 94.743 | 2313.0721 | 2653.2621 | 47.1551 | 54.0903
1 | 5600 | 707 | 0.045 | 15 | 15 | 7 | 5.6234e-10 | 5spot_SharedNeighbor | Water | Porous | Wet | R600a | MinimizeLCOE_Brownfield | IgnoreSilica | 2019 | 244.513 | 213.5415 | 23.7684 | 4 | 2309.8644 | 2648.8709 | 47.0897 | 54.0008 | 234.7861 | 0 | 211.0835 | 21288352.899 | 1848732.2611 | 24323127.1429 | 15815035.6419 | 0 | 429652.3653 | 0 | 24844911.121 | 64641362.3448 | 44119058.0475 | 197310231.8234 | 961560.8286 | 21335742.5118 | 21335742.5118 | 1478867.319 | 9416018.0746 | 0 | 219607535.1639 | 251838163.0694 | 562341.3252 | 95.0738 | 2309.8644 | 2648.8709 | 47.0897 | 54.0008
1 | 5600 | 707 | 0.045 | 15 | 15 | 7 | 7.4989e-10 | 5spot_SharedNeighbor | Water | Porous | Wet | R600a | MinimizeLCOE_Brownfield | IgnoreSilica | 2019 | 245.0756 | 213.868 | 23.8188 | 4 | 2307.2672 | 2645.5568 | 47.0368 | 53.9333 | 234.6857 | 0 | 251.0384 | 21311660.3384 | 1850710.4864 | 24352874.3552 | 15848601.4691 | 0 | 411400.9499 | 0 | 24872346.5636 | 64712743.7387 | 44167777.3156 | 197528115.2169 | 961560.8286 | 21335742.5118 | 21335742.5118 | 1478867.319 | 9416018.0746 | 0 | 219825418.5573 | 252056046.4628 | 749894.2093 | 95.2752 | 2307.2672 | 2645.5568 | 47.0368 | 53.9333
1 | 5600 | 707 | 0.045 | 15 | 15 | 7 | 1e-09 | 5spot_SharedNeighbor | Water | Porous | Wet | R600a | MinimizeLCOE_Brownfield | IgnoreSilica | 2019 | 245.6675 | 214.2118 | 23.8659 | 4 | 2305.3621 | 2642.9837 | 46.9979 | 53.8808 | 234.5807 | 0 | 244.3036 | 21336197.8488 | 1852793.0484 | 24384195.4199 | 15883933.9017 | 0 | 399857.6725 | 0 | 24904221.3776 | 64795675.4663 | 44224379.9238 | 197781254.659 | 961560.8286 | 21335742.5118 | 21335742.5118 | 1478867.319 | 9416018.0746 | 0 | 220078557.9995 | 252309185.905 | 1000000 | 95.4638 | 2305.3621 | 2642.9837 | 46.9979 | 53.8808
1 | 5600 | 707 | 0.045 | 15 | 15 | 7 | 1.3335e-09 | 5spot_SharedNeighbor | Water | Porous | Wet | R600a | MinimizeLCOE_Brownfield | IgnoreSilica | 2019 | 246.1083 | 214.4672 | 23.9011 | 4 | 2303.9279 | 2641.0528 | 46.9687 | 53.8414 | 234.5024 | 0 | 251.2622 | 21354410.7598 | 1854338.7815 | 24407446.0037 | 15910239.3401 | 0 | 390957.8525 | 0 | 24927783.1677 | 64856978.4108 | 44266220.443 | 197968374.7591 | 961560.8286 | 21335742.5118 | 21335742.5118 | 1478867.319 | 9416018.0746 | 0 | 220265678.0996 | 252496306.005 | 1333521.4322 | 95.6044 | 2303.9279 | 2641.0528 | 46.9687 | 53.8414
1 | 5600 | 707 | 0.045 | 15 | 15 | 7 | 1.7783e-09 | 5spot_SharedNeighbor | Water | Porous | Wet | R600a | MinimizeLCOE_Brownfield | IgnoreSilica | 2019 | 247.1756 | 215.0911 | 23.9696 | 4 | 2302.8677 | 2639.0291 | 46.9471 | 53.8002 | 234.3172 | 0 | 253.0541 | 21398890.3628 | 1858113.6174 | 24464237.9022 | 15974040.5115 | 0 | 393123.0687 | 0 | 24994478.1304 | 65030505.0228 | 44384655.9213 | 198498044.5371 | 961560.8286 | 21335742.5118 | 21335742.5118 | 1478867.319 | 9416018.0746 | 0 | 220795347.8776 | 253025975.7831 | 1778279.41 | 95.8784 | 2302.8677 | 2639.0291 | 46.9471 | 53.8002
1 | 5600 | 707 | 0.045 | 15 | 15 | 7 | 2.3714e-09 | 5spot_SharedNeighbor | Water | Porous | Wet | R600a | MinimizeLCOE_Brownfield | IgnoreSilica | 2019 | 247.3239 | 215.1836 | 23.984 | 4 | 2302.106 | 2638.0664 | 46.9315 | 53.7806 | 234.2951 | 0 | 258.3679 | 21405479.3957 | 1858672.7879 | 24472651.949 | 15983006.7112 | 0 | 387657.8837 | 0 | 25001912.8038 | 65049848.5179 | 44397858.2542 | 198557088.3035 | 961560.8286 | 21335742.5118 | 21335742.5118 | 1478867.319 | 9416018.0746 | 0 | 220854391.644 | 253085019.5494 | 2371373.7057 | 95.9358 | 2302.106 | 2638.0664 | 46.9315 | 53.7806
1 | 5600 | 707 | 0.045 | 15 | 15 | 7 | 3.1623e-09 | 5spot_SharedNeighbor | Water | Porous | Wet | R600a | MinimizeLCOE_Brownfield | IgnoreSilica | 2019 | 247.436 | 215.2534 | 23.9948 | 4 | 2301.5315 | 2637.3404 | 46.9198 | 53.7658 | 234.2783 | 0 | 257.7003 | 21410450.4947 | 1859094.6511 | 24479000.1216 | 15989778.3527 | 0 | 383512.0218 | 0 | 25007515.9003 | 65064426.6258 | 44407808.1124 | 198601586.2804 | 961560.8286 | 21335742.5118 | 21335742.5118 | 1478867.319 | 9416018.0746 | 0 | 220898889.6209 | 253129517.5263 | 3162277.6602 | 95.9791 | 2301.5315 | 2637.3404 | 46.9198 | 53.7658
1 | 5600 | 707 | 0.045 | 15 | 15 | 7 | 4.217e-09 | 5spot_SharedNeighbor | Water | Porous | Wet | R600a | MinimizeLCOE_Brownfield | IgnoreSilica | 2019 | 247.5286 | 215.3107 | 24.0034 | 4 | 2301.0988 | 2636.7872 | 46.911 | 53.7545 | 234.2642 | 0 | 257.8358 | 21414530.6725 | 1859440.9058 | 24484210.6961 | 15995368.4632 | 0 | 380469.8855 | 0 | 25012268.043 | 65076790.7263 | 44416246.865 | 198639326.2574 | 961560.8286 | 21335742.5118 | 21335742.5118 | 1478867.319 | 9416018.0746 | 0 | 220936629.5978 | 253167257.5033 | 4216965.0343 | 96.0135 | 2301.0988 | 2636.7872 | 46.911 | 53.7545
1 | 5600 | 707 | 0.045 | 15 | 15 | 7 | 5.6234e-09 | 5spot_SharedNeighbor | Water | Porous | Wet | R600a | MinimizeLCOE_Brownfield | IgnoreSilica | 2019 | 247.5869 | 215.3472 | 24.0092 | 4 | 2300.7732 | 2636.38 | 46.9044 | 53.7462 | 234.2556 | 0 | 262.9642 | 21417131.9668 | 1859661.6576 | 24487532.7264 | 15998897.504 | 0 | 378041.3067 | 0 | 25015093.413 | 65084141.7594 | 44421264.0962 | 198661764.43 | 961560.8286 | 21335742.5118 | 21335742.5118 | 1478867.319 | 9416018.0746 | 0 | 220959067.7705 | 253189695.676 | 5623413.2519 | 96.0369 | 2300.7732 | 2636.38 | 46.9044 | 53.7462
1 | 5600 | 707 | 0.045 | 15 | 15 | 7 | 7.4989e-09 | 5spot_SharedNeighbor | Water | Porous | Wet | R600a | MinimizeLCOE_Brownfield | IgnoreSilica | 2019 | 247.6406 | 215.3803 | 24.0142 | 4 | 2300.5285 | 2636.0663 | 46.8994 | 53.7398 | 234.2474 | 0 | 255.065 | 21419490.9369 | 1859861.8445 | 24490545.3308 | 16002138.2122 | 0 | 376325.0548 | 0 | 25017860.9379 | 65091342.2915 | 44426178.6073 | 198683743.2159 | 961560.8286 | 21335742.5118 | 21335742.5118 | 1478867.319 | 9416018.0746 | 0 | 220981046.5564 | 253211674.4618 | 7498942.0933 | 96.0566 | 2300.5285 | 2636.0663 | 46.8994 | 53.7398
1 | 5600 | 707 | 0.045 | 15 | 15 | 7 | 1e-08 | 5spot_SharedNeighbor | Water | Porous | Wet | R600a | MinimizeLCOE_Brownfield | IgnoreSilica | 2019 | 247.6749 | 215.4017 | 24.0175 | 4 | 2300.3448 | 2635.8355 | 46.8956 | 53.7351 | 234.2423 | 0 | 248.2059 | 21421011.2503 | 1859990.8611 | 24492486.9193 | 16004209.1904 | 0 | 374962.2318 | 0 | 25019537.5767 | 65095704.5616 | 44429155.9463 | 198697058.5375 | 961560.8286 | 21335742.5118 | 21335742.5118 | 1478867.319 | 9416018.0746 | 0 | 220994361.878 | 253224989.7835 | 10000000 | 96.0701 | 2300.3448 | 2635.8355 | 46.8956 | 53.7351
1 | 5700 | 707 | 0.045 | 15 | 15 | 7 | 1e-13 | 5spot_SharedNeighbor | Water | Porous | Wet | R600a | MinimizeLCOE_Brownfield | IgnoreSilica | 2019 | 1.2304 | 0.61182 | 0.060455 | 4 | 104028.1218 | 240405.7056 | 2120.754 | 4900.9955 | 174.7272 | 0 | 18.5644 | 339587.6085 | 30681.077 | 224765.5713 | 95410.6698 | 0 | 60006.8611 | 0 | 292676.1972 | 761483.429 | 519728.0872 | 2324339.5011 | 961560.8286 | 21870032.1104 | 21870032.1104 | 1478867.319 | 9629733.914 | 0 | 25155932.4401 | 58134565.7836 | 100 | 0.24182 | 104028.1218 | 240405.7056 | 2120.754 | 4900.9955
1 | 5700 | 707 | 0.045 | 15 | 15 | 7 | 1.3335e-13 | 5spot_SharedNeighbor | Water | Porous | Wet | R600a | MinimizeLCOE_Brownfield | IgnoreSilica | 2019 | 1.5788 | 0.93534 | 0.095626 | 4 | 67760.232 | 153977.7348 | 1381.384 | 3139.0444 | 190.0348 | 0 | 21.2897 | 456527.2346 | 41296.7005 | 315652.6984 | 118809.8 | 0 | 64416.0943 | 0 | 388713.9858 | 1011354.0549 | 690269.9237 | 3087040.4923 | 961560.8286 | 21870032.1104 | 21870032.1104 | 1478867.319 | 9629733.914 | 0 | 25918633.4314 | 58897266.7749 | 133.3521 | 0.38251 | 67760.232 | 153977.7348 | 1381.384 | 3139.0444
1 | 5700 | 707 | 0.045 | 15 | 15 | 7 | 1.7783e-13 | 5spot_SharedNeighbor | Water | Porous | Wet | R600a | MinimizeLCOE_Brownfield | IgnoreSilica | 2019 | 2.0015 | 1.3406 | 0.14019 | 4 | 47762.054 | 106572.2227 | 973.6941 | 2172.6189 | 202.7022 | 0 | 136.6657 | 587069.4168 | 53131.7076 | 420999.8936 | 146771.8546 | 0 | 67884.5201 | 0 | 497584.3831 | 1294612.4963 | 883599.6304 | 3951653.9025 | 961560.8286 | 21870032.1104 | 21870032.1104 | 1478867.319 | 9629733.914 | 0 | 26783246.8415 | 59761880.185 | 177.8279 | 0.56076 | 47762.054 | 106572.2227 | 973.6941 | 2172.6189
1 | 5700 | 707 | 0.045 | 15 | 15 | 7 | 2.3714e-13 | 5spot_SharedNeighbor | Water | Porous | Wet | R600a | MinimizeLCOE_Brownfield | IgnoreSilica | 2019 | 2.546 | 1.8773 | 0.1994 | 4 | 34900.9745 | 76248.6255 | 711.5036 | 1554.4314 | 213.6402 | 0 | 175.2643 | 743073.5002 | 67252.1507 | 551132.6775 | 182940.3182 | 0 | 71617.1379 | 0 | 630246.156 | 1639771.2166 | 1119177.5492 | 5005210.7063 | 961560.8286 | 21870032.1104 | 21870032.1104 | 1478867.319 | 9629733.914 | 0 | 27836803.6454 | 60815436.9889 | 237.1374 | 0.79759 | 34900.9745 | 76248.6255 | 711.5036 | 1554.4314
1 | 5700 | 707 | 0.045 | 15 | 15 | 7 | 3.1623e-13 | 5spot_SharedNeighbor | Water | Porous | Wet | R600a | MinimizeLCOE_Brownfield | IgnoreSilica | 2019 | 3.2267 | 2.5621 | 0.27544 | 4 | 26394.2807 | 56326.9858 | 538.0831 | 1148.3018 | 222.6424 | 0 | 223.5911 | 924130.6314 | 83609.3044 | 706824.3678 | 228297.7729 | 0 | 74586.1601 | 0 | 786804.8123 | 2047104.7258 | 1397191.0392 | 6248548.814 | 961560.8286 | 21870032.1104 | 21870032.1104 | 1478867.319 | 9629733.914 | 0 | 29080141.7531 | 62058775.0966 | 316.2278 | 1.1018 | 26394.2807 | 56326.9858 | 538.0831 | 1148.3018
1 | 5700 | 707 | 0.045 | 15 | 15 | 7 | 4.217e-13 | 5spot_SharedNeighbor | Water | Porous | Wet | R600a | MinimizeLCOE_Brownfield | IgnoreSilica | 2019 | 4.1238 | 3.4789 | 0.37737 | 4 | 20292.5652 | 42140.0484 | 413.6914 | 859.0819 | 230.308 | 0 | 38.4712 | 1145584.7507 | 103573.238 | 902795.0375 | 288365.532 | 0 | 78009.8821 | 0 | 982148.0918 | 2555347.8685 | 1744077.4274 | 7799901.8281 | 961560.8286 | 21870032.1104 | 21870032.1104 | 1478867.319 | 9629733.914 | 0 | 30631494.7672 | 63610128.1107 | 421.6965 | 1.5095 | 20292.5652 | 42140.0484 | 413.6914 | 859.0819
1 | 5700 | 707 | 0.045 | 15 | 15 | 7 | 5.6234e-13 | 5spot_SharedNeighbor | Water | Porous | Wet | R600a | MinimizeLCOE_Brownfield | IgnoreSilica | 2019 | 5.2615 | 4.6549 | 0.50866 | 4 | 15967.7607 | 32176.234 | 325.5244 | 655.9561 | 236.4755 | 0 | 46.4754 | 1405971.7916 | 126991.2455 | 1139625.0744 | 364883.0365 | 0 | 80540.7182 | 0 | 1216024.6278 | 3163846.6407 | 2159390.3428 | 9657273.4775 | 961560.8286 | 21870032.1104 | 21870032.1104 | 1478867.319 | 9629733.914 | 0 | 32488866.4166 | 65467499.7601 | 562.3413 | 2.0347 | 15967.7607 | 32176.234 | 325.5244 | 655.9561
1 | 5700 | 707 | 0.045 | 15 | 15 | 7 | 7.4989e-13 | 5spot_SharedNeighbor | Water | Porous | Wet | R600a | MinimizeLCOE_Brownfield | IgnoreSilica | 2019 | 6.7379 | 6.1894 | 0.68025 | 4 | 12775.8413 | 24895.9719 | 260.4528 | 507.5381 | 241.4271 | 0 | 38.6217 | 1718441.1788 | 155020.972 | 1431371.8741 | 464422.048 | 0 | 82936.0911 | 0 | 1502354.944 | 3908819.3888 | 2667849.5511 | 11931216.0479 | 961560.8286 | 21870032.1104 | 21870032.1104 | 1478867.319 | 9629733.914 | 0 | 34762808.987 | 67741442.3305 | 749.8942 | 2.721 | 12775.8413 | 24895.9719 | 260.4528 | 507.5381
1 | 5700 | 707 | 0.045 | 15 | 15 | 7 | 1e-12 | 5spot_SharedNeighbor | Water | Porous | Wet | R600a | MinimizeLCOE_Brownfield | IgnoreSilica | 2019 | 8.6721 | 8.1861 | 0.90329 | 4 | 10393.465 | 19520.816 | 211.8848 | 397.9582 | 245.046 | 0 | 43.854 | 2093087.014 | 188534.5413 | 1790176.6044 | 594692.5406 | 0 | 86662.3678 | 0 | 1853729.6965 | 4823024.4181 | 3291813.2686 | 14721720.4513 | 961560.8286 | 21870032.1104 | 21870032.1104 | 1478867.319 | 9629733.914 | 0 | 37553313.3903 | 70531946.7338 | 1000 | 3.6132 | 10393.465 | 19520.816 | 211.8848 | 397.9582
1 | 5700 | 707 | 0.045 | 15 | 15 | 7 | 1.3335e-12 | 5spot_SharedNeighbor | Water | Porous | Wet | R600a | MinimizeLCOE_Brownfield | IgnoreSilica | 2019 | 11.2662 | 10.9497 | 1.2135 | 4 | 8480.3152 | 15274.3191 | 172.8827 | 311.3877 | 248.9451 | 0 | 53.5587 | 2570509.1546 | 231110.1752 | 2259210.0248 | 771029.3254 | 0 | 87104.1254 | 0 | 2308395.4941 | 6005971.5587 | 4099198.9992 | 18332528.8574 | 961560.8286 | 21870032.1104 | 21870032.1104 | 1478867.319 | 9629733.914 | 0 | 41164121.7964 | 74142755.1399 | 1333.5214 | 4.8541 | 8480.3152 | 15274.3191 | 172.8827 | 311.3877
1 | 5700 | 707 | 0.045 | 15 | 15 | 7 | 1.7783e-12 | 5spot_SharedNeighbor | Water | Porous | Wet | R600a | MinimizeLCOE_Brownfield | IgnoreSilica | 2019 | 14.6574 | 14.5257 | 1.6145 | 4 | 7057.3591 | 12164.0542 | 143.8738 | 247.9807 | 251.554 | 0 | 44.5287 | 3139311.4694 | 281664.9557 | 2832329.322 | 1000997.4999 | 0 | 89065.4311 | 0 | 2863913.7845 | 7451316.1976 | 5085676.4141 | 22744275.0743 | 961560.8286 | 21870032.1104 | 21870032.1104 | 1478867.319 | 9629733.914 | 0 | 45575868.0134 | 78554501.3569 | 1778.2794 | 6.4579 | 7057.3591 | 12164.0542 | 143.8738 | 247.9807
1 | 5700 | 707 | 0.045 | 15 | 15 | 7 | 2.3714e-12 | 5spot_SharedNeighbor | Water | Porous | Wet | R600a | MinimizeLCOE_Brownfield | IgnoreSilica | 2019 | 19.1428 | 19.263 | 2.1459 | 4 | 5952.1234 | 9794.2521 | 121.3421 | 199.6691 | 253.6039 | 0 | 38.4504 | 3834087.402 | 343196.6994 | 3549871.6197 | 1305405.5861 | 0 | 91013.8962 | 0 | 3558194.3293 | 9257691.7588 | 6318564.8519 | 28258026.1434 | 961560.8286 | 21870032.1104 | 21870032.1104 | 1478867.319 | 9629733.914 | 0 | 51089619.0825 | 84068252.426 | 2371.3737 | 8.5834 | 5952.1234 | 9794.2521 | 121.3421 | 199.6691
1 | 5700 | 707 | 0.045 | 15 | 15 | 7 | 3.1623e-12 | 5spot_SharedNeighbor | Water | Porous | Wet | R600a | MinimizeLCOE_Brownfield | IgnoreSilica | 2019 | 25.0595 | 25.5178 | 2.8477 | 4 | 5088.7858 | 7983.9886 | 103.7418 | 162.7644 | 255.1966 | 0 | 44.5616 | 4680302.8388 | 417856.5472 | 4445378.7753 | 1707103.5383 | 0 | 92850.34 | 0 | 4423961.8955 | 11510241.3726 | 7855976.2486 | 35133671.5563 | 961560.8286 | 21870032.1104 | 21870032.1104 | 1478867.319 | 9629733.914 | 0 | 57965264.4954 | 90943897.8389 | 3162.2777 | 11.3908 | 5088.7858 | 7983.9886 | 103.7418 | 162.7644
1 | 5700 | 707 | 0.045 | 15 | 15 | 7 | 4.217e-12 | 5spot_SharedNeighbor | Water | Porous | Wet | R600a | MinimizeLCOE_Brownfield | IgnoreSilica | 2019 | 32.8669 | 33.7761 | 3.7745 | 4 | 4407.7967 | 6592.0863 | 89.8589 | 134.3886 | 256.4266 | 0 | 49.5735 | 5711445.5436 | 508467.0973 | 5563152.126 | 2237279.8118 | 0 | 94671.0559 | 0 | 5504856.0976 | 14322506.3646 | 9775404.8919 | 43717782.9888 | 961560.8286 | 21870032.1104 | 21870032.1104 | 1478867.319 | 9629733.914 | 0 | 66549375.9278 | 99528009.2714 | 4216.965 | 15.0981 | 4407.7967 | 6592.0863 | 89.8589 | 134.3886
1 | 5700 | 707 | 0.045 | 15 | 15 | 7 | 5.6234e-12 | 5spot_SharedNeighbor | Water | Porous | Wet | R600a | MinimizeLCOE_Brownfield | IgnoreSilica | 2019 | 43.0884 | 44.5885 | 4.9883 | 4 | 3868.6041 | 5521.4011 | 78.8667 | 112.5612 | 257.3573 | 0 | 64.8531 | 6958393.6005 | 617579.2488 | 6947238.0657 | 2931473.4688 | 0 | 96199.9905 | 0 | 6844844.9059 | 17808882.3745 | 12154928.1565 | 54359539.8112 | 961560.8286 | 21870032.1104 | 21870032.1104 | 1478867.319 | 9629733.914 | 0 | 77191132.7502 | 110169766.0937 | 5623.4133 | 19.9532 | 3868.6041 | 5521.4011 | 78.8667 | 112.5612
1 | 5700 | 707 | 0.045 | 15 | 15 | 7 | 7.4989e-12 | 5spot_SharedNeighbor | Water | Porous | Wet | R600a | MinimizeLCOE_Brownfield | IgnoreSilica | 2019 | 56.2969 | 58.5296 | 6.5533 | 4 | 3441.5149 | 4699.6087 | 70.1599 | 95.8079 | 257.983 | 0 | 47.442 | 8445479.4865 | 747135.3303 | 8636424.5988 | 3828030.8178 | 0 | 98152.5741 | 0 | 8484536.8949 | 22075024.5828 | 15066657.8741 | 67381442.1593 | 961560.8286 | 21870032.1104 | 21870032.1104 | 1478867.319 | 9629733.914 | 0 | 90213035.0983 | 123191668.4419 | 7498.9421 | 26.2132 | 3441.5149 | 4699.6087 | 70.1599 | 95.8079
1 | 5700 | 707 | 0.045 | 15 | 15 | 7 | 1e-11 | 5spot_SharedNeighbor | Water | Porous | Wet | R600a | MinimizeLCOE_Brownfield | IgnoreSilica | 2019 | 39.4226 | 40.6967 | 4.5705 | 4 | 4000.1665 | 5804.0526 | 81.5488 | 118.3235 | 257.0332 | 0 | 39.914 | 6520698.3829 | 579332.643 | 6457748.1164 | 2682228.254 | 0 | 0 | 0 | 6333602.8846 | 16478735.5051 | 11247075.5864 | 50299421.3724 | 961560.8286 | 21870032.1104 | 21870032.1104 | 1478867.319 | 9629733.914 | 0 | 73131014.3114 | 106109647.6549 | 10000 | 18.282 | 4000.1665 | 5804.0526 | 81.5488 | 118.3235
1 | 5700 | 707 | 0.045 | 15 | 15 | 7 | 1.3335e-11 | 5spot_SharedNeighbor | Water | Porous | Wet | R600a | MinimizeLCOE_Brownfield | IgnoreSilica | 2019 | 51.1736 | 53.1089 | 5.9645 | 4 | 3559.7763 | 4942.0728 | 72.5709 | 100.7508 | 257.7456 | 0 | 52.5936 | 7880681.3313 | 697997.0042 | 7990380.3798 | 3480009.8256 | 0 | 0 | 0 | 7819136.7309 | 20343789.8484 | 13885054.5946 | 62097049.7149 | 961560.8286 | 21870032.1104 | 21870032.1104 | 1478867.319 | 9629733.914 | 0 | 84928642.654 | 117907275.9975 | 13335.2143 | 23.8579 | 3559.7763 | 4942.0728 | 72.5709 | 100.7508
1 | 5700 | 707 | 0.045 | 15 | 15 | 7 | 1.7783e-11 | 5spot_SharedNeighbor | Water | Porous | Wet | R600a | MinimizeLCOE_Brownfield | IgnoreSilica | 2019 | 65.6396 | 68.296 | 7.6701 | 4 | 3216.6189 | 4291.5313 | 65.5751 | 87.4887 | 258.0877 | 0 | 45.5603 | 9427182.9253 | 832363.8698 | 9771245.503 | 4460333.9353 | 0 | 0 | 0 | 9551539.231 | 24851145.789 | 16961417.641 | 75855228.8943 | 961560.8286 | 21870032.1104 | 21870032.1104 | 1478867.319 | 9629733.914 | 0 | 98686821.8334 | 131665455.1769 | 17782.7941 | 30.6803 | 3216.6189 | 4291.5313 | 65.5751 | 87.4887
1 | 5700 | 707 | 0.045 | 15 | 15 | 7 | 2.3714e-11 | 5spot_SharedNeighbor | Water | Porous | Wet | R600a | MinimizeLCOE_Brownfield | IgnoreSilica | 2019 | 82.5574 | 85.7615 | 9.6316 | 4 | 2955.4312 | 3811.4355 | 60.2505 | 77.7013 | 257.8738 | 0 | 47.1913 | 11089527.6583 | 976205.4397 | 11723779.5228 | 5601066.7867 | 0 | 0 | 0 | 11462325.9689 | 29822620.9248 | 20354551.5748 | 91030077.8761 | 961560.8286 | 21870032.1104 | 21870032.1104 | 1478867.319 | 9629733.914 | 0 | 113861670.8151 | 146840304.1587 | 23713.7371 | 38.5262 | 2955.4312 | 3811.4355 | 60.2505 | 77.7013
1 | 5700 | 707 | 0.045 | 15 | 15 | 7 | 3.1623e-11 | 5spot_SharedNeighbor | Water | Porous | Wet | R600a | MinimizeLCOE_Brownfield | IgnoreSilica | 2019 | 101.1347 | 104.3538 | 11.7196 | 4 | 2762.1917 | 3465.6856 | 56.311 | 70.6527 | 256.9697 | 0 | 55.4259 | 12756799.3964 | 1119933.2736 | 13716399.5596 | 6842340.7059 | 0 | 0 | 0 | 13429834.4448 | 34941674.3875 | 23848410.7491 | 106655392.5169 | 961560.8286 | 21870032.1104 | 21870032.1104 | 1478867.319 | 9629733.914 | 0 | 129486985.4559 | 162465618.7994 | 31622.7766 | 46.8783 | 2762.1917 | 3465.6856 | 56.311 | 70.6527
1 | 5700 | 707 | 0.045 | 15 | 15 | 7 | 4.217e-11 | 5spot_SharedNeighbor | Water | Porous | Wet | R600a | MinimizeLCOE_Brownfield | IgnoreSilica | 2019 | 195.481 | 186.3121 | 20.6171 | 4 | 2389.813 | 2789.707 | 48.7196 | 56.872 | 246.3311 | 0 | 70.9459 | 19307427.7352 | 1680371.3441 | 21808537.8454 | 12918405.9999 | 0 | 545604.9132 | 0 | 21941535.6568 | 57087374.9511 | 38963306.4324 | 174252564.8782 | 961560.8286 | 21870032.1104 | 21870032.1104 | 1478867.319 | 9629733.914 | 0 | 197084157.8172 | 230062791.1607 | 42169.6503 | 82.4684 | 2389.813 | 2789.707 | 48.7196 | 56.872
1 | 5700 | 707 | 0.045 | 15 | 15 | 7 | 5.6234e-11 | 5spot_SharedNeighbor | Water | Porous | Wet | R600a | MinimizeLCOE_Brownfield | IgnoreSilica | 2019 | 218.5064 | 202.7928 | 22.3553 | 4 | 2356.0195 | 2724.8208 | 48.0306 | 55.5492 | 242.7906 | 0 | 81.3809 | 20515369.064 | 1783090.0843 | 23338649.0189 | 14340428.8682 | 0 | 671787.6186 | 0 | 23653236.6151 | 61540869.7264 | 42002908.1267 | 187846339.1222 | 961560.8286 | 21870032.1104 | 21870032.1104 | 1478867.319 | 9629733.914 | 0 | 210677932.0612 | 243656565.4048 | 56234.1325 | 89.4211 | 2356.0195 | 2724.8208 | 48.0306 | 55.5492
1 | 5700 | 707 | 0.045 | 15 | 15 | 7 | 7.4989e-11 | 5spot_SharedNeighbor | Water | Porous | Wet | R600a | MinimizeLCOE_Brownfield | IgnoreSilica | 2019 | 228.2038 | 209.2367 | 23.1016 | 4 | 2335.6082 | 2692.495 | 47.6145 | 54.8902 | 241.181 | 0 | 93.5318 | 20980115.3768 | 1822564.7489 | 23930067.2966 | 14931084.1177 | 0 | 647385.2134 | 0 | 24301374.5338 | 63227191.6397 | 43153857.4829 | 192993640.4098 | 961560.8286 | 21870032.1104 | 21870032.1104 | 1478867.319 | 9629733.914 | 0 | 215825233.3489 | 248803866.6924 | 74989.4209 | 92.4064 | 2335.6082 | 2692.495 | 47.6145 | 54.8902
1 | 5700 | 707 | 0.045 | 15 | 15 | 7 | 1e-10 | 5spot_SharedNeighbor | Water | Porous | Wet | R600a | MinimizeLCOE_Brownfield | IgnoreSilica | 2019 | 233.5964 | 212.6816 | 23.5392 | 4 | 2320.2315 | 2670.4834 | 47.3011 | 54.4414 | 240.2516 | 0 | 111.717 | 21226923.6296 | 1843518.1422 | 24244742.5521 | 15257515.9166 | 0 | 591067.3726 | 0 | 24633869.3691 | 64092274.997 | 43744294.65 | 195634206.6293 | 961560.8286 | 21870032.1104 | 21870032.1104 | 1478867.319 | 9629733.914 | 0 | 218465799.5684 | 251444432.9119 | 100000 | 94.1569 | 2320.2315 | 2670.4834 | 47.3011 | 54.4414
1 | 5700 | 707 | 0.045 | 15 | 15 | 7 | 1.3335e-10 | 5spot_SharedNeighbor | Water | Porous | Wet | R600a | MinimizeLCOE_Brownfield | IgnoreSilica | 2019 | 237.8714 | 215.348 | 23.8797 | 4 | 2308.5461 | 2653.8048 | 47.0628 | 54.1014 | 239.5019 | 0 | 113.1859 | 21417190.9117 | 1859666.6598 | 24487608.0035 | 15515341.2302 | 0 | 543685.37 | 0 | 24891161.9483 | 64761697.5101 | 44201189.2704 | 197677540.9039 | 961560.8286 | 21870032.1104 | 21870032.1104 | 1478867.319 | 9629733.914 | 0 | 220509133.8429 | 253487767.1864 | 133352.1432 | 95.5186 | 2308.5461 | 2653.8048 | 47.0628 | 54.1014
1 | 5700 | 707 | 0.045 | 15 | 15 | 7 | 1.7783e-10 | 5spot_SharedNeighbor | Water | Porous | Wet | R600a | MinimizeLCOE_Brownfield | IgnoreSilica | 2019 | 241.2204 | 217.3967 | 24.1424 | 4 | 2299.6702 | 2641.1721 | 46.8819 | 53.8439 | 238.9069 | 0 | 147.5668 | 21562926.8096 | 1872032.9332 | 24673794.3776 | 15716685.0547 | 0 | 504524.609 | 0 | 25088685.8758 | 65275614.2518 | 44551948.0066 | 199246211.9184 | 961560.8286 | 21870032.1104 | 21870032.1104 | 1478867.319 | 9629733.914 | 0 | 222077804.8574 | 255056438.2009 | 177827.941 | 96.5694 | 2299.6702 | 2641.1721 | 46.8819 | 53.8439
1 | 5700 | 707 | 0.045 | 15 | 15 | 7 | 2.3714e-10 | 5spot_SharedNeighbor | Water | Porous | Wet | R600a | MinimizeLCOE_Brownfield | IgnoreSilica | 2019 | 243.7218 | 218.9017 | 24.338 | 4 | 2292.93 | 2631.6871 | 46.7445 | 53.6505 | 238.4575 | 0 | 183.5236 | 21669751.0919 | 1881095.8994 | 24810357.9001 | 15866348.4406 | 0 | 471521.416 | 0 | 25232639.1518 | 65650151.1469 | 44807577.1335 | 200389442.1803 | 961560.8286 | 21870032.1104 | 21870032.1104 | 1478867.319 | 9629733.914 | 0 | 223221035.1193 | 256199668.4628 | 237137.3706 | 97.3519 | 2292.93 | 2631.6871 | 46.7445 | 53.6505
1 | 5700 | 707 | 0.045 | 15 | 15 | 7 | 3.1623e-10 | 5spot_SharedNeighbor | Water | Porous | Wet | R600a | MinimizeLCOE_Brownfield | IgnoreSilica | 2019 | 245.836 | 220.161 | 24.4986 | 4 | 2287.7772 | 2624.3127 | 46.6394 | 53.5002 | 238.0761 | 0 | 206.3557 | 21758969.5622 | 1888664.2207 | 24924471.7208 | 15992742.6561 | 0 | 446942.7155 | 0 | 25354598.4414 | 65967464.2012 | 45024149.8132 | 201358003.3311 | 961560.8286 | 21870032.1104 | 21870032.1104 | 1478867.319 | 9629733.914 | 0 | 224189596.2702 | 257168229.6137 | 316227.766 | 97.9945 | 2287.7772 | 2624.3127 | 46.6394 | 53.5002
1 | 5700 | 707 | 0.045 | 15 | 15 | 7 | 4.217e-10 | 5spot_SharedNeighbor | Water | Porous | Wet | R600a | MinimizeLCOE_Brownfield | IgnoreSilica | 2019 | 247.2781 | 221.0091 | 24.6096 | 4 | 2283.9883 | 2619.0066 | 46.5622 | 53.392 | 237.8128 | 0 | 234.7119 | 21818974.1436 | 1893753.8602 | 25001249.174 | 16078823.2101 | 0 | 426383.7793 | 0 | 25435481.8252 | 66177906.1744 | 45167780.784 | 202000352.9507 | 961560.8286 | 21870032.1104 | 21870032.1104 | 1478867.319 | 9629733.914 | 0 | 224831945.8898 | 257810579.2333 | 421696.5034 | 98.4383 | 2283.9883 | 2619.0066 | 46.5622 | 53.392
1 | 5700 | 707 | 0.045 | 15 | 15 | 7 | 5.6234e-10 | 5spot_SharedNeighbor | Water | Porous | Wet | R600a | MinimizeLCOE_Brownfield | IgnoreSilica | 2019 | 248.1406 | 221.5119 | 24.6807 | 4 | 2281.0462 | 2615.0994 | 46.5022 | 53.3123 | 237.6539 | 0 | 214.4869 | 21854524.3291 | 1896769.07 | 25046747.6688 | 16130257.7531 | 0 | 406813.8018 | 0 | 25480693.9229 | 66295538.7784 | 45248067.4533 | 202359412.7774 | 961560.8286 | 21870032.1104 | 21870032.1104 | 1478867.319 | 9629733.914 | 0 | 225191005.7164 | 258169639.0599 | 562341.3252 | 98.7227 | 2281.0462 | 2615.0994 | 46.5022 | 53.3123
1 | 5700 | 707 | 0.045 | 15 | 15 | 7 | 7.4989e-10 | 5spot_SharedNeighbor | Water | Porous | Wet | R600a | MinimizeLCOE_Brownfield | IgnoreSilica | 2019 | 248.9512 | 221.9839 | 24.7433 | 4 | 2278.8461 | 2612.0542 | 46.4574 | 53.2503 | 237.5052 | 0 | 245.1706 | 21887872.1381 | 1899597.3577 | 25089434.9643 | 16178603.7013 | 0 | 393723.1294 | 0 | 25525200.2034 | 66411334.9907 | 45327100.7476 | 202712867.2323 | 961560.8286 | 21870032.1104 | 21870032.1104 | 1478867.319 | 9629733.914 | 0 | 225544460.1714 | 258523093.5149 | 749894.2093 | 98.9731 | 2278.8461 | 2612.0542 | 46.4574 | 53.2503
1 | 5700 | 707 | 0.045 | 15 | 15 | 7 | 1e-09 | 5spot_SharedNeighbor | Water | Porous | Wet | R600a | MinimizeLCOE_Brownfield | IgnoreSilica | 2019 | 249.5554 | 222.3343 | 24.79 | 4 | 2277.1887 | 2609.769 | 46.4236 | 53.2037 | 237.394 | 0 | 259.5885 | 21912613.8028 | 1901695.6638 | 25121110.5301 | 16214624.9457 | 0 | 383553.8002 | 0 | 25558103.5096 | 66496942.6441 | 45385529.7301 | 202974174.6263 | 961560.8286 | 21870032.1104 | 21870032.1104 | 1478867.319 | 9629733.914 | 0 | 225805767.5654 | 258784400.9089 | 1000000 | 99.1599 | 2277.1887 | 2609.769 | 46.4236 | 53.2037
1 | 5700 | 707 | 0.045 | 15 | 15 | 7 | 1.3335e-09 | 5spot_SharedNeighbor | Water | Porous | Wet | R600a | MinimizeLCOE_Brownfield | IgnoreSilica | 2019 | 250.8808 | 223.1126 | 24.8752 | 4 | 2275.9908 | 2607.4318 | 46.3992 | 53.156 | 237.1573 | 0 | 241.5626 | 21967532.9853 | 1906353.0434 | 25191435.1372 | 16293844.9853 | 0 | 386587.2397 | 0 | 25640843.8225 | 66712215.9658 | 45532458.1956 | 203631271.3749 | 961560.8286 | 21870032.1104 | 21870032.1104 | 1478867.319 | 9629733.914 | 0 | 226462864.314 | 259441497.6575 | 1333521.4322 | 99.5008 | 2275.9908 | 2607.4318 | 46.3992 | 53.156
1 | 5700 | 707 | 0.045 | 15 | 15 | 7 | 1.7783e-09 | 5spot_SharedNeighbor | Water | Porous | Wet | R600a | MinimizeLCOE_Brownfield | IgnoreSilica | 2019 | 251.0977 | 223.2478 | 24.8947 | 4 | 2275.1297 | 2606.311 | 46.3816 | 53.1332 | 237.1234 | 0 | 258.0129 | 21977069.0718 | 1907161.7104 | 25203648.1934 | 16306944.062 | 0 | 380573.3082 | 0 | 25652404.5748 | 66742294.672 | 45552987.5306 | 203723083.1231 | 961560.8286 | 21870032.1104 | 21870032.1104 | 1478867.319 | 9629733.914 | 0 | 226554676.0622 | 259533309.4057 | 1778279.41 | 99.5788 | 2275.1297 | 2606.311 | 46.3816 | 53.1332
1 | 5700 | 707 | 0.045 | 15 | 15 | 7 | 2.3714e-09 | 5spot_SharedNeighbor | Water | Porous | Wet | R600a | MinimizeLCOE_Brownfield | IgnoreSilica | 2019 | 251.2681 | 223.3536 | 24.9098 | 4 | 2274.4782 | 2605.4587 | 46.3683 | 53.1158 | 237.0966 | 0 | 266.6382 | 21984530.5928 | 1907794.4457 | 25213204.7234 | 16317229.4303 | 0 | 376058.6887 | 0 | 25661538.9735 | 66766060.5037 | 45569208.1991 | 203795625.5572 | 961560.8286 | 21870032.1104 | 21870032.1104 | 1478867.319 | 9629733.914 | 0 | 226627218.4962 | 259605851.8398 | 2371373.7057 | 99.6392 | 2274.4782 | 2605.4587 | 46.3683 | 53.1158
1 | 5700 | 707 | 0.045 | 15 | 15 | 7 | 3.1623e-09 | 5spot_SharedNeighbor | Water | Porous | Wet | R600a | MinimizeLCOE_Brownfield | IgnoreSilica | 2019 | 251.3802 | 223.4237 | 24.9202 | 4 | 2273.9868 | 2604.8286 | 46.3583 | 53.103 | 237.0793 | 0 | 252.7282 | 21989475.3651 | 1908213.758 | 25219538.0632 | 16324002.647 | 0 | 372442.8176 | 0 | 25667332.3338 | 66781133.6387 | 45579495.9235 | 203841634.5467 | 961560.8286 | 21870032.1104 | 21870032.1104 | 1478867.319 | 9629733.914 | 0 | 226673227.4858 | 259651860.8293 | 3162277.6602 | 99.681 | 2273.9868 | 2604.8286 | 46.3583 | 53.103
1 | 5700 | 707 | 0.045 | 15 | 15 | 7 | 4.217e-09 | 5spot_SharedNeighbor | Water | Porous | Wet | R600a | MinimizeLCOE_Brownfield | IgnoreSilica | 2019 | 251.4682 | 223.4786 | 24.9283 | 4 | 2273.6164 | 2604.3511 | 46.3507 | 53.0932 | 237.0656 | 0 | 247.2282 | 21993342.4554 | 1908541.6819 | 25224491.2019 | 16329317.1113 | 0 | 369745.2555 | 0 | 25671920.7053 | 66793071.6403 | 45587643.8548 | 203878073.9064 | 961560.8286 | 21870032.1104 | 21870032.1104 | 1478867.319 | 9629733.914 | 0 | 226709666.8455 | 259688300.189 | 4216965.0343 | 99.7132 | 2273.6164 | 2604.3511 | 46.3507 | 53.0932
1 | 5700 | 707 | 0.045 | 15 | 15 | 7 | 5.6234e-09 | 5spot_SharedNeighbor | Water | Porous | Wet | R600a | MinimizeLCOE_Brownfield | IgnoreSilica | 2019 | 251.5239 | 223.5138 | 24.9338 | 4 | 2273.3376 | 2603.9998 | 46.3451 | 53.0861 | 237.0571 | 0 | 251.1402 | 21995823.8165 | 1908752.097 | 25227669.4889 | 16332691.7885 | 0 | 367589.4136 | 0 | 25674685.3758 | 66800264.7456 | 45592553.297 | 203900030.0229 | 961560.8286 | 21870032.1104 | 21870032.1104 | 1478867.319 | 9629733.914 | 0 | 226731622.9619 | 259710256.3054 | 5623413.2519 | 99.7351 | 2273.3376 | 2603.9998 | 46.3451 | 53.0861
1 | 5700 | 707 | 0.045 | 15 | 15 | 7 | 7.4989e-09 | 5spot_SharedNeighbor | Water | Porous | Wet | R600a | MinimizeLCOE_Brownfield | IgnoreSilica | 2019 | 251.5823 | 223.5498 | 24.9388 | 4 | 2273.128 | 2603.7232 | 46.3408 | 53.0804 | 237.0478 | 0 | 255.578 | 21998358.5542 | 1908967.0377 | 25230916.1852 | 16336209.2764 | 0 | 366149.6822 | 0 | 25677834.2869 | 66808457.5664 | 45598145.0656 | 203925037.6546 | 961560.8286 | 21870032.1104 | 21870032.1104 | 1478867.319 | 9629733.914 | 0 | 226756630.5936 | 259735263.9371 | 7498942.0933 | 99.7553 | 2273.128 | 2603.7232 | 46.3408 | 53.0804
1 | 5700 | 707 | 0.045 | 15 | 15 | 7 | 1e-08 | 5spot_SharedNeighbor | Water | Porous | Wet | R600a | MinimizeLCOE_Brownfield | IgnoreSilica | 2019 | 251.6165 | 223.5712 | 24.9421 | 4 | 2272.9704 | 2603.5226 | 46.3376 | 53.0763 | 237.0425 | 0 | 248.6906 | 21999872.1411 | 1909095.3865 | 25232854.9291 | 16338281.0572 | 0 | 364957.2869 | 0 | 25679573.7123 | 66812983.1946 | 45601233.8998 | 203938851.6075 | 961560.8286 | 21870032.1104 | 21870032.1104 | 1478867.319 | 9629733.914 | 0 | 226770444.5465 | 259749077.8901 | 10000000 | 99.7683 | 2272.9704 | 2603.5226 | 46.3376 | 53.0763
1 | 5800 | 707 | 0.045 | 15 | 15 | 7 | 1e-13 | 5spot_SharedNeighbor | Water | Porous | Wet | R600a | MinimizeLCOE_Brownfield | IgnoreSilica | 2019 | 1.2545 | 0.64764 | 0.064659 | 4 | 99672.7629 | 230107.0947 | 2031.9641 | 4691.0444 | 177.7375 | 0 | 19.7845 | 353317.4025 | 31928.0426 | 235235.657 | 97384.4713 | 0 | 59304.0652 | 0 | 303096.1591 | 788594.0323 | 538231.631 | 2407091.461 | 961560.8286 | 22410181.7999 | 22410181.7999 | 1478867.319 | 9845793.7898 | 0 | 25778834.0895 | 59513676.9983 | 100 | 0.25863 | 99672.7629 | 230107.0947 | 2031.9641 | 4691.0444
1 | 5800 | 707 | 0.045 | 15 | 15 | 7 | 1.3335e-13 | 5spot_SharedNeighbor | Water | Porous | Wet | R600a | MinimizeLCOE_Brownfield | IgnoreSilica | 2019 | 1.6125 | 0.98828 | 0.10183 | 4 | 65227.7855 | 148050.0657 | 1329.7566 | 3018.2008 | 193.3779 | 0 | 107.0117 | 474413.8659 | 42919.3207 | 329866.3847 | 121411.5881 | 0 | 63458.1784 | 0 | 402507.0417 | 1047240.7569 | 714763.3352 | 3196580.4715 | 961560.8286 | 22410181.7999 | 22410181.7999 | 1478867.319 | 9845793.7898 | 0 | 26568323.1 | 60303166.0088 | 133.3521 | 0.40732 | 65227.7855 | 148050.0657 | 1329.7566 | 3018.2008
1 | 5800 | 707 | 0.045 | 15 | 15 | 7 | 1.7783e-13 | 5spot_SharedNeighbor | Water | Porous | Wet | R600a | MinimizeLCOE_Brownfield | IgnoreSilica | 2019 | 2.0598 | 1.4303 | 0.15045 | 4 | 45691.7207 | 101747.6048 | 931.4875 | 2074.2625 | 206.5851 | 0 | 139.6771 | 614266.5482 | 55595.2171 | 443381.5259 | 151660.1407 | 0 | 67202.7123 | 0 | 519521.3963 | 1351688.1046 | 922554.9058 | 4125870.5509 | 961560.8286 | 22410181.7999 | 22410181.7999 | 1478867.319 | 9845793.7898 | 0 | 27497613.1794 | 61232456.0882 | 177.8279 | 0.60181 | 45691.7207 | 101747.6048 | 931.4875 | 2074.2625
1 | 5800 | 707 | 0.045 | 15 | 15 | 7 | 2.3714e-13 | 5spot_SharedNeighbor | Water | Porous | Wet | R600a | MinimizeLCOE_Brownfield | IgnoreSilica | 2019 | 2.6044 | 1.9805 | 0.21158 | 4 | 33740.2439 | 73600.4421 | 687.8405 | 1500.4446 | 217.3368 | 0 | 177.6041 | 771469.7302 | 69819.7028 | 575244.5662 | 187528.494 | 0 | 69550.9681 | 0 | 652709.2499 | 1698215.5791 | 1159067.0276 | 5183605.3177 | 961560.8286 | 22410181.7999 | 22410181.7999 | 1478867.319 | 9845793.7898 | 0 | 28555347.9462 | 62290190.8549 | 237.1374 | 0.84633 | 33740.2439 | 73600.4421 | 687.8405 | 1500.4446
1 | 5800 | 707 | 0.045 | 15 | 15 | 7 | 3.1623e-13 | 5spot_SharedNeighbor | Water | Porous | Wet | R600a | MinimizeLCOE_Brownfield | IgnoreSilica | 2019 | 3.3239 | 2.7253 | 0.29443 | 4 | 25376.1574 | 54020.6911 | 517.3273 | 1101.2849 | 226.6668 | 0 | 228.6605 | 965053.1505 | 87301.8979 | 742611.8661 | 235825.8492 | 0 | 72332.8575 | 0 | 820218.9923 | 2134041.5678 | 1456527.2202 | 6513913.4014 | 961560.8286 | 22410181.7999 | 22410181.7999 | 1478867.319 | 9845793.7898 | 0 | 29885656.0299 | 63620498.9386 | 316.2278 | 1.1777 | 25376.1574 | 54020.6911 | 517.3273 | 1101.2849
1 | 5800 | 707 | 0.045 | 15 | 15 | 7 | 4.217e-13 | 5spot_SharedNeighbor | Water | Porous | Wet | R600a | MinimizeLCOE_Brownfield | IgnoreSilica | 2019 | 4.2164 | 3.6641 | 0.39952 | 4 | 19675.8596 | 40785.5094 | 401.119 | 831.4678 | 234.1401 | 0 | 37.5517 | 1188109.9596 | 107401.7412 | 941033.0969 | 296071.866 | 0 | 73496.4566 | 0 | 1016384.1169 | 2644422.9832 | 1804873.0235 | 8071793.2441 | 961560.8286 | 22410181.7999 | 22410181.7999 | 1478867.319 | 9845793.7898 | 0 | 31443535.8726 | 65178378.7813 | 421.6965 | 1.5981 | 19675.8596 | 40785.5094 | 401.119 | 831.4678
1 | 5800 | 707 | 0.045 | 15 | 15 | 7 | 5.6234e-13 | 5spot_SharedNeighbor | Water | Porous | Wet | R600a | MinimizeLCOE_Brownfield | IgnoreSilica | 2019 | 5.3884 | 4.9111 | 0.53932 | 4 | 15473.2622 | 31111.0563 | 315.4434 | 634.241 | 240.39 | 0 | 38.4157 | 1460013.4171 | 131844.4285 | 1189533.9797 | 375556.9363 | 0 | 74353.1249 | 0 | 1260207.7357 | 3278802.0242 | 2237849.7541 | 10008161.4005 | 961560.8286 | 22410181.7999 | 22410181.7999 | 1478867.319 | 9845793.7898 | 0 | 33379904.029 | 67114746.9378 | 562.3413 | 2.1573 | 15473.2622 | 31111.0563 | 315.4434 | 634.241
1 | 5800 | 707 | 0.045 | 15 | 15 | 7 | 7.4989e-13 | 5spot_SharedNeighbor | Water | Porous | Wet | R600a | MinimizeLCOE_Brownfield | IgnoreSilica | 2019 | 6.9011 | 6.5293 | 0.72107 | 4 | 12390.0085 | 24086.156 | 252.5871 | 491.0289 | 245.3532 | 0 | 45.1928 | 1784451.9009 | 160933.0082 | 1493926.5628 | 478426.0133 | 0 | 74309.6877 | 0 | 1556898.3975 | 4050730.2664 | 2764706.641 | 12364382.4778 | 961560.8286 | 22410181.7999 | 22410181.7999 | 1478867.319 | 9845793.7898 | 0 | 35736125.1064 | 69470968.0151 | 749.8942 | 2.8843 | 12390.0085 | 24086.156 | 252.5871 | 491.0289
1 | 5800 | 707 | 0.045 | 15 | 15 | 7 | 1e-12 | 5spot_SharedNeighbor | Water | Porous | Wet | R600a | MinimizeLCOE_Brownfield | IgnoreSilica | 2019 | 8.889 | 8.6405 | 0.95791 | 4 | 10083.163 | 18887.4052 | 205.5589 | 385.0453 | 248.9629 | 0 | 45.0057 | 2174448.9297 | 195800.2316 | 1869236.2238 | 613442.6867 | 0 | 75143.5391 | 0 | 1921947.9283 | 5000514.2636 | 3412953.7352 | 15263487.538 | 961560.8286 | 22410181.7999 | 22410181.7999 | 1478867.319 | 9845793.7898 | 0 | 38635230.1665 | 72370073.0752 | 1000 | 3.8317 | 10083.163 | 18887.4052 | 205.5589 | 385.0453
1 | 5800 | 707 | 0.045 | 15 | 15 | 7 | 1.3335e-12 | 5spot_SharedNeighbor | Water | Porous | Wet | R600a | MinimizeLCOE_Brownfield | IgnoreSilica | 2019 | 11.5368 | 11.5506 | 1.2863 | 4 | 8234.2112 | 14791.0085 | 167.8655 | 301.5347 | 252.9242 | 0 | 49.3767 | 2669443.0756 | 239916.0068 | 2357853.331 | 795196.8276 | 0 | 69935.2387 | 0 | 2391614.3471 | 6222489.9435 | 4246977.2458 | 18993426.0161 | 961560.8286 | 22410181.7999 | 22410181.7999 | 1478867.319 | 9845793.7898 | 0 | 42365168.6446 | 76100011.5534 | 1333.5214 | 5.145 | 8234.2112 | 14791.0085 | 167.8655 | 301.5347
1 | 5800 | 707 | 0.045 | 15 | 15 | 7 | 1.7783e-12 | 5spot_SharedNeighbor | Water | Porous | Wet | R600a | MinimizeLCOE_Brownfield | IgnoreSilica | 2019 | 14.9863 | 15.2984 | 1.7085 | 4 | 6862.8524 | 11799.0438 | 139.9085 | 240.5395 | 255.5299 | 0 | 45.8375 | 3256623.1767 | 292070.5981 | 2952225.2477 | 1031291.7821 | 0 | 64925.3997 | 0 | 2962883.1197 | 7708814.1064 | 5261424.0279 | 23530257.4583 | 961560.8286 | 22410181.7999 | 22410181.7999 | 1478867.319 | 9845793.7898 | 0 | 46902000.0868 | 80636842.9955 | 1778.2794 | 6.8342 | 6862.8524 | 11799.0438 | 139.9085 | 240.5395
1 | 5800 | 707 | 0.045 | 15 | 15 | 7 | 2.3714e-12 | 5spot_SharedNeighbor | Water | Porous | Wet | R600a | MinimizeLCOE_Brownfield | IgnoreSilica | 2019 | 19.5838 | 20.3014 | 2.2724 | 4 | 5788.3081 | 9499.6687 | 118.0025 | 193.6636 | 257.594 | 0 | 40.1317 | 3979476.7521 | 356045.1594 | 3702157.695 | 1346191.2272 | 0 | 57317.9441 | 0 | 3682063.6233 | 9579974.2528 | 6538529.2763 | 29241755.9302 | 961560.8286 | 22410181.7999 | 22410181.7999 | 1478867.319 | 9845793.7898 | 0 | 52613498.5587 | 86348341.4674 | 2371.3737 | 9.0896 | 5788.3081 | 9499.6687 | 118.0025 | 193.6636
1 | 5800 | 707 | 0.045 | 15 | 15 | 7 | 3.1623e-12 | 5spot_SharedNeighbor | Water | Porous | Wet | R600a | MinimizeLCOE_Brownfield | IgnoreSilica | 2019 | 25.6294 | 26.8871 | 3.0149 | 4 | 4950.8354 | 7748.1581 | 100.9295 | 157.9567 | 259.1916 | 0 | 61.2455 | 4857197.5454 | 433427.9785 | 4635199.8546 | 1760507.8345 | 0 | 44639.1524 | 0 | 4575079.2225 | 11903417.6592 | 8124327.1432 | 36333796.3902 | 961560.8286 | 22410181.7999 | 22410181.7999 | 1478867.319 | 9845793.7898 | 0 | 59705539.0188 | 93440381.9275 | 3162.2777 | 12.0597 | 4950.8354 | 7748.1581 | 100.9295 | 157.9567
1 | 5800 | 707 | 0.045 | 15 | 15 | 7 | 4.217e-12 | 5spot_SharedNeighbor | Water | Porous | Wet | R600a | MinimizeLCOE_Brownfield | IgnoreSilica | 2019 | 18.3969 | 19.0046 | 2.1343 | 4 | 5971.5004 | 9922.9429 | 121.7371 | 202.2926 | 257.1259 | 0 | 29.0962 | 3797565.2202 | 339967.6877 | 3511726.5556 | 1264779.044 | 0 | 0 | 0 | 3476475.0179 | 9045074.8736 | 6173449.4589 | 27609037.8581 | 961560.8286 | 22410181.7999 | 22410181.7999 | 1478867.319 | 9845793.7898 | 0 | 50980780.4866 | 84715623.3953 | 4216.965 | 8.5373 | 5971.5004 | 9922.9429 | 121.7371 | 202.2926
1 | 5800 | 707 | 0.045 | 15 | 15 | 7 | 5.6234e-12 | 5spot_SharedNeighbor | Water | Porous | Wet | R600a | MinimizeLCOE_Brownfield | IgnoreSilica | 2019 | 24.0654 | 25.1753 | 2.8273 | 4 | 5106.5702 | 8089.4755 | 104.1043 | 164.9149 | 258.8139 | 0 | 33.1209 | 4635631.8374 | 413922.4483 | 4397579.003 | 1653170.3749 | 0 | 0 | 0 | 4329118.4288 | 11263478.1275 | 7687555.2634 | 34380455.4833 | 961560.8286 | 22410181.7999 | 22410181.7999 | 1478867.319 | 9845793.7898 | 0 | 57752198.1118 | 91487041.0206 | 5623.4133 | 11.3094 | 5106.5702 | 8089.4755 | 104.1043 | 164.9149
1 | 5800 | 707 | 0.045 | 15 | 15 | 7 | 7.4989e-12 | 5spot_SharedNeighbor | Water | Porous | Wet | R600a | MinimizeLCOE_Brownfield | IgnoreSilica | 2019 | 31.5025 | 33.2765 | 3.7372 | 4 | 4425.7486 | 6682.4648 | 90.2249 | 136.2311 | 260.1132 | 0 | 51.2266 | 5651288.1716 | 503190.8833 | 5497227.2298 | 2162852.8024 | 0 | 0 | 0 | 5387678.044 | 14017633.1056 | 9567322.6282 | 42787192.8648 | 961560.8286 | 22410181.7999 | 22410181.7999 | 1478867.319 | 9845793.7898 | 0 | 66158935.4933 | 99893778.4021 | 7498.9421 | 14.9486 | 4425.7486 | 6682.4648 | 90.2249 | 136.2311
1 | 5800 | 707 | 0.045 | 15 | 15 | 7 | 1e-11 | 5spot_SharedNeighbor | Water | Porous | Wet | R600a | MinimizeLCOE_Brownfield | IgnoreSilica | 2019 | 41.1152 | 43.7494 | 4.9133 | 4 | 3890.1341 | 5606.627 | 79.3056 | 114.2987 | 261.0931 | 0 | 46.6868 | 6864974.3612 | 609420.7194 | 6842450.0149 | 2821707.2928 | 0 | 0 | 0 | 6684035.4314 | 17390489.1084 | 11869366.1553 | 53082443.0834 | 961560.8286 | 22410181.7999 | 22410181.7999 | 1478867.319 | 9845793.7898 | 0 | 76454185.7119 | 110189028.6207 | 10000 | 19.6534 | 3890.1341 | 5606.627 | 79.3056 | 114.2987
1 | 5800 | 707 | 0.045 | 15 | 15 | 7 | 1.3335e-11 | 5spot_SharedNeighbor | Water | Porous | Wet | R600a | MinimizeLCOE_Brownfield | IgnoreSilica | 2019 | 53.3079 | 57.0121 | 6.4028 | 4 | 3468.6311 | 4785.8178 | 70.7127 | 97.5654 | 261.7731 | 0 | 44.3572 | 8288923.2555 | 733522.5925 | 8456825.7298 | 3656989.3435 | 0 | 0 | 0 | 8243141.7594 | 21446963.957 | 14637993.5917 | 65464360.2294 | 961560.8286 | 22410181.7999 | 22410181.7999 | 1478867.319 | 9845793.7898 | 0 | 88836102.8579 | 122570945.7667 | 13335.2143 | 25.6113 | 3468.6311 | 4785.8178 | 70.7127 | 97.5654